## myCSV (3)
Facility ID | UST Legacy Tank No. | Tank Overfill type | Tank Overfill Install Date | Tank OverfillExempt | Tank Spill Install Date | Tank SpillExempt | Tank Status | Content Description | Tank Capacity | Construction Description | Tank Installation Date | Pipe Description | Pipe Type Name
10000002 | 1 | Ball Float | 2002-01-01 | no | 2002-01-01 | no | Currently in Use | Gas (Historical Use) | 12000 | Composite | 2002-01-01 | Fiberglass Reinforced Plastic | Pressurized
10000002 | 2 | Ball Float | 2002-01-01 | no | 2002-01-01 | no | Currently in Use | Gas (Historical Use) | 8000 | Composite | 2002-01-01 | Fiberglass Reinforced Plastic | Pressurized
10000002 | 3 | Ball Float | 2002-01-01 | no | 2002-01-01 | no | Currently in Use | Diesel | 4000 | Composite | 2002-01-01 | Fiberglass Reinforced Plastic | Pressurized
10000008 | 1A |  | 2002-01-23 | no | 2002-01-16 | no | Currently in Use | Gas (Historical Use) | 12000 | Composite | 2002-01-16 | Double-Walled Flex | Pressurized
10000008 | 1B |  | 2002-01-23 | no | 2002-01-16 | no | Currently in Use | Gas (Historical Use) | 8000 | Composite | 2002-01-16 | Double-Walled Flex | Pressurized
10000010 | 1 |  |  | no |  | no | Removed from Ground | Empty | 11000 | Not Marked/Unknown | 2003-07-13 | Unknown
10000013 | 1 | Ball Float | 2002-04-01 | no | 2002-04-01 | no | Temporarily out of use | Gas (Historical Use) | 12000 | Fiberglass | 2002-04-01 | Fiberglass Reinforced Plastic | Pressurized
10000013 | 2 | Ball Float | 2002-04-02 | no | 2002-04-02 | no | Temporarily out of use | Gas (Historical Use) | 8000 | Fiberglass | 2002-04-02 | Fiberglass Reinforced Plastic | Pressurized
10000013 | 3 | Ball Float | 2002-04-02 | no | 2002-04-02 | no | Temporarily out of use | Diesel | 4000 | Fiberglass | 2002-04-02 | Fiberglass Reinforced Plastic | Pressurized
10000015 | 1 |  | 2002-04-26 | no | 2002-04-26 | no | Currently in Use | Gas (Historical Use) | 20000 | Fiberglass Double Walled | 2002-04-24 | Double Walled | Pressurized
10000015 | 2A |  | 2002-04-26 | no | 2002-04-26 | no | Currently in Use | Gas (Historical Use) | 8000 | Fiberglass Double Walled | 2002-05-15 | Double Walled | Pressurized
10000015 | 2B |  | 2002-04-24 | no | 2002-04-24 | no | Currently in Use | Gas (Historical Use) | 12000 | Fiberglass Double Walled | 2002-04-24 | Double Walled | Pressurized
10000016 | 1 | Ball Float | 2001-10-30 | no | 2001-10-30 | no | Currently in Use | Regular | 10000 | Composite | 2001-10-29 | Double-Walled Flex | Pressurized
10000016 | 2 | Ball Float | 2001-10-30 | no | 2001-10-30 | no | Currently in Use | Premium | 8000 | Composite | 2001-10-29 | Double-Walled Flex | Pressurized
10000016 | 3 | Ball Float | 2001-10-30 | no | 2001-10-30 | no | Currently in Use | Diesel | 4000 | Composite | 2001-10-29 | Double-Walled Flex | Pressurized
10000017 | 1 | Overfill Alarm | 2002-01-01 | no | 2002-01-01 | no | Currently in Use | Gas (Historical Use) | 15000 | Composite Double Walled | 2002-01-31 | Double-Walled Fiberglass | Pressurized
10000017 | 2 | Overfill Alarm | 2002-01-31 | no | 2002-01-31 | no | Currently in Use | Gas (Historical Use) | 15000 | Composite Double Walled | 2002-01-31 | Double-Walled Fiberglass | Pressurized
10000018 | 1 |  | 2002-01-01 | no | 2002-01-01 | no | Currently in Use | Gas (Historical Use) | 20000 | Fiberglass Double Walled | 2001-11-01 | Double-Walled Flex | Pressurized
10000018 | 2 |  | 2002-01-01 | no | 2002-01-01 | no | Currently in Use | Gas (Historical Use) | 20000 | Fiberglass Double Walled | 2001-11-01 | Double-Walled Flex | Pressurized
10000018 | 3 |  | 2002-01-01 | no | 2002-01-01 | no | Currently in Use | Gas (Historical Use) | 12000 | Fiberglass Double Walled | 2001-11-01 | Double-Walled Flex | Pressurized
10000018 | 4A |  | 2016-07-15 | no |  | no | Currently in Use | Diesel | 12000 | Fiberglass Double Walled | 2016-07-01 | Double-Walled Flex | Pressurized
10000018 | 4B |  | 2016-07-15 | no |  | no | Currently in Use | Gas (Historical Use) | 10000 | Fiberglass Double Walled | 2016-07-01 | Double-Walled Flex | Pressurized
10000019 | 1 | Flapper Valve | 2002-01-13 | no | 2002-01-13 | no | Currently in Use | Gas (Historical Use) | 15000 | Fiberglass Double Walled | 2002-01-13 | Double-Walled Fiberglass | Pressurized
10000019 | 2A |  | 2002-01-13 | no | 2002-01-13 | no | Currently in Use | Diesel | 8000 | Fiberglass Double Walled | 2002-01-23 | Double-Walled Fiberglass | Pressurized
10000019 | 2B |  | 2002-01-13 | no | 2002-01-13 | no | Currently in Use | Gas (Historical Use) | 7000 | Fiberglass Double Walled | 2002-01-23 | Double-Walled Fiberglass | Pressurized
10000020 | 1A | Ball Float | 2001-11-02 | no | 2001-11-02 | no | Currently in Use | Regular | 16000 | Fiberglass Double Walled | 2001-11-02 | Double-Walled Fiberglass | Pressurized
10000020 | 1B | Ball Float | 2001-11-02 | no | 2001-11-02 | no | Currently in Use | Premium | 8000 | Fiberglass Double Walled | 2001-11-02 | Double-Walled Fiberglass | Pressurized
10000026 | 1 |  | 2001-12-10 | no | 2001-12-10 | no | Currently in Use | Gas (Historical Use) | 15000 | Fiberglass Double Walled | 2001-12-10 | Double-Walled Fiberglass | Pressurized
10000026 | 2A |  | 2001-12-10 | no | 2001-12-10 | no | Currently in Use | Gas (Historical Use) | 8000 | Fiberglass Double Walled | 2001-12-10 | Double-Walled Fiberglass | Pressurized
10000026 | 2B |  | 2001-12-10 | no | 2001-12-10 | no | Currently in Use | Diesel | 7000 | Fiberglass Double Walled | 2001-12-10 | Double-Walled Fiberglass | Pressurized
10000028 | 1 | Overfill Alarm | 2002-02-12 | no | 2002-02-12 | no | Currently in Use | Regular | 15000 | Fiberglass Double Walled | 2002-02-12 | Double-Walled Fiberglass | Pressurized
10000028 | 2A | Overfill Alarm | 2002-02-12 | no | 2002-02-12 | no | Currently in Use | Premium | 8000 | Fiberglass Double Walled | 2002-02-12 | Double-Walled Fiberglass | Pressurized
10000028 | 2B | Overfill Alarm | 2002-02-12 | no | 2002-02-12 | no | Currently in Use | Diesel | 8000 | Fiberglass Double Walled | 2002-02-12 | Double-Walled Fiberglass | Pressurized
1000003 | 1 | [5 empty] | Removed from Ground | Gas (Historical Use) | 4000 | Bare Steel | 1980-03-25 | Galvanized Steel | Suction (American)
10000036 | 1 |  |  | no |  | no | Removed from Ground | Not Marked/Tank Removed | 0 | Not Marked/Unknown | 1936-01-01 | Unknown
10000036 | 2 |  |  | no |  | no | Removed from Ground | Not Marked/Tank Removed | 1500 | Bare Steel | 2003-10-30 | Unknown
10000037 | 1A | Ball Float | 2000-11-13 | no | 2000-11-13 | no | Removed from Ground | Gas (Historical Use) | 14000 | Composite | 2000-11-13 | Fiberglass Reinforced Plastic | Pressurized
10000037 | 1B | Ball Float | 2000-11-13 | no | 2000-11-13 | no | Removed from Ground | Gas (Historical Use) | 6000 | Composite | 2000-11-13 | Fiberglass Reinforced Plastic | Pressurized
10000037 | 1C | Ball Float | 2000-11-13 | no | 2000-11-13 | no | Removed from Ground | Gas (Historical Use) | 5000 | Composite | 2000-11-13 | Fiberglass Reinforced Plastic | Pressurized
10000038 | 1 |  | 2002-01-01 | no | 2002-01-01 | no | Currently in Use | Gas (Historical Use) | 15000 | Composite | 2002-01-01 | Double-Walled Fiberglass | Pressurized
10000038 | 2A |  | 2002-01-01 | no | 2002-01-01 | no | Currently in Use | Gas (Historical Use) | 10000 | Composite | 2002-01-01 | Double-Walled Fiberglass | Pressurized
10000038 | 2B |  | 2002-01-01 | no | 2002-01-01 | no | Currently in Use | Diesel | 5000 | Composite | 2002-01-01 | Double-Walled Fiberglass | Pressurized
10000039 | 1 |  | 2002-02-04 | no | 2002-02-04 | no | Currently in Use | Gas (Historical Use) | 15000 | Epoxy | 2001-12-01 | Double-Walled Fiberglass | Pressurized
10000039 | 2A |  | 2002-02-04 | no | 2002-02-04 | no | Currently in Use | Gas (Historical Use) | 10000 | Epoxy | 2002-12-01 | Double-Walled Fiberglass | Pressurized
10000039 | 2B |  | 2002-02-04 | no | 2002-02-04 | no | Currently in Use | Diesel | 5000 | Epoxy | 2002-12-01 | Double-Walled Fiberglass | Pressurized
10000043 | 1 | Flapper Valve | 2002-04-26 | no | 2002-04-26 | no | Currently in Use | Gas (Historical Use) | 20000 | Fiberglass Double Walled | 2002-04-26 | Double-Walled Flex | Pressurized
10000043 | 2A | Flapper Valve | 2002-04-26 | no | 2002-04-26 | no | Currently in Use | Diesel | 12000 | Fiberglass Double Walled | 2002-04-23 | Double-Walled Flex | Pressurized
10000043 | 2B | Flapper Valve | 2002-04-26 | no | 2002-04-26 | no | Currently in Use | Gas (Historical Use) | 8000 | Fiberglass Double Walled | 2002-04-23 | Double-Walled Flex | Pressurized
10000046 | 1 | Overfill Alarm | 2002-05-17 | no | 2002-05-17 | no | Currently in Use | Gas (Historical Use) | 20000 | Fiberglass Double Walled | 2002-04-24 | Double-Walled Fiberglass | Pressurized
10000046 | 2 | Overfill Alarm | 2002-05-17 | no | 2002-05-17 | no | Currently in Use | Gas (Historical Use) | 20000 | Fiberglass Double Walled | 2002-04-24 | Double-Walled Fiberglass | Pressurized
10000046 | 3 | Overfill Alarm | 2002-05-17 | no | 2002-05-17 | no | Currently in Use | Gas (Historical Use) | 20000 | Fiberglass Double Walled | 2002-04-24 | Double-Walled Fiberglass | Pressurized
10000046 | 4 |  | 2011-09-28 | no | 2011-09-28 | no | Currently in Use |  | 1500 | Fiberglass Double Walled | 2011-09-28 | Double-Walled Fiberglass | Pressurized
1000005 | 1 | [5 empty] | Removed from Ground | Gas (Historical Use) | 6000 | Composite | 1946-03-22 | Galvanized Steel
1000005 | 2 | [5 empty] | Removed from Ground | Gas (Historical Use) | 6000 | Composite | 1946-03-22 | Galvanized Steel
10000050 | 1A |  | 2002-03-21 | no | 2002-03-21 | no | Currently in Use | Gas (Historical Use) | 16000 | Fiberglass Double Walled | 2002-03-21 | Double-Walled Fiberglass | Pressurized
10000050 | 1B |  | 2002-03-21 | no | 2002-03-21 | no | Currently in Use | Gas (Historical Use) | 8000 | Fiberglass Double Walled | 2002-03-21 | Double-Walled Fiberglass | Pressurized
10000055 | 1 |  |  | no |  | no | Removed from Ground | Gas (Historical Use) | 1000 | Bare Steel | 1994-03-09 | Unknown
10000055 | 2 |  |  | no |  | no | Removed from Ground | Gas (Historical Use) | 1000 | Bare Steel | 1994-03-09 | Unknown
10000058 | 1A | Flapper Valve | 2002-05-01 | no | 2002-05-01 | no | Currently in Use | Gas (Historical Use) | 12000 | Composite | 2002-05-01 | Fiberglass Reinforced Plastic | Pressurized
10000058 | 1B | Flapper Valve | 2002-05-01 | no | 2002-05-01 | no | Currently in Use | Gas (Historical Use) | 8000 | Composite | 2002-05-01 | Fiberglass Reinforced Plastic | Pressurized
10000058 | 2A | Flapper Valve | 2002-05-01 | no | 2002-05-01 | no | Currently in Use | Diesel | 8000 | Composite | 2002-05-01 | Fiberglass Reinforced Plastic | Pressurized
10000058 | 2B | Flapper Valve | 2002-05-01 | no | 2002-05-01 | no | Currently in Use | Diesel | 4000 | Composite | 2002-05-01 | Fiberglass Reinforced Plastic | Pressurized
10000058 | 3 | Flapper Valve | 2002-05-01 | no | 2002-05-01 | no | Currently in Use | Kerosene | 2000 | Composite | 2002-05-01 | Fiberglass Reinforced Plastic | Pressurized
1000006 | 1 | [5 empty] | Currently in Use | Gas (Historical Use) | 2000 | Bare Steel | 1966-03-12 | Galvanized Steel
1000006 | 2 | [5 empty] | Currently in Use | Gas (Historical Use) | 1034 | Bare Steel | 1966-03-12 | Galvanized Steel
10000061 | 1 |  | 2001-12-18 | no | 2001-12-18 | no | Removed from Ground | Gas (Historical Use) | 10000 | Fiberglass Double Walled | 2001-12-18 | Double Walled/Sec. Containment | Pressurized
10000061 | 2 |  | 2001-12-18 | no | 2001-12-18 | no | Removed from Ground | Gas (Historical Use) | 10000 | Fiberglass Double Walled | 2001-12-18 | Double Walled/Sec. Containment | Pressurized
10000061 | 3 |  | 2001-12-18 | no | 2001-12-18 | no | Removed from Ground | Gas (Historical Use) | 10000 | Fiberglass Double Walled | 2001-12-18 | Double Walled/Sec. Containment | Pressurized
10000061 | 4 |  | 2001-12-18 | no | 2001-12-18 | no | Removed from Ground | Gas (Historical Use) | 10000 | Fiberglass Double Walled | 2001-12-18 | Double Walled/Sec. Containment | Pressurized
10000062 | 1A | Ball Float | 2002-05-01 | no | 2002-05-01 | no | Currently in Use | Diesel | 6000 | Epoxy | 2002-05-01 | Double-Walled Flex | Pressurized
10000062 | 1B | Ball Float | 2002-05-01 | no | 2002-05-01 | no | Currently in Use | Gas (Historical Use) | 4000 | Epoxy | 2002-05-01 | Double-Walled Flex | Pressurized
10000062 | 1C | Ball Float | 2002-05-01 | no | 2002-05-01 | no | Currently in Use | Diesel | 2000 | Epoxy | 2002-05-01 | Double-Walled Flex | Pressurized
10000063 | 1 | Flapper Valve | 2002-02-15 | no | 2002-02-15 | no | Currently in Use | Diesel | 20000 | Composite | 2002-02-15 | Fiberglass Reinforced Plastic | Pressurized
10000063 | 2 |  | 2002-02-15 | no | 2002-02-15 | no | Currently in Use |  | 20000 | Composite | 2002-02-15 | Fiberglass Reinforced Plastic | Pressurized
10000063 | 3A | Flapper Valve | 2002-02-15 | no | 2002-02-15 | no | Currently in Use |  | 6000 | Composite | 2002-02-15 | Double-Walled Fiberglass | Pressurized
10000063 | 3B | Flapper Valve | 2002-02-15 | no | 2002-02-15 | no | Currently in Use | Diesel | 6000 | Composite | 2002-02-15 | Fiberglass Reinforced Plastic | Pressurized
10000063 | 4 | Flapper Valve | 2002-02-15 | no | 2002-02-15 | no | Currently in Use | Diesel Off Road | 6000 | Composite | 2002-02-15 | Fiberglass Reinforced Plastic | Pressurized
10000066 | 1 |  | 2002-05-15 | no | 2002-05-15 | no | Currently in Use | Gas (Historical Use) | 12000 | Composite | 2002-05-15 | Fiberglass Reinforced Plastic | Pressurized
10000066 | 2 |  | 2002-05-15 | no | 2002-05-15 | no | Currently in Use | Gas (Historical Use) | 8000 | Composite | 2002-05-15 | Fiberglass Reinforced Plastic | Pressurized
10000070 | 1A |  | 2002-04-02 | no | 2002-04-02 | no | Currently in Use | Gas (Historical Use) | 9000 | Composite | 2002-04-02 | Fiberglass Reinforced Plastic | Pressurized
10000070 | 1B |  | 2002-04-01 | no | 2002-04-01 | no | Currently in Use | Gas (Historical Use) | 3000 | Composite | 2002-04-01 | Fiberglass Reinforced Plastic | Pressurized
10000070 | 2 |  | 2010-03-22 | no | 2010-03-22 | no | Currently in Use | Diesel | 6000 | Composite Double Walled | 2010-03-22 | Double-Walled Flex | Pressurized
10000074 | 1 |  |  | no |  | no | Removed from Ground | Gas (Historical Use) | 550 | Unknown | 2002-03-25 | Unknown
10000074 | 2 |  |  | no |  | no | Removed from Ground | Gas (Historical Use) | 550 | Unknown | 2002-03-25 | Unknown
10000076 | 1 |  |  | no |  | no | Removed from Ground | Gas (Historical Use) | 500 | Bare Steel | 2002-06-18 | Unknown
10000076 | 2 |  |  | no |  | no | Removed from Ground | Gas (Historical Use) | 500 | Bare Steel | 2002-06-18 | Unknown
10000081 | 1 | Flapper Valve | 2002-05-01 | no | 2002-05-01 | no | Currently in Use | Gas (Historical Use) | 15000 | Composite | 2002-05-01 | Flex | Pressurized
10000081 | 2 | Flapper Valve | 2002-05-01 | no | 2002-05-01 | no | Currently in Use | Gas (Historical Use) | 8000 | Fiberglass | 2002-05-01 |  | Pressurized
10000081 | 3 | Flapper Valve | 2002-05-01 | no | 2002-05-01 | no | Currently in Use | Diesel | 4000 | Composite | 2002-05-01 |  | Pressurized
10000082 | 1 | Overfill Alarm | 2002-02-01 | no | 2002-02-01 | no | Currently in Use | Gas (Historical Use) | 15000 | Epoxy | 2002-02-01 | Fiberglass Reinforced Plastic | Pressurized
10000082 | 2 | Overfill Alarm | 2002-02-01 | no | 2002-02-01 | no | Currently in Use | Gas (Historical Use) | 10000 | Epoxy | 2002-02-01 | Fiberglass Reinforced Plastic | Pressurized
10000082 | 3A | Overfill Alarm | 2002-02-01 | no | 2002-02-01 | no | Currently in Use | Diesel | 15000 | Epoxy | 2002-02-01 | Fiberglass Reinforced Plastic | Pressurized
10000082 | 3B | Overfill Alarm | 2002-02-01 | no | 2002-02-01 | no | Currently in Use | Diesel | 5000 | Epoxy | 2002-02-01 | Fiberglass Reinforced Plastic | Pressurized
10000083 | 1A | Overfill Alarm | 2002-03-06 | no | 2002-03-06 | no | Currently in Use | Diesel | 2000 | Fiberglass | 2002-03-06 | Bare Steel | Safe Suction (Euro)
10000083 | 1B | Overfill Alarm | 2002-03-06 | no | 2002-03-06 | no | Currently in Use | Gas (Historical Use) | 2000 | Fiberglass | 2002-03-06 | Bare Steel | Safe Suction (Euro)
10000083 | 1C | Overfill Alarm | 2002-03-06 | no | 2002-03-06 | no | Currently in Use | Other | 2000 | Fiberglass | 2002-03-06 | Bare Steel | Safe Suction (Euro)
10000085 | 1 |  | 2002-06-20 | no | 2002-06-20 | no | Currently in Use | Gas (Historical Use) | 12000 | Composite | 2002-06-20 |  | Pressurized
10000085 | 2 |  | 2002-06-20 | no | 2002-06-20 | no | Currently in Use | Gas (Historical Use) | 10000 | Composite | 2002-06-20 |  | Pressurized
10000085 | 3 |  | 2002-06-20 | no | 2002-06-20 | no | Currently in Use | Diesel | 8000 | Composite | 2002-06-20 |  | Pressurized
10000085 | 4 |  | 2002-06-20 | no | 2002-06-20 | no | Currently in Use | Diesel | 4000 | Composite | 2002-06-20 |  | Pressurized
10000085 | 5 |  | 2002-06-20 | no | 2002-06-20 | no | Currently in Use | Kerosene | 2000 | Composite | 2002-06-20 |  | Pressurized
10000087 | 1 |  |  | no |  | no | Removed from Ground | Diesel | 12000 | Cathodically Protected Steel | 1972-06-01 | Steel/FG Secondary containment | Pressurized
10000087 | 2 |  |  | no |  | no | Removed from Ground | Diesel | 20000 | Cathodically Protected Steel | 1979-03-01 | Steel/FG Secondary containment | Pressurized
10000087 | 3 |  | 2001-07-01 | no | 2001-07-01 | no | Currently in Use | Diesel | 20000 | Fiberglass Double Walled | 2001-07-01 | Double-Walled Flex | Pressurized
10000088 | 1 | Ball Float | 2001-12-07 | no | 2001-12-07 | no | Currently in Use | Gas (Historical Use) | 15000 | Fiberglass Double Walled | 2001-12-07 | Double-Walled Fiberglass | Pressurized
10000088 | 2A | Ball Float | 2001-12-07 | no | 2001-12-07 | no | Currently in Use | Gas (Historical Use) | 7000 | Fiberglass Double Walled | 2001-12-07 | Double-Walled Fiberglass | Pressurized
10000088 | 2B | Flapper Valve | 2001-12-07 | no | 2001-12-07 | no | Currently in Use | Diesel | 8000 | Fiberglass Double Walled | 2001-12-07 | Double-Walled Fiberglass | Pressurized
10000090 | 1 |  | 1992-01-01 | no | 1992-01-01 | no | Removed from Ground | Diesel | 20000 | Composite | 1992-01-01 | Fiberglass Reinforced Plastic | Pressurized
10000091 | 1A |  | 2001-08-10 | no | 2001-08-10 | no | Currently in Use | Gas (Historical Use) | 16000 | Fiberglass Double Walled | 2001-08-10 | Double-Walled Flex | Pressurized
10000091 | 1B |  | 2001-08-10 | no | 2001-08-10 | no | Currently in Use | Gas (Historical Use) | 8000 | Fiberglass Double Walled | 2001-08-10 | Double-Walled Flex | Pressurized
10000092 | 1 | Ball Float | 2002-04-01 | no | 2002-04-01 | no | Currently in Use | Regular | 10000 | Composite | 2002-04-01 | Fiberglass Reinforced Plastic | Pressurized
10000092 | 2 | Ball Float | 2002-04-01 | no | 2002-04-01 | no | Currently in Use | Diesel Off Road | 8000 | Composite | 2002-04-01 | Fiberglass Reinforced Plastic | Pressurized
10000092 | 3 |  | 2002-04-01 | no | 2002-04-01 | no | Currently in Use | Diesel | 6000 | Composite | 2002-04-01 | Fiberglass Reinforced Plastic | Pressurized
10000093 | 1 | Flapper Valve | 2001-11-01 | no | 2001-11-01 | no | Currently in Use | Diesel | 20000 | Galvanic (STIP-3) | 2001-11-01 | Double-Walled Fiberglass | Suction (American)
10000093 | 2 | Flapper Valve | 2001-11-01 | no | 2001-11-01 | no | Currently in Use | Regular | 10000 | Galvanic (STIP-3) | 2001-11-01 | Double-Walled Fiberglass | Suction (American)
10000098 | 1 | Ball Float | 2002-02-01 | no | 2002-02-01 | no | Currently in Use | Gas (Historical Use) | 10000 | Fiberglass | 2001-12-14 | Fiberglass Reinforced Plastic | Pressurized
10000098 | 2A | Ball Float | 2002-02-01 | no | 2002-02-01 | no | Currently in Use | Gas (Historical Use) | 8000 | Fiberglass | 2001-12-14 | Fiberglass Reinforced Plastic | Pressurized
10000098 | 2B | Ball Float | 2002-02-01 | no | 2002-02-01 | no | Currently in Use | Diesel | 4000 | Fiberglass | 2001-12-14 | Fiberglass Reinforced Plastic | Pressurized
1000010 | 1 | [5 empty] | Removed from Ground | Gas (Historical Use) | 2000 | Bare Steel | 1981-04-23 | Galvanized Steel | Safe Suction (Euro)
1000010 | 2 | [5 empty] | Removed from Ground | Diesel | 560 | Bare Steel | 1980-04-23 | Galvanized Steel | Safe Suction (Euro)
1000010 | 202151 |  | 1995-04-15 |  | 1995-04-15 |  | Removed from Ground | Diesel | 1000 | Galvanic (STIP-3) | 1992-04-15 | Cathodically Protected | Safe Suction (Euro)
1000010 | 202153 |  | 1992-04-15 |  | 1992-04-15 |  | Removed from Ground | Gas (Historical Use) | 1000 | Galvanic (STIP-3) | 1992-04-15 | Cathodically Protected | Safe Suction (Euro)
10000101 | 1 |  |  | no |  | no | Removed from Ground | Gas (Historical Use) | 513 | Unknown | 2002-05-08
10000101 | 2 |  |  | no |  | no | Removed from Ground | Gas (Historical Use) | 2032 | Unknown | 2002-05-08
10000101 | 3 |  |  | no |  | no | Removed from Ground | Gas (Historical Use) | 1127 | Unknown | 2002-05-08
10000102 | 1 |  |  | no |  | no | Removed from Ground | Gas (Historical Use) | 557 | Unknown | 2002-05-08
10000102 | 2 |  |  | no |  | no | Removed from Ground | Gas (Historical Use) | 557 | Unknown | 2002-05-08
10000103 | 1 |  |  | no |  | no | Removed from Ground | Not Marked/Tank Removed | 0 | Unknown | 2002-08-20
10000103 | 2 |  |  | no |  | no | Removed from Ground | Not Marked/Tank Removed | 0 | Unknown | 2002-08-20
10000104 | 1 |  |  | no |  | no | Removed from Ground | Not Marked/Tank Removed | 0 | Unknown | 2002-07-31
10000104 | 2 |  |  | no |  | no | Removed from Ground | Not Marked/Tank Removed | 0 | Unknown | 2002-07-31
10000105 | 1 |  |  | no |  | no | Removed from Ground | Not Marked/Tank Removed | 0 | Unknown | 2002-08-20
10000105 | 2 |  |  | no |  | no | Removed from Ground | Not Marked/Tank Removed | 0 | Unknown | 2002-08-20
10000107 | 1 |  |  | no |  | no | Removed from Ground | Gas (Historical Use) | 0 | Unknown | 1973-01-01
10000108 | 1 |  |  | no |  | no | Removed from Ground | Diesel | 20000 | Bare Steel | 1970-01-01
1000011 | 10432-1 | [5 empty] | Removed from Ground | Gas (Historical Use) | 1000 | Bare Steel | 1971-05-03 | Galvanized Steel
1000011 | 432D1 |  | 1988-10-25 |  | 1988-10-25 |  | Removed from Ground | Diesel | 980 | Cathodically Protected Steel | 1988-10-19 | Galvanized Steel | Suction (American)
1000011 | 432G1 |  | 1988-10-25 |  | 1988-10-25 |  | Removed from Ground | Gas (Historical Use) | 1010 | Cathodically Protected Steel | 1988-10-19 | Galvanized Steel | Suction (American)
10000111 | 1 |  |  | no |  | no | Removed from Ground | Gas (Historical Use) | 3000 | Bare Steel | 2002-03-27 | Galvanized Steel | Pressurized
10000111 | 2 |  |  | no |  | no | Removed from Ground | Gas (Historical Use) | 6000 | Bare Steel | 2002-03-27 | Galvanized Steel | Pressurized
10000111 | 3 |  |  | no |  | no | Removed from Ground | Gas (Historical Use) | 6000 | Bare Steel | 2002-03-27 | Galvanized Steel | Pressurized
10000115 | 1 | Ball Float | 2002-01-01 | no | 2002-01-01 | no | Currently in Use | Regular | 12000 | Composite | 2002-01-01 | Fiberglass Reinforced Plastic | Pressurized
10000115 | 2 | Ball Float | 2002-01-01 | no | 2002-01-01 | no | Currently in Use | Premium | 8000 | Composite | 2002-01-01 | Fiberglass Reinforced Plastic | Pressurized
10000119 | 1 | Ball Float | 2001-12-15 | no | 2001-12-15 | no | Currently in Use | Regular | 15000 | Epoxy | 2001-12-15 | Double-Walled Flex | Pressurized
10000119 | 2A | Ball Float | 2001-12-15 | no | 2001-12-15 | no | Currently in Use | Premium | 1000 | Epoxy | 2001-12-15 | Double-Walled Flex | Pressurized
10000119 | 2B | Ball Float | 2001-12-15 | no | 2001-12-15 | no | Currently in Use | Diesel | 5000 | Epoxy | 2001-12-15 | Double-Walled Flex | Pressurized
1000012 | 1 | [5 empty] | Removed from Ground | Gas (Historical Use) | 8000 | Bare Steel | 1966-03-30 | Bare Steel | Suction (American)
1000012 | 2 | [5 empty] | Removed from Ground | Gas (Historical Use) | 3000 | Bare Steel | 1966-03-30 | Bare Steel | Suction (American)
1000012 | 3 | [5 empty] | Removed from Ground | Gas (Historical Use) | 3000 | Bare Steel | 1966-03-30 | Bare Steel | Suction (American)
1000012 | 4 | [5 empty] | Removed from Ground | Gas (Historical Use) | 3000 | Bare Steel | 1966-03-30 | Bare Steel | Suction (American)
1000012 | 5 |  |  | yes |  | yes | Temporarily out of use | Used Oil | 1080 | Bare Steel | 1936-04-06 | Bare Steel | Suction (American)
1000012 | 6 | [5 empty] | Temporarily out of use | Empty | 1040 | Bare Steel | 1936-04-06 | Bare Steel
1000012 | 7 | [5 empty] | Temporarily out of use | Empty | 550 | Bare Steel | 1936-04-06 | Bare Steel
1000012 | 8 | [5 empty] | Removed from Ground | Kerosene | 280 | Bare Steel | 1936-04-06 | Bare Steel
10000120 | 1 | Ball Float | 2002-06-01 | no | 2002-06-01 | no | Currently in Use | Regular | 12000 | Epoxy | 2002-05-01 | Double-Walled Fiberglass | Pressurized
10000120 | 2 | Ball Float | 2002-06-01 | no | 2002-06-01 | no | Currently in Use | Premium | 12000 | Epoxy | 2002-05-01 | Double-Walled Fiberglass | Pressurized
10000123 | 1 | Ball Float | 2001-12-01 | no | 2001-12-01 | no | Currently in Use | Premium | 8000 | Fiberglass Double Walled | 2001-12-01 | Double-Walled Fiberglass | Pressurized
10000123 | 2 | Ball Float | 2001-12-01 | no | 2001-12-01 | no | Currently in Use | Regular | 12000 | Fiberglass Double Walled | 2001-12-01 | Double-Walled Fiberglass | Pressurized
10000123 | 3 | Ball Float | 2001-12-01 | no | 2001-12-01 | no | Currently in Use | Racing Fuel | 4000 | Fiberglass Double Walled | 2001-12-01 | Double-Walled Fiberglass | Pressurized
10000124 | 1 |  | 1998-12-01 | no | 1998-12-01 | no | Currently in Use | Gas (Historical Use) | 8000 | Cathodically Protected Steel | 2002-08-30 | Cathodically Protected | Safe Suction (Euro)
10000124 | 2 |  | 1998-12-01 | no | 1998-12-01 | no | Currently in Use | Gas (Historical Use) | 8000 | Cathodically Protected Steel | 2002-08-30 | Cathodically Protected | Safe Suction (Euro)
10000125 | 1 |  | 2002-04-05 | no | 2002-04-05 | no | Removed from Ground | Gas (Historical Use) | 12000 | Fiberglass | 2002-02-20 | Double-Walled Fiberglass | Pressurized
10000125 | 2 |  | 2002-04-05 | no | 2002-04-05 | no | Removed from Ground | Gas (Historical Use) | 10000 | Fiberglass | 2002-02-20 | Double-Walled Fiberglass | Pressurized
10000125 | 3 |  | 2002-04-05 | no | 2002-04-05 | no | Removed from Ground | Diesel | 4000 | Fiberglass | 2002-02-20 | Double-Walled Fiberglass | Pressurized
10000126 | 1 |  | 2002-07-31 | no | 2002-07-31 | no | Currently in Use | Gas (Historical Use) | 20000 | Fiberglass Double Walled | 2002-07-31 | Double-Walled Fiberglass | Pressurized
10000126 | 2 |  | 2002-07-31 | no | 2002-07-31 | no | Currently in Use | Gas (Historical Use) | 12000 | Fiberglass Double Walled | 2002-07-31 | Double-Walled Fiberglass | Pressurized
10000126 | 3 |  | 2002-07-31 | no | 2002-07-31 | no | Currently in Use | Diesel | 12000 | Fiberglass Double Walled | 2002-07-31 | Double-Walled Fiberglass | Pressurized
1000013 | 1 | [5 empty] | Removed from Ground | Other | 1000 | Bare Steel | 1966-04-28 | Unknown | Suction (American)
1000013 | 2 | [5 empty] | Removed from Ground | Other | 1000 | Bare Steel | 1966-04-28 | Unknown | Suction (American)
1000013 | 3 | [5 empty] | Removed from Ground | Other | 1000 | Bare Steel | 1966-04-28 | Unknown | Suction (American)
1000013 | 4 | [5 empty] | Removed from Ground | Other | 3000 | Bare Steel | 1966-04-28 | Unknown | Suction (American)
1000013 | 5 |  |  | yes |  | yes | Removed from Ground | Other | 250 | Bare Steel | 1966-04-28 | Not Marked
1000013 | 6A |  | 1998-12-01 |  | 1998-12-01 |  | Temporarily out of use | Gas (Historical Use) | 4000 | Galvanic (STIP-3) | 1998-12-01 | Fiberglass Reinforced Plastic | Safe Suction (Euro)
1000013 | 6B |  | 1998-12-01 |  | 1998-12-01 |  | Temporarily out of use | Gas (Historical Use) | 4000 | Galvanic (STIP-3) | 1998-12-01 | Fiberglass Reinforced Plastic | Safe Suction (Euro)
1000013 | 6C |  | 1998-12-01 |  | 1998-12-01 |  | Temporarily out of use | Gas (Historical Use) | 2000 | Galvanic (STIP-3) | 1998-12-01 | Fiberglass Reinforced Plastic | Safe Suction (Euro)
10000130 | 1 |  | 2002-06-01 | no | 2002-06-01 | no | Currently in Use | Gas (Historical Use) | 12000 | Composite | 2002-06-01 | Double-Walled Flex | Pressurized
10000130 | 2A |  | 2002-06-01 | no | 2002-06-01 | no | Currently in Use | Gas (Historical Use) | 6000 | Composite | 2002-06-01 | Double-Walled Flex | Pressurized
10000130 | 2B |  | 2002-06-01 | no | 2002-06-01 | no | Currently in Use | Gas (Historical Use) | 6000 | Composite | 2002-06-01 | Double-Walled Flex | Pressurized
10000134 | 1 | Ball Float | 2002-06-01 | no | 2002-06-01 | no | Currently in Use | Regular | 12000 | Epoxy | 2002-06-01 | Double-Walled Fiberglass | Pressurized
10000134 | 2A | Ball Float | 2002-06-01 | no | 2002-06-01 | no | Currently in Use | Premium | 6000 | Epoxy | 2002-06-01 | Double-Walled Fiberglass | Pressurized
10000134 | 2B | Ball Float | 2002-06-01 | no | 2002-06-01 | no | Currently in Use | Diesel | 6000 | Epoxy | 2002-06-01 | Double-Walled Fiberglass | Pressurized
10000135 | 1 |  | 1999-05-11 | no | 1999-05-11 | no | Currently in Use | Gas (Historical Use) | 8000 | Composite | 1999-05-11 | Fiberglass Reinforced Plastic
10000135 | 2 |  | 1999-05-11 | no | 1999-05-11 | no | Currently in Use | Gas (Historical Use) | 4000 | Composite | 1999-05-11 | Fiberglass Reinforced Plastic
10000138 | 1 | Ball Float | 2001-01-01 | no | 2001-01-01 | no | Currently in Use | Regular | 10000 | Composite | 2001-01-01 | Fiberglass Reinforced Plastic | Pressurized
10000138 | 2 | Ball Float | 2001-01-01 | no | 2001-01-01 | no | Currently in Use | Premium | 8000 | Composite | 2001-01-01 | Fiberglass Reinforced Plastic | Pressurized
10000138 | 3 | Ball Float | 2001-01-01 | no | 2001-01-01 | no | Currently in Use | Diesel | 6000 | Composite | 2001-01-01 | Fiberglass Reinforced Plastic | Pressurized
10000138 | 4 | Flapper Valve | 2001-01-01 | no | 2001-01-01 | no | Currently in Use | E-0 | 2000 | Composite | 2001-01-01 | Fiberglass Reinforced Plastic | Safe Suction (Euro)
10000139 | 1 | Flapper Valve | 1998-12-03 | no | 1998-12-03 | no | Currently in Use | Diesel | 6000 | Composite | 1998-12-03 | Copper | Safe Suction (Euro)
1000014 | 1 |  | 1992-10-30 |  | 1992-10-30 |  | Removed from Ground | Diesel | 10000 | Cathodically Protected Steel | 1987-01-01 | Cathodically Protected
1000014 | 2 | [5 empty] | Removed from Ground | Gas (Historical Use) | 10000 | Bare Steel | 1981-01-01 | Galvanized Steel
1000014 | 3 | [5 empty] | Removed from Ground | Gas (Historical Use) | 1000 | Bare Steel | 1964-01-01 | Unknown
10000140 | 1 | Flapper Valve | 2008-12-22 | no | 2002-09-01 | no | Currently in Use | Diesel | 10000 | Composite | 2002-09-01 | Fiberglass Reinforced Plastic | Suction (American)
10000144 | 1 |  | 1999-01-16 | no | 1999-01-16 | no | Currently in Use | Diesel | 4000 | Fiberglass | 1999-01-10 | Fiberglass Reinforced Plastic | Pressurized
10000144 | 2 |  | 1999-01-16 | no | 1999-01-16 | no | Currently in Use | Gas (Historical Use) | 10000 | Fiberglass | 1999-01-10 | Fiberglass Reinforced Plastic | Pressurized
10000144 | 3 |  | 1999-01-16 | no | 1999-01-16 | no | Currently in Use | Gas (Historical Use) | 12000 | Fiberglass | 1999-01-10 | Fiberglass Reinforced Plastic | Pressurized
10000145 | 1A |  | 2002-06-01 | no | 2002-06-01 | no | Currently in Use | Gas (Historical Use) | 3500 | Composite | 2002-06-01 | Double Walled | Pressurized
10000145 | 1B |  | 2002-06-01 | no | 2002-06-01 | no | Currently in Use | Gas (Historical Use) | 11500 | Composite | 2002-06-01 | Double Walled | Pressurized
10000147 | 1 |  | 2002-03-08 | no | 2002-03-08 | no | Currently in Use | Gas (Historical Use) | 20000 | Fiberglass Double Walled | 2002-03-08 | Double Walled | Pressurized
10000147 | 2 |  | 2002-03-08 | no | 2002-03-08 | no | Currently in Use | Gas (Historical Use) | 20000 | Fiberglass Double Walled | 2002-03-08 | Double Walled | Pressurized
10000147 | 3 |  | 2002-03-08 | no | 2002-03-08 | no | Currently in Use | Gas (Historical Use) | 20000 | Fiberglass Double Walled | 2002-03-08 | Double Walled | Pressurized
10000148 | 1 |  | 2002-05-01 | no | 2002-05-01 | no | Currently in Use | Premium | 20000 | Fiberglass Double Walled | 2002-05-01 |  | Pressurized
10000148 | 2 | Overfill Alarm | 2002-05-01 | no | 2002-05-01 | no | Currently in Use | Regular | 20000 | Fiberglass Double Walled | 2002-05-01 |  | Pressurized
10000148 | 3 |  | 2002-05-01 | no | 2002-05-01 | no | Currently in Use | Plus | 12000 | Fiberglass Double Walled | 2002-05-01 |  | Pressurized
10000148 | 4A | Flapper Valve | 2015-03-01 | no | 2015-03-14 | no | Temporarily out of use |  | 10000 | Fiberglass Double Walled | 2015-02-19
10000148 | 4B |  | 2015-03-01 | no | 2015-03-14 | no | Currently in Use | Diesel | 9500 | Fiberglass Double Walled | 2015-02-19 |  | Pressurized
1000015 | 1 | [5 empty] | Removed from Ground | Gas (Historical Use) | 500 | Bare Steel | 1976-05-09 | Galvanized Steel
10000150 | 1 |  |  | no |  | no | Removed from Ground | Gas (Historical Use) | 1000 | Unknown
10000150 | 2 |  |  | no |  | no | Removed from Ground | Gas (Historical Use) | 1000 | Unknown
10000150 | 3 |  |  | no |  | no | Removed from Ground | Gas (Historical Use) | 200 | Unknown
10000151 | 1 | Ball Float | 1994-07-01 | no | 1994-07-01 | no | Currently in Use | Gas (Historical Use) | 10000 | Epoxy | 1994-07-01 | Fiberglass Reinforced Plastic | Pressurized
10000151 | 2 | Ball Float | 1994-07-01 | no | 1994-07-01 | no | Currently in Use | Gas (Historical Use) | 6000 | Epoxy | 1994-07-01 | Double-Walled Fiberglass | Pressurized
10000151 | 3 | Ball Float | 1994-07-01 | no | 1994-07-01 | no | Currently in Use | Gas (Historical Use) | 6000 | Epoxy | 1994-07-01 | Fiberglass Reinforced Plastic | Pressurized
10000151 | 4 | Flapper Valve | 1994-07-01 | no | 1994-07-01 | no | Currently in Use | Diesel | 2000 | Epoxy | 1994-07-01 | Fiberglass Reinforced Plastic | Suction (American)
10000153 | 1 | Ball Float | 2002-07-18 | no | 2002-07-18 | no | Currently in Use | Gas (Historical Use) | 12000 | Composite | 2002-07-08 | Double-Walled Flex | Pressurized
10000153 | 2 | Ball Float | 2002-07-08 | no | 2002-07-08 | no | Currently in Use | Gas (Historical Use) | 6000 | Composite | 2002-07-08 | Double-Walled Flex | Pressurized
10000153 | 3 | Ball Float | 2002-07-08 | no | 2002-07-08 | no | Currently in Use | Diesel | 6000 | Composite | 2002-07-08 | Double-Walled Flex | Pressurized
10000154 | 1 |  | 2002-06-01 | no | 2002-06-01 | no | Currently in Use | Gas (Historical Use) | 12000 | Epoxy | 2002-06-01 | Double Walled | Pressurized
10000154 | 2 |  | 2002-06-01 | no | 2002-06-01 | no | Currently in Use | Diesel | 6000 | Epoxy | 2002-06-01 | Double Walled | Pressurized
10000155 | 1 |  |  | no |  | no | Removed from Ground | Used Oil | 1000 | Bare Steel | 1994-01-01 | Bare Steel | Gravity Fed
10000157 | 1A |  | 2002-05-22 | no | 2002-05-22 | no | Removed from Ground | Gas (Historical Use) | 9000 | Composite | 2002-05-21 | Double Walled/Sec. Containment | Pressurized
10000157 | 1B |  | 2002-05-22 | no | 2002-05-22 | no | Removed from Ground | Gas (Historical Use) | 3000 | Composite | 2002-05-21 | Double Walled/Sec. Containment | Pressurized
1000016 | 1 | [5 empty] | Removed from Ground | Diesel | 3000 | Cathodically Protected Steel | 1985-05-08 | Cathodically Protected | Suction (American)
1000016 | 2 | [5 empty] | Removed from Ground | Diesel | 3000 | Cathodically Protected Steel | 1985-05-08 | Cathodically Protected | Suction (American)
1000016 | 3 | [5 empty] | Removed from Ground | Gas (Historical Use) | 6000 | Cathodically Protected Steel | 1985-05-08 | Cathodically Protected | Suction (American)
1000016 | 4 | [5 empty] | Removed from Ground | Diesel | 2000 | Cathodically Protected Steel | 1985-05-08 | Cathodically Protected | Suction (American)
1000016 | 5 | [5 empty] | Removed from Ground | Gas (Historical Use) | 2000 | Cathodically Protected Steel | 1985-05-08 | Cathodically Protected | Suction (American)
10000162 | 1A | Ball Float | 2002-08-01 | no | 2002-08-01 | no | Currently in Use | Gas (Historical Use) | 8000 | Composite | 2002-08-01 | Fiberglass Reinforced Plastic | Pressurized
10000162 | 1B | Ball Float | 2002-08-01 | no | 2002-08-01 | no | Currently in Use | Gas (Historical Use) | 4000 | Composite | 2002-08-01 | Fiberglass Reinforced Plastic | Pressurized
10000167 | 1 | Flapper Valve | 2002-09-27 | no | 2002-09-27 | no | Currently in Use | Gas (Historical Use) | 20000 | Fiberglass Double Walled | 2002-09-23 | Double-Walled Flex | Pressurized
10000167 | 2A | Flapper Valve | 2002-09-23 | no | 2002-09-23 | no | Currently in Use | Diesel | 12000 | Fiberglass Double Walled | 2002-09-23 | Double-Walled Flex | Pressurized
10000167 | 2B | Flapper Valve | 2002-09-23 | no | 2002-09-23 | no | Currently in Use | Gas (Historical Use) | 8000 | Fiberglass Double Walled | 2002-09-23 | Double-Walled Flex | Pressurized
10000168 | 1 |  | 2001-11-14 | no | 2001-11-14 | no | Temporarily out of use | Regular | 20000 | Fiberglass | 2001-09-27 | Double Walled | Pressurized
10000168 | 2 |  | 2001-11-14 | no | 2001-11-14 | no | Temporarily out of use | Premium | 12000 | Fiberglass | 2001-09-27 | Double Walled | Pressurized
10000168 | 3 |  | 2001-11-14 | no | 2001-11-14 | no | Temporarily out of use | Diesel | 8000 | Fiberglass | 2001-09-27 | Double Walled | Pressurized
10000169 | 1 | Ball Float | 2002-03-07 | no | 2002-03-07 | no | Currently in Use | Gas (Historical Use) | 12000 | Composite | 2002-03-07 | Flex | Pressurized
10000169 | 2A | Ball Float | 2002-03-07 | no | 2002-03-07 | no | Currently in Use | Gas (Historical Use) | 8000 | Composite | 2002-03-07 | Flex | Pressurized
10000169 | 2B | Ball Float | 2002-03-07 | no | 2002-03-07 | no | Currently in Use | Diesel | 4000 | Composite | 2002-03-07 | Flex | Pressurized
1000017 | 1 | [5 empty] | Closed in Ground | Gas (Historical Use) | 3000 | Bare Steel | 1965-05-10 | Galvanized Steel | Gravity Fed
1000017 | 2 | [5 empty] | Closed in Ground | Gas (Historical Use) | 3000 | Bare Steel | 1965-05-10 | Galvanized Steel | Gravity Fed
1000017 | 3 | [5 empty] | Closed in Ground | Gas (Historical Use) | 3000 | Bare Steel | 1965-05-10 | Galvanized Steel | Gravity Fed
1000017 | 4 | [5 empty] | Closed in Ground | Gas (Historical Use) | 3000 | Bare Steel | 1965-05-10 | Galvanized Steel | Gravity Fed
1000017 | 5 | [5 empty] | Permanently Out of Use - historical purposes | Empty | 3000 | Bare Steel | 1976-05-07 | Galvanized Steel
1000017 | 6 | [5 empty] | Permanently Out of Use - historical purposes | Gas (Historical Use) | 3000 | Composite | 1980-01-01 | Fiberglass Reinforced Plastic | Safe Suction (Euro)
1000017 | 7A |  | 1999-09-22 |  | 1999-09-22 |  | Removed from Ground | Gas (Historical Use) | 6000 | Epoxy | 1999-09-22 | Fiberglass Reinforced Plastic | Suction (American)
1000017 | 7B |  | 1999-09-22 |  | 1999-09-22 |  | Removed from Ground | Gas (Historical Use) | 4000 | Epoxy | 1999-09-22 | Fiberglass Reinforced Plastic | Suction (American)
1000017 | 7C |  | 1999-09-22 |  | 1999-09-22 |  | Removed from Ground | Gas (Historical Use) | 2000 | Epoxy | 1999-09-22 | Fiberglass Reinforced Plastic | Suction (American)
10000177 | 1 |  |  | no |  | no | Removed from Ground | Gas (Historical Use) | 6000 | Bare Steel | 2002-10-01 | Bare Steel
10000177 | 2 |  |  | no |  | no | Removed from Ground | Gas (Historical Use) | 6000 | Bare Steel | 2002-10-01 | Bare Steel
10000179 | 1 |  |  | no |  | no | Removed from Ground | Gas (Historical Use) | 1000 | Bare Steel | 2002-08-15
10000179 | 2 |  |  | no |  | no | Removed from Ground | Gas (Historical Use) | 1000 | Bare Steel | 2002-08-15
1000018 | 1 | [5 empty] | Removed from Ground | Gas (Historical Use) | 6000 | Bare Steel | 1980-05-09 | Unknown
1000018 | 2 | [5 empty] | Removed from Ground | Gas (Historical Use) | 6000 | Bare Steel | 1980-05-09 | Cathodically Protected
1000018 | 3 | [5 empty] | Removed from Ground | Gas (Historical Use) | 2000 | Bare Steel | 1980-05-09 | Unknown
10000180 | 1 |  |  | no |  | no | Removed from Ground | Not Marked/Tank Removed | 500 | Bare Steel | 2002-08-01
10000180 | 2 |  |  | no |  | no | Removed from Ground | Not Marked/Tank Removed | 500 | Bare Steel | 2002-08-01
10000180 | 3 |  |  | no |  | no | Removed from Ground | Not Marked/Tank Removed | 500 | Bare Steel | 2002-08-01
10000180 | 4 |  |  | no |  | no | Removed from Ground | Not Marked/Tank Removed | 500 | Bare Steel | 2002-08-01
10000180 | 5 |  |  | no |  | no | Removed from Ground | Not Marked/Tank Removed | 500 | Bare Steel | 2002-08-01
10000184 | 1A |  | 2002-07-08 | no | 2002-07-08 | no | Currently in Use | Gas (Historical Use) | 20000 | Fiberglass | 2002-06-28 | Double-Walled Fiberglass | Pressurized
10000184 | 1B |  | 2002-07-08 | no | 2002-07-08 | no | Currently in Use | Gas (Historical Use) | 12000 | Fiberglass | 2002-06-28 | Double-Walled Fiberglass | Pressurized
10000185 | 1A | Overfill Alarm | 2000-06-21 | no | 2000-06-21 | no | Currently in Use | Gas (Historical Use) | 12000 | Composite | 2000-06-21 | Double-Walled Fiberglass | Pressurized
10000185 | 1B | Overfill Alarm | 2000-06-21 | no | 2000-06-21 | no | Currently in Use | Gas (Historical Use) | 8000 | Composite | 2000-06-21 | Double-Walled Fiberglass | Pressurized
10000185 | 2A | Overfill Alarm | 2000-06-21 | no | 2000-06-21 | no | Currently in Use | Diesel | 6000 | Composite | 2000-06-21 | Double-Walled Fiberglass | Pressurized
10000185 | 2B |  | 2000-06-21 | no | 2000-06-21 | no | Currently in Use | Diesel | 6000 | Composite | 2000-06-21 | Double-Walled Fiberglass | Pressurized
10000187 | 1 | Overfill Alarm | 2002-02-20 | no | 2002-02-20 | no | Removed from Ground | Diesel | 9728 | Fiberglass | 2002-02-20 | Fiberglass Reinforced Plastic | Pressurized
10000188 | 1 |  |  | no |  | no | Removed from Ground | Gas (Historical Use) | 3000 | Bare Steel | 1998-01-01
10000188 | 2 |  |  | no |  | no | Removed from Ground | Gas (Historical Use) | 3000 | Bare Steel | 1998-01-01
10000188 | 3 |  |  | no |  | no | Removed from Ground | Gas (Historical Use) | 1000 | Bare Steel | 1998-01-01
10000188 | 4 |  |  | no |  | no | Closed in Ground | Gas (Historical Use) | 550 | Bare Steel | 1998-01-01
10000188 | 5 |  |  | no |  | no | Closed in Ground | Gas (Historical Use) | 550 | Bare Steel | 1998-01-01
10000189 | 1 |  |  | no |  | no | Removed from Ground | Not Marked/Tank Removed | 0 | Unknown
10000189 | 2 |  |  | no |  | no | Removed from Ground | Not Marked/Tank Removed | 0 | Unknown
10000189 | 3 |  |  | no |  | no | Removed from Ground | Not Marked/Tank Removed | 0 | Unknown
1000019 | 1 |  | 1996-08-01 |  | 1996-08-01 |  | Removed from Ground | Gas (Historical Use) | 4000 | Steel-Impressed Current | 1971-05-12 | Cathodically Protected | Safe Suction (Euro)
1000019 | 2 |  | 1996-08-01 |  | 1996-08-01 |  | Removed from Ground | Gas (Historical Use) | 3000 | Steel-Impressed Current | 1971-05-12 | Cathodically Protected | Safe Suction (Euro)
1000019 | 3 |  | 1996-08-01 |  | 1996-08-01 |  | Removed from Ground | Gas (Historical Use) | 3000 | Steel-Impressed Current | 1971-05-12 | Cathodically Protected | Safe Suction (Euro)
1000019 | 4 |  | 1996-08-01 |  | 1996-08-01 |  | Removed from Ground | Diesel | 3000 | Steel-Impressed Current | 1971-05-12 | Cathodically Protected | Safe Suction (Euro)
10000193 | 1 |  |  | no |  | no | Removed from Ground | Diesel | 750 | Unknown | 2002-08-28
10000194 | 1 | Ball Float | 2002-11-01 | no | 2002-11-01 | no | Currently in Use | Regular | 15000 | Epoxy | 2002-10-01 | Double-Walled Fiberglass | Pressurized
10000194 | 2 | Ball Float | 2002-11-01 | no | 2002-11-01 | no | Currently in Use | Premium | 8000 | Epoxy | 2002-10-01 | Double-Walled Fiberglass | Pressurized
10000194 | 3 | Ball Float | 2002-11-01 | no | 2002-11-01 | no | Currently in Use | Diesel | 4000 | Epoxy | 2002-10-01 | Double-Walled Fiberglass | Pressurized
10000196 | 1 | Ball Float | 2001-05-21 | no | 2001-05-21 | no | Currently in Use | Gas (Historical Use) | 12000 | Composite | 2001-05-21 | Fiberglass Reinforced Plastic | Pressurized
10000196 | 2 | Ball Float | 2001-05-21 | no | 2001-05-21 | no | Currently in Use | Gas (Historical Use) | 10000 | Composite | 2001-05-21 | Fiberglass Reinforced Plastic | Pressurized
10000196 | 3 | Ball Float | 2001-05-21 | no | 2001-05-21 | no | Currently in Use | Diesel | 12000 | Composite | 2001-05-21 | Fiberglass Reinforced Plastic | Pressurized
10000196 | 4A | Ball Float | 2001-05-21 | no | 2001-05-21 | no | Currently in Use | Diesel Off Road | 8000 | Composite | 2001-05-21 | Fiberglass Reinforced Plastic | Pressurized
10000196 | 4B | Flapper Valve | 2001-05-21 | no | 2001-05-21 | no | Currently in Use | Kerosene | 4000 | Composite | 2001-05-21 | Fiberglass Reinforced Plastic | Safe Suction (Euro)
10000197 | 1 |  | 2002-10-01 | no | 2002-10-01 | no | Currently in Use | Gas (Historical Use) | 2500 | Fiberglass Double Walled | 2002-10-01 | Fiberglass Reinforced Plastic | Safe Suction (Euro)
10000197 | 2 |  | 2002-10-01 | no | 2002-10-01 | no | Currently in Use | Diesel | 2500 | Fiberglass Double Walled | 2002-10-01 | Fiberglass Reinforced Plastic | Safe Suction (Euro)
1000020 | 1 | [5 empty] | Removed from Ground | Empty | 4000 | Bare Steel | 1984-08-15 | Galvanized Steel
1000020 | 2 | [5 empty] | Removed from Ground | Empty | 4000 | Bare Steel | 1984-08-15 | Galvanized Steel
1000020 | 3 | [5 empty] | Removed from Ground | Empty | 4000 | Bare Steel | 1984-08-15 | Galvanized Steel
1000020 | 4 | [5 empty] | Removed from Ground | Empty | 6000 | Bare Steel | 1984-08-15 | Galvanized Steel
1000020 | 5 |  | 1990-02-20 |  | 1990-02-20 |  | Currently in Use | Gas (Historical Use) | 6000 | Cathodically Protected Steel | 1990-02-20 | Fiberglass Reinforced Plastic | Pressurized
1000020 | 6 |  | 1992-02-27 |  | 1992-02-27 |  | Currently in Use | Gas (Historical Use) | 6000 | Cathodically Protected Steel | 1990-02-20 | Fiberglass Reinforced Plastic | Pressurized
1000020 | 7 |  | 1992-02-27 |  | 1992-02-27 |  | Currently in Use | Diesel | 4000 | Cathodically Protected Steel | 1991-12-15 | Fiberglass Reinforced Plastic | Pressurized
1000020 | 8 |  | 1993-10-20 |  | 1993-10-20 |  | Currently in Use | Diesel | 4000 | Cathodically Protected Steel | 1993-10-18 | Fiberglass Reinforced Plastic | Pressurized
10000202 | 1 |  | 1999-05-27 | no | 1999-05-27 | no | Removed from Ground | Other | 0 | Cathodically Protected Steel | 1999-05-27 | Galvanized Steel
10000202 | 2 | Ball Float | 2008-02-01 | no | 2008-02-01 | no | Removed from Ground | Gas (Historical Use) | 10000 | Composite Double Walled | 2008-02-15 | Double-Walled Fiberglass | Pressurized
10000207 | 1 | Ball Float | 2002-05-29 | no | 2002-05-29 | no | Currently in Use | Premium | 12000 | Fiberglass | 2002-05-24 | Double-Walled Fiberglass | Pressurized
10000207 | 2 | Ball Float | 2002-05-29 | no | 2002-05-29 | no | Currently in Use | Regular | 12000 | Fiberglass | 2002-05-24 | Double-Walled Fiberglass | Pressurized
10000207 | 3 | Ball Float | 2002-05-29 | no | 2002-05-29 | no | Currently in Use | Diesel | 12000 | Fiberglass | 2002-05-24 | Double-Walled Fiberglass | Pressurized
10000209 | 1 | Ball Float | 2002-10-17 | no | 2002-10-16 | no | Currently in Use | Gas (Historical Use) | 12000 | Composite | 2002-10-12 | Fiberglass Reinforced Plastic | Pressurized
10000209 | 2A | Ball Float | 2002-10-17 | no | 2002-10-16 | no | Currently in Use | Gas (Historical Use) | 5000 | Composite | 2002-10-12 | Fiberglass Reinforced Plastic | Pressurized
10000209 | 2B | Ball Float | 2002-10-17 | no | 2002-10-16 | no | Currently in Use | Diesel | 5000 | Composite | 2002-10-12 | Fiberglass Reinforced Plastic | Pressurized
1000021 | 1 | [5 empty] | Removed from Ground | Gas (Historical Use) | 10000 | Bare Steel | 1981-01-02 | Galvanized Steel
1000021 | 2 | [5 empty] | Removed from Ground | Diesel | 10000 | Bare Steel | 1981-01-02 | Bare Steel
1000021 | 3 | [5 empty] | Closed in Ground | Diesel | 8000 | Bare Steel | 1969-01-05 | Bare Steel
10000210 | 1 | Ball Float | 2002-03-26 | no | 2002-03-26 | no | Currently in Use | Diesel | 4000 | Fiberglass | 2002-03-26 | Double-Walled Fiberglass | Pressurized
10000210 | 2 | Ball Float | 2002-03-26 | no | 2002-03-26 | no | Currently in Use | Gas (Historical Use) | 8000 | Fiberglass | 2002-03-26 | Double-Walled Fiberglass | Pressurized
10000210 | 3 | Ball Float | 2002-03-26 | no | 2002-03-26 | no | Currently in Use | Gas (Historical Use) | 10000 | Fiberglass | 2002-03-26 | Double-Walled Fiberglass | Pressurized
10000212 | 1 | Ball Float | 2002-09-01 | no | 2002-09-01 | no | Currently in Use | Gas (Historical Use) | 15000 | Epoxy | 2002-09-01 | Double-Walled Flex | Pressurized
10000212 | 2 | Ball Float | 2002-09-01 | no | 2002-09-01 | no | Currently in Use | Gas (Historical Use) | 10000 | Epoxy | 2002-09-01 | Double-Walled Flex | Pressurized
10000212 | 3A | Ball Float | 2002-09-01 | no | 2002-09-01 | no | Currently in Use | Diesel | 15000 | Epoxy | 2002-09-01 | Double-Walled Flex | Pressurized
10000212 | 3B | Ball Float | 2002-09-01 | no | 2002-09-01 | no | Currently in Use | Diesel | 5000 | Epoxy | 2002-09-01 | Double-Walled Flex | Pressurized
10000213 | 1 |  | 2001-09-01 | no | 2001-09-01 | no | Currently in Use | Gas (Historical Use) | 12000 | Composite | 2001-09-01 | Double-Walled Fiberglass | Pressurized
10000213 | 2 |  | 2001-09-01 | no | 2001-09-01 | no | Currently in Use | Gas (Historical Use) | 10000 | Composite | 2001-09-01 | Double-Walled Fiberglass
10000213 | 3 |  | 2001-09-01 | no | 2001-09-01 | no | Currently in Use | Diesel | 6000 | Composite | 2001-09-01 | Double-Walled Fiberglass | Pressurized
10000214 | 1 | Ball Float | 2002-04-01 | no | 2002-04-01 | no | Currently in Use | Regular | 15000 | Composite | 2002-04-01 | Double-Walled Flex | Pressurized
10000214 | 2 | Ball Float | 2002-04-01 | no | 2002-04-01 | no | Currently in Use | Premium | 10000 | Composite | 2002-04-01 | Double-Walled Flex | Pressurized
10000214 | 3 | Ball Float | 2002-04-01 | no | 2002-04-01 | no | Currently in Use | Diesel | 5000 | Composite | 2002-04-01 | Double-Walled Flex | Pressurized
10000217 | 1 |  |  | no |  | no | Removed from Ground | Gas (Historical Use) | 550 | Unknown | 1993-11-15
10000218 | 1 | Flapper Valve | 2002-07-01 | no | 2002-07-01 | no | Currently in Use | Gas (Historical Use) | 4000 | Fiberglass Double Walled | 2002-07-01 | Fiberglass Reinforced Plastic | Safe Suction (Euro)
10000218 | 2 | Flapper Valve | 2002-07-01 | no | 2002-07-01 | no | Currently in Use | Diesel | 1000 | Fiberglass Double Walled | 2002-07-01 | Fiberglass Reinforced Plastic | Safe Suction (Euro)
10000220 | 1 | Ball Float | 2002-10-01 | no | 2002-10-01 | no | Currently in Use | Regular | 12000 | Composite | 2002-08-17 | Fiberglass Reinforced Plastic | Pressurized
10000220 | 2 | Ball Float | 2002-10-01 | no | 2002-10-01 | no | Currently in Use | Premium | 10000 | Composite | 2002-10-01 | Fiberglass Reinforced Plastic | Pressurized
10000220 | 3 | Ball Float | 2002-10-01 | no | 2002-10-01 | no | Currently in Use | Diesel | 6000 | Composite | 2002-08-17 | Fiberglass Reinforced Plastic | Pressurized
10000220 | 4 | Ball Float | 2002-10-01 | no | 2002-10-01 | no | Currently in Use | Diesel | 4000 | Composite | 2002-08-17 | Fiberglass Reinforced Plastic | Pressurized
10000221 | 1 |  |  | no |  | no | Removed from Ground | Gas (Historical Use) | 0 | Unknown |  | Galvanized Steel
10000221 | 2 |  |  | no |  | no | Removed from Ground | Gas (Historical Use) | 0 | Unknown |  | Galvanized Steel
10000221 | 3 |  |  | no |  | no | Removed from Ground | Gas (Historical Use) | 0 | Unknown |  | Galvanized Steel
10000222 | 1 | Ball Float | 2002-03-01 | no | 2002-03-01 | no | Currently in Use | Gas (Historical Use) | 12000 | Composite | 2002-02-01 | Double-Walled Fiberglass | Pressurized
10000222 | 2A | Ball Float | 2002-03-01 | no | 2002-03-01 | no | Currently in Use | Gas (Historical Use) | 8000 | Composite | 2002-02-01 | Double-Walled Fiberglass | Pressurized
10000222 | 2B | Ball Float | 2002-02-01 | no | 2002-02-01 | no | Currently in Use | Diesel | 4000 | Fiberglass | 2002-02-01 | Double-Walled Fiberglass | Pressurized
10000223 | 1 |  |  | no |  | no | Removed from Ground | E-10 | 4000 | Bare Steel |  | Bare Steel
10000223 | 2 |  |  | no |  | no | Removed from Ground | Gas (Historical Use) | 4000 | Bare Steel |  | Bare Steel
10000223 | 3 |  |  | no |  | no | Removed from Ground | Gas (Historical Use) | 4000 | Bare Steel |  | Bare Steel
10000223 | 4 |  |  | no |  | no | Removed from Ground | Used Oil | 500 | Bare Steel |  | Bare Steel
10000223 | 5 |  |  | no |  | no | Removed from Ground | Kerosene | 1000 | Bare Steel |  | Bare Steel
10000224 | 1 |  | 2002-07-08 | no | 2002-07-08 | no | Currently in Use | Gas (Historical Use) | 12000 | Composite | 2002-07-07 | Double-Walled Flex | Pressurized
10000224 | 2A |  | 2002-07-08 | no | 2002-07-08 | no | Currently in Use | Gas (Historical Use) | 8000 | Composite | 2002-07-07 | Double-Walled Flex | Pressurized
10000224 | 2B |  | 2002-07-08 | no | 2002-07-08 | no | Currently in Use | Diesel | 4000 | Composite | 2002-07-07 | Double-Walled Flex | Pressurized
10000225 | 1 |  |  | no |  | no | Removed from Ground | Empty | 1000 | Unknown | 2002-11-09
10000225 | 2 |  |  | no |  | no | Removed from Ground | Empty | 1000 | Unknown | 2002-11-09
10000229 | 1 |  | 1974-01-01 | no | 1974-01-01 | no | Removed from Ground | Gas (Historical Use) | 3000 | Bare Steel | 1974-01-01 | Galvanized Steel | Pressurized
10000229 | 2 |  | 1974-01-01 | no | 1974-01-01 | no | Removed from Ground | Gas (Historical Use) | 3000 | Bare Steel | 1974-01-01 | Galvanized Steel | Pressurized
10000229 | 3 |  | 1974-01-01 | no | 1974-01-01 | no | Removed from Ground | Gas (Historical Use) | 4000 | Bare Steel | 1974-01-01 | Galvanized Steel | Pressurized
10000233 | 1 | Flapper Valve | 2002-12-17 | no | 2002-12-17 | no | Currently in Use | Gas (Historical Use) | 20000 | Fiberglass Double Walled | 2002-12-17 | Double-Walled Flex | Pressurized
10000233 | 2A | Flapper Valve | 2002-12-17 | no | 2002-12-17 | no | Currently in Use | Gas (Historical Use) | 8000 | Fiberglass Double Walled | 2002-12-04 | Double-Walled Flex | Pressurized
10000233 | 2B | Flapper Valve | 2002-12-17 | no | 2002-12-17 | no | Currently in Use | Diesel | 12000 | Fiberglass Double Walled | 2002-12-04 | Double-Walled Flex | Pressurized
10000234 | 1 | Flapper Valve | 2002-09-01 | no | 2002-09-01 | no | Currently in Use | Regular | 12000 | Composite | 2002-09-01 | Fiberglass Reinforced Plastic | Pressurized
10000234 | 2A | Flapper Valve | 2002-09-01 | no | 2002-09-01 | no | Currently in Use | Premium | 5000 | Composite | 2002-09-01 | Fiberglass Reinforced Plastic | Pressurized
10000234 | 2B | Flapper Valve | 2002-09-01 | no | 2002-09-01 | no | Currently in Use | Diesel | 5000 | Composite | 2002-09-01 | Fiberglass Reinforced Plastic | Pressurized
10000237 | 1 | Ball Float | 2002-01-19 | no | 2002-01-19 | no | Currently in Use | Diesel | 15000 | Composite | 2003-01-27 | Double-Walled Fiberglass | Pressurized
10000238 | 1 | Flapper Valve | 1997-05-01 | no | 1997-05-01 | no | Currently in Use | Not Marked/Tank Removed | 10000 | Epoxy | 1997-05-01 | Fiberglass Reinforced Plastic | Safe Suction (Euro)
10000238 | 2 | Flapper Valve | 1997-05-01 | no | 1997-05-01 | no | Currently in Use | Not Marked/Tank Removed | 6000 | Epoxy | 1997-05-01 | Fiberglass Reinforced Plastic | Safe Suction (Euro)
10000239 | 1 |  |  | no |  | no | Removed from Ground | Diesel | 2000 | Bare Steel | 1974-01-01 | Unknown | Safe Suction (Euro)
10000239 | 2 |  |  | no |  | no | Removed from Ground | Gas (Historical Use) | 2000 | Bare Steel | 1974-01-01 | Unknown | Safe Suction (Euro)
10000239 | 3 |  |  | no |  | no | Removed from Ground | Gas (Historical Use) | 2000 | Bare Steel | 1974-01-01 | Unknown | Safe Suction (Euro)
10000239 | 4 |  |  | no |  | no | Removed from Ground | Gas (Historical Use) | 2000 | Bare Steel | 1974-01-01 | Unknown | Safe Suction (Euro)
10000242 | 1 | Ball Float | 1998-03-25 | no | 1998-03-25 | no | Currently in Use | Diesel | 10000 | Epoxy | 1998-03-25 |  | Pressurized
10000242 | 2 | Ball Float | 1998-03-25 | no | 1998-03-25 | no | Currently in Use | Regular | 4000 | Epoxy | 1998-03-25 |  | Pressurized
10000243 | 1 |  |  | no |  | no | Removed from Ground | Used Oil | 500 | Unknown | 2002-11-22 | Unknown
10000243 | 2 |  |  | no |  | no | Removed from Ground | Used Oil | 500 | Unknown | 2002-11-22
10000245 | 1 | Ball Float | 2003-01-01 | no | 2003-01-01 | no | Currently in Use | Regular | 12000 | Composite | 2003-01-01 | Double-Walled Fiberglass | Pressurized
10000245 | 2 | Ball Float | 2003-01-01 | no | 2003-01-01 | no | Currently in Use | Premium | 8000 | Composite | 2003-01-01 | Double-Walled Fiberglass | Pressurized
10000245 | 3 | Ball Float | 2003-01-01 | no | 2003-01-01 | no | Currently in Use | Diesel | 4000 | Composite | 2003-01-01 | Double-Walled Fiberglass | Pressurized
10000252 | 1A | Ball Float | 2002-12-01 | no | 2002-12-01 | no | Currently in Use | Gas (Historical Use) | 12000 | Fiberglass | 2002-12-01 | Double-Walled Fiberglass | Pressurized
10000252 | 1B | Ball Float | 2002-12-01 | no | 2002-12-01 | no | Currently in Use | Gas (Historical Use) | 20000 | Fiberglass | 2002-11-22 | Double-Walled Fiberglass | Pressurized
10000253 | 1 | Overfill Alarm | 2003-01-01 | no | 2003-01-01 | no | Currently in Use | Regular | 12000 | Composite | 2003-01-01 | Fiberglass Reinforced Plastic | Pressurized
10000253 | 2 | Overfill Alarm | 2003-01-01 | no | 2003-01-01 | no | Currently in Use | Premium | 10000 | Composite | 2003-01-01 | Fiberglass Reinforced Plastic | Pressurized
10000253 | 3 | Overfill Alarm | 2003-01-01 | no | 2003-01-01 | no | Currently in Use | Diesel | 10000 | Composite | 2003-01-01 | Fiberglass Reinforced Plastic | Pressurized
10000254 | 1 | Ball Float | 2002-11-01 | no | 2002-11-01 | no | Currently in Use | Regular | 20000 | Epoxy | 2002-11-01 | Double-Walled Flex | Pressurized
10000254 | 2 | Ball Float | 2002-11-01 | no | 2002-11-01 | no | Currently in Use | Premium | 12000 | Epoxy | 2002-11-01 | Double-Walled Flex | Pressurized
10000254 | 3 | Ball Float | 2002-11-01 | no | 2002-11-01 | no | Currently in Use | Diesel | 8000 | Epoxy | 2002-11-01 | Double-Walled Flex | Pressurized
10000258 | 1 | Ball Float | 2002-08-20 | no | 2002-08-20 | no | Currently in Use | Regular | 12000 | Fiberglass | 2002-08-09 | Double-Walled Flex | Pressurized
10000258 | 2 | Ball Float | 2002-08-20 | no | 2002-08-20 | no | Currently in Use | Premium | 12000 | Fiberglass | 2002-08-09 | Double-Walled Flex | Pressurized
10000258 | 3 | Ball Float | 2002-08-20 | no | 2002-08-20 | no | Currently in Use | Diesel | 12000 | Fiberglass | 2002-08-09 | Double-Walled Flex | Pressurized
10000260 | 1 | Flapper Valve | 2003-02-05 | no | 2003-02-05 | no | Currently in Use | Gas (Historical Use) | 20000 | Fiberglass Double Walled | 2003-01-22 | Double-Walled Flex | Pressurized
10000260 | 2A | Flapper Valve | 2003-02-05 | no | 2003-02-05 | no | Currently in Use | Gas (Historical Use) | 8000 | Fiberglass Double Walled | 2003-01-22 | Double-Walled Flex | Pressurized
10000260 | 2B | Flapper Valve | 2003-02-05 | no | 2003-02-05 | no | Currently in Use | Diesel | 12000 | Fiberglass Double Walled | 2003-01-22 | Double-Walled Flex | Pressurized
10000262 | 1 | Ball Float | 2003-01-01 | no | 2003-01-01 | no | Currently in Use | Regular | 12000 | Composite | 2003-01-01 | Fiberglass Reinforced Plastic | Pressurized
10000262 | 2A | Ball Float | 2003-01-01 | no | 2003-01-01 | no | Currently in Use | Premium | 8000 | Composite | 2003-01-01 | Fiberglass Reinforced Plastic | Pressurized
10000262 | 2B | Ball Float | 2003-01-01 | no | 2003-01-01 | no | Currently in Use | Diesel | 4000 | Composite | 2003-01-01 | Fiberglass Reinforced Plastic | Pressurized
10000263 | 1 | Flapper Valve | 2002-11-20 | no | 2002-11-20 | no | Currently in Use | Diesel | 10000 | Epoxy | 2002-11-20 | Fiberglass Reinforced Plastic | Safe Suction (Euro)
10000266 | 1 |  | 2002-10-04 | no | 2002-10-04 | no | Removed from Ground | Gas (Historical Use) | 20000 | Fiberglass Double Walled | 2002-09-27 | Double Walled/Sec. Containment | Pressurized
10000266 | 2A |  | 2002-10-04 | no | 2002-10-04 | no | Removed from Ground | Gas (Historical Use) | 8000 | Fiberglass Double Walled | 2002-09-27 | Double Walled/Sec. Containment | Pressurized
10000266 | 2B |  | 2002-10-04 | no | 2002-10-04 | no | Removed from Ground | Diesel | 8000 | Fiberglass Double Walled | 2002-09-27 | Double Walled/Sec. Containment | Pressurized
10000267 | 1A | Ball Float | 2002-10-15 | no | 2002-10-15 | no | Removed from Ground | Gas (Historical Use) | 20000 | Fiberglass Double Walled | 2002-10-01 | Double Walled/Sec. Containment | Pressurized
10000267 | 1B | Ball Float | 2002-10-15 | no | 2002-10-15 | no | Removed from Ground | Gas (Historical Use) | 8000 | Fiberglass Double Walled | 2002-10-01 | Double-Walled Fiberglass | Pressurized
10000268 | 1 | Ball Float | 2002-04-10 | no | 2002-04-10 | no | Currently in Use | Regular | 12000 | Fiberglass | 2002-04-10 | Double-Walled Flex | Pressurized
10000268 | 2 | Ball Float | 2002-04-10 | no | 2002-04-10 | no | Currently in Use | Premium | 10000 | Fiberglass | 2002-04-01 | Double-Walled Flex | Pressurized
10000268 | 3 | Ball Float | 2002-04-10 | no | 2002-04-10 | no | Currently in Use | Diesel | 10000 | Fiberglass | 2002-04-10 | Double-Walled Flex | Pressurized
10000270 | 1A | Ball Float | 2002-12-19 | no | 2002-12-19 | no | Currently in Use | Gas (Historical Use) | 20000 | Fiberglass Double Walled | 2002-12-12 | Double-Walled Flex | Pressurized
10000270 | 1B | Ball Float | 2002-12-19 | no | 2002-12-19 | no | Currently in Use | Gas (Historical Use) | 8000 | Fiberglass Double Walled | 2002-12-19 | Double-Walled Flex | Pressurized
10000271 | 1A | Ball Float | 2002-10-24 | no | 2002-10-24 | no | Currently in Use | Gas (Historical Use) | 20000 | Fiberglass Double Walled | 2002-10-17 | Double-Walled Flex | Pressurized
10000271 | 1B | Ball Float | 2002-10-24 | no | 2002-10-24 | no | Currently in Use | Gas (Historical Use) | 8000 | Fiberglass Double Walled | 2002-10-17 | Double-Walled Flex | Pressurized
10000272 | 1A | Ball Float | 2002-10-31 | no | 2002-10-31 | no | Currently in Use | Gas (Historical Use) | 12000 | Fiberglass Double Walled | 2002-10-24 | Double-Walled Flex | Pressurized
10000272 | 1B | Ball Float | 2002-10-31 | no | 2002-10-31 | no | Currently in Use | Gas (Historical Use) | 8000 | Fiberglass Double Walled | 2002-10-24 | Double-Walled Flex | Pressurized
10000278 | 1 |  |  | no |  | no | Removed from Ground | Not Marked/Tank Removed | 550 | Bare Steel | 2003-02-03
10000278 | 2 |  |  | no |  | no | Removed from Ground | Not Marked/Tank Removed | 550 | Bare Steel | 2003-02-03
10000278 | 3 |  |  | no |  | no | Removed from Ground | Not Marked/Tank Removed | 1000 | Bare Steel | 2003-02-03
10000284 | 1 |  |  | no |  | no | Removed from Ground | Gas (Historical Use) | 500 | Bare Steel | 2002-09-10
10000284 | 2 |  |  | no |  | no | Removed from Ground | Gas (Historical Use) | 500 | Bare Steel | 2002-09-10
10000285 | 1 |  |  | no |  | no | Removed from Ground | Gas (Historical Use) | 8000 | Epoxy | 2002-12-31
10000285 | 2 |  |  | no |  | no | Removed from Ground | Gas (Historical Use) | 4000 | Epoxy | 2002-12-31
10000285 | 3 |  |  | no |  | no | Removed from Ground | Gas (Historical Use) | 4000 | Epoxy | 2002-12-31
10000288 | 1A | Flapper Valve | 2002-08-13 | no | 2002-08-13 | no | Currently in Use | Regular | 8000 | Composite | 2003-08-12 | Fiberglass Reinforced Plastic | Pressurized
10000288 | 1B | Flapper Valve | 2002-08-13 | no | 2002-08-13 | no | Currently in Use | Regular | 4000 | Composite | 2003-08-12 | Fiberglass Reinforced Plastic | Pressurized
10000288 | 2 | Flapper Valve | 2002-08-13 | no | 2002-08-13 | no | Currently in Use | Diesel | 2000 | Composite | 2002-08-12 | Fiberglass Reinforced Plastic | Pressurized
10000289 | 1 |  |  | no |  | no | Removed from Ground | Gas (Historical Use) | 500 | Unknown | 2002-08-08
10000289 | 2 |  |  | no |  | no | Removed from Ground | Gas (Historical Use) | 500 | Unknown | 2002-08-08
10000290 | 1 |  |  | no |  | no | Removed from Ground | Gas (Historical Use) | 500 | Unknown | 2002-04-04
10000290 | 2 |  |  | no |  | no | Removed from Ground | Gas (Historical Use) | 500 | Unknown | 2002-04-04
10000291 | 1 |  |  | no |  | no | Removed from Ground | Gas (Historical Use) | 500 | Bare Steel | 2002-03-03 | Bare Steel | Suction (American)
10000291 | 2 |  |  | no |  | no | Removed from Ground | Gas (Historical Use) | 500 | Bare Steel | 2002-03-03 | Bare Steel | Suction (American)
10000295 | 1 |  |  | no |  | no | Removed from Ground | Gas (Historical Use) | 550 | Bare Steel | 2002-09-01
10000296 | 1A |  | 2003-01-03 | no | 2003-01-03 | no | Currently in Use | Gas (Historical Use) | 20000 | Fiberglass Double Walled | 2002-12-23 | Double Walled/Sec. Containment | Pressurized
10000296 | 1B |  | 2003-01-03 | no | 2003-01-03 | no | Currently in Use | Gas (Historical Use) | 8000 | Fiberglass Double Walled | 2002-12-23 | Double-Walled Fiberglass | Pressurized
10000299 | 1 | Flapper Valve | 2002-06-01 | no | 2002-06-01 | no | Currently in Use | Gas (Historical Use) | 12000 | Composite | 2002-05-01 | Fiberglass Reinforced Plastic | Pressurized
10000299 | 2 | Flapper Valve | 2002-06-01 | no | 2002-06-01 | no | Currently in Use | Gas (Historical Use) | 8000 | Composite | 2002-05-01 | Fiberglass Reinforced Plastic | Pressurized
10000299 | 3A | Flapper Valve | 2002-06-01 | no | 2002-06-01 | no | Currently in Use | Diesel | 2000 | Composite | 2002-05-01 | Fiberglass Reinforced Plastic | Pressurized
10000299 | 3B | Flapper Valve | 2002-06-01 | no | 2002-06-01 | no | Currently in Use | Kerosene | 2000 | Composite | 2002-05-01 | Fiberglass Reinforced Plastic | Safe Suction (Euro)
10000299 | 3C | Flapper Valve | 2002-06-01 | no | 2002-06-01 | no | Currently in Use | Diesel | 6000 | Composite | 2002-05-01 | Fiberglass Reinforced Plastic | Pressurized
10000302 | 1A | Ball Float | 2002-12-15 | no | 2002-12-15 | no | Currently in Use | Gas (Historical Use) | 20000 | Fiberglass Double Walled | 2002-12-15 | Double-Walled Flex | Pressurized
10000302 | 1B | Ball Float | 2002-12-15 | no | 2002-12-15 | no | Currently in Use | Gas (Historical Use) | 8000 | Fiberglass Double Walled | 2002-12-15 | Double-Walled Flex | Pressurized
10000304 | 1 |  |  | no |  | no | Removed from Ground | Not Marked/Tank Removed | 8000 | Unknown
10000304 | 2 |  |  | no |  | no | Removed from Ground | Not Marked/Tank Removed | 4000 | Unknown
10000304 | 3 |  |  | no |  | no | Removed from Ground | Not Marked/Tank Removed | 2000 | Unknown
10000306 | 1 |  | 2003-02-26 | no | 2003-02-26 | no | Currently in Use | Premium | 12000 | Composite | 2003-02-26 | Fiberglass Reinforced Plastic | Pressurized
10000306 | 2 |  | 2003-02-26 | no | 2003-02-26 | no | Currently in Use | Regular | 8000 | Composite | 2003-02-26 | Fiberglass Reinforced Plastic | Pressurized
10000306 | 3 |  | 2003-02-26 | no | 2003-02-26 | no | Currently in Use | Diesel | 8000 | Composite | 2003-02-26 | Fiberglass Reinforced Plastic | Pressurized
10000306 | 4 | Flapper Valve | 2003-02-26 | no | 2003-02-26 | no | Currently in Use | Diesel | 4000 | Composite | 2003-02-26 | Fiberglass Reinforced Plastic | Pressurized
10000310 | 1 |  | 2002-06-21 | no | 2002-06-21 | no | Currently in Use | Gas (Historical Use) | 20000 | Fiberglass | 2002-06-25 | Double-Walled Fiberglass | Pressurized
10000310 | 1B |  | 2002-06-21 | no | 2002-06-21 | no | Currently in Use | Gas (Historical Use) | 12000 | Fiberglass | 2002-06-25 | Double-Walled Fiberglass | Pressurized
10000312 | 1 |  | 1990-08-23 | no | 1990-08-23 | no | Currently in Use | Gas (Historical Use) | 10000 | Cathodically Protected Steel | 1990-09-01 | Fiberglass Reinforced Plastic | Safe Suction (Euro)
10000313 | 1 |  |  | no |  | no | Permanently Out of Use - historical purposes | Gas (Historical Use) | 3000 | Bare Steel | 1991-01-01
10000313 | 2 |  |  | no |  | no | Permanently Out of Use - historical purposes | Gas (Historical Use) | 3000 | Bare Steel | 1991-01-01
10000313 | 3 |  |  | no |  | no | Permanently Out of Use - historical purposes | Gas (Historical Use) | 3000 | Bare Steel | 1991-01-01
10000316 | 3 | Flapper Valve | 2001-06-15 | no | 2001-06-15 | no | Currently in Use | Ethanol | 4000 | Composite | 2001-06-14 | Double-Walled Fiberglass | Safe Suction (Euro)
10000319 | 1 |  |  | no |  | no | Removed from Ground | Used Oil | 500 | Bare Steel | 1974-01-01 | Bare Steel
10000319 | 2 |  |  | no |  | no | Removed from Ground | Gas (Historical Use) | 2000 | Bare Steel | 1974-01-01 | Bare Steel
10000322 | 1 |  |  | no |  | no | Removed from Ground | Diesel | 1000 | Bare Steel | 1995-01-01
10000323 | 1 |  |  | no |  | no | Removed from Ground | Gas (Historical Use) | 0 | Unknown
10000323 | 2 |  |  | no |  | no | Removed from Ground | Gas (Historical Use) | 0 | Unknown
10000329 | 1 | Ball Float | 2003-03-20 | no | 2003-03-20 | no | Currently in Use | Gas (Historical Use) | 20000 | Fiberglass Double Walled | 2003-03-09 | Double Walled | Pressurized
10000329 | 2 | Ball Float | 2003-03-20 | no | 2003-03-20 | no | Currently in Use | Gas (Historical Use) | 20000 | Fiberglass Double Walled | 2003-03-09 | Double Walled | Pressurized
10000329 | 3 | Ball Float | 2003-03-20 | no | 2003-03-20 | no | Currently in Use | Gas (Historical Use) | 20000 | Fiberglass Double Walled | 2003-03-09 | Double Walled | Pressurized
10000332 | 1A | Ball Float | 2003-04-04 | no | 2003-04-04 | no | Currently in Use | Regular | 20000 | Fiberglass Double Walled | 2003-04-01 | Double-Walled Fiberglass | Pressurized
10000332 | 1B | Ball Float | 2003-04-04 | no | 2003-04-04 | no | Currently in Use | Premium | 12000 | Fiberglass Double Walled | 2003-04-01 | Double-Walled Fiberglass | Pressurized
10000333 | 1 | Flapper Valve | 2002-09-01 | no | 2002-09-01 | no | Currently in Use | Diesel | 6000 | Epoxy | 2002-09-01 | Fiberglass Reinforced Plastic | Pressurized
10000333 | 2 | Flapper Valve | 2002-09-01 | no | 2002-09-01 | no | Currently in Use | Premium | 4000 | Epoxy | 2002-09-01 | Fiberglass Reinforced Plastic | Pressurized
10000333 | 3 | Flapper Valve | 2002-09-01 | no | 2002-09-01 | no | Currently in Use | Regular | 10000 | Epoxy | 2002-09-01 | Fiberglass Reinforced Plastic | Pressurized
10000342 | 1 | Flapper Valve | 1989-11-01 | no | 1989-01-01 | no | Currently in Use | Diesel | 2000 | Galvanic (STIP-3) | 1989-01-01 | Fiberglass Reinforced Plastic | Pressurized
10000342 | 2 | Flapper Valve | 1989-01-01 | no | 1989-01-01 | no | Currently in Use | Diesel | 2000 | Galvanic (STIP-3) | 1989-01-01 | Fiberglass Reinforced Plastic | Pressurized
10000342 | 3 | Flapper Valve | 1989-01-01 | no | 1989-01-01 | no | Currently in Use | Kerosene | 2000 | Galvanic (STIP-3) | 1989-01-01 | Fiberglass Reinforced Plastic | Pressurized
10000343 | 1 |  |  | no |  | no | Removed from Ground | Gas (Historical Use) | 500 | Unknown | 1996-01-01 | Bare Steel | Safe Suction (Euro)
10000343 | 2 |  |  | no |  | no | Removed from Ground | Gas (Historical Use) | 500 | Unknown | 1996-01-01 | Bare Steel | Safe Suction (Euro)
10000343 | 3 |  |  | no |  | no | Removed from Ground | Gas (Historical Use) | 500 | Unknown | 1996-01-01 | Galvanized Steel | Safe Suction (Euro)
10000343 | 4 |  |  | no |  | no | Removed from Ground | Kerosene | 250 | Unknown | 1996-01-01 | Bare Steel | Safe Suction (Euro)
10000344 | 1 |  |  | no |  | no | Removed from Ground | Not Marked/Tank Removed | 12000 | Epoxy Double-Walled | 2003-03-12
10000348 | 1 |  |  | no |  | no | Removed from Ground | Empty | 6000 | Unknown | 1963-01-01 | Galvanized Steel | Pressurized
10000348 | 2 |  |  | no |  | no | Removed from Ground | Empty | 8000 | Unknown | 1963-01-01 | Galvanized Steel | Pressurized
10000348 | 3 |  |  | no |  | no | Removed from Ground | Empty | 8000 | Unknown | 1963-01-01 | Galvanized Steel | Pressurized
10000350 | 1 | Ball Float | 2003-03-24 | no | 2003-03-24 | no | Currently in Use | Diesel | 12000 | Fiberglass | 2003-01-13 | Fiberglass Reinforced Plastic | Pressurized
10000350 | 2 | Ball Float | 2003-03-24 | no | 2003-03-24 | no | Currently in Use | Gas (Historical Use) | 12000 | Fiberglass | 2003-01-15 | Fiberglass Reinforced Plastic | Pressurized
10000350 | 3 | Ball Float | 2003-03-24 | no | 2003-03-24 | no | Currently in Use | Gas (Historical Use) | 12000 | Fiberglass | 2003-01-15 | Fiberglass Reinforced Plastic | Pressurized
10000351 | 1 | Overfill Alarm | 2003-02-25 | no | 2003-02-25 | no | Installed | Gas (Historical Use) | 20000 | Composite Double Walled | 2003-02-25 | Double-Walled Fiberglass | Pressurized
10000351 | 2 | Overfill Alarm | 2003-02-25 | no | 2003-02-25 | no | Installed | Gas (Historical Use) | 12000 | Composite Double Walled | 2003-02-25 | Double-Walled Fiberglass | Pressurized
10000351 | 3 | Overfill Alarm | 2003-02-25 | no | 2003-02-25 | no | Installed | Diesel | 12000 | Composite Double Walled | 2003-02-25 | Double-Walled Fiberglass | Pressurized
10000354 | 1A |  | 2000-03-24 | no | 2000-03-24 | no | Currently in Use | Gas (Historical Use) | 10000 | Composite | 2000-03-24 | Double Walled | Pressurized
10000354 | 1B |  | 2000-03-24 | no | 2000-03-24 | no | Currently in Use | Gas (Historical Use) | 5000 | Composite | 2000-03-24 | Double Walled | Pressurized
10000356 | 1 | Flapper Valve | 2003-01-01 | no | 2003-01-01 | no | Currently in Use | Regular | 20000 | Fiberglass Double Walled | 2002-12-10 | Double-Walled Fiberglass | Pressurized
10000356 | 2 | Flapper Valve | 2003-01-01 | no | 2003-01-01 | no | Currently in Use | Premium | 20000 | Fiberglass Double Walled | 2002-12-10 | Double-Walled Fiberglass | Pressurized
10000356 | 3 | Flapper Valve | 2003-01-01 | no | 2003-01-01 | no | Currently in Use | Plus | 12000 | Fiberglass Double Walled | 2002-12-10 | Double-Walled Fiberglass | Pressurized
10000357 | 1A |  | 2003-05-23 | no | 2003-05-23 | no | Currently in Use | Gas (Historical Use) | 20000 | Fiberglass Double Walled | 2003-05-23 | Double-Walled Fiberglass | Pressurized
10000357 | 1B |  | 2003-05-23 | no | 2003-05-23 | no | Currently in Use | Gas (Historical Use) | 12000 | Fiberglass Double Walled | 2003-05-23 | Double-Walled Fiberglass | Pressurized
10000358 | 1A |  | 2003-05-01 | no | 2003-05-01 | no | Currently in Use | Gas (Historical Use) | 8000 | Composite | 2003-05-01 | Flex | Safe Suction (Euro)
10000358 | 1B |  | 2003-05-01 | no | 2003-05-01 | no | Currently in Use | Diesel | 4000 | Composite | 2003-05-01 | Flex | Safe Suction (Euro)
10000361 | 1 |  |  | no |  | no | Removed from Ground | Not Marked/Tank Removed | 500 | Unknown | 2003-02-19
10000363 | 1 |  |  | no |  | no | Removed from Ground | Gas (Historical Use) | 3000 | Bare Steel | 2003-04-11 | Galvanized Steel | Safe Suction (Euro)
10000363 | 2 |  |  | no |  | no | Removed from Ground | Gas (Historical Use) | 4000 | Bare Steel | 2003-04-11 | Galvanized Steel | Safe Suction (Euro)
10000363 | 3 |  |  | no |  | no | Removed from Ground | Gas (Historical Use) | 3000 | Bare Steel | 2003-04-11 | Galvanized Steel | Safe Suction (Euro)
10000363 | 4 |  |  | no |  | no | Removed from Ground | Gas (Historical Use) | 3000 | Bare Steel | 2003-04-11 | Galvanized Steel | Safe Suction (Euro)
10000363 | 5 |  |  | no |  | no | Removed from Ground | Used Oil | 550 | Bare Steel | 2003-04-11 | Galvanized Steel | Safe Suction (Euro)
10000365 | 1 | Ball Float | 2001-03-28 | no | 2001-03-28 | no | Temporarily out of use | Diesel | 3000 | Composite | 2001-03-28 | Fiberglass Reinforced Plastic | Pressurized
10000365 | 2 | Ball Float | 2001-03-28 | no | 2001-03-28 | no | Temporarily out of use | Gas (Historical Use) | 8000 | Composite | 2001-03-28 | Fiberglass Reinforced Plastic | Pressurized
10000365 | 3 | Ball Float | 2001-03-28 | no | 2001-03-28 | no | Temporarily out of use | Gas (Historical Use) | 4000 | Composite | 2001-03-28 | Fiberglass Reinforced Plastic | Pressurized
10000366 | 1 |  |  | no |  | no | Removed from Ground | Diesel | 4000 | Epoxy Double-Walled | 1981-01-01 | Copper | Safe Suction (Euro)
10000370 | 1 |  | 2003-06-09 | no | 2003-06-09 | no | Currently in Use | Gas (Historical Use) | 20000 | Fiberglass Double Walled | 2003-05-29 | Double-Walled Flex | Pressurized
10000370 | 2A |  | 2003-09-09 | no | 2003-06-09 | no | Currently in Use | Gas (Historical Use) | 8000 | Fiberglass Double Walled | 2003-05-29 | Double-Walled Flex | Pressurized
10000370 | 2B |  | 2003-06-09 | no | 2003-06-09 | no | Currently in Use | Diesel | 12000 | Fiberglass Double Walled | 2003-05-29 | Double-Walled Flex | Pressurized
10000371 | 1 |  | 1988-12-01 | no | 1988-12-01 | no | Removed from Ground | Gas (Historical Use) | 4000 | Cathodically Protected Steel | 1988-12-22 | Fiberglass Reinforced Plastic | Pressurized
10000371 | 2 |  | 1988-12-01 | no | 1988-12-01 | no | Removed from Ground | Gas (Historical Use) | 8000 | Cathodically Protected Steel | 1988-12-22 | Fiberglass Reinforced Plastic | Pressurized
10000371 | 3 |  | 1988-12-01 | no | 1988-12-01 | no | Removed from Ground | Gas (Historical Use) | 8000 | Cathodically Protected Steel | 1988-12-22 | Fiberglass Reinforced Plastic | Pressurized
10000371 | 4A | Ball Float | 2007-11-01 | no | 2007-11-01 | no | Removed from Ground | Gas (Historical Use) | 15000 | Composite | 2007-11-01 | Double-Walled Flex | Pressurized
10000371 | 4B | Ball Float | 2007-11-01 | no | 2007-11-01 | no | Removed from Ground | Gas (Historical Use) | 5000 | Composite | 2007-11-01 | Double-Walled Flex | Pressurized
10000372 | 1 | Flapper Valve | 2003-06-02 | no | 2003-06-02 | no | Currently in Use | Gas (Historical Use) | 12000 | Fiberglass Double Walled | 2003-06-02 | Double-Walled Flex | Pressurized
10000372 | 2 | Flapper Valve | 2003-06-02 | no | 2003-06-02 | no | Currently in Use | Gas (Historical Use) | 12000 | Fiberglass Double Walled | 2003-06-02 | Double-Walled Flex | Pressurized
10000372 | 3 | Flapper Valve | 2003-06-02 | no | 2003-06-02 | no | Currently in Use | Gas (Historical Use) | 12000 | Fiberglass Double Walled | 2003-06-02 | Double-Walled Flex | Pressurized
10000372 | 4A | Flapper Valve | 2003-06-02 | no | 2003-06-02 | no | Currently in Use | Diesel | 10000 | Fiberglass Double Walled | 2003-06-02 | Double-Walled Flex | Pressurized
10000372 | 4B | Flapper Valve | 2003-06-02 | no | 2003-06-02 | no | Currently in Use | Gas (Historical Use) | 3000 | Fiberglass Double Walled | 2003-06-02 | Double-Walled Flex | Suction (American)
10000372 | 5 | Flapper Valve | 2013-11-01 | no | 2013-11-01 | no | Currently in Use | Diesel | 20000 | Fiberglass Double Walled | 2013-11-01 | Double-Walled Fiberglass | Pressurized
10000384 | 1 |  | 2003-04-01 | no | 2003-04-01 | no | Removed from Ground | Gas (Historical Use) | 20000 | Composite Double Walled | 2003-02-01 | Double-Walled Fiberglass | Pressurized
10000384 | 2A |  | 2003-04-01 | no | 2003-04-01 | no | Removed from Ground | E-10 | 10000 | Composite Double Walled | 2003-02-01 | Double-Walled Fiberglass | Pressurized
10000384 | 2B |  | 2003-04-01 | no | 2003-04-01 | no | Removed from Ground | Diesel | 10000 | Composite Double Walled | 2003-02-01 | Double-Walled Fiberglass | Pressurized
10000384 | 3 | Overfill Alarm | 2013-11-22 | no | 2013-11-22 | no | Currently in Use | Gas (Historical Use) | 15000 | Composite Double Walled | 2013-11-22 | Double-Walled Fiberglass | Pressurized
10000384 | 4A | Overfill Alarm | 2013-11-22 | no | 2013-11-22 | no | Currently in Use | Diesel | 10000 | Composite Double Walled | 2013-11-22 | Double-Walled Fiberglass | Pressurized
10000384 | 4B | Overfill Alarm | 2013-11-22 | no | 2013-11-22 | yes | Currently in Use | Ethanol | 10000 | Composite Double Walled | 2013-11-22 | Double-Walled Fiberglass | Pressurized
10000384 | 5 | Ball Float | 2013-11-22 | no | 2013-11-22 | no | Currently in Use | Gas (Historical Use) | 15000 | Composite Double Walled | 2013-11-22 | Double-Walled Fiberglass | Pressurized
10000385 | 1 |  |  | no |  | no | Permanently Out of Use - historical purposes | Gas (Historical Use) | 10000 | Cathodically Protected Steel | 1978-01-01
10000385 | 2 |  |  | no |  | no | Permanently Out of Use - historical purposes | Gas (Historical Use) | 10000 | Cathodically Protected Steel | 1978-01-01
10000385 | 3 |  |  | no |  | no | Permanently Out of Use - historical purposes | Gas (Historical Use) | 10000 | Cathodically Protected Steel | 1978-01-01
10000389 | N465971 | Ball Float | 2002-09-18 | no | 2002-09-18 | no | Currently in Use | Diesel | 12000 | Fiberglass Double Walled | 2002-09-01 | Flex | Pressurized
10000389 | N465974 | Ball Float | 2002-09-18 | no | 2002-09-18 | no | Currently in Use | Regular | 12000 | Fiberglass Double Walled | 2002-09-01 | Flex | Pressurized
10000389 | N465975 | Ball Float | 2002-09-18 | no | 2002-09-18 | no | Currently in Use | Premium | 12000 | Fiberglass Double Walled | 2002-09-01 | Flex | Pressurized
10000395 | 1 |  |  | no |  | no | Removed from Ground | Not Marked/Tank Removed | 1000 | Unknown | 2003-03-11
10000395 | 2 |  |  | no |  | no | Removed from Ground | Not Marked/Tank Removed | 1000 | Unknown | 2003-03-11
10000400 | N626028 | Ball Float | 2002-06-12 | no | 2002-06-12 | no | Currently in Use | Gas (Historical Use) | 10000 | Composite | 2002-06-10 | Double-Walled Flex | Pressurized
10000400 | N626037 | Ball Float | 2002-06-12 | no | 2002-06-12 | no | Currently in Use | Gas (Historical Use) | 8000 | Composite | 2002-06-10 | Double-Walled Flex | Pressurized
10000400 | N626041 | Ball Float | 2002-06-10 | no | 2002-06-10 | no | Currently in Use | Diesel | 8000 | Composite | 2002-06-10 | Double-Walled Flex | Pressurized
10000402 | 1 |  | 2003-06-01 | no | 2003-06-01 | no | Currently in Use | Diesel | 3000 | Fiberglass Double Walled | 2003-06-01 | Double-Walled Fiberglass | Suction (American)
10000404 | 1 |  |  | no |  | no | Removed from Ground | Diesel | 6000 | Bare Steel | 2002-12-01 | Bare Steel | Safe Suction (Euro)
10000405 | 1 |  |  | no |  | no | Removed from Ground | Gas (Historical Use) | 2000 | Bare Steel | 2003-06-13
10000405 | 2 |  |  | no |  | no | Removed from Ground | Gas (Historical Use) | 2000 | Bare Steel | 2003-06-13
10000405 | 3 |  |  | no |  | no | Removed from Ground | Gas (Historical Use) | 2000 | Bare Steel | 2003-06-13
10000406 | 1 | Ball Float | 2002-10-20 | no | 2002-10-20 | no | Currently in Use | Diesel | 4000 | Composite | 2002-10-17 | Fiberglass Reinforced Plastic | Pressurized
10000406 | 2 | Ball Float | 2002-10-20 | no | 2002-10-20 | no | Currently in Use | Diesel | 8000 | Composite | 2002-10-17 | Fiberglass Reinforced Plastic | Pressurized
10000406 | 3 | Ball Float | 2002-10-20 | no | 2002-10-20 | no | Currently in Use | Gas (Historical Use) | 10000 | Composite | 2002-10-17 | Fiberglass Reinforced Plastic | Pressurized
10000406 | 4 | Ball Float | 2002-10-20 | no | 2002-10-20 | no | Currently in Use | Gas (Historical Use) | 12000 | Composite | 2002-10-17 | Fiberglass Reinforced Plastic | Pressurized
10000408 | 1A | Ball Float | 2003-06-02 | no | 2003-06-02 | no | Currently in Use | Gas (Historical Use) | 12000 | Fiberglass Double Walled | 2003-05-29 | Double-Walled Fiberglass | Pressurized
10000408 | 1B | Ball Float | 2003-06-02 | no | 2003-06-02 | no | Currently in Use | Gas (Historical Use) | 8000 | Fiberglass Double Walled | 2003-05-29 | Double-Walled Fiberglass | Pressurized
10000410 | 1A | Ball Float | 2003-03-10 | no | 2003-03-10 | no | Currently in Use | Regular | 14000 | Epoxy | 2003-03-10 | Fiberglass Reinforced Plastic | Pressurized
10000410 | 1B | Ball Float | 2003-03-10 | no | 2003-03-10 | no | Currently in Use | Premium | 6000 | Epoxy | 2003-03-10 | Fiberglass Reinforced Plastic | Pressurized
10000410 | 2A | Ball Float | 2003-03-10 | no | 2003-03-10 | no | Currently in Use | Diesel | 14000 | Epoxy | 2003-03-10 | Fiberglass Reinforced Plastic | Pressurized
10000410 | 2B | Ball Float | 2003-03-10 | no | 2003-03-10 | no | Currently in Use | Diesel | 6000 | Epoxy | 2003-03-10 | Fiberglass Reinforced Plastic | Pressurized
10000412 | 1 | Ball Float | 2003-07-01 | no | 2003-07-01 | no | Currently in Use | Gas (Historical Use) | 12000 | Composite | 2003-07-01 | Fiberglass Reinforced Plastic | Pressurized
10000412 | 2A | Ball Float | 2003-07-01 | no | 2003-07-01 | no | Currently in Use | Gas (Historical Use) | 8000 | Composite | 2003-07-01 | Fiberglass Reinforced Plastic | Pressurized
10000412 | 2B | Ball Float | 2003-07-01 | no | 2003-07-01 | no | Currently in Use | Diesel | 4000 | Composite | 2003-07-01 | Fiberglass Reinforced Plastic | Pressurized
10000421 | 1 |  | 2002-10-09 | no | 2002-10-09 | no | Currently in Use | Diesel | 15000 | Composite | 2002-10-08 | Fiberglass Reinforced Plastic | Safe Suction (Euro)
10000421 | 2 |  | 2002-10-09 | no | 2002-10-09 | no | Currently in Use | Gas (Historical Use) | 1000 | Composite | 2002-10-08 | Fiberglass Reinforced Plastic | Safe Suction (Euro)
10000422 | 1 | Ball Float | 2002-06-01 | yes | 2002-06-01 | no | Currently in Use | Regular | 15000 | Composite | 2002-06-28 | Fiberglass Reinforced Plastic | Pressurized
10000422 | 2A | Ball Float | 2002-06-01 | yes | 2002-06-01 | no | Currently in Use | Plus | 8000 | Composite | 2002-06-28 | Fiberglass Reinforced Plastic | Pressurized
10000422 | 2B | Ball Float | 2002-06-01 | yes | 2002-06-01 | no | Currently in Use | Diesel | 4000 | Composite | 2002-06-28 | Fiberglass Reinforced Plastic | Pressurized
10000423 | 1A |  | 2003-06-20 | no | 2003-06-20 | no | Currently in Use | Gas (Historical Use) | 8000 | Composite | 2003-06-16 | Fiberglass Reinforced Plastic | Pressurized
10000423 | 1B |  | 2003-06-20 | no | 2003-06-20 | no | Currently in Use | Gas (Historical Use) | 4000 | Composite | 2003-06-16 | Fiberglass Reinforced Plastic | Pressurized
10000424 | 1 | Ball Float | 2003-05-01 | no | 2003-05-01 | no | Currently in Use | Diesel | 12000 | Composite | 2003-05-01 | Double-Walled Fiberglass | Pressurized
10000424 | 2 | Ball Float | 2003-05-01 | no | 2003-05-01 | no | Currently in Use | Gas (Historical Use) | 12000 | Composite | 2003-05-01 | Double-Walled Fiberglass | Pressurized
10000424 | 3 | Ball Float | 2030-05-01 | no | 2003-05-01 | no | Currently in Use | Diesel | 12000 | Composite | 2003-05-01 | Double-Walled Fiberglass | Pressurized
10000425 | 1 |  | 2003-08-10 | no | 2003-08-10 | no | Currently in Use | Gas (Historical Use) | 12000 | Composite | 2003-08-02 | Fiberglass Reinforced Plastic | Pressurized
10000425 | 2 |  | 2003-08-10 | no | 2003-08-10 | no | Currently in Use | Gas (Historical Use) | 8000 | Composite | 2003-08-02 | Fiberglass Reinforced Plastic | Pressurized
10000425 | 3 |  | 2003-08-10 | no | 2003-08-10 | no | Currently in Use | Diesel | 4000 | Composite | 2003-08-02 | Fiberglass Reinforced Plastic | Pressurized
10000427 | 1A |  | 2003-04-04 | no | 2003-04-04 | no | Currently in Use | Gas (Historical Use) | 15000 | Composite | 2003-04-03 | Double-Walled Flex | Pressurized
10000427 | 1B |  | 2003-04-04 | no | 2003-04-04 | no | Currently in Use | Gas (Historical Use) | 10000 | Composite | 2003-04-03 | Double-Walled Flex | Pressurized
10000427 | 2 |  | 2003-04-04 | no | 2003-04-04 | no | Currently in Use | Diesel | 20000 | Composite | 2003-04-03 | Double-Walled Flex | Pressurized
10000427 | 3 |  | 2003-04-04 | no | 2003-04-04 | no | Currently in Use | Diesel | 20000 | Composite | 2003-04-03 | Double-Walled Flex | Pressurized
10000428 | 1 |  |  | no |  | no | Removed from Ground | Gas (Historical Use) | 10000 | Bare Steel | 1980-05-09 | Galvanized Steel
10000428 | 2 |  |  | no |  | no | Removed from Ground | Gas (Historical Use) | 10000 | Bare Steel | 1980-05-09 | Galvanized Steel
10000429 | 1 |  |  | no |  | no | Removed from Ground | Gas (Historical Use) | 0 | Bare Steel | 1985-01-01
10000431 | 1 | Ball Float | 2003-08-12 | no | 2003-08-12 | no | Currently in Use | Gas (Historical Use) | 15000 | Composite | 2003-08-06 | Double-Walled Flex | Pressurized
10000431 | 2 | Ball Float | 2003-08-12 | no | 2003-08-12 | no | Currently in Use | Diesel | 15000 | Composite | 2003-08-06 | Double-Walled Flex | Pressurized
10000431 | 3 | Ball Float | 2003-08-12 | no | 2003-08-12 | no | Currently in Use | Gas (Historical Use) | 12000 | Composite | 2003-08-06 | Double-Walled Flex | Pressurized
10000431 | 4A | Ball Float | 2003-08-12 | no | 2003-08-12 | no | Currently in Use | Diesel | 2000 | Composite | 2003-08-06 | Double-Walled Flex | Pressurized
10000431 | 4B | Ball Float | 2003-08-12 | no | 2003-08-12 | no | Currently in Use | Kerosene | 2000 | Composite | 2003-08-06 | Double-Walled Flex | Pressurized
10000437 | 1 |  |  | no |  | no | Removed from Ground | Gas (Historical Use) | 10000 | Bare Steel | 2001-07-01 | Bare Steel
10000443 | 1 |  |  | no |  | no | Removed from Ground | Kerosene | 500 | Bare Steel | 2003-08-05
10000443 | 2 |  |  | no |  | no | Removed from Ground | Diesel | 500 | Bare Steel | 2003-08-05
10000443 | 3 |  |  | no |  | no | Removed from Ground | Gas (Historical Use) | 500 | Bare Steel | 2003-08-05
10000443 | 4 |  |  | no |  | no | Removed from Ground | Gas (Historical Use) | 1000 | Bare Steel | 2003-08-05
10000444 | 1A | Ball Float | 2003-08-25 | no | 2003-08-25 | no | Currently in Use | Gas (Historical Use) | 8000 | Composite | 2003-08-22 | Double-Walled Fiberglass | Pressurized
10000444 | 1B | Ball Float | 2003-08-25 | no | 2003-08-25 | no | Currently in Use | Diesel | 4000 | Composite | 2003-08-22 | Double-Walled Fiberglass | Pressurized
10000452 | 1 |  | 2003-05-05 | no | 2003-05-05 | no | Currently in Use | Diesel | 15000 | Composite | 2003-05-05 | Fiberglass Reinforced Plastic | Pressurized
10000462 | 1 |  | 2003-10-01 | no | 2003-10-01 | no | Currently in Use | Gas (Historical Use) | 12000 | Composite | 2003-10-01 | Fiberglass Reinforced Plastic | Pressurized
10000462 | 2 |  | 2003-10-01 | no | 2003-10-01 | no | Currently in Use | Gas (Historical Use) | 4000 | Composite | 2003-10-01 | Fiberglass Reinforced Plastic | Pressurized
10000466 | 1 |  | 2003-09-01 | no | 2003-09-01 | no | Currently in Use | Gas (Historical Use) | 12000 | Composite | 2003-09-01 | Double Walled | Pressurized
10000466 | 2 |  | 2003-09-01 | no | 2003-09-01 | no | Currently in Use | Gas (Historical Use) | 4000 | Composite | 2003-09-01 | Double Walled | Pressurized
10000468 | 1 | Flapper Valve | 2003-08-13 | no | 2003-08-13 | no | Currently in Use | Gas (Historical Use) | 20000 | Composite | 2003-08-13 | Fiberglass Reinforced Plastic | Pressurized
10000468 | 2A | Flapper Valve | 2003-08-13 | no | 2003-08-13 | no | Currently in Use | Gas (Historical Use) | 10000 | Composite | 2003-08-13 | Fiberglass Reinforced Plastic | Pressurized
10000468 | 2B | Flapper Valve | 2003-08-13 | no | 2003-08-13 | no | Currently in Use | Diesel | 10000 | Composite | 2003-08-13 | Fiberglass Reinforced Plastic | Pressurized
10000469 | 1A | Ball Float | 2003-08-28 | no | 2003-08-28 | no | Currently in Use | Regular | 20000 | Fiberglass Double Walled | 2003-08-21 | Double-Walled Fiberglass | Pressurized
10000469 | 1B | Ball Float | 2003-08-28 | no | 2003-08-28 | no | Currently in Use | Premium | 8000 | Fiberglass Double Walled | 2003-08-28 | Double-Walled Fiberglass | Pressurized
10000469 | 2 | Ball Float | 2010-04-16 | no | 2010-04-30 | no | Currently in Use | Diesel | 10000 | Fiberglass Double Walled | 2010-04-01 | Double-Walled Flex | Pressurized
10000470 | 1 | Flapper Valve | 2003-10-25 | no | 2003-10-25 | no | Currently in Use | Gas (Historical Use) | 12000 | Epoxy | 2003-10-25 | Fiberglass Reinforced Plastic | Pressurized
10000470 | 2 | Flapper Valve | 2003-10-25 | no | 2003-10-25 | no | Currently in Use | Gas (Historical Use) | 8000 | Epoxy | 2003-10-25 | Fiberglass Reinforced Plastic | Pressurized
10000470 | 3 | Flapper Valve | 2003-10-25 | no | 2003-10-25 | no | Currently in Use | Diesel | 6000 | Epoxy | 2003-10-25 | Fiberglass Reinforced Plastic | Pressurized
10000470 | 4 | Flapper Valve | 2003-10-25 | no | 2003-10-25 | no | Currently in Use | Diesel | 6000 | Epoxy | 2003-10-25 | Fiberglass Reinforced Plastic | Pressurized
10000470 | 5 | Flapper Valve | 2003-10-25 | no | 2003-10-25 | no | Currently in Use | Kerosene | 2000 | Epoxy | 2003-10-25 | Fiberglass Reinforced Plastic | Pressurized
10000473 | 1 | Ball Float | 2003-09-12 | no | 2003-09-12 | no | Currently in Use | Gas (Historical Use) | 12000 | Fiberglass | 2003-08-27 | Double-Walled Fiberglass | Pressurized
10000473 | 2A | Ball Float | 2003-09-12 | no | 2003-09-12 | no | Currently in Use | Gas (Historical Use) | 6000 | Fiberglass | 2003-08-27 | Double-Walled Fiberglass | Pressurized
10000473 | 2B | Ball Float | 2003-09-12 | no | 2003-09-12 | no | Currently in Use | Diesel | 6000 | Fiberglass | 2003-08-27 | Double-Walled Fiberglass | Pressurized
10000475 | 1 | Ball Float | 2003-08-06 | no | 2003-08-06 | no | Currently in Use | Gas (Historical Use) | 20000 | Composite Double Walled | 2003-08-06 | Double-Walled Fiberglass | Pressurized
10000475 | 2 | Ball Float | 2003-08-06 | no | 2003-08-06 | no | Currently in Use | Gas (Historical Use) | 12000 | Composite Double Walled | 2003-08-06 | Double-Walled Fiberglass | Pressurized
10000475 | 3 | Ball Float | 2003-08-06 | no | 2003-08-06 | no | Currently in Use | Gas (Historical Use) | 12000 | Composite Double Walled | 2003-08-06 | Double-Walled Fiberglass | Pressurized
10000477 | 1 |  |  | no |  | no | Removed from Ground | Gas (Historical Use) | 1000 | Bare Steel | 2003-11-05 | Galvanized Steel | Suction (American)
10000477 | 2 |  |  | no |  | no | Removed from Ground | Gas (Historical Use) | 1000 | Bare Steel | 2003-11-05 | Galvanized Steel | Suction (American)
10000477 | 3 |  |  | no |  | no | Removed from Ground | Gas (Historical Use) | 1000 | Bare Steel | 2003-11-05 | Galvanized Steel | Suction (American)
10000481 | 1 |  | 2003-08-01 | no | 2003-08-01 | no | Currently in Use | Gas (Historical Use) | 20000 | Composite | 2003-07-25 | Double Walled | Pressurized
10000481 | 2 |  | 2003-08-01 | no | 2003-08-01 | no | Currently in Use | Gas (Historical Use) | 12000 | Composite | 2003-08-01 | Double Walled | Pressurized
10000481 | 3A |  | 2003-08-01 | no | 2003-08-01 | no | Currently in Use | Diesel | 8000 | Composite | 2003-07-25 | Double Walled | Pressurized
10000481 | 3B |  | 2003-08-01 | no | 2003-08-01 | no | Currently in Use | Diesel | 4000 | Composite | 2003-07-25 | Double Walled | Pressurized
10000482 | 1 |  |  | no |  | no | Removed from Ground | Gas (Historical Use) | 1000 | Unknown | 2006-02-01
10000482 | 2 |  |  | no |  | no | Removed from Ground | Not Marked | 1000 | Unknown | 2006-02-01
10000482 | 3 |  |  | no |  | no | Removed from Ground | Not Marked | 4000 | Unknown | 2006-02-01
10000482 | 4 |  |  | no |  | no | Removed from Ground | Gas (Historical Use) | 5000 | Unknown | 2006-02-06
10000482 | 5 |  |  | no |  | no | Removed from Ground | Gas (Historical Use) | 5000 | Unknown | 2006-02-06
10000482 | 6 |  | 2007-05-18 | no | 2007-05-18 | no | Currently in Use | Gas (Historical Use) | 10000 |  | 2007-05-18 | Double-Walled Fiberglass | Pressurized
10000482 | 7 |  | 2007-05-18 | no | 2007-05-18 | no | Currently in Use | Gas (Historical Use) | 5000 |  | 2007-05-18 | Double-Walled Fiberglass | Pressurized
10000482 | 8 |  | 2007-05-18 | no | 2007-05-18 | no | Currently in Use | Diesel | 10000 |  | 2007-05-18 | Double-Walled Fiberglass | Pressurized
10000485 | 1 |  |  | no |  | no | Removed from Ground | Gas (Historical Use) | 1000 | Unknown | 2003-09-23
10000485 | 2 |  |  | no |  | no | Removed from Ground | Gas (Historical Use) | 1000 | Unknown | 2003-09-23
10000485 | 3 |  |  | no |  | no | Removed from Ground | Gas (Historical Use) | 500 | Unknown | 2003-09-23
10000486 | 1 |  |  | no |  | no | Removed from Ground | Used Oil | 2690 | Concrete | 1982-01-01 | Bare Steel | Gravity Fed
10000490 | 1 |  |  | no |  | no | Removed from Ground | Not Marked | 0 | Unknown | 2003-11-13
10000491 | 1 | Ball Float | 2003-05-01 | no | 2003-05-01 | no | Currently in Use | Gas (Historical Use) | 15000 | Fiberglass | 2003-05-01 | Double-Walled Flex | Pressurized
10000491 | 2 | Ball Float | 2003-05-01 | no | 2003-05-01 | no | Currently in Use | Gas (Historical Use) | 10000 | Fiberglass | 2003-05-01 | Double-Walled Flex | Pressurized
10000491 | 3 | Ball Float | 2003-05-01 | no | 2003-05-01 | no | Currently in Use | Diesel | 10000 | Fiberglass | 2003-05-01 | Double-Walled Flex | Pressurized
10000492 | 1 | Ball Float | 2003-11-07 | no | 2003-11-07 | no | Currently in Use | Gas (Historical Use) | 12000 | Fiberglass | 2003-09-18 | Double-Walled Flex | Pressurized
10000492 | 2A | Ball Float | 2003-11-07 | no | 2003-11-07 | no | Currently in Use | Gas (Historical Use) | 6000 | Fiberglass | 2003-09-18 | Double-Walled Flex | Pressurized
10000492 | 2B | Ball Float | 2003-11-07 | no | 2003-11-07 | no | Currently in Use | Diesel | 6000 | Fiberglass | 2003-09-18 | Double-Walled Flex | Pressurized
10000493 | 1 | Ball Float | 2003-11-01 | no | 2003-11-01 | no | Currently in Use | Gas (Historical Use) | 12000 | Composite | 2003-11-01 | Fiberglass Reinforced Plastic | Pressurized
10000493 | 2A | Ball Float | 2003-11-01 | no | 2003-11-01 | no | Currently in Use | Gas (Historical Use) | 8000 | Composite | 2003-11-01 | Fiberglass Reinforced Plastic | Pressurized
10000493 | 2B | Ball Float | 2003-11-01 | no | 2003-11-01 | no | Currently in Use | Diesel | 4000 | Composite | 2003-11-01 | Fiberglass Reinforced Plastic | Pressurized
10000499 | 1 | Flapper Valve | 2003-10-01 | no | 2003-10-01 | no | Currently in Use | Gas (Historical Use) | 15000 | Composite Double Walled | 2003-10-01 | Double-Walled Fiberglass | Pressurized
10000499 | 2 | Flapper Valve | 2003-10-01 | no | 2003-10-01 | no | Currently in Use | Gas (Historical Use) | 10000 | Composite Double Walled | 2003-10-01 | Double-Walled Fiberglass | Pressurized
10000499 | 3 | Flapper Valve | 2003-10-01 | no | 2003-10-01 | no | Currently in Use | Diesel | 8000 | Composite Double Walled | 2003-10-01 | Double-Walled Fiberglass | Pressurized
10000502 | 1 | Ball Float | 2003-06-01 | no | 2003-06-01 | no | Currently in Use | Regular | 10000 | Composite | 2003-06-01 | Fiberglass Reinforced Plastic | Pressurized
10000502 | 2 | Ball Float | 2003-06-01 | no | 2003-06-01 | no | Currently in Use | Diesel | 5000 | Composite | 2003-06-01 | Fiberglass Reinforced Plastic | Pressurized
10000502 | 3 | Flapper Valve | 2003-06-01 | no | 2003-06-01 | no | Currently in Use | Diesel | 8000 | Composite | 2003-06-01 | Fiberglass Reinforced Plastic | Pressurized
10000502 | 4 | Flapper Valve | 2004-11-05 | no | 2003-06-01 | no | Currently in Use | Premium | 4000 | Composite | 2003-06-01 | Fiberglass Reinforced Plastic | Safe Suction (Euro)
10000511 | 1 |  |  | no |  | no | Removed from Ground | Not Marked/Tank Removed | 0 | Unknown | 1978-01-01
10000511 | 2 |  |  | no |  | no | Removed from Ground | Not Marked/Tank Removed | 0 | Unknown | 1978-01-01
10000515 | 1 |  |  | no |  | no | Removed from Ground | Diesel | 1000 | Unknown | 2003-12-05
10000515 | 2 |  |  | no |  | no | Removed from Ground | Gas (Historical Use) | 560 | Unknown | 2003-12-05
10000517 | 1 |  |  | no |  | no | Removed from Ground | Gas (Historical Use) | 2500 | Bare Steel | 2003-12-05
10000517 | 2 |  |  | no |  | no | Removed from Ground | Used Oil | 10000 | Concrete | 2003-12-05
10000520 | 1 | Overfill Alarm | 2003-10-16 | no | 2003-10-16 | no | Currently in Use | Regular | 20000 | Composite Double Walled | 2003-10-16 | Double-Walled Fiberglass | Pressurized
10000520 | 2 | Overfill Alarm | 2003-10-16 | no | 2003-10-16 | no | Currently in Use | Premium | 12000 | Composite Double Walled | 2003-10-16 | Double-Walled Fiberglass | Pressurized
10000520 | 3 | Overfill Alarm | 2003-10-16 | no | 2003-10-16 | no | Currently in Use | Diesel | 12000 | Composite Double Walled | 2003-10-16 | Double-Walled Fiberglass | Pressurized
10000523 | 1 | Ball Float | 2003-05-01 | no | 2003-05-01 | no | Currently in Use | Gas (Historical Use) | 10000 | Composite | 2003-05-01 | Double-Walled Flex | Pressurized
10000523 | 2 | Ball Float | 2003-05-01 | no | 2003-05-01 | no | Currently in Use | Gas (Historical Use) | 8000 | Composite | 2003-05-01 | Double-Walled Flex | Pressurized
10000527 | 1 | Ball Float | 2003-08-10 | no | 2003-08-10 | no | Currently in Use | Gas (Historical Use) | 12000 | Composite | 2003-08-02 | Double-Walled Flex | Pressurized
10000527 | 2 | Ball Float | 2003-08-10 | no | 2003-08-10 | no | Currently in Use | Gas (Historical Use) | 8000 | Composite | 2003-08-02 | Double-Walled Flex | Pressurized
10000527 | 3 | Ball Float | 2003-08-02 | no | 2003-08-02 | no | Currently in Use | Diesel | 4000 | Composite | 2003-08-02 | Double-Walled Flex | Pressurized
10000528 | 1 | Ball Float | 2003-01-01 | no | 2003-01-01 | no | Currently in Use | Regular | 12000 | Fiberglass | 2003-01-01 | Flex | Pressurized
10000528 | 2 | Ball Float | 2003-01-01 | no | 2003-01-01 | no | Currently in Use | Premium | 12000 | Fiberglass | 2003-01-01 | Flex | Pressurized
10000528 | 3 | Ball Float | 2003-01-01 | no | 2003-01-01 | no | Currently in Use | Diesel | 12000 | Fiberglass | 2003-01-01 | Flex | Pressurized
10000529 | 1 | Ball Float | 2003-12-18 | no | 2003-12-18 | no | Currently in Use | Regular | 15000 | Epoxy | 2003-12-18 | Fiberglass Reinforced Plastic | Pressurized
10000529 | 2 | Ball Float | 2003-12-18 | no | 2003-12-18 | no | Currently in Use | Gas (Historical Use) | 8000 | Epoxy | 2003-12-18 | Fiberglass Reinforced Plastic | Pressurized
10000529 | 3 | Flapper Valve | 2003-12-18 | no | 2003-12-18 | no | Currently in Use | Diesel Off Road | 12000 | Epoxy | 2003-12-18 | Fiberglass Reinforced Plastic
10000529 | 4 | Flapper Valve | 2003-12-18 | no | 2003-12-18 | no | Currently in Use | Diesel | 4000 | Epoxy | 2003-12-18 | Fiberglass Reinforced Plastic | Pressurized
10000531 | 1 |  | 2003-09-23 | no | 2003-09-23 | no | Currently in Use | Gas (Historical Use) | 12000 | Composite | 2003-09-23 | Fiberglass Reinforced Plastic | Pressurized
10000531 | 2 |  | 2003-09-23 | no | 2003-09-23 | no | Currently in Use | Gas (Historical Use) | 12000 | Composite | 2003-09-23 | Fiberglass Reinforced Plastic | Pressurized
10000531 | 3 |  | 2003-09-23 | no | 2003-09-23 | no | Currently in Use | Diesel | 6000 | Composite | 2003-09-23 | Fiberglass Reinforced Plastic | Pressurized
10000537 | 1 | Ball Float | 2003-10-10 | no | 2003-10-10 | no | Currently in Use | Gas (Historical Use) | 10000 | Fiberglass | 2003-10-10 | Fiberglass Reinforced Plastic | Pressurized
10000537 | 2A | Ball Float | 2003-10-10 | no | 2003-10-10 | no | Currently in Use | Gas (Historical Use) | 4000 | Fiberglass | 2003-10-10 | Fiberglass Reinforced Plastic | Pressurized
10000537 | 2B | Ball Float | 2003-10-10 | no | 2003-10-10 | no | Currently in Use | Diesel | 6000 | Fiberglass | 2003-10-10 | Fiberglass Reinforced Plastic | Pressurized
10000539 | 1 | Ball Float | 2003-08-01 | no | 2003-08-01 | no | Currently in Use | E-10 | 12000 | Epoxy | 2003-08-01 | Double-Walled Fiberglass | Pressurized
10000539 | 2A |  | 2003-08-01 | no | 2003-08-01 | no | Currently in Use | E-10 | 8000 | Epoxy | 2003-08-01 | Double-Walled Fiberglass | Pressurized
10000539 | 2B |  | 2003-08-01 | no | 2003-08-01 | no | Currently in Use | Diesel | 4000 | Epoxy | 2003-08-01 | Double-Walled Fiberglass | Pressurized
10000540 | 1A |  | 2003-10-01 | no | 2003-10-01 | no | Currently in Use | Gas (Historical Use) | 10000 | Composite | 2003-10-01 | Fiberglass Reinforced Plastic | Pressurized
10000540 | 1B |  | 2003-10-01 | no | 2003-10-01 | no | Currently in Use | Gas (Historical Use) | 5000 | Composite | 2003-10-01 | Fiberglass Reinforced Plastic | Pressurized
10000547 | 1A | Ball Float | 2003-10-01 | no | 2003-10-01 | no | Currently in Use | Regular | 8500 | Composite | 2003-10-01 | Fiberglass Reinforced Plastic
10000547 | 1B | Ball Float | 2003-10-01 | no | 2003-10-01 | no | Currently in Use | Diesel | 3500 | Composite | 2003-10-01 | Fiberglass Reinforced Plastic | Pressurized
10000548 | 1 |  | 2003-12-01 | no | 2003-12-01 | no | Currently in Use | Gas (Historical Use) | 20000 | Fiberglass Double Walled | 2003-11-21 | Double-Walled Flex | Pressurized
10000548 | 2A |  | 2003-12-01 | no | 2003-12-01 | no | Currently in Use | Diesel | 12000 | Fiberglass Double Walled | 2003-12-01 | Double-Walled Flex | Pressurized
10000548 | 2B |  | 2003-12-01 | no | 2003-12-01 | no | Currently in Use | Gas (Historical Use) | 8000 | Fiberglass Double Walled | 2003-11-21 | Double-Walled Flex | Pressurized
10000551 | 1 |  | 2003-07-01 | no | 2003-07-01 | no | Currently in Use | Gas (Historical Use) | 20000 | Fiberglass Double Walled | 2003-07-01 | Flex | Pressurized
10000551 | 2 |  | 2003-07-01 | no | 2003-07-01 | no | Currently in Use | Gas (Historical Use) | 20000 | Fiberglass Double Walled | 2003-07-01 | Flex | Pressurized
10000551 | 3 |  | 2003-07-01 | no | 2003-07-01 | no | Currently in Use | Gas (Historical Use) | 12000 | Fiberglass Double Walled | 2003-07-01 | Flex | Pressurized
10000554 | 1 | Flapper Valve | 2004-01-13 | no | 2004-01-13 | no | Currently in Use | E-10 | 20000 | Fiberglass Double Walled | 2004-01-14 | Double-Walled Flex | Pressurized
10000554 | 2 | Flapper Valve | 2004-01-13 | no | 2004-01-13 | no | Currently in Use | Plus | 20000 | Fiberglass Double Walled | 2004-01-13 | Double-Walled Flex | Pressurized
10000554 | 3 | Flapper Valve | 2004-01-13 | no | 2004-01-13 | no | Currently in Use | Premium | 20000 | Fiberglass Double Walled | 2004-01-13 | Double-Walled Flex | Pressurized
10000555 | 1 |  |  | no |  | no | Removed from Ground | Not Marked | 500 | Unknown | 2003-12-18
10000555 | 2 |  |  | no |  | no | Removed from Ground | Not Marked | 500 | Unknown | 2003-12-18
10000559 | 1 |  | 2003-07-15 | no | 2003-07-15 | no | Currently in Use | Gas (Historical Use) | 2500 | Fiberglass Double Walled | 2003-07-15 | Double-Walled Fiberglass | Pressurized
10000559 | 2 |  | 2003-07-15 | no | 2003-07-15 | no | Currently in Use | Diesel | 2500 | Fiberglass Double Walled | 2003-07-15 | Double-Walled Fiberglass | Pressurized
10000570 | 1 |  | 2004-01-27 | no | 2004-01-27 | no | Currently in Use | Gas (Historical Use) | 20000 | Fiberglass Double Walled | 2004-01-13 | Double Walled | Pressurized
10000570 | 2A |  | 2004-01-27 | no | 2004-01-27 | no | Currently in Use | Diesel | 12000 | Fiberglass Double Walled | 2004-01-13 | Double Walled | Pressurized
10000570 | 2B |  | 2004-01-27 | no | 2004-01-27 | no | Currently in Use | Gas (Historical Use) | 8000 | Fiberglass Double Walled | 2004-01-13 | Double Walled | Pressurized
10000571 | 1 |  | 2004-01-08 | no | 2004-01-08 | no | Currently in Use | Gas (Historical Use) | 20000 | Fiberglass Double Walled | 2003-12-10 | Double Walled | Pressurized
10000571 | 2A |  | 2004-01-08 | no | 2004-01-08 | no | Currently in Use | Diesel | 12000 | Fiberglass Double Walled | 2003-12-10 | Double Walled | Pressurized
10000571 | 2B |  | 2004-01-08 | no | 2004-01-08 | no | Currently in Use | Gas (Historical Use) | 8000 | Fiberglass Double Walled | 2003-12-10 | Double Walled | Pressurized
10000572 | 1 |  |  | no |  | no | Removed from Ground | Gas (Historical Use) | 550 | Unknown
10000572 | 2 |  |  | no |  | no | Removed from Ground | Gas (Historical Use) | 1000 | Unknown
10000572 | 3 |  |  | no |  | no | Removed from Ground | Gas (Historical Use) | 1000 | Unknown
10000573 | 1 |  |  | no |  | no | Closed in Ground | Gas (Historical Use) | 1500 | Bare Steel | 2004-02-01
10000573 | 2 |  |  | no |  | no | Closed in Ground | Gas (Historical Use) | 1500 | Bare Steel | 2004-02-01 | Bare Steel
10000573 | 3 |  |  | no |  | no | Closed in Ground | Gas (Historical Use) | 1500 | Bare Steel | 2004-02-01 | Bare Steel
10000573 | 4 |  |  | no |  | no | Closed in Ground | Gas (Historical Use) | 1500 | Bare Steel | 2004-02-01 | Bare Steel
10000573 | 5 |  |  | no |  | no | Closed in Ground | Used Oil | 1500 | Bare Steel | 2004-02-01 | Bare Steel
10000575 | 1 |  | 2002-12-19 | no | 2002-12-19 | no | Currently in Use | Regular | 12000 | Composite | 2002-12-19 | Double-Walled Fiberglass | Pressurized
10000575 | 2 |  | 2002-12-19 | no | 2002-12-19 | no | Currently in Use | Premium | 8000 | Composite | 2002-12-19 | Double-Walled Fiberglass | Pressurized
10000575 | 3 |  | 2002-12-19 | no | 2002-12-19 | no | Currently in Use | Diesel | 4000 | Composite | 2002-12-19 | Double-Walled Fiberglass | Pressurized
10000577 | 1 |  |  | no |  | no | Removed from Ground | Gas (Historical Use) | 4000 | Bare Steel | 2003-12-22
10000577 | 2 |  |  | no |  | no | Removed from Ground | Gas (Historical Use) | 4000 | Bare Steel | 2003-12-22
10000577 | 3 |  |  | no |  | no | Removed from Ground | Gas (Historical Use) | 6000 | Bare Steel | 2003-12-22
10000581 | 1 |  |  | no |  | no | Removed from Ground | Used Oil | 1500 | Unknown | 2003-12-22
10000585 | 1 |  |  | no |  | no | Removed from Ground | Gas (Historical Use) | 550 | Unknown | 1970-01-01
10000585 | 2 |  |  | no |  | no | Removed from Ground | Gas (Historical Use) | 550 | Unknown | 1970-01-01
10000585 | 3 |  |  | no |  | no | Removed from Ground | Gas (Historical Use) | 6000 | Unknown | 1970-01-01
10000586 | 1 |  |  | no |  | no | Removed from Ground | Diesel | 900 | Bare Steel | 2003-10-02
10000587 | 1 | Ball Float | 2004-02-03 | no | 2004-02-03 | no | Currently in Use | Regular | 15000 | Fiberglass Double Walled | 2004-02-03 | Double-Walled Fiberglass | Pressurized
10000587 | 2 | Flapper Valve | 2004-02-03 | no | 2004-02-03 | no | Currently in Use | Diesel | 15000 | Fiberglass Double Walled | 2004-02-03 | Double-Walled Fiberglass | Pressurized
10000588 | 1 |  |  | no |  | no | Removed from Ground | Diesel | 300 | Bare Steel | 2004-03-05 | Galvanized Steel
10000588 | 2 |  |  | no |  | no | Removed from Ground | Diesel | 300 | Bare Steel | 2004-03-05
10000588 | 3 |  |  | no |  | no | Removed from Ground | Diesel | 300 | Bare Steel | 2004-03-05 | Galvanized Steel
10000588 | 4 |  |  | no |  | no | Removed from Ground | Diesel | 800 | Bare Steel | 2004-03-11
10000588 | 5 |  |  | no |  | no | Removed from Ground | Diesel | 5000 | Bare Steel | 2004-03-15
10000589 | 1 |  |  | no |  | no | Removed from Ground | Gas (Historical Use) | 3000 | Bare Steel | 1955-01-01
10000590 | 1 | Ball Float | 2004-02-02 | no | 2004-02-02 | no | Currently in Use | Diesel | 20000 | Composite Double Walled | 2004-02-02 | Double-Walled Fiberglass | Pressurized
10000590 | 2 | Flapper Valve | 2004-02-02 | no | 2004-02-02 | no | Currently in Use | Diesel | 20000 | Composite Double Walled | 2004-02-02 | Double-Walled Fiberglass | Pressurized
10000590 | 3 | Ball Float | 2004-02-02 | no | 2004-02-02 | no | Currently in Use | Diesel | 20000 | Composite Double Walled | 2004-02-02 | Double-Walled Fiberglass | Pressurized
10000590 | 4 | Flapper Valve | 2004-02-02 | no | 2004-02-02 | no | Currently in Use | Gas (Historical Use) | 20000 | Composite Double Walled | 2004-02-02 | Double-Walled Fiberglass | Pressurized
10000590 | 5A | Flapper Valve | 2004-02-02 | no | 2004-02-02 | no | Currently in Use | Gas (Historical Use) | 12000 | Composite Double Walled | 2004-02-02 | Double-Walled Fiberglass | Pressurized
10000590 | 5B | Flapper Valve | 2004-02-02 | no | 2004-02-02 | no | Currently in Use | Diesel | 8000 | Composite Double Walled | 2004-02-02 | Double-Walled Fiberglass | Pressurized
10000591 | 1 |  |  | no |  | no | Removed from Ground | Gas (Historical Use) | 1000 | Unknown | 2004-02-18
10000591 | 2 |  |  | no |  | no | Removed from Ground | Gas (Historical Use) | 1000 | Unknown | 2004-02-18
10000591 | 3 |  |  | no |  | no | Removed from Ground | Gas (Historical Use) | 1000 | Unknown | 2004-02-18
10000591 | 4 |  |  | no |  | no | Removed from Ground | Gas (Historical Use) | 1000 | Unknown | 2004-02-18
10000592 | 1 |  |  | no |  | no | Removed from Ground | Gas (Historical Use) | 1000 | Unknown | 2004-02-19
10000594 | 1 |  |  | no |  | no | Closed in Ground | Not Marked/Tank Removed | 0 | Unknown | 2003-12-30
10000596 | 1 |  |  | no |  | no | Removed from Ground | Gas (Historical Use) | 3000 | Bare Steel | 2004-03-22
10000596 | 2 |  |  | no |  | no | Removed from Ground | Gas (Historical Use) | 3000 | Bare Steel | 2004-03-22
10000596 | 3 |  |  | no |  | no | Removed from Ground | Gas (Historical Use) | 3000 | Bare Steel | 2004-03-22
10000596 | 4 |  |  | no |  | no | Removed from Ground | Gas (Historical Use) | 3000 | Bare Steel | 2004-03-22
10000596 | 5 |  |  | no |  | no | Removed from Ground | Gas (Historical Use) | 8000 | Bare Steel | 2004-03-22
10000600 | 1 |  | 2004-03-01 | no | 2004-03-01 | no | Currently in Use | Gas (Historical Use) | 8000 | Composite | 2004-02-25 | Fiberglass Reinforced Plastic | Pressurized
10000600 | 2 |  | 2004-03-01 | no | 2004-03-01 | no | Currently in Use | Gas (Historical Use) | 4000 | Composite | 2004-02-25 | Fiberglass Reinforced Plastic | Pressurized
10000600 | 3 |  | 2004-03-01 | no | 2004-03-01 | no | Currently in Use | Diesel | 4000 | Composite | 2004-02-25 | Fiberglass Reinforced Plastic | Pressurized
10000601 | 1 |  |  | no |  | no | Removed from Ground | Gas (Historical Use) | 4000 | Bare Steel | 1970-01-01 | Galvanized Steel | Pressurized
10000601 | 2 |  |  | no |  | no | Removed from Ground | Gas (Historical Use) | 6000 | Bare Steel | 1970-01-01 | Galvanized Steel | Pressurized
10000601 | 3 |  |  | no |  | no | Removed from Ground | Gas (Historical Use) | 8000 | Bare Steel | 1970-01-01 | Galvanized Steel | Pressurized
10000603 | 1 | Ball Float | 2003-10-01 | no | 2003-10-01 | no | Currently in Use | Regular | 15000 | Fiberglass Double Walled | 2003-10-01 | Double-Walled Fiberglass | Pressurized
10000603 | 2 | Flapper Valve | 2003-10-01 | no | 2003-10-01 | no | Currently in Use | Diesel | 15000 | Fiberglass Double Walled | 2003-10-01 | Double-Walled Fiberglass | Pressurized
10000607 | 1A | Ball Float | 2004-04-07 | no | 2004-04-07 | no | Temporarily out of use | Gas (Historical Use) | 8000 | Fiberglass | 2004-04-07 | Fiberglass Reinforced Plastic | Pressurized
10000607 | 1B | Ball Float | 2004-04-07 | no | 2004-04-07 | no | Temporarily out of use | Gas (Historical Use) | 4000 | Fiberglass | 2004-04-07 | Fiberglass Reinforced Plastic | Pressurized
10000608 | N15301A | Ball Float | 2003-08-15 | no | 2003-08-15 | no | Currently in Use | Gas (Historical Use) | 8000 | Epoxy Double-Walled | 2003-08-15 | Fiberglass Reinforced Plastic | Pressurized
10000608 | N15601B | Ball Float | 2003-08-15 | no | 2003-08-15 | no | Currently in Use | Diesel | 4000 | Epoxy Double-Walled | 2003-08-15 | Fiberglass Reinforced Plastic | Pressurized
10000608 | N815134 | Ball Float | 2003-08-15 | no | 2003-08-15 | no | Currently in Use | Gas (Historical Use) | 12000 | Epoxy Double-Walled | 2003-08-15 | Fiberglass Reinforced Plastic | Pressurized
10000610 | 1 | Ball Float | 2004-04-22 | no | 2004-04-22 | no | Currently in Use | Regular | 12000 | Composite Double Walled | 2004-04-22 | Double-Walled Fiberglass | Pressurized
10000610 | 2 | Ball Float | 2004-04-22 | no | 2004-04-22 | no | Currently in Use | Premium | 12000 | Composite Double Walled | 2004-04-22 | Double-Walled Fiberglass | Pressurized
10000614 | 1 | Ball Float | 2000-08-10 | no | 2000-08-10 | no | Currently in Use | Gas (Historical Use) | 12000 | Composite | 2000-08-10 | Fiberglass Reinforced Plastic | Pressurized
10000614 | 2A | Ball Float | 2000-08-10 | no | 2000-08-10 | no | Currently in Use | Gas (Historical Use) | 8000 | Composite | 2000-08-10 | Fiberglass Reinforced Plastic | Pressurized
10000614 | 2B | Ball Float | 2000-08-10 | no | 2000-08-10 | no | Currently in Use | Diesel | 4000 | Composite | 2000-08-10 | Fiberglass Reinforced Plastic | Pressurized
10000615 | 1 |  | 2004-04-06 | no | 2004-04-06 | no | Currently in Use | Gas (Historical Use) | 20000 | Fiberglass Double Walled | 2004-03-24 | Double Walled | Pressurized
10000615 | 2A |  | 2004-04-06 | no | 2004-04-06 | no | Currently in Use | Diesel | 12000 | Fiberglass Double Walled | 2004-03-24 | Double Walled | Pressurized
10000615 | 2B |  | 2004-04-06 | no | 2004-04-06 | no | Currently in Use | Gas (Historical Use) | 8000 | Fiberglass Double Walled | 2004-03-24 | Double Walled | Pressurized
10000616 | N626042 | Ball Float | 2003-12-30 | no | 2003-12-30 | no | Currently in Use | Gas (Historical Use) | 8000 | Composite | 2003-09-01 | Fiberglass Reinforced Plastic | Pressurized
10000616 | N626108 | Ball Float | 2003-12-30 | no | 2003-12-30 | no | Currently in Use | Gas (Historical Use) | 10000 | Composite | 2003-09-01 | Fiberglass Reinforced Plastic | Pressurized
10000616 | N626112 | Ball Float | 2003-12-30 | no | 2003-12-30 | no | Currently in Use | Diesel | 6000 | Composite | 2003-09-01 | Fiberglass Reinforced Plastic | Pressurized
10000624 | T1 |  |  | no |  | no | Removed from Ground | Gas (Historical Use) | 4000 | Bare Steel | 2004-03-02 | Bare Steel
10000624 | T2 |  |  | no |  | no | Removed from Ground | Diesel | 2000 | Bare Steel | 2004-03-02 | Bare Steel
10000627 | 1A |  | 2001-09-01 | no | 2001-09-01 | no | Currently in Use | Gas (Historical Use) | 8500 | Composite | 2001-09-01 | Fiberglass Reinforced Plastic | Pressurized
10000627 | 1B |  | 2001-09-01 | no | 2001-09-01 | no | Currently in Use | Gas (Historical Use) | 3500 | Composite | 2001-09-01 | Fiberglass Reinforced Plastic | Pressurized
10000628 | 1 |  |  | no |  | no | Removed from Ground | Not Marked | 500 | Unknown | 2000-06-22
10000628 | 2 |  |  | no |  | no | Removed from Ground | Not Marked | 500 | Unknown | 2000-06-22
10000630 | 1 |  |  | no |  | no | Removed from Ground | Gas (Historical Use) | 550 | Bare Steel | 2000-05-12
10000630 | 2 |  |  | no |  | no | Removed from Ground | Gas (Historical Use) | 550 | Bare Steel | 2000-05-12
10000630 | 3 |  |  | no |  | no | Removed from Ground | Gas (Historical Use) | 550 | Bare Steel | 2000-05-12
10000631 | 1 |  |  | no |  | no | Removed from Ground | Gas (Historical Use) | 6000 | Unknown | 2000-02-18
10000631 | 2 |  |  | no |  | no | Removed from Ground | Gas (Historical Use) | 4000 | Unknown | 2000-02-18
10000635 | 1 |  |  | no |  | no | Removed from Ground | Gas (Historical Use) | 0 | Bare Steel | 2000-05-02
10000635 | 2 |  |  | no |  | no | Removed from Ground | Gas (Historical Use) | 0 | Bare Steel | 2000-05-02
10000635 | 3 |  |  | no |  | no | Removed from Ground | Gas (Historical Use) | 0 | Bare Steel | 2000-05-02
10000635 | 4 |  |  | no |  | no | Removed from Ground | Gas (Historical Use) | 0 | Bare Steel | 2000-05-02
10000635 | 5 |  |  | no |  | no | Removed from Ground | Gas (Historical Use) | 0 | Bare Steel | 2000-05-02
10000635 | 6 |  |  | no |  | no | Removed from Ground | Diesel | 0 | Bare Steel | 2000-05-02
10000645 | 1 |  |  | no |  | no | Removed from Ground | Not Marked | 0 | Unknown | 1999-01-01
10000645 | 2 |  |  | no |  | no | Removed from Ground | Not Marked | 0 | Unknown | 1999-01-01
10000645 | 3 |  | 1999-01-01 | no | 1999-01-01 | no | Currently in Use | Gas (Historical Use) | 5000 | Composite | 1999-01-01 | Fiberglass Reinforced Plastic | Pressurized
10000645 | 4 |  | 1999-01-01 | no | 1999-01-01 | no | Currently in Use | Diesel | 1000 | Composite | 1999-01-01 | Fiberglass Reinforced Plastic | Pressurized
10000648 | 1A |  | 2004-02-25 | no | 2004-02-25 | no | Currently in Use |  | 20000 | Fiberglass Double Walled | 2004-02-18 |  | Pressurized
10000648 | 1B |  | 2004-02-25 | no | 2004-02-25 | no | Currently in Use |  | 8000 | Fiberglass Double Walled | 2004-02-18 | Double-Walled Fiberglass | Pressurized
10000648 | 2 |  | 2010-07-02 | no | 2010-07-02 | no | Currently in Use | Diesel | 10000 | Fiberglass Double Walled | 2014-09-05 | Double-Walled Fiberglass | Pressurized
10000648 | 3 |  | 2014-11-04 | no | 2014-11-04 | no | Currently in Use | Diesel | 10000 | Fiberglass Double Walled | 2014-11-04 | Double-Walled Fiberglass | Pressurized
10000651 | 1 |  |  | no |  | no | Removed from Ground | Gas (Historical Use) | 1065 | Bare Steel |  | Galvanized Steel
10000651 | 2 |  |  | no |  | no | Removed from Ground | Gas (Historical Use) | 1065 | Bare Steel |  | Galvanized Steel
10000651 | 3 |  |  | no |  | no | Removed from Ground | Gas (Historical Use) | 1065 | Bare Steel |  | Galvanized Steel
10000651 | 4 | Ball Float | 1997-01-01 | no | 1997-01-01 | no | Removed from Ground | Gas (Historical Use) | 2000 | Galvanic (STIP-3) | 1997-01-01 | Fiberglass Reinforced Plastic | Safe Suction (Euro)
10000651 | 5 | Ball Float | 1997-01-01 | no | 1997-01-01 | no | Removed from Ground | Diesel | 1000 | Galvanic (STIP-3) | 1997-01-01 | Fiberglass Reinforced Plastic | Safe Suction (Euro)
10000651 | 6 | Ball Float | 1997-01-01 | no | 1997-01-01 | no | Removed from Ground | Gas (Historical Use) | 500 | Galvanic (STIP-3) | 1997-01-01 | Fiberglass Reinforced Plastic | Safe Suction (Euro)
10000653 | 1 | Ball Float | 2004-05-25 | no | 2004-05-25 | no | Currently in Use | Gas (Historical Use) | 12000 | Epoxy | 2004-05-25 | Fiberglass Reinforced Plastic | Pressurized
10000653 | 2A | Ball Float | 2004-05-25 | no | 2004-05-25 | no | Currently in Use | Gas (Historical Use) | 8000 | Epoxy | 2004-05-25 | Fiberglass Reinforced Plastic | Pressurized
10000653 | 2B | Ball Float | 2004-05-25 | no | 2004-05-25 | no | Currently in Use | Diesel | 4000 | Epoxy | 2004-05-25 | Fiberglass Reinforced Plastic | Pressurized
10000653 | 3 | Ball Float | 2004-05-25 | no | 2004-05-25 | no | Currently in Use | Diesel | 3000 | Epoxy | 2004-05-25 | Fiberglass Reinforced Plastic | Pressurized
10000664 | 1 | Flapper Valve | 2003-06-01 | no | 2003-06-01 | no | Temporarily out of use | Gas (Historical Use) | 2500 | Fiberglass Double Walled | 2003-06-01 | Fiberglass Reinforced Plastic | Safe Suction (Euro)
10000664 | 2 | Flapper Valve | 2003-06-01 | no | 2003-06-01 | no | Temporarily out of use | Diesel | 2500 | Fiberglass Double Walled | 2003-06-01 | Fiberglass Reinforced Plastic | Safe Suction (Euro)
10000666 | 1 |  |  | no |  | no | Removed from Ground | Gas (Historical Use) | 10000 | Bare Steel | 2004-06-01
10000666 | 2 |  |  | no |  | no | Removed from Ground | Gas (Historical Use) | 10000 | Bare Steel | 2004-06-01
10000666 | 3 |  |  | no |  | no | Removed from Ground | Gas (Historical Use) | 10000 | Bare Steel | 2004-06-01
10000666 | 4 |  |  | no |  | no | Removed from Ground | Gas (Historical Use) | 10000 | Bare Steel | 2004-06-01
10000671 | 1 |  |  | no |  | no | Removed from Ground | Gas (Historical Use) | 2000 | Cathodically Protected Steel | 2004-05-11
10000671 | 2 |  |  | no |  | no | Removed from Ground | Gas (Historical Use) | 1000 | Cathodically Protected Steel | 2004-05-11
10000671 | 3 |  |  | no |  | no | Removed from Ground | Gas (Historical Use) | 500 | Cathodically Protected Steel | 2004-05-11
10000671 | 4 |  |  | no |  | no | Removed from Ground | Gas (Historical Use) | 250 | Cathodically Protected Steel | 2004-05-11
10000671 | 5 |  |  | no |  | no | Removed from Ground | Gas (Historical Use) | 1000 | Cathodically Protected Steel | 2004-05-11
10000676 | 1 | Ball Float | 2004-06-24 | no | 2004-06-24 | no | Currently in Use | E-10 | 20000 | Epoxy Double-Walled | 2004-06-24 | Double-Walled Fiberglass | Pressurized
10000676 | 2A | Ball Float | 2004-06-24 | no | 2004-06-24 | no | Currently in Use | E-10 | 8000 | Epoxy Double-Walled | 2004-06-24 | Double-Walled Fiberglass | Pressurized
10000676 | 2B | Ball Float | 2004-06-24 | no | 2004-06-24 | no | Currently in Use | E-10 | 12000 | Epoxy Double-Walled | 2004-06-24 | Double-Walled Fiberglass | Pressurized
10000676 | 3 |  | 2004-06-24 | no | 2004-06-24 | no | Currently in Use | Diesel | 20000 | Epoxy Double-Walled | 2004-06-24 | Double-Walled Fiberglass | Pressurized
10000676 | 4 | Ball Float | 2004-06-24 | no | 2004-06-24 | no | Currently in Use | Diesel | 20000 | Epoxy Double-Walled | 2004-06-24 | Double-Walled Fiberglass | Pressurized
10000676 | 5 | Ball Float | 2004-06-24 | no | 2004-06-24 | no | Currently in Use | Diesel | 20000 | Epoxy Double-Walled | 2004-06-24 | Double-Walled Fiberglass | Pressurized
10000676 | 6 | Overfill Alarm | 2011-09-05 | no | 2011-09-05 | no | Currently in Use | Biodiesel | 20000 | Fiberglass Double Walled |  | Double-Walled Fiberglass | Pressurized
10000678 | 1 |  | 1998-10-01 | no | 1998-10-01 | no | Currently in Use | Gas (Historical Use) | 8000 | Cathodically Protected Steel | 2004-07-15 | Cathodically Protected | Pressurized
10000678 | 2 |  | 1998-10-01 | no | 1998-10-01 | no | Currently in Use | Gas (Historical Use) | 8000 | Cathodically Protected Steel | 2004-07-15 | Cathodically Protected | Pressurized
10000678 | 3 |  | 1998-10-01 | no | 1998-10-01 | no | Currently in Use | Gas (Historical Use) | 8000 | Cathodically Protected Steel | 2004-07-15 | Cathodically Protected | Pressurized
10000679 | 1A |  | 2002-05-17 | no | 2002-05-17 | no | Currently in Use | Gas (Historical Use) | 8000 | Composite | 2002-05-17 | Fiberglass Reinforced Plastic | Pressurized
10000679 | 1B |  | 2002-05-17 | no | 2002-05-17 | no | Currently in Use | Gas (Historical Use) | 4000 | Composite | 2002-05-17 | Fiberglass Reinforced Plastic | Pressurized
10000679 | 1C |  | 2002-05-17 | no | 2002-05-17 | no | Currently in Use | Diesel | 3000 | Composite | 2002-05-17 | Fiberglass Reinforced Plastic | Pressurized
10000684 | 1 |  |  | no |  | no | Removed from Ground | Gas (Historical Use) | 1000 | Bare Steel | 2004-06-02
10000689 | 1 |  |  | no |  | no | Removed from Ground | Gas (Historical Use) | 3000 | Bare Steel | 2004-04-21
10000689 | 2 |  |  | no |  | no | Removed from Ground | Gas (Historical Use) | 1000 | Bare Steel | 2004-04-21
10000690 | 1 |  |  | no |  | no | Removed from Ground | Not Marked/Tank Removed | 0 | Unknown | 2004-01-28
10000692 | 1 | Ball Float | 2004-03-01 | no | 2004-03-01 | no | Currently in Use | Gas (Historical Use) | 8000 | Composite | 2004-03-01 | Fiberglass Reinforced Plastic | Pressurized
10000692 | 2 | Ball Float | 2004-03-01 | no | 2004-03-01 | no | Currently in Use | Gas (Historical Use) | 8000 | Composite | 2004-03-01 | Fiberglass Reinforced Plastic | Pressurized
10000692 | 3 | Ball Float | 2004-03-01 | no | 2004-03-01 | no | Currently in Use | Diesel | 6000 | Composite | 2004-03-01 | Fiberglass Reinforced Plastic | Pressurized
10000693 | 1 | Ball Float | 2003-11-01 | no | 2003-11-01 | no | Currently in Use | Regular | 15000 | Composite | 2003-11-01 | Flex | Pressurized
10000693 | 2 | Ball Float | 2003-11-01 | no | 2003-11-01 | no | Currently in Use | Diesel | 10000 | Composite | 2003-11-01 | Flex | Pressurized
10000693 | 3 | Ball Float | 2003-11-01 | no | 2003-11-01 | no | Currently in Use | Premium | 5000 | Composite | 2003-11-01 | Flex | Pressurized
10000693 | 4 | Flapper Valve | 2005-04-01 | no | 2005-04-01 | no | Temporarily out of use | Ethanol | 4000 | Composite | 2016-08-16 | Double-Walled Fiberglass | Safe Suction (Euro)
10000694 | 1 |  | 2004-06-10 | no | 2004-06-10 | no | Currently in Use | Gas (Historical Use) | 20000 | Fiberglass Double Walled | 2004-06-10 | Double Walled | Pressurized
10000694 | 2A |  | 2004-06-10 | no | 2004-06-10 | no | Currently in Use | Diesel | 12000 | Fiberglass Double Walled | 2004-06-10 | Double Walled | Pressurized
10000694 | 2B |  | 2004-06-10 | no | 2004-06-10 | no | Currently in Use | Gas (Historical Use) | 8000 | Fiberglass Double Walled | 2004-06-10 | Double Walled | Pressurized
10000704 | 1 | Flapper Valve | 2004-08-17 | no | 2004-08-17 | no | Currently in Use | Gas (Historical Use) | 20000 | Fiberglass Double Walled | 2004-07-27 | Double-Walled Fiberglass | Pressurized
10000704 | 2A | Flapper Valve | 2004-08-17 | no | 2004-08-17 | no | Currently in Use | Diesel | 12000 | Fiberglass Double Walled | 2004-07-27 | Double-Walled Fiberglass | Pressurized
10000704 | 2B | Flapper Valve | 2004-08-17 | no | 2004-08-17 | no | Currently in Use | Gas (Historical Use) | 8000 | Fiberglass Double Walled | 2004-07-27 | Double-Walled Fiberglass | Pressurized
10000706 | REG-UL |  | 2004-05-01 | no | 2004-05-01 | no | Temporarily out of use | Gas (Historical Use) | 10000 | Epoxy | 2004-05-01 | Fiberglass Reinforced Plastic | Pressurized
10000706 | SUP U/L |  | 2004-05-01 | no | 2004-05-01 | no | Temporarily out of use | Gas (Historical Use) | 5000 | Epoxy | 2004-05-01 | Fiberglass Reinforced Plastic | Pressurized
10000707 | 1 |  | 2004-04-01 | no | 2004-04-01 | no | Currently in Use | Gas (Historical Use) | 20000 | Composite | 2004-04-01 | Fiberglass Reinforced Plastic | Pressurized
10000707 | 2 |  | 2004-04-01 | no | 2004-04-01 | no | Currently in Use | Gas (Historical Use) | 12000 | Composite | 2004-04-01 | Fiberglass Reinforced Plastic | Pressurized
10000708 | 1 | Flapper Valve | 1998-04-26 | no | 1998-04-26 | no | Currently in Use | Gas (Historical Use) | 8000 | Composite Double Walled | 2004-07-26 | Fiberglass Reinforced Plastic | Pressurized
10000708 | 2 | Flapper Valve | 1998-04-26 | no | 1998-04-26 | no | Currently in Use | Diesel | 8000 | Composite Double Walled | 1998-04-26 | Fiberglass Reinforced Plastic | Pressurized
10000710 | 1 |  | 2004-01-01 | no | 2004-01-01 | no | Currently in Use | Diesel | 10000 | Composite | 2004-01-01 | Double Walled | Pressurized
10000711 | 1 | Ball Float | 2004-04-21 | no | 2004-04-21 | no | Currently in Use | Premium | 10000 | Composite | 2004-03-26 | Double-Walled Fiberglass | Pressurized
10000711 | 2 | Ball Float | 2004-04-21 | no | 2004-04-21 | no | Currently in Use | Diesel | 8000 | Composite | 2004-03-26 | Double-Walled Fiberglass | Pressurized
10000711 | 3 | Ball Float | 2004-04-21 | no | 2004-04-21 | no | Currently in Use | Regular | 12000 | Composite | 2004-03-26 | Double-Walled Fiberglass | Pressurized
10000713 | 1A | Ball Float | 2004-07-02 | no | 2004-07-02 | no | Currently in Use | Gas (Historical Use) | 20000 | Fiberglass Double Walled | 2004-06-18 | Double-Walled Flex | Pressurized
10000713 | 1B | Ball Float | 2004-07-02 | no | 2004-07-02 | no | Currently in Use | Gas (Historical Use) | 8000 | Fiberglass Double Walled | 2004-06-18 | Double-Walled Flex | Pressurized
10000714 | 1 | Flapper Valve | 2003-11-21 | no | 2003-11-21 | no | Currently in Use | Premium | 20000 | Composite | 2003-11-21 | Fiberglass Reinforced Plastic | Pressurized
10000714 | 2 | Flapper Valve | 2003-11-21 | no | 2003-11-21 | no | Currently in Use | Regular | 8000 | Composite | 2003-11-21 |  | Pressurized
10000716 | 1 | Ball Float | 2004-03-01 | no | 2004-03-01 | no | Currently in Use | Gas (Historical Use) | 10000 | Composite | 2004-03-01 | Fiberglass Reinforced Plastic | Pressurized
10000716 | 2 | Ball Float | 2004-03-01 | no | 2004-03-01 | no | Currently in Use | Gas (Historical Use) | 12000 | Composite | 2004-03-01 | Fiberglass Reinforced Plastic | Pressurized
10000716 | 3A | Ball Float | 2004-03-01 | no | 2004-03-01 | no | Currently in Use | Diesel | 8000 | Composite | 2004-03-01 | Fiberglass Reinforced Plastic | Pressurized
10000716 | 3B | Ball Float | 2004-03-01 | no | 2004-03-01 | no | Currently in Use | Diesel | 4000 | Composite | 2004-03-01 | Fiberglass Reinforced Plastic | Pressurized
10000722 | 1 | Ball Float | 2004-05-01 | no | 2004-05-01 | no | Currently in Use | Regular | 12000 | Composite | 2004-05-01 | Fiberglass Reinforced Plastic | Pressurized
10000722 | 2 | Ball Float | 2004-05-01 | no | 2004-05-01 | no | Currently in Use | Premium | 8000 | Composite | 2004-05-01 | Fiberglass Reinforced Plastic | Pressurized
10000722 | 3 | Ball Float | 2004-05-01 | no | 2004-05-01 | no | Currently in Use | Diesel | 8000 | Composite | 2004-05-01 | Fiberglass Reinforced Plastic | Pressurized
10000722 | 4 | Ball Float | 2004-05-01 | no | 2004-05-01 | no | Currently in Use | Diesel | 4000 | Composite | 2004-05-01 | Fiberglass Reinforced Plastic | Pressurized
10000723 | 1 | Ball Float | 2004-08-15 | no | 2004-08-15 | no | Currently in Use | Gas (Historical Use) | 12000 | Composite | 2004-08-15 | Unknown | Pressurized
10000723 | 2 | Ball Float | 2004-08-15 | no | 2004-08-15 | no | Currently in Use | Gas (Historical Use) | 8000 | Composite | 2004-08-15 | Unknown | Pressurized
10000723 | 3 | Ball Float | 2004-08-15 | no | 2004-08-15 | no | Currently in Use | Diesel | 6000 | Composite | 2004-08-15 | Fiberglass Reinforced Plastic | Pressurized
10000723 | 4 | Flapper Valve | 2004-08-15 | no | 2004-08-15 | no | Currently in Use | Diesel | 6000 | Composite | 2004-08-15 | Fiberglass Reinforced Plastic | Pressurized
10000725 | 1 |  |  | no |  | no | Removed from Ground | Gas (Historical Use) | 1000 | Unknown | 2004-09-23 | Unknown | Suction (American)
10000725 | 2 |  |  | no |  | no | Removed from Ground | Gas (Historical Use) | 1000 | Unknown | 2004-09-23 | Unknown | Suction (American)
10000725 | 3 |  |  | no |  | no | Removed from Ground | Gas (Historical Use) | 550 | Unknown | 2004-09-23 | Unknown | Suction (American)
10000728 | 1 | Ball Float | 2003-12-01 | no | 2003-12-01 | no | Currently in Use | Gas (Historical Use) | 12000 | Composite | 2003-09-15 | Double-Walled Flex | Pressurized
10000728 | 2 | Ball Float | 2003-12-01 | no | 2003-12-01 | no | Currently in Use | Gas (Historical Use) | 10000 | Composite | 2003-09-15 | Double-Walled Flex | Pressurized
10000728 | 3 | Ball Float | 2003-12-01 | no | 2003-12-01 | no | Currently in Use | Diesel | 10000 | Composite | 2003-09-15 | Double-Walled Flex | Pressurized
10000729 | 1 |  | 2004-08-09 | no | 2004-08-09 | no | Removed from Ground | Gas (Historical Use) | 20000 | Fiberglass Double Walled | 2004-07-13 | Double-Walled Flex | Pressurized
10000729 | 2A | Overfill Alarm | 2004-08-09 | no | 2004-08-09 | no | Removed from Ground | Gas (Historical Use) | 12000 | Fiberglass Double Walled | 2004-07-13 | Double-Walled Flex
10000729 | 2B | Overfill Alarm | 2004-08-09 | no | 2004-08-09 | no | Removed from Ground | Gas (Historical Use) | 8000 | Fiberglass Double Walled | 2004-07-13 | Double-Walled Flex
10000730 | 1 | Ball Float | 2004-08-27 | no | 2004-08-27 | no | Currently in Use | Regular | 12000 | Epoxy | 2004-08-27 | Fiberglass Reinforced Plastic | Pressurized
10000730 | 2 | Ball Float | 2004-08-27 | no | 2004-08-27 | no | Currently in Use | Premium | 12000 | Epoxy | 2004-08-27 | Fiberglass Reinforced Plastic | Pressurized
10000730 | 3 | Ball Float | 2004-08-27 | no | 2004-08-27 | no | Currently in Use | Diesel | 12000 | Epoxy | 2004-08-27 | Fiberglass Reinforced Plastic | Pressurized
10000731 | 1A |  | 2000-06-10 | no | 2000-06-10 | no | Currently in Use | Gas (Historical Use) | 8000 | Composite | 2000-06-10 | Fiberglass Reinforced Plastic | Pressurized
10000731 | 1B |  | 2000-06-10 | no | 2000-06-10 | no | Currently in Use | Gas (Historical Use) | 4000 | Composite | 2000-06-10 | Fiberglass Reinforced Plastic | Pressurized
10000735 | 1 | Ball Float | 2004-10-04 | no | 2004-10-04 | no | Currently in Use | Regular | 12000 | Composite | 2004-10-04 | Fiberglass Reinforced Plastic | Pressurized
10000735 | 2 | Ball Float | 2004-10-04 | no | 2004-10-04 | no | Currently in Use | Premium | 4000 | Composite | 2004-10-04 | Fiberglass Reinforced Plastic | Pressurized
10000735 | 3 | Ball Float | 2004-10-04 | no | 2004-10-04 | no | Currently in Use | Diesel | 8000 | Composite | 2004-10-04 | Fiberglass Reinforced Plastic | Pressurized
10000735 | 4 | Ball Float | 2004-10-04 | no | 2004-10-04 | no | Currently in Use | Diesel | 4000 | Composite | 2004-10-04 | Fiberglass Reinforced Plastic | Pressurized
10000735 | 5 | Ball Float | 2004-10-04 | no | 2004-10-04 | no | Currently in Use | Kerosene | 2000 | Composite | 2004-10-04 | Fiberglass Reinforced Plastic | Pressurized
10000737 | 1 |  |  | no |  | no | Removed from Ground | Empty | 550 | Bare Steel | 1950-01-01 | Bare Steel
10000738 | 1 |  |  | no |  | no | Removed from Ground | Empty | 1000 | Bare Steel | 1997-07-12
10000738 | 2 |  |  | no |  | no | Removed from Ground | Gas (Historical Use) | 1000 | Bare Steel | 1997-07-12
10000739 | 1 |  |  | no |  | no | Removed from Ground | Gas (Historical Use) | 550 | Bare Steel | 1997-07-12
10000739 | 2 |  |  | no |  | no | Removed from Ground | Gas (Historical Use) | 250 | Bare Steel | 1997-07-12
10000742 | 1 |  |  | no |  | no | Removed from Ground | Gas (Historical Use) | 1000 | Bare Steel | 1997-11-05 | Bare Steel | Safe Suction (Euro)
10000742 | 2 |  |  | no |  | no | Removed from Ground | Gas (Historical Use) | 500 | Bare Steel | 1997-11-05 | Bare Steel | Safe Suction (Euro)
10000742 | 3 |  |  | no |  | no | Removed from Ground | Gas (Historical Use) | 1000 | Bare Steel | 1997-11-05 | Bare Steel | Safe Suction (Euro)
10000743 | 1 |  |  | no |  | no | Removed from Ground | Gas (Historical Use) | 1000 | Bare Steel | 1998-09-17 | Bare Steel
10000743 | 2 |  |  | no |  | no | Removed from Ground | Gas (Historical Use) | 1000 | Bare Steel | 1998-09-17 | Bare Steel
10000743 | 3 |  |  | no |  | no | Removed from Ground | Gas (Historical Use) | 1000 | Bare Steel | 1998-09-17 | Bare Steel
10000744 | 1 |  |  | no |  | no | Removed from Ground | Gas (Historical Use) | 3000 | Bare Steel | 1998-10-22 | Bare Steel
10000744 | 2 |  |  | no |  | no | Removed from Ground | Gas (Historical Use) | 3000 | Bare Steel | 1998-10-22 | Bare Steel
10000744 | 3 |  |  | no |  | no | Removed from Ground | Gas (Historical Use) | 3000 | Bare Steel | 1998-10-22 | Bare Steel
10000745 | 1 |  |  | no |  | no | Removed from Ground | Gas (Historical Use) | 6000 | Bare Steel | 1998-11-20 | Bare Steel
10000745 | 2 |  |  | no |  | no | Removed from Ground | Gas (Historical Use) | 3500 | Bare Steel | 1998-11-20 | Bare Steel
10000746 | 1 |  |  | no |  | no | Removed from Ground | Used Oil | 560 | Unknown | 2004-07-01
10000747 | 1 |  |  | no |  | no | Removed from Ground | Gas (Historical Use) | 10000 | Bare Steel | 2004-10-14 | Bare Steel
10000747 | 2 |  |  | no |  | no | Removed from Ground | Gas (Historical Use) | 10000 | Bare Steel | 2004-10-14 | Bare Steel
10000747 | 3 |  |  | no |  | no | Removed from Ground | Gas (Historical Use) | 10000 | Bare Steel | 2004-10-14 | Bare Steel
10000747 | 4 |  |  | no |  | no | Removed from Ground | Diesel | 10000 | Bare Steel | 2004-10-14 | Bare Steel
10000748 | 1 |  |  | no |  | no | Removed from Ground | Gas (Historical Use) | 8000 | Bare Steel | 2004-10-14
10000748 | 2 |  |  | no |  | no | Removed from Ground | Gas (Historical Use) | 8000 | Bare Steel | 2004-10-14 | Bare Steel
10000748 | 3 |  |  | no |  | no | Removed from Ground | Gas (Historical Use) | 8000 | Bare Steel | 2004-10-14 | Bare Steel
10000748 | 4 |  |  | no |  | no | Removed from Ground | Diesel | 6000 | Bare Steel | 2004-10-14 | Bare Steel
10000749 | 1A | Ball Float | 2004-10-20 | no | 2004-10-20 | no | Currently in Use | Gas (Historical Use) | 25000 | Fiberglass Double Walled | 2004-10-13 | Double-Walled Flex | Pressurized
10000749 | 1B | Ball Float | 2004-10-20 | no | 2004-10-20 | no | Currently in Use | Gas (Historical Use) | 7000 | Fiberglass Double Walled | 2004-10-13 | Double-Walled Flex | Pressurized
10000749 | 2A | Ball Float | 2004-10-20 | no | 2004-10-20 | no | Currently in Use | Diesel | 7000 | Fiberglass Double Walled | 2004-10-13 | Double-Walled Flex | Pressurized
10000749 | 2B | Ball Float | 2004-10-20 | no | 2004-10-20 | no | Currently in Use | Kerosene | 5000 | Fiberglass Double Walled | 2004-10-13 | Double-Walled Flex | Pressurized
10000750 | 1 | Overfill Alarm | 2004-03-04 | no | 2004-03-04 | no | Currently in Use | Gas (Historical Use) | 20000 | Composite Double Walled | 2004-03-04 | Double-Walled Fiberglass | Pressurized
10000750 | 2 | Overfill Alarm | 2004-03-04 | no | 2004-03-04 | no | Currently in Use | Diesel | 12000 | Composite Double Walled | 2004-03-04 | Double-Walled Fiberglass | Pressurized
10000750 | 3 | Overfill Alarm | 2004-03-14 | no | 2004-03-14 | no | Currently in Use | Gas (Historical Use) | 12000 | Composite Double Walled | 2004-03-14 | Double-Walled Fiberglass | Pressurized
10000753 | 1 | Ball Float | 2004-10-15 | no | 2004-10-15 | no | Currently in Use | Diesel | 20000 | Epoxy Double-Walled | 2004-10-15 | Double-Walled Fiberglass | Pressurized
10000753 | 2 | Ball Float | 2004-10-15 | no | 2004-10-15 | no | Currently in Use | Diesel | 20000 | Epoxy Double-Walled | 2004-10-15 | Double-Walled Fiberglass | Pressurized
10000753 | 3 | Ball Float | 2004-10-15 | no | 2004-10-15 | no | Currently in Use | Diesel | 20000 | Epoxy Double-Walled | 2004-10-14 | Double-Walled Fiberglass | Pressurized
10000753 | 4A | Ball Float | 2004-10-15 | no | 2004-10-15 | no | Currently in Use | Gas (Historical Use) | 8000 | Epoxy Double-Walled | 2004-10-15 | Double-Walled Fiberglass | Pressurized
10000753 | 4B | Ball Float | 2004-10-15 | no | 2004-10-15 | no | Currently in Use | Gas (Historical Use) | 12000 | Epoxy Double-Walled | 2004-10-15 | Double-Walled Fiberglass | Pressurized
10000753 | 5 | Ball Float | 2004-10-15 | no | 2004-10-15 | no | Currently in Use | Gas (Historical Use) | 20000 | Epoxy Double-Walled | 2004-10-14 | Double-Walled Fiberglass | Pressurized
10000753 | 6 | Overfill Alarm | 2012-01-01 | no | 2012-01-01 | no | Currently in Use | Diesel | 20000 | Fiberglass Double Walled | 2012-01-01 | Double-Walled Fiberglass | Pressurized
10000754 | 1 |  |  | no |  | no | Removed from Ground | Gas (Historical Use) | 3500 | Bare Steel | 1974-01-01
10000754 | 2 |  |  | no |  | no | Removed from Ground | Gas (Historical Use) | 3500 | Bare Steel | 1974-01-01
10000755 | 1 | Ball Float | 2004-08-01 | no | 2004-08-01 | no | Currently in Use | Regular | 12000 | Composite | 2004-08-01 | Fiberglass Reinforced Plastic | Pressurized
10000755 | 2 | Ball Float | 2004-08-01 | no | 2004-08-01 | no | Currently in Use | Premium | 8000 | Composite | 2004-08-01 | Fiberglass Reinforced Plastic | Pressurized
10000759 | 1 |  | 2004-11-01 | no | 2004-11-01 | no | Temporarily out of use | Diesel | 10000 | Epoxy | 2004-10-29 | Fiberglass Reinforced Plastic | Pressurized
10000761 | 1 |  |  | no |  | no | Removed from Ground | Empty | 575 | Bare Steel | 1965-01-01
10000761 | 2 |  |  | no |  | no | Removed from Ground | Empty | 300 | Bare Steel | 1965-01-01
10000763 | 1 |  |  | no |  | no | Removed from Ground | Gas (Historical Use) | 3000 | Bare Steel
10000763 | 2 |  |  | no |  | no | Removed from Ground | Diesel | 3000 | Bare Steel
10000763 | 3 |  |  | no |  | no | Removed from Ground | Gas (Historical Use) | 3000 | Bare Steel
10000763 | 4 |  |  | no |  | no | Removed from Ground | Gas (Historical Use) | 8000 | Bare Steel
10000767 | 1 |  |  | no |  | no | Removed from Ground | Not Marked/Tank Removed | 0 | Unknown
10000768 | 1 |  |  | no |  | no | Removed from Ground | Not Marked/Tank Removed | 0 | Unknown
10000769 | 1 |  |  | no |  | no | Removed from Ground | Gas (Historical Use) | 500 | Unknown
10000769 | 2 |  |  | no |  | no | Removed from Ground | Gas (Historical Use) | 1000 | Unknown
10000769 | 3 |  |  | no |  | no | Removed from Ground | Gas (Historical Use) | 1000 | Unknown
10000769 | 4 |  |  | no |  | no | Removed from Ground | Gas (Historical Use) | 1000 | Unknown
10000771 | 1 |  |  | no |  | no | Installed | Not Marked | 0 | Unknown
10000771 | 2 |  |  | no |  | no | Installed | Not Marked | 0 | Unknown
10000775 | 1 |  |  | no |  | no | Removed from Ground | Not Marked | 0 | Unknown | 1996-10-16
10000775 | 2 |  |  | no |  | no | Removed from Ground | Not Marked | 0 | Unknown | 1996-10-16
10000776 | 1 |  |  | no |  | no | Removed from Ground | Not Marked | 0 | Unknown
10000777 | 1 |  |  | no |  | no | Removed from Ground | Not Marked | 0 | Unknown
10000783 | 1 |  |  | no |  | no | Removed from Ground | Used Oil | 500 | Unknown
10000783 | 2 |  |  | no |  | no | Removed from Ground | Not Marked | 3000 | Unknown | 2004-11-12
10000790 | 1 |  | 2004-11-18 | no | 2004-11-18 | no | Currently in Use | Gas (Historical Use) | 20000 | Fiberglass Double Walled | 2004-11-03 | Double Walled | Pressurized
10000790 | 2A |  | 2004-11-18 | no | 2004-11-18 | no | Currently in Use | Diesel | 12000 | Fiberglass Double Walled | 2004-11-03 | Double Walled | Pressurized
10000790 | 2B |  | 2004-11-18 | no | 2004-11-18 | no | Currently in Use | Gas (Historical Use) | 8000 | Fiberglass Double Walled | 2004-11-03 | Double Walled | Pressurized
10000794 | 1 |  | 2004-12-23 | no | 2004-12-23 | no | Removed from Ground | Diesel | 10000 | Fiberglass | 2004-12-23 | Fiberglass Reinforced Plastic | Safe Suction (Euro)
10000794 | 2 |  | 2004-12-23 | no | 2004-12-23 | no | Removed from Ground | Diesel | 2000 | Fiberglass | 2004-12-23 | Fiberglass Reinforced Plastic | Safe Suction (Euro)
10000796 | 1 | Ball Float | 2004-11-10 | no | 2004-11-10 | no | Currently in Use | Regular | 12000 | Composite | 2004-10-15 | Double-Walled Flex | Pressurized
10000796 | 2 | Ball Float | 2004-11-10 | no | 2004-11-10 | no | Currently in Use | Premium | 8000 | Composite | 2004-10-15 | Double-Walled Flex | Pressurized
10000796 | 3 | Ball Float | 2004-11-10 | no | 2004-11-10 | no | Currently in Use | Diesel | 4000 | Composite | 2004-10-15 | Double-Walled Flex | Pressurized
10000799 | 1 | Ball Float | 2004-10-01 | no | 2004-10-01 | no | Currently in Use | Regular | 15000 | Composite | 2004-10-01 | Fiberglass Reinforced Plastic | Pressurized
10000799 | 2 | Ball Float | 2004-10-01 | no | 2004-10-01 | no | Currently in Use | Premium | 8000 | Composite | 2004-10-01 | Fiberglass Reinforced Plastic | Pressurized
10000799 | 3 | Ball Float | 2004-10-01 | no | 2004-10-01 | no | Currently in Use | Diesel | 4000 | Composite | 2004-10-01 | Fiberglass Reinforced Plastic | Pressurized
10000799 | 4 | Flapper Valve | 2004-10-01 | no | 2004-10-01 | no | Currently in Use | Diesel | 2000 | Composite | 2004-10-01 | Fiberglass Reinforced Plastic | Safe Suction (Euro)
10000805 | 1 RUL |  | 2003-12-01 | no | 2003-12-01 | no | Currently in Use | Gas (Historical Use) | 12000 | Epoxy | 2003-11-01 | Double-Walled Flex | Pressurized
10000805 | 2 PREM |  | 2003-12-01 | no | 2003-12-01 | no | Currently in Use | Gas (Historical Use) | 8000 | Epoxy | 2003-11-01 | Double-Walled Flex | Pressurized
10000805 | 3 DIESEL |  | 2003-12-01 | no | 2003-12-01 | no | Currently in Use | Diesel | 4000 | Epoxy | 2003-11-01 | Double-Walled Flex | Pressurized
10000805 | 4 KERO |  | 2003-12-01 | no | 2003-12-01 | no | Currently in Use | Kerosene | 2000 | Epoxy | 2003-11-01 | Double-Walled Flex | Pressurized
10000809 | 1 |  |  | no |  | no | Removed from Ground | Gas (Historical Use) | 1000 | Bare Steel | 2004-01-25 | Bare Steel | Safe Suction (Euro)
10000809 | 2 |  |  | no |  | no | Removed from Ground | Gas (Historical Use) | 1000 | Bare Steel | 2005-01-25 | Bare Steel | Safe Suction (Euro)
10000811 | 1 | Flapper Valve | 2012-07-01 | no | 2012-07-01 | no | Currently in Use | Gas (Historical Use) | 20000 | Epoxy | 2003-09-01 | Double-Walled Flex | Pressurized
10000811 | 2 | Flapper Valve | 2012-07-01 | no | 2012-07-01 | no | Currently in Use | Gas (Historical Use) | 8000 | Epoxy | 2003-09-01 | Double-Walled Flex | Pressurized
10000811 | 3 | Flapper Valve | 2012-07-01 | no | 2012-07-01 | no | Currently in Use | Diesel | 6000 | Epoxy | 2003-09-01 | Double-Walled Flex | Pressurized
10000817 | 1 |  | 2005-01-06 | no | 2005-01-06 | no | Currently in Use | Gas (Historical Use) | 15000 | Epoxy | 2004-12-15 | Double-Walled Fiberglass | Pressurized
10000817 | 2 |  | 2005-01-06 | no | 2005-01-06 | no | Currently in Use | Gas (Historical Use) | 7000 | Epoxy | 2004-12-15 | Double-Walled Fiberglass | Pressurized
10000817 | 3 |  | 2005-01-06 | no | 2005-01-06 | no | Currently in Use | Diesel | 8000 | Epoxy | 2004-12-15 | Double-Walled Fiberglass | Pressurized
10000818 | 1 | Ball Float | 2005-01-06 | no | 2005-01-06 | no | Currently in Use | Gas (Historical Use) | 12000 | Composite | 2004-12-01 | Fiberglass Reinforced Plastic | Pressurized
10000818 | 2 | Ball Float | 2005-01-06 | no | 2005-01-06 | no | Currently in Use | Gas (Historical Use) | 8000 | Composite | 2004-12-01 | Fiberglass Reinforced Plastic | Pressurized
10000818 | 3 | Ball Float | 2005-01-06 | no | 2005-01-06 | no | Currently in Use | Diesel | 10000 | Composite | 2004-12-01 | Fiberglass Reinforced Plastic | Pressurized
10000818 | 4 | Ball Float | 2005-01-06 | no | 2005-01-06 | no | Currently in Use | Diesel | 6000 | Composite | 2004-12-01 | Fiberglass Reinforced Plastic | Pressurized
10000818 | 5 | Ball Float | 2005-01-06 | no | 2005-01-06 | no | Currently in Use | Gas (Historical Use) | 4000 | Composite | 2004-12-01 | Fiberglass Reinforced Plastic | Pressurized
10000820 | 1 |  |  | no |  | no | Removed from Ground | Gas (Historical Use) | 4000 | Bare Steel | 1975-01-01 |  | Suction (American)
10000820 | 2 |  |  | no |  | no | Removed from Ground | Diesel | 4000 | Bare Steel | 1975-01-01 |  | Suction (American)
10000824 | 1 | Ball Float | 2004-12-28 | no | 2004-12-28 | no | Currently in Use | Regular | 20000 | Fiberglass Double Walled | 2004-12-17 | Double-Walled Fiberglass | Pressurized
10000824 | 2A | Ball Float | 2004-12-28 | no | 2004-12-28 | no | Currently in Use | Premium | 8000 | Fiberglass Double Walled | 2004-12-17 | Double-Walled Fiberglass | Pressurized
10000824 | 2B | Ball Float | 2004-12-28 | no | 2004-12-28 | no | Currently in Use | Diesel | 8000 | Fiberglass Double Walled | 2004-12-17 | Double-Walled Fiberglass | Pressurized
10000825 | 1 |  |  | no |  | no | Removed from Ground | Gas (Historical Use) | 2000 | Bare Steel | 2004-12-09 | Bare Steel | Suction (American)
10000825 | 2 |  |  | no |  | no | Removed from Ground | Gas (Historical Use) | 1000 | Bare Steel | 2004-12-09 | Bare Steel | Suction (American)
10000825 | 3 |  |  | no |  | no | Removed from Ground | Gas (Historical Use) | 1000 | Bare Steel | 2004-12-09 | Bare Steel | Suction (American)
10000827 | 1 |  | 1993-10-01 | no | 1993-10-01 | no | Removed from Ground | Gas (Historical Use) | 10000 | Cathodically Protected Steel | 1985-01-01 | Cathodically Protected | Suction (American)
10000827 | 2 |  | 1993-10-01 | no | 1993-10-01 | no | Removed from Ground | Diesel | 6000 | Fiberglass | 1993-10-01 | Cathodically Protected | Suction (American)
10000828 | 1 |  | 1998-01-01 | no | 1998-01-01 | no | Removed from Ground | Aviation Gas/AV Gas | 10000 | Cathodically Protected Steel | 1987-01-01 | Cathodically Protected | Suction (American)
10000832 | 1 |  |  | no |  | no | Removed from Ground | Not Marked/Tank Removed | 1000 | Unknown | 2004-11-11
10000833 | 1 |  |  | no |  | no | Removed from Ground | Gas (Historical Use) | 4000 | Unknown | 2004-07-28
10000833 | 2 |  |  | no |  | no | Removed from Ground | Gas (Historical Use) | 4000 | Unknown | 2004-07-28
10000834 | 1A |  | 2004-12-01 | no | 2004-12-01 | no | Currently in Use | Gas (Historical Use) | 12000 | Epoxy | 2004-12-01 | Fiberglass Reinforced Plastic | Pressurized
10000834 | 1B |  | 2004-12-01 | no | 2004-12-01 | no | Currently in Use | Gas (Historical Use) | 8000 | Epoxy | 2004-12-01 | Fiberglass Reinforced Plastic | Pressurized
10000836 | 1 | Ball Float | 2005-02-01 | no | 2005-02-01 | no | Currently in Use | Regular | 12000 | Composite | 2004-12-01 | Fiberglass Reinforced Plastic | Pressurized
10000836 | 2 | Ball Float | 2005-02-01 | no | 2005-02-01 | no | Currently in Use | Premium | 8000 | Composite | 2004-12-01 | Fiberglass Reinforced Plastic | Pressurized
10000836 | 3 | Ball Float | 2005-02-01 | no | 2005-02-01 | no | Currently in Use | Diesel | 4000 | Composite | 2004-12-01 | Fiberglass Reinforced Plastic | Pressurized
10000838 | 1 |  | 1989-09-01 | no | 1989-09-01 | no | Temporarily out of use | Gas (Historical Use) | 6000 | Galvanic (STIP-3) | 1989-09-01 | Galvanized Steel | Safe Suction (Euro)
10000838 | 2 |  | 1989-09-01 | no | 1989-09-01 | no | Temporarily out of use | Gas (Historical Use) | 6000 | Galvanic (STIP-3) | 1989-09-01 | Galvanized Steel | Safe Suction (Euro)
10000838 | 3 |  | 1989-09-01 | no | 1989-09-01 | no | Temporarily out of use | Diesel | 6000 | Galvanic (STIP-3) | 1989-09-01 | Galvanized Steel | Safe Suction (Euro)
10000838 | 4 |  | 1989-09-01 | no | 1989-09-01 | no | Temporarily out of use | Diesel | 2000 | Galvanic (STIP-3) | 1989-09-01 | Galvanized Steel | Safe Suction (Euro)
10000838 | A |  |  | no |  | no | Removed from Ground | Not Marked | 3000 | Bare Steel | 1964-01-01
10000838 | B |  |  | no |  | no | Removed from Ground | Not Marked | 3000 | Bare Steel | 1964-01-01
10000838 | C |  |  | no |  | no | Removed from Ground | Not Marked | 3000 | Bare Steel | 1964-01-01
10000838 | D |  |  | no |  | no | Removed from Ground | Not Marked | 2000 | Bare Steel | 1974-01-01
10000840 | 316591 |  |  | no |  | no | Removed from Ground | Gas (Historical Use) | 5000 | Cathodically Protected Steel | 1995-05-08 | Cathodically Protected | Suction (American)
10000844 | 1 |  |  | no |  | no | Removed from Ground | Diesel | 4000 | Unknown | 2004-11-09
10000845 | 1 |  |  | no |  | no | Removed from Ground | Diesel | 550 | Unknown | 2004-11-09
10000847 | 1 |  |  | no |  | no | Removed from Ground | Not Marked | 750 | Unknown | 2004-12-04 | Unknown
10000847 | 2 |  |  | no |  | no | Removed from Ground | Not Marked | 750 | Unknown | 2004-12-04 | Unknown
10000847 | 3 |  |  | no |  | no | Removed from Ground | Not Marked | 750 | Unknown | 2004-12-04 | Unknown
10000848 | 1 | Ball Float | 2004-12-09 | no | 2004-12-09 | no | Currently in Use | Diesel | 1000 | Epoxy | 2004-12-09 | Fiberglass Reinforced Plastic | Pressurized
10000848 | 2 | Ball Float | 2004-09-30 | no | 2004-09-30 | no | Currently in Use | Gas (Historical Use) | 12000 | Epoxy | 2004-09-30 | Fiberglass Reinforced Plastic | Pressurized
10000848 | 3A | Ball Float | 2004-09-30 | no | 2004-09-30 | no | Currently in Use | Gas (Historical Use) | 8000 | Epoxy | 2004-09-30 | Fiberglass Reinforced Plastic | Pressurized
10000848 | 3B | Ball Float | 2004-09-30 | no | 2004-09-30 | no | Currently in Use | Diesel | 4000 | Epoxy | 2004-09-30 | Fiberglass Reinforced Plastic | Pressurized
10000849 | 1 |  |  | no |  | no | Removed from Ground | Gas (Historical Use) | 500 | Bare Steel | 2003-05-06 | Galvanized Steel | Safe Suction (Euro)
10000849 | 2 |  |  | no |  | no | Removed from Ground | Gas (Historical Use) | 1000 | Bare Steel | 2005-03-08 | Galvanized Steel | Safe Suction (Euro)
10000849 | 3 |  |  | no |  | no | Removed from Ground | Gas (Historical Use) | 1000 | Bare Steel | 2003-05-06
10000850 | 1 |  |  | no |  | no | Removed from Ground | Diesel | 500 | Bare Steel | 2004-11-18
10000850 | 2 |  |  | no |  | no | Removed from Ground | Gas (Historical Use) | 1000 | Bare Steel | 2004-11-18
10000852 | 1 | Ball Float | 2005-02-04 | no | 2005-02-04 | no | Currently in Use | E-10 | 20000 | Fiberglass Double Walled | 2005-01-25 | Double-Walled Flex | Pressurized
10000852 | 2A | Ball Float | 2005-02-04 | no | 2005-02-04 | no | Currently in Use | Premium | 12000 | Fiberglass Double Walled | 2005-01-25 | Double-Walled Flex | Pressurized
10000852 | 2B | Ball Float | 2005-02-04 | no | 2005-02-04 | no | Currently in Use | Diesel | 8000 | Fiberglass Double Walled | 2005-01-25 | Double-Walled Flex | Pressurized
10000853 | 1 |  | 2005-01-24 | no | 2005-01-24 | no | Currently in Use | Gas (Historical Use) | 20000 | Fiberglass Double Walled | 2004-12-16 | Double-Walled Fiberglass | Pressurized
10000853 | 2A |  | 2005-01-24 | no | 2005-01-24 | no | Currently in Use | Gas (Historical Use) | 8000 | Fiberglass Double Walled | 2004-12-16 | Double-Walled Fiberglass | Pressurized
10000853 | 2B |  | 2005-01-24 | no | 2005-01-24 | no | Currently in Use | Diesel | 8000 | Fiberglass Double Walled | 2004-12-16 | Double-Walled Fiberglass | Pressurized
10000855 | 1 | Ball Float | 2004-09-15 | no | 2004-09-15 | no | Currently in Use | Gas (Historical Use) | 12000 | Fiberglass | 2004-07-16 | Double-Walled Fiberglass | Pressurized
10000855 | 2 | Ball Float | 2005-09-14 | no | 2004-09-15 | no | Currently in Use | Gas (Historical Use) | 12000 | Fiberglass | 2004-07-16 | Double-Walled Fiberglass | Pressurized
10000855 | 3 | Ball Float | 2004-09-15 | no | 2004-09-15 | no | Currently in Use | Diesel | 12000 | Fiberglass | 2004-07-16 | Double-Walled Fiberglass | Pressurized
10000858 | 1 |  |  | no |  | no | Removed from Ground | Gas (Historical Use) | 1600 | Bare Steel | 2005-01-01
10000859 | 1 |  |  | no |  | no | Removed from Ground | Gas (Historical Use) | 5000 | Unknown | 2004-06-01
10000859 | 2 |  |  | no |  | no | Removed from Ground | Gas (Historical Use) | 5000 | Unknown | 2004-06-01
10000859 | 3 |  |  | no |  | no | Removed from Ground | Gas (Historical Use) | 500 | Unknown | 2004-06-01
10000859 | 4 |  |  | no |  | no | Removed from Ground | Used Oil | 500 | Unknown | 2004-06-01
10000859 | 5 |  |  | no |  | no | Removed from Ground | Gas (Historical Use) | 10000 | Unknown | 2004-06-01
10000861 | 1 | Ball Float | 2011-09-01 | no | 2011-09-01 | no | Currently in Use | E-10 | 12000 | Epoxy | 2003-12-15 | Double Walled | Pressurized
10000861 | 2A | Ball Float | 2011-09-01 | no | 2011-09-01 | no | Currently in Use | E-10 | 8000 | Epoxy | 2003-12-15 | Double Walled | Pressurized
10000861 | 2B | Ball Float | 2011-09-01 | no | 2011-09-01 | no | Currently in Use | Diesel | 4000 | Epoxy | 2003-12-15 | Double Walled | Pressurized
10000870 | N626236 |  | 2005-01-05 | no | 2005-01-05 | no | Currently in Use | Diesel | 6000 | Fiberglass | 2004-12-17 | Double-Walled Flex | Pressurized
10000870 | N626260 |  | 2005-01-05 | no | 2005-01-05 | no | Currently in Use | Gas (Historical Use) | 12000 | Fiberglass | 2004-12-17 | Double-Walled Flex | Pressurized
10000870 | N626264 |  | 2005-01-05 | no | 2005-01-05 | no | Currently in Use | Gas (Historical Use) | 15000 | Fiberglass | 2004-12-17 | Double-Walled Flex | Pressurized
10000872 | 1 |  |  | no |  | no | Removed from Ground | Gas (Historical Use) | 550 | Unknown | 2005-02-23
10000873 | 1 | Ball Float | 2004-11-01 | no | 2007-05-21 | no | Currently in Use | Gas (Historical Use) | 12000 | Composite Double Walled | 2004-11-01 | Double-Walled Fiberglass | Pressurized
10000873 | 2 | Ball Float | 2004-11-01 | no | 2007-05-21 | no | Currently in Use | Gas (Historical Use) | 12000 | Composite Double Walled | 2004-11-01 | Double-Walled Fiberglass | Pressurized
10000873 | 3A | Ball Float | 2004-11-01 | no | 2007-05-21 | no | Currently in Use | Diesel | 7000 | Composite Double Walled | 2004-11-01 | Double-Walled Fiberglass | Pressurized
10000873 | 3B | Ball Float | 2004-11-01 | no | 2007-05-21 | no | Temporarily out of use | Diesel | 5000 | Composite Double Walled | 2004-11-01 | Double-Walled Fiberglass | Pressurized
10000875 | 1 |  | 2005-03-01 | no | 2005-03-01 | no | Currently in Use | Gas (Historical Use) | 12000 | Composite | 2005-01-15 | Fiberglass Reinforced Plastic | Pressurized
10000875 | 2 |  | 2005-03-01 | no | 2005-03-01 | no | Currently in Use | Gas (Historical Use) | 8000 | Composite | 2005-01-15 | Fiberglass Reinforced Plastic | Pressurized
10000875 | 3 |  | 2005-03-01 | no | 2005-03-01 | no | Currently in Use | Diesel | 4000 | Composite | 2005-01-15 | Fiberglass Reinforced Plastic | Pressurized
10000877 | 1A | Ball Float | 2004-12-30 | no | 2004-12-30 | no | Currently in Use | Gas (Historical Use) | 12000 | Composite | 2004-12-30 | Fiberglass Reinforced Plastic | Pressurized
10000877 | 1B | Ball Float | 2004-12-30 | no | 2004-12-30 | no | Currently in Use | Gas (Historical Use) | 8000 | Composite | 2004-12-30 | Fiberglass Reinforced Plastic | Pressurized
10000877 | 2 | Ball Float | 2004-12-30 | no | 2004-12-30 | no | Currently in Use | Diesel | 4000 | Composite | 2004-12-30 | Fiberglass Reinforced Plastic | Pressurized
10000877 | 3 | Ball Float | 2004-12-30 | no | 2004-12-30 | no | Currently in Use | Diesel | 1000 | Composite | 2004-12-30 | Fiberglass Reinforced Plastic | Pressurized
10000878 | 1 |  | 2005-03-01 | no | 2005-03-01 | no | Currently in Use | Gas (Historical Use) | 15000 | Epoxy | 2005-03-01 | Fiberglass Reinforced Plastic | Pressurized
10000878 | 2 |  | 2005-03-01 | no | 2005-03-01 | no | Currently in Use | Gas (Historical Use) | 10000 | Epoxy | 2005-03-01 | Fiberglass Reinforced Plastic | Pressurized
10000878 | 3 |  | 2005-03-01 | no | 2005-03-01 | no | Currently in Use | Diesel | 8000 | Epoxy | 2005-03-01 | Fiberglass Reinforced Plastic | Pressurized
10000883 | 1 |  |  | no |  | no | Removed from Ground | Diesel | 3000 | Bare Steel | 2004-11-09
10000884 | 1 | Ball Float | 2005-02-05 | no | 2005-02-05 | no | Currently in Use | Gas (Historical Use) | 12000 | Composite | 2004-12-05 | Fiberglass Reinforced Plastic | Pressurized
10000884 | 2A | Ball Float | 2005-02-05 | no | 2005-02-05 | no | Currently in Use | Gas (Historical Use) | 6000 | Composite | 2004-12-05 | Fiberglass Reinforced Plastic | Pressurized
10000884 | 2B | Ball Float | 2005-02-05 | no | 2005-02-05 | no | Currently in Use | Diesel | 6000 | Composite | 2004-12-05 | Fiberglass Reinforced Plastic | Pressurized
10000885 | 1 |  |  | no |  | no | Removed from Ground | Gas (Historical Use) | 1000 | Bare Steel | 1956-01-01
10000885 | 2 |  |  | no |  | no | Removed from Ground | Gas (Historical Use) | 1000 | Bare Steel | 1956-01-01
10000888 | 1 | Overfill Alarm | 2005-04-14 | no | 2005-04-14 | no | Currently in Use | Gas (Historical Use) | 20000 | Fiberglass Double Walled | 2005-04-07 | Double-Walled Fiberglass | Pressurized
10000888 | 2A | Overfill Alarm | 2005-04-14 | no | 2005-04-14 | no | Currently in Use | Diesel | 12000 | Fiberglass Double Walled | 2005-04-07 | Double-Walled Fiberglass | Pressurized
10000888 | 2B | Overfill Alarm | 2005-04-14 | no | 2005-04-14 | no | Currently in Use | Gas (Historical Use) | 8000 | Fiberglass Double Walled | 2005-04-07 | Double-Walled Fiberglass | Pressurized
10000889 | 1 |  | 2005-01-01 | no | 2005-01-01 | no | Currently in Use | Gas (Historical Use) | 10000 | Epoxy | 2005-01-01 | Fiberglass Reinforced Plastic | Pressurized
10000889 | 2 |  | 2005-01-01 | no | 2005-01-01 | no | Currently in Use | Gas (Historical Use) | 5000 | Epoxy | 2005-01-01 | Fiberglass Reinforced Plastic | Pressurized
10000889 | 3 | Flapper Valve | 2005-01-01 | no | 2005-01-01 | no | Currently in Use | Diesel | 7000 | Epoxy | 2005-01-01 | Fiberglass Reinforced Plastic | Pressurized
10000889 | 4 | Flapper Valve | 2005-01-01 | no | 2005-01-01 | no | Currently in Use | Diesel | 3000 | Epoxy | 2005-01-01 | Fiberglass Reinforced Plastic | Pressurized
10000889 | 5 | Flapper Valve | 2005-01-01 | no | 2005-01-01 | no | Currently in Use | Kerosene | 1000 | Epoxy | 2005-01-01 | Fiberglass Reinforced Plastic | Safe Suction (Euro)
10000891 | 1 |  |  | no |  | no | Installed | Gas (Historical Use) | 0 | Unknown
10000894 | 1 | Flapper Valve | 2005-03-29 | no | 2005-03-29 | no | Currently in Use | Gas (Historical Use) | 12000 | Composite | 2005-03-29 | Fiberglass Reinforced Plastic | Pressurized
10000894 | 2 | Flapper Valve | 2005-03-29 | no | 2005-03-29 | no | Currently in Use | Gas (Historical Use) | 12000 | Composite | 2005-03-29 | Fiberglass Reinforced Plastic | Pressurized
10000894 | 3 | Flapper Valve | 2005-03-29 | no | 2005-03-29 | no | Currently in Use | Diesel | 12000 | Composite | 2005-03-29 | Fiberglass Reinforced Plastic | Pressurized
10000894 | 4 |  | 2005-03-29 | no | 2005-03-29 | no | Currently in Use | Kerosene | 2000 | Composite | 2005-03-29 | Fiberglass Reinforced Plastic | Safe Suction (Euro)
10000898 | 1 |  |  | no |  | no | Removed from Ground |  | 3000 | Unknown | 1920-01-01 | Unknown
10000898 | 2 |  |  | no |  | no | Removed from Ground | Gas (Historical Use) | 560 | Bare Steel | 1920-01-01 | Bare Steel
10000898 | 3 |  |  | no |  | no | Removed from Ground | Not Marked/Tank Removed | 600 | Unknown | 2005-05-12
10000899 | 1 | Flapper Valve |  | no |  | no | Removed from Ground | Diesel | 7000 | Fiberglass | 1997-06-01 | Aboveground | Safe Suction (Euro)
10000899 | 2A |  |  | no |  | no | Removed from Ground | Diesel | 2000 | Composite | 1999-06-01 |  | Safe Suction (Euro)
10000899 | 2B |  |  | no |  | no | Removed from Ground | Diesel | 1000 | Composite | 1999-06-01 |  | Safe Suction (Euro)
10000901 | 1 |  | 2004-08-01 | no | 2004-08-01 | no | Currently in Use | Gas (Historical Use) | 12000 | Composite | 2004-08-01 | Secondary Containment | Pressurized
10000901 | 2 |  | 2004-08-01 | no | 2004-08-01 | no | Currently in Use | Gas (Historical Use) | 8000 | Composite | 2004-08-01 | Secondary Containment | Pressurized
10000901 | 3 |  | 2004-08-01 | no | 2004-08-01 | no | Currently in Use | Diesel | 20000 | Composite | 2004-08-01 | Secondary Containment | Pressurized
10000901 | 4 |  | 2004-08-01 | no | 2004-08-01 | no | Currently in Use | Diesel | 10000 | Composite | 2004-08-01 | Secondary Containment | Pressurized
10000901 | 5 |  | 2004-08-01 | no | 2004-08-01 | no | Currently in Use | Diesel | 10000 | Composite | 2004-08-01 | Secondary Containment | Pressurized
10000906 | 1 |  | 2005-01-03 | no | 2005-01-03 | no | Currently in Use | Gas (Historical Use) | 2000 | Composite | 2005-01-10 | Secondary Containment | Safe Suction (Euro)
10000906 | 2 |  | 2005-01-03 | no | 2005-01-03 | no | Currently in Use | Diesel | 2000 | Composite | 2005-01-10 | Secondary Containment | Safe Suction (Euro)
10000909 | 1 | Flapper Valve | 2001-03-01 | no | 2001-03-01 | no | Currently in Use | Regular | 4000 | Composite | 2001-03-14 |  | Pressurized
10000913 | 1 |  |  | no |  | no | Removed from Ground | Used Oil | 550 | Unknown | 2005-05-09
10000917 | 1 |  |  | no |  | no | Removed from Ground | Gas (Historical Use) | 1000 | Unknown | 2005-06-30 | Unknown
10000917 | 2 |  |  | no |  | no | Removed from Ground | Diesel | 1000 | Unknown | 2005-06-30 | Unknown
10000918 | 1 | Ball Float | 2004-08-05 | no | 2004-08-05 | no | Currently in Use | Premium | 10000 | Fiberglass | 2004-08-05 | Double-Walled Flex | Pressurized
10000918 | 2 | Ball Float | 2004-08-05 | no | 2004-08-05 | no | Currently in Use | Regular | 12000 | Fiberglass | 2004-08-05 | Double-Walled Flex | Pressurized
10000918 | 3A | Ball Float | 2004-08-05 | no | 2004-08-05 | no | Currently in Use | Diesel On Road | 8000 | Fiberglass | 2004-08-05 | Double-Walled Flex | Pressurized
10000918 | 3B | Ball Float | 2004-08-05 | no | 2004-08-05 | no | Temporarily out of use | Diesel Off Road | 4000 | Fiberglass | 2004-08-05 | Double-Walled Flex | Pressurized
10000921 | 1A | Ball Float | 2004-10-01 | no | 2004-10-01 | no | Currently in Use | Gas (Historical Use) | 8000 | Galvanic (STIP-3) | 2005-10-01 | Fiberglass Reinforced Plastic | Pressurized
10000921 | 1B | Ball Float | 2004-10-01 | no | 2004-10-01 | no | Currently in Use | Gas (Historical Use) | 4000 | Galvanic (STIP-3) | 2004-10-01 | Fiberglass Reinforced Plastic | Pressurized
10000924 | 1 | Ball Float | 2005-06-19 | no | 2005-06-19 | no | Currently in Use | Gas (Historical Use) | 12000 | Composite | 2005-06-19 | Double-Walled Fiberglass | Pressurized
10000924 | 2 | Ball Float | 2005-06-19 | no | 2005-06-19 | no | Currently in Use | Gas (Historical Use) | 10000 | Composite | 2005-06-19 | Double-Walled Fiberglass | Pressurized
10000924 | 3A | Ball Float | 2005-06-19 | no | 2005-06-19 | no | Currently in Use | Diesel | 6000 | Composite | 2005-06-19 | Double-Walled Fiberglass | Pressurized
10000924 | 3B | Ball Float | 2005-06-19 | no | 2005-06-19 | no | Currently in Use | Diesel | 4000 | Composite | 2005-06-19 | Double-Walled Fiberglass | Pressurized
10000928 | 1 |  |  | no |  | no | Closed in Ground | Not Marked/Tank Removed | 500 | Bare Steel | 2005-05-11
10000928 | 2 |  |  | no |  | no | Closed in Ground | Not Marked/Tank Removed | 500 | Bare Steel | 2005-05-11
10000933 | 1A |  | 2005-05-01 | no | 2005-05-01 | no | Currently in Use | Gas (Historical Use) | 20000 | Composite | 2005-05-01 | Double-Walled Flex | Pressurized
10000933 | 1B |  | 2005-05-01 | no | 2005-05-01 | no | Currently in Use | Gas (Historical Use) | 8000 | Composite | 2005-05-01 | Double-Walled Flex | Pressurized
10000935 | 1 | Flapper Valve | 2005-06-20 | no | 2005-06-20 | no | Currently in Use | Gas (Historical Use) | 20000 | Fiberglass Double Walled | 2005-06-12 | Double-Walled Fiberglass | Pressurized
10000935 | 2A | Flapper Valve | 2005-06-20 | no | 2005-06-20 | no | Currently in Use | Diesel | 8000 | Fiberglass Double Walled | 2005-06-12 | Double-Walled Fiberglass | Pressurized
10000935 | 2B | Flapper Valve | 2005-06-20 | no | 2005-06-20 | no | Currently in Use | Gas (Historical Use) | 8000 | Fiberglass Double Walled | 2005-06-12 | Double-Walled Fiberglass | Pressurized
10000936 | 1 | Ball Float | 2005-06-21 | no | 2005-06-21 | no | Currently in Use | Gas (Historical Use) | 20000 | Fiberglass Double Walled | 2005-06-09 | Double-Walled Flex | Pressurized
10000936 | 2 | Ball Float | 2005-06-21 | no | 2005-06-21 | no | Currently in Use | Gas (Historical Use) | 8000 | Fiberglass Double Walled | 2005-06-09 | Double-Walled Flex | Pressurized
10000938 | 1 |  |  | no |  | no | Removed from Ground | Gas (Historical Use) | 3000 | Bare Steel | 1990-01-01
10000938 | 2 |  |  | no |  | no | Removed from Ground | Gas (Historical Use) | 3000 | Bare Steel | 1990-01-01
10000938 | 3 |  |  | no |  | no | Removed from Ground | Gas (Historical Use) | 2000 | Bare Steel | 1990-01-01
10000940 | 1 |  |  | no |  | no | Removed from Ground | Used Oil | 250 | Bare Steel | 1991-01-01
10000941 | 1 | Flapper Valve | 2005-07-01 | no | 2005-07-01 | no | Currently in Use | Regular | 20000 | Fiberglass Double Walled | 2005-06-23 |  | Pressurized
10000941 | 2A | Flapper Valve | 2005-07-01 | no | 2005-07-01 | no | Currently in Use | Regular | 12000 | Fiberglass Double Walled | 2005-06-23 |  | Pressurized
10000941 | 2B | Flapper Valve | 2005-07-01 | no | 2005-07-01 | no | Currently in Use | Diesel | 8000 | Fiberglass Double Walled | 2005-06-23 |  | Pressurized
10000951 | 1 | Ball Float | 2005-05-01 | no | 2005-05-01 | no | Currently in Use | Gas (Historical Use) | 12000 | Fiberglass | 2005-05-12 | Fiberglass Reinforced Plastic | Pressurized
10000951 | 2 | Ball Float | 2005-05-01 | no | 2005-05-01 | no | Currently in Use | Gas (Historical Use) | 8000 | Fiberglass | 2005-05-12 | Fiberglass Reinforced Plastic | Pressurized
10000951 | 3 | Ball Float | 2005-05-01 | no | 2005-05-01 | no | Currently in Use | Diesel | 4000 | Fiberglass | 2005-05-12 | Fiberglass Reinforced Plastic | Pressurized
10000951 | 4 | Ball Float | 2005-05-01 | no | 2005-05-01 | no | Currently in Use | Diesel | 4000 | Fiberglass | 2005-05-12 | Fiberglass Reinforced Plastic | Pressurized
10000953 | 1 | Ball Float | 2005-06-24 | no | 2005-06-24 | no | Currently in Use | Gas (Historical Use) | 20000 | Fiberglass Double Walled | 2005-06-02 | Double-Walled Flex | Pressurized
10000953 | 2A | Ball Float | 2005-06-24 | no | 2005-06-24 | no | Currently in Use | Diesel | 8000 | Fiberglass Double Walled | 2005-06-02 | Double-Walled Flex | Pressurized
10000953 | 2B | Ball Float | 2005-06-24 | no | 2005-06-24 | no | Currently in Use | Gas (Historical Use) | 8000 | Fiberglass Double Walled | 2005-06-02 | Double-Walled Flex | Pressurized
10000954 | 1A |  | 2005-05-01 | no | 2005-05-01 | no | Currently in Use | Gas (Historical Use) | 3000 | Fiberglass Double Walled | 2005-05-01 | Double-Walled Flex | Pressurized
10000954 | 1B |  | 2005-05-01 | no | 2005-05-01 | no | Currently in Use | Diesel | 10000 | Fiberglass Double Walled | 2005-05-01 | Double Walled | Pressurized
10000960 | 1 |  |  | no |  | no | Removed from Ground | Gas (Historical Use) | 0 | Unknown
10000960 | 2 |  |  | no |  | no | Removed from Ground | Gas (Historical Use) | 0 | Unknown
10000962 | 1 | Ball Float | 2005-02-01 | no | 2005-02-01 | no | Currently in Use | Gas (Historical Use) | 12000 | Fiberglass | 2005-01-31 | Fiberglass Reinforced Plastic | Pressurized
10000962 | 2A | Ball Float | 2005-02-01 | no | 2005-02-01 | no | Currently in Use | Gas (Historical Use) | 8000 | Fiberglass | 2005-01-31 | Fiberglass Reinforced Plastic | Pressurized
10000962 | 2B | Ball Float | 2005-02-01 | no | 2005-02-01 | no | Currently in Use | Diesel | 4000 | Fiberglass | 2005-01-31 | Fiberglass Reinforced Plastic | Pressurized
10000963 | 1 | Flapper Valve | 2005-07-29 | no | 2005-07-29 | no | Currently in Use | Regular | 20000 | Fiberglass Double Walled | 2005-06-10 | Double-Walled Fiberglass | Pressurized
10000963 | 2A | Flapper Valve | 2005-07-29 | no | 2005-07-29 | no | Currently in Use | Diesel | 8000 | Fiberglass Double Walled | 2005-06-10 | Double-Walled Fiberglass | Pressurized
10000963 | 2B | Flapper Valve | 2005-07-29 | no | 2005-07-29 | no | Currently in Use | Premium | 8000 | Fiberglass Double Walled | 2005-07-25 | Double-Walled Fiberglass | Pressurized
10000968 | 1 | Ball Float | 2004-06-01 | no | 2004-06-01 | yes | Currently in Use | Gas (Historical Use) | 12000 | Composite | 2004-06-01 | Fiberglass Reinforced Plastic | Pressurized
10000968 | 2A | Ball Float | 2004-06-01 | no | 2004-06-01 | yes | Currently in Use | Gas (Historical Use) | 8000 | Composite | 2004-06-01 | Fiberglass Reinforced Plastic | Pressurized
10000968 | 2B | Ball Float | 2004-06-01 | no | 2004-06-01 | yes | Currently in Use | Diesel | 4000 | Composite | 2004-06-01 | Fiberglass Reinforced Plastic | Pressurized
10000969 | 1 | Ball Float | 2011-07-18 | no | 2011-07-18 | no | Currently in Use | Regular | 10000 | Epoxy | 2005-09-22 | Fiberglass Reinforced Plastic | Pressurized
10000969 | 2 | Ball Float | 2011-07-18 | no | 2011-07-18 | no | Currently in Use | Premium | 12000 | Epoxy | 2005-09-22 | Fiberglass Reinforced Plastic | Pressurized
10000969 | 3A | Ball Float | 2011-07-18 | no | 2011-07-18 | no | Currently in Use | Diesel | 12000 | Epoxy | 2006-09-22 | Fiberglass Reinforced Plastic | Pressurized
10000969 | 3B | Ball Float | 2011-07-18 | no | 2011-07-18 | no | Currently in Use | Diesel | 4000 | Epoxy | 2005-09-22 | Fiberglass Reinforced Plastic | Pressurized
10000969 | 3C | Ball Float | 2011-07-18 | no | 2011-07-18 | no | Currently in Use | E-10 | 2000 | Epoxy | 2005-09-22 | Fiberglass Reinforced Plastic | Pressurized
10000975 | 1 |  |  | no |  | no | Removed from Ground | Not Marked/Tank Removed | 550 | Bare Steel | 2005-05-12 | Bare Steel
10000975 | 2 |  |  | no |  | no | Removed from Ground | Not Marked/Tank Removed | 550 | Bare Steel | 2005-05-12 | Bare Steel
10000976 | 1 | Flapper Valve | 2005-09-15 | no | 2005-09-15 | no | Currently in Use | Gas (Historical Use) | 12000 | Fiberglass | 2005-09-15 | Fiberglass Reinforced Plastic | Pressurized
10000976 | 2A | Flapper Valve | 2005-09-15 | no | 2005-09-15 | no | Currently in Use | Gas (Historical Use) | 8000 | Fiberglass | 2005-09-15 | Fiberglass Reinforced Plastic | Pressurized
10000976 | 2B | Flapper Valve | 2005-09-15 | no | 2005-09-15 | no | Currently in Use | Diesel | 4000 | Fiberglass | 2005-09-15 | Fiberglass Reinforced Plastic | Pressurized
10000977 | 1 |  |  | no |  | no | Installed |  | 0 | Unknown
10000977 | 2 |  |  | no |  | no | Installed |  | 0 | Unknown
10000978 | 1 | Flapper Valve | 2005-03-01 | no | 2005-03-01 | no | Currently in Use | Diesel On Road | 10000 | Epoxy | 2005-02-01 | Double-Walled Flex | Pressurized
10000978 | 2 | Flapper Valve | 2005-03-01 | no | 2005-03-01 | no | Currently in Use | Diesel Off Road | 10000 | Epoxy | 2005-02-01 | Double-Walled Flex | Safe Suction (Euro)
10000978 | 3 | Flapper Valve | 2005-03-01 | no | 2005-03-01 | no | Currently in Use | Regular | 1000 | Epoxy | 2005-02-01 | Double-Walled Flex | Safe Suction (Euro)
10000983 | 1 | Flapper Valve | 2005-10-05 | no | 2005-10-05 | no | Currently in Use | Gas (Historical Use) | 12000 | Fiberglass | 2005-10-01 | Fiberglass Reinforced Plastic | Pressurized
10000983 | 2 | Flapper Valve | 2005-10-05 | no | 2005-10-05 | no | Currently in Use | Gas (Historical Use) | 8000 | Fiberglass | 2005-10-01 | Fiberglass Reinforced Plastic | Pressurized
10000983 | 3 | Flapper Valve | 2005-10-05 | no | 2005-10-05 | no | Currently in Use | Diesel | 12000 | Fiberglass | 2005-10-01 | Fiberglass Reinforced Plastic | Pressurized
10000983 | 4 | Flapper Valve | 2005-10-05 | no | 2005-10-05 | no | Currently in Use | Diesel | 2000 | Fiberglass | 2005-10-01 | Fiberglass Reinforced Plastic | Safe Suction (Euro)
10000983 | 5 | Flapper Valve | 2005-10-05 | no | 2005-10-05 | no | Currently in Use | Kerosene | 2000 | Fiberglass | 2005-10-01 | Fiberglass Reinforced Plastic | Safe Suction (Euro)
10000984 | 1A |  | 2001-06-15 | no | 2001-06-15 | no | Currently in Use | Gas (Historical Use) | 12000 | Fiberglass | 2001-06-14 | Double-Walled Fiberglass | Pressurized
10000984 | 1B |  | 2001-06-15 | no | 2001-06-15 | no | Currently in Use | Gas (Historical Use) | 8000 | Fiberglass | 2001-06-14 | Double-Walled Fiberglass | Pressurized
10000984 | 2 |  | 2001-06-15 | no | 2001-06-15 | no | Currently in Use | Diesel | 6000 | Fiberglass | 2001-06-14 | Double-Walled Fiberglass | Pressurized
10000985 | 1 | Ball Float | 2005-06-01 | no | 2005-06-01 | no | Currently in Use | Gas (Historical Use) | 12000 | Composite | 2005-06-01 | Fiberglass Reinforced Plastic | Pressurized
10000985 | 2A | Ball Float | 2005-06-01 | no | 2005-06-01 | no | Currently in Use | Gas (Historical Use) | 8000 | Composite | 2005-06-01 | Fiberglass Reinforced Plastic | Pressurized
10000985 | 2B | Ball Float | 2005-06-01 | no | 2005-06-01 | no | Currently in Use | Diesel | 4000 | Composite | 2005-06-01 | Fiberglass Reinforced Plastic | Pressurized
10000987 | 1 | Ball Float | 2004-10-01 | no | 2004-10-01 | no | Currently in Use | Gas (Historical Use) | 12000 | Composite | 2004-10-01 | Fiberglass Reinforced Plastic | Pressurized
10000987 | 2A | Ball Float | 2004-10-01 | no | 2004-10-01 | no | Currently in Use | Gas (Historical Use) | 8000 | Composite | 2004-10-01 | Fiberglass Reinforced Plastic | Pressurized
10000987 | 2B | Ball Float | 2004-10-01 | no | 2004-10-01 | no | Currently in Use | Gas (Historical Use) | 4000 | Composite | 2004-10-01 | Fiberglass Reinforced Plastic | Pressurized
10000990 | 1 |  |  | no |  | no | Removed from Ground | Not Marked/Tank Removed | 1300 | Bare Steel | 2005-09-01
10000990 | 2 |  |  | no |  | no | Removed from Ground | Not Marked/Tank Removed | 1100 | Bare Steel | 2005-09-01
10000990 | 3 |  |  | no |  | no | Removed from Ground | Kerosene | 1600 | Epoxy | 2008-02-11 | Bare Steel
10000992 | 1 |  |  | no |  | no | Removed from Ground | Diesel | 600 | Unknown | 2010-05-25
10000992 | 2 |  |  | no |  | no | Removed from Ground | Gas (Historical Use) | 600 | Unknown | 2010-05-25
10000992 | 3 |  |  | no |  | no | Removed from Ground | Gas (Historical Use) | 2000 | Unknown | 2010-05-25
10000994 | 1 |  |  | no |  | no | Removed from Ground | Gas (Historical Use) | 550 | Unknown | 2005-04-22 | Unknown
10000994 | 2 |  |  | no |  | no | Removed from Ground | Gas (Historical Use) | 550 | Unknown | 2005-04-22 | Unknown
10000994 | 3 |  |  | no |  | no | Removed from Ground | Gas (Historical Use) | 550 | Unknown | 2005-04-22 | Unknown
10000994 | 4 |  |  | no |  | no | Permanently Out Of Use | Gas (Historical Use) | 1000 | Unknown | 2005-04-22 | Unknown
10000996 | 1A | Ball Float | 2005-09-19 | no | 2005-09-19 | no | Removed from Ground | Regular | 20000 | Fiberglass Double Walled | 2005-09-19 | Double-Walled Flex | Pressurized
10000996 | 1B | Ball Float | 2005-09-16 | no | 2005-09-16 | no | Removed from Ground | Premium | 8000 | Fiberglass Double Walled | 2005-09-09 | Double-Walled Flex | Pressurized
10000997 | 1 |  | 2005-10-15 | no | 2005-10-15 | no | Currently in Use | Gas (Historical Use) | 12000 | Composite | 2005-08-10 | Fiberglass Reinforced Plastic | Pressurized
10000997 | 2 |  | 2005-10-15 | no | 2005-10-15 | no | Currently in Use | Gas (Historical Use) | 8000 | Composite | 2005-10-15 | Fiberglass Reinforced Plastic | Pressurized
10000997 | 3 |  | 2005-10-15 | no | 2005-10-15 | no | Currently in Use | Diesel | 4000 | Composite | 2005-08-10 | Fiberglass Reinforced Plastic
10000999 | 1 |  |  | no |  | no | Removed from Ground | Not Marked/Tank Removed | 1130 | Unknown | 2013-11-14 | Unknown
10000999 | 2 |  |  | no |  | no | Removed from Ground | Not Marked/Tank Removed | 1130 | Unknown | 2013-11-14 | Unknown
10000999 | 3 |  |  | no |  | no | Removed from Ground | Not Marked/Tank Removed | 9500 | Unknown | 2013-11-14 | Unknown
10001000 | 1 | Ball Float | 2004-03-01 | no | 2004-03-01 | no | Currently in Use | Gas (Historical Use) | 12000 | Epoxy | 2004-03-01 | Double-Walled Flex | Pressurized
10001000 | 2A | Ball Float | 2004-03-01 | no | 2004-03-01 | no | Currently in Use | Gas (Historical Use) | 8000 | Epoxy | 2004-03-01 | Double-Walled Flex | Pressurized
10001000 | 2B | Ball Float | 2004-03-01 | no | 2004-03-01 | no | Currently in Use | Diesel | 4000 | Epoxy | 2004-03-01 | Double-Walled Flex | Pressurized
10001000 | 3 | Ball Float | 2004-03-01 | no | 2004-03-01 | no | Temporarily out of use | Diesel | 4000 | Epoxy | 2004-03-01 | Fiberglass Reinforced Plastic | Suction (American)
10001002 | 1 | Ball Float | 2004-07-01 | no | 2004-07-01 | no | Currently in Use | Gas (Historical Use) | 10000 | Epoxy | 2004-06-01 | Double-Walled Fiberglass | Pressurized
10001002 | 2 | Ball Float | 2004-07-01 | no | 2004-07-01 | no | Currently in Use | Gas (Historical Use) | 8000 | Epoxy | 2004-06-01 | Double-Walled Fiberglass | Pressurized
10001002 | 3 | Ball Float | 2004-07-01 | no | 2004-07-01 | no | Currently in Use | Diesel | 4000 | Epoxy | 2004-06-01 | Double-Walled Fiberglass | Pressurized
10001004 | 1 |  |  | no |  | no | Removed from Ground | Gas (Historical Use) | 0 | Bare Steel | 1997-09-01 | Unknown
10001004 | 2 |  |  | no |  | no | Removed from Ground | Gas (Historical Use) | 0 | Bare Steel | 1997-09-01 | Unknown
10001012 | 1 | Ball Float | 2005-05-04 | no | 2005-05-04 | no | Currently in Use | Regular | 12000 | Epoxy | 2005-05-04 | Fiberglass Reinforced Plastic | Pressurized
10001012 | 2A | Ball Float | 2005-05-04 | no | 2005-05-04 | no | Currently in Use | Premium | 8000 | Epoxy | 2005-05-04 | Fiberglass Reinforced Plastic | Pressurized
10001012 | 2B | Ball Float | 2005-05-04 | no | 2005-05-04 | no | Currently in Use | Diesel | 4000 | Epoxy | 2005-05-04 | Fiberglass Reinforced Plastic | Pressurized
10001015 | 1 | Ball Float | 2005-11-01 | no | 2005-11-01 | no | Currently in Use | Gas (Historical Use) | 15000 | Composite | 2005-11-01 | Double-Walled Fiberglass | Pressurized
10001015 | 2A | Ball Float | 2005-11-01 | no | 2005-11-01 | no | Currently in Use | Gas (Historical Use) | 6000 | Composite | 2005-11-01 | Double-Walled Fiberglass | Pressurized
10001015 | 2B | Ball Float | 2005-11-01 | no | 2005-11-01 | no | Currently in Use | Diesel | 6000 | Composite | 2005-11-01 | Double-Walled Fiberglass | Pressurized
10001019 | 1 | Ball Float | 2005-10-15 | no | 2005-10-15 | no | Currently in Use | Gas (Historical Use) | 12000 | Epoxy | 2005-10-15 | Fiberglass Reinforced Plastic | Pressurized
10001019 | 2A | Ball Float | 2005-10-15 | no | 2005-10-15 | no | Currently in Use | Gas (Historical Use) | 8000 | Epoxy | 2005-10-15 | Fiberglass Reinforced Plastic | Pressurized
10001019 | 2B | Ball Float | 2005-10-15 | no | 2005-10-15 | no | Currently in Use | Diesel | 4000 | Epoxy | 2005-10-15 | Fiberglass Reinforced Plastic | Pressurized
10001021 | 1 |  |  | no |  | no | Removed from Ground | Not Marked/Tank Removed | 92705 | Unknown | 2005-09-27
10001021 | 2 |  |  | no |  | no | Removed from Ground | Not Marked/Tank Removed | 550 | Unknown | 2005-09-27 | Unknown
10001021 | 3 |  |  | no |  | no | Removed from Ground | Not Marked/Tank Removed | 550 | Unknown | 2005-09-27 | Unknown
10001024 | 1 |  |  | no |  | no | Removed from Ground | Gas (Historical Use) | 0 | Unknown |  | Unknown
10001024 | 2 |  |  | no |  | no | Removed from Ground | Gas (Historical Use) | 0 | Unknown |  | Unknown
10001028 | 1 | Ball Float | 2005-08-01 | no | 2005-08-01 | no | Currently in Use | Gas (Historical Use) | 1200 | Epoxy | 2005-08-01 | Fiberglass Reinforced Plastic | Pressurized
10001028 | 2 | Ball Float | 2005-08-01 | no | 2005-08-01 | no | Currently in Use | Gas (Historical Use) | 8000 | Epoxy | 2005-08-01 | Fiberglass Reinforced Plastic | Pressurized
10001028 | 3 |  | 2014-10-01 | no | 2014-10-01 | no | Currently in Use | Diesel | 3000 | Composite Double Walled | 2014-09-01 | Double-Walled Fiberglass | Safe Suction (Euro)
10001028 | 4 |  | 2014-10-01 | no | 2014-10-01 | no | Currently in Use | Diesel | 3000 | Composite Double Walled | 2014-10-01 | Double-Walled Fiberglass | Safe Suction (Euro)
10001029 | 1 | Flapper Valve | 2005-08-17 | no | 2005-08-17 | no | Currently in Use | Gas (Historical Use) | 10000 | Fiberglass Double Walled | 2005-08-01 | Fiberglass Reinforced Plastic | Pressurized
10001029 | 2 | Flapper Valve | 2005-08-17 | no | 2005-08-17 | no | Currently in Use | Diesel | 10000 | Fiberglass Double Walled | 2005-08-01 | Fiberglass Reinforced Plastic | Pressurized
10001031 | 1 | Ball Float | 2005-12-01 | no | 2005-12-01 | no | Temporarily out of use | Diesel | 12000 | Composite | 2005-12-01 | Fiberglass Reinforced Plastic | Pressurized
10001032 | 1 | Ball Float | 2005-12-01 | no | 2005-12-01 | no | Removed from Ground | Diesel | 12000 | Composite | 2011-04-04 | Fiberglass Reinforced Plastic | Pressurized
10001033 | 1 | Ball Float | 2004-01-01 | no | 2004-01-01 | no | Currently in Use | Gas (Historical Use) | 12000 | Composite | 2004-01-01 | Fiberglass Reinforced Plastic | Pressurized
10001033 | 2A | Ball Float | 2004-01-01 | no | 2004-01-01 | no | Currently in Use | Gas (Historical Use) | 6000 | Composite | 2004-01-01 | Fiberglass Reinforced Plastic | Pressurized
10001033 | 2B | Ball Float | 2004-01-01 | no | 2004-01-01 | no | Currently in Use | Diesel | 6000 | Composite | 2004-01-01 | Fiberglass Reinforced Plastic | Pressurized
10001036 | 1 | Ball Float | 2004-11-09 | no | 2004-11-09 | no | Currently in Use | Gas (Historical Use) | 12000 | Composite | 2004-11-09 | Double-Walled Flex | Pressurized
10001036 | 2 | Ball Float | 2004-11-09 | no | 2004-11-09 | no | Currently in Use | Gas (Historical Use) | 10000 | Composite | 2004-11-09 | Double-Walled Flex | Pressurized
10001036 | 3 | Ball Float | 2004-11-09 | no | 2004-11-09 | no | Currently in Use | Diesel | 8000 | Composite | 2004-11-09 | Double-Walled Flex | Pressurized
10001036 | 4 | Ball Float | 2004-11-09 | no | 2004-11-09 | no | Currently in Use | Diesel | 4000 | Composite | 2004-11-09 | Double-Walled Flex | Pressurized
10001039 | 1 | Flapper Valve | 2005-11-21 | no | 2005-09-13 | no | Currently in Use | Diesel | 20000 | Fiberglass Double Walled | 2005-09-01 | Double-Walled Fiberglass | Pressurized
10001045 | 1 |  |  | no |  | no | Closed in Ground | Used Oil | 1000 | Fiberglass | 1979-01-01
10001046 | 1 | Ball Float | 2006-01-01 | no | 2006-01-01 | no | Currently in Use | Regular | 8000 | Composite | 2005-12-01 | Fiberglass Reinforced Plastic | Pressurized
10001046 | 2 | Ball Float | 2006-01-01 | no | 2006-01-01 | no | Currently in Use | Premium | 6000 | Composite | 2005-12-01 | Fiberglass Reinforced Plastic | Pressurized
10001046 | 3 | Ball Float | 2006-01-01 | no | 2006-01-01 | no | Currently in Use | Diesel | 2000 | Composite | 2005-12-01 | Fiberglass Reinforced Plastic | Pressurized
10001048 | 1 | Ball Float | 2005-12-26 | no | 2005-12-26 | no | Currently in Use | Regular | 20000 | Fiberglass Double Walled | 2005-12-14 | Double-Walled Flex | Pressurized
10001048 | 2A | Ball Float | 2005-12-26 | no | 2005-12-26 | no | Currently in Use | Diesel | 12000 | Fiberglass Double Walled | 2005-12-14 | Double-Walled Flex | Pressurized
10001048 | 2B | Ball Float | 2005-12-26 | no | 2005-12-26 | no | Currently in Use | Premium | 8000 | Fiberglass Double Walled | 2005-12-14 | Double-Walled Flex | Pressurized
10001049 | M48402 |  | 2005-08-19 | no | 2005-08-19 | no | Currently in Use | Gas (Historical Use) | 12000 | Fiberglass | 2005-06-08 | Fiberglass Reinforced Plastic | Pressurized
10001049 | M48403-A |  | 2005-08-19 | no | 2005-08-19 | no | Currently in Use | Gas (Historical Use) | 8000 | Fiberglass | 2005-06-08 | Fiberglass Reinforced Plastic | Pressurized
10001049 | M48403-B |  | 2005-08-19 | no | 2005-08-19 | no | Currently in Use | Diesel | 4000 | Fiberglass | 2005-06-08 | Fiberglass Reinforced Plastic | Pressurized
10001051 | 1 | Overfill Alarm | 2006-01-09 | no | 2006-01-09 | no | Currently in Use | Gas (Historical Use) | 20000 | Fiberglass Double Walled | 2005-12-16 | Double-Walled Fiberglass | Pressurized
10001051 | 2A | Overfill Alarm | 2006-01-09 | no | 2006-01-09 | no | Currently in Use | Diesel | 12000 | Fiberglass Double Walled | 2005-12-16 | Double-Walled Fiberglass | Pressurized
10001051 | 2B | Overfill Alarm | 2006-01-09 | no | 2006-01-09 | no | Currently in Use | Gas (Historical Use) | 8000 | Fiberglass Double Walled | 2005-12-16 | Double-Walled Fiberglass | Pressurized
10001052 | 1 |  |  | no |  | no | Removed from Ground | Diesel | 3500 | Bare Steel | 2005-12-02 | Bare Steel
10001053 | 1 |  | 2006-01-04 | no | 2006-01-04 | no | Currently in Use | Gas (Historical Use) | 20000 | Fiberglass Double Walled | 2005-12-29 | Double Walled | Pressurized
10001053 | 2A |  | 2006-01-04 | no | 2006-01-04 | no | Currently in Use | Diesel | 12000 | Fiberglass Double Walled | 2005-12-29 | Double Walled | Pressurized
10001053 | 2B |  | 2006-01-04 | no | 2006-01-04 | no | Currently in Use | Gas (Historical Use) | 8000 | Fiberglass Double Walled | 2005-12-29 | Double Walled | Pressurized
10001055 | 1 |  |  | no |  | no | Removed from Ground | Gas (Historical Use) | 0 | Bare Steel | 2006-01-24
10001056 | 1 |  |  | no |  | no | Removed from Ground | Empty | 1200 | Bare Steel | 2005-09-27 | Bare Steel
10001056 | 2 |  |  | no |  | no | Removed from Ground | Empty | 1200 | Bare Steel | 2005-09-27 | Bare Steel
10001056 | 3 |  |  | no |  | no | Removed from Ground | Empty | 1200 | Bare Steel | 2005-09-27 | Bare Steel
10001056 | 4 |  |  | no |  | no | Removed from Ground | Empty | 1200 | Bare Steel | 2005-09-27 | Bare Steel
10001057 | 1 |  |  | no |  | no | Removed from Ground | Gas (Historical Use) | 10000 | Bare Steel | 2005-10-11
10001057 | 2 |  |  | no |  | no | Removed from Ground | Gas (Historical Use) | 10000 | Bare Steel | 2005-10-11
10001057 | 3 |  |  | no |  | no | Removed from Ground | Diesel | 6000 | Bare Steel | 2005-10-11
10001059 | 1 |  |  | no |  | no | Removed from Ground |  | 1000 | Unknown | 2006-01-03
10001059 | 2 |  |  | no |  | no | Removed from Ground |  | 1000 | Unknown | 2006-01-03
10001059 | 3 |  |  | no |  | no | Removed from Ground | Not Marked/Tank Removed | 500 | Bare Steel | 2016-10-10
10001064 | 1 | Flapper Valve | 2003-08-29 | no | 2003-08-29 | no | Currently in Use | Gas (Historical Use) | 10000 | Composite | 2003-08-25 | Fiberglass Reinforced Plastic | Pressurized
10001064 | 2 | Flapper Valve | 2003-08-29 | no | 2003-08-29 | no | Currently in Use | Gas (Historical Use) | 6000 | Composite | 2003-08-25 | Fiberglass Reinforced Plastic | Pressurized
10001064 | 3 | Flapper Valve | 2003-08-29 | no | 2003-08-29 | no | Currently in Use | Diesel | 4000 | Composite | 2003-08-25 | Fiberglass Reinforced Plastic | Pressurized
10001064 | 4 | Flapper Valve | 2003-08-29 | no | 2003-08-29 | no | Temporarily out of use | Kerosene | 2000 | Composite | 2003-08-25 | Fiberglass Reinforced Plastic | Pressurized
10001065 | 1 |  |  | no |  | no | Removed from Ground | Gas (Historical Use) | 1000 | Unknown | 2005-08-01 | Unknown
10001065 | 2 |  |  | no |  | no | Removed from Ground | Gas (Historical Use) | 1000 | Unknown | 2005-08-01 | Unknown
10001065 | 3 |  |  | no |  | no | Removed from Ground | Gas (Historical Use) | 1000 | Unknown | 2005-08-01 | Unknown
10001067 | 1 |  | 2006-02-10 | no | 2006-02-10 | no | Currently in Use | Gas (Historical Use) | 20000 | Fiberglass Double Walled | 2006-01-18 | Double Walled | Pressurized
10001067 | 2A |  | 2006-02-10 | no | 2006-02-10 | no | Currently in Use | Diesel | 12000 | Fiberglass Double Walled | 2006-01-18 | Double Walled | Pressurized
10001067 | 2B |  | 2006-02-10 | no | 2006-02-10 | no | Currently in Use | Gas (Historical Use) | 8000 | Fiberglass Double Walled | 2006-01-18 | Double Walled | Pressurized
10001068 | 1 |  |  | no |  | no | Removed from Ground | Gas (Historical Use) | 10000 | Bare Steel | 2005-11-08 | Bare Steel
10001071 | 1 |  |  | no |  | no | Permanently Out Of Use | Gas (Historical Use) | 1000 | Unknown | 1984-06-01
10001071 | 2 |  |  | no |  | no | Permanently Out Of Use | Gas (Historical Use) | 1000 | Unknown | 1984-06-01
10001071 | 3 |  |  | no |  | no | Permanently Out Of Use | Gas (Historical Use) | 1000 | Unknown | 1984-06-01
10001071 | 4 |  |  | no |  | no | Permanently Out Of Use | Diesel | 6000 | Unknown | 1984-06-01
10001075 | 1 | Overfill Alarm | 2004-08-01 | no | 2004-08-01 | no | Currently in Use | Regular | 12000 | Composite | 2004-06-01 | Flex | Pressurized
10001075 | 2 | Overfill Alarm | 2004-08-01 | no | 2004-08-01 | no | Currently in Use |  | 6000 | Composite | 2004-06-01 | Flex | Pressurized
10001075 | 3 | Overfill Alarm | 2004-08-01 | no | 2004-08-01 | no | Currently in Use | Diesel | 6000 | Composite | 2004-06-01 | Flex | Pressurized
10001077 | 1 |  |  | no |  | no | Removed from Ground | Gas (Historical Use) | 3000 | Bare Steel | 2006-01-25 | Copper
10001078 | 1 | Flapper Valve | 2006-01-30 | no | 2006-01-30 | no | Currently in Use | Gas (Historical Use) | 20000 | Fiberglass Double Walled | 2005-12-22 | Double-Walled Fiberglass | Pressurized
10001078 | 2A | Flapper Valve | 2006-01-30 | no | 2006-01-30 | no | Currently in Use | Diesel | 8000 | Fiberglass Double Walled | 2005-12-22 | Double-Walled Fiberglass | Pressurized
10001078 | 2B | Flapper Valve | 2006-01-30 | no | 2006-01-30 | no | Currently in Use | Gas (Historical Use) | 8000 | Fiberglass Double Walled | 2005-12-22 | Double-Walled Fiberglass | Pressurized
10001081 | 1 | Ball Float | 2005-12-05 | no | 2005-12-05 | yes | Currently in Use | Gas (Historical Use) | 12000 | Epoxy | 2005-11-10 | Fiberglass Reinforced Plastic | Pressurized
10001081 | 2A | Ball Float | 2005-12-05 | no | 2005-12-05 | yes | Currently in Use | Gas (Historical Use) | 6000 | Epoxy | 2005-11-10 | Fiberglass Reinforced Plastic | Pressurized
10001081 | 2B | Ball Float | 2005-12-05 | no | 2005-12-05 | yes | Currently in Use | Diesel | 6000 | Epoxy | 2005-11-10 | Fiberglass Reinforced Plastic | Pressurized
10001082 | 1 |  |  | no |  | no | Removed from Ground | Diesel | 1000 | Bare Steel | 2006-01-07 | Bare Steel
10001086 | 1A | Ball Float | 2006-01-10 | no | 2006-01-10 | no | Currently in Use | Gas (Historical Use) | 25000 | Fiberglass Double Walled | 2006-01-10 | Double-Walled Flex | Pressurized
10001086 | 1B | Ball Float | 2006-01-10 | no | 2006-01-10 | no | Currently in Use | Gas (Historical Use) | 7000 | Fiberglass Double Walled | 2006-01-10 | Double-Walled Flex | Pressurized
10001086 | 2 | Ball Float | 2006-01-10 | no | 2006-01-10 | no | Currently in Use | Diesel | 8000 | Fiberglass Double Walled | 2006-01-10 | Double-Walled Flex | Pressurized
10001089 | 1 | Ball Float | 2006-02-22 | no | 2006-02-22 | no | Currently in Use | Regular | 20000 | Fiberglass Double Walled | 2006-02-14 | Double-Walled Fiberglass | Pressurized
10001089 | 2A | Ball Float | 2006-02-22 | no | 2006-02-22 | no | Currently in Use | Diesel | 12000 | Fiberglass Double Walled | 2006-02-14 | Double-Walled Fiberglass | Pressurized
10001089 | 2B | Ball Float | 2006-02-22 | no | 2006-02-22 | no | Currently in Use | Premium | 8000 | Fiberglass Double Walled | 2006-02-14 |  | Pressurized
10001090 | 1 |  |  | no |  | no | Removed from Ground | Diesel | 8000 | Bare Steel | 2005-04-13 | Bare Steel
10001093 | 1A | Ball Float | 2005-09-01 | no | 2005-09-01 | no | Currently in Use | Gas (Historical Use) | 15000 | Composite | 2005-09-01 | Double-Walled Flex | Pressurized
10001093 | 1B | Ball Float | 2005-09-01 | no | 2005-09-01 | no | Currently in Use | Gas (Historical Use) | 5000 | Composite | 2005-09-01 | Double-Walled Flex | Pressurized
10001093 | S | Ball Float | 2005-09-01 | no | 2005-09-01 | no | Currently in Use | Diesel | 10000 | Composite | 2005-09-01 | Double-Walled Flex | Pressurized
10001094 | 1 |  |  | no |  | no | Removed from Ground |  | 0 | Unknown | 2006-03-15
10001095 | 1 | Flapper Valve | 2006-04-10 | no | 2006-04-10 | no | Currently in Use | Gas (Historical Use) | 12000 | Composite | 2006-04-10 | Fiberglass Reinforced Plastic | Pressurized
10001095 | 2 | Flapper Valve | 2006-04-10 | no | 2006-04-10 | no | Currently in Use | Gas (Historical Use) | 12000 | Composite | 2006-04-10 | Fiberglass Reinforced Plastic | Pressurized
10001095 | 3 | Flapper Valve | 2006-04-10 | no | 2006-04-10 | no | Currently in Use | Diesel | 12000 | Composite | 2006-04-10 | Fiberglass Reinforced Plastic | Pressurized
10001096 | 1 |  |  | no |  | no | Removed from Ground | Gas (Historical Use) | 1000 | Bare Steel | 1964-01-01 | Bare Steel | Suction (American)
10001096 | 2 |  | 1964-01-01 | no | 1964-01-01 | no | Removed from Ground | Gas (Historical Use) | 1000 | Bare Steel | 1964-01-01 | Bare Steel | Suction (American)
10001097 | 1 | Ball Float | 2006-01-26 | no | 2006-01-26 | no | Currently in Use | E-10 | 10000 | Composite | 2006-01-26 | Double-Walled Fiberglass | Pressurized
10001097 | 2 |  | 2006-01-26 | no | 2006-01-26 | no | Currently in Use | Gas (Historical Use) | 5000 | Composite | 2006-01-26 | Double-Walled Fiberglass | Pressurized
10001097 | 3 | Ball Float | 2006-12-26 | no | 2006-01-26 | no | Currently in Use | Diesel | 12000 | Composite | 2006-01-26 | Double-Walled Fiberglass | Pressurized
10001098 | 1 | Ball Float | 2005-06-28 | no | 2005-06-28 | no | Currently in Use | Regular | 12000 | Composite | 2005-06-16 | Fiberglass Reinforced Plastic | Pressurized
10001098 | 2A | Ball Float | 2005-06-28 | no | 2005-06-28 | no | Currently in Use | Premium | 8000 | Composite | 2005-06-16 | Fiberglass Reinforced Plastic | Pressurized
10001098 | 2B | Ball Float | 2005-06-28 | no | 2005-06-28 | no | Currently in Use | Diesel | 4000 | Composite | 2005-06-16 | Fiberglass Reinforced Plastic | Pressurized
10001099 | 1 |  |  | no |  | no | Removed from Ground | Not Marked/Tank Removed | 1000 | Bare Steel | 2006-02-23
10001099 | 2 |  |  | no |  | no | Removed from Ground | Not Marked/Tank Removed | 1000 | Bare Steel | 2006-02-23
10001099 | 3 |  |  | no |  | no | Removed from Ground | Not Marked/Tank Removed | 1000 | Bare Steel | 2006-02-23
10001104 | 1 | Ball Float | 2006-04-07 | no | 2006-04-07 | no | Currently in Use | Gas (Historical Use) | 20000 | Fiberglass Double Walled | 2006-04-01 | Double-Walled Flex | Pressurized
10001104 | 2 | Ball Float | 2006-04-07 | no | 2006-04-07 | no | Currently in Use | Gas (Historical Use) | 20000 | Fiberglass Double Walled | 2006-04-01 | Double-Walled Flex | Pressurized
10001104 | 3 | Ball Float | 2006-04-07 | no | 2006-04-07 | no | Currently in Use | Gas (Historical Use) | 20000 | Fiberglass Double Walled | 2006-04-01 | Double-Walled Flex | Pressurized
10001104 | 4 | Flapper Valve | 2012-02-15 | no | 2012-02-15 | no | Currently in Use | Ultrazol (Fuel Additive) | 1500 | Fiberglass Double Walled | 2012-02-15 | Double-Walled Fiberglass | Pressurized
10001106 | 1 | Ball Float | 2006-03-01 | no | 2006-03-01 | no | Currently in Use | Gas (Historical Use) | 14000 | Composite | 2005-12-01 | Double-Walled Fiberglass | Pressurized
10001106 | 2 | Ball Float | 2006-03-01 | no | 2006-03-01 | no | Currently in Use | Gas (Historical Use) | 6000 | Composite | 2005-12-01 | Double-Walled Fiberglass | Pressurized
10001109 | 329117 |  | 2006-03-03 | no | 2006-03-03 | no | Currently in Use | Gas (Historical Use) | 12000 | Fiberglass | 2006-01-23 | Double Walled | Pressurized
10001109 | 329118A |  | 2006-03-03 | no | 2006-03-03 | no | Currently in Use | Gas (Historical Use) | 8000 | Fiberglass | 2006-01-23 | Double Walled | Pressurized
10001109 | 329118B |  | 2006-03-03 | no | 2006-03-03 | no | Currently in Use | Diesel | 4000 | Fiberglass | 2006-01-23 | Double Walled | Pressurized
10001110 | P329101A | Ball Float | 2006-02-10 | no | 2006-02-10 | no | Currently in Use | Gas (Historical Use) | 8000 | Composite | 2006-01-04 | Fiberglass Reinforced Plastic | Pressurized
10001110 | P329101B | Ball Float | 2006-02-10 | no | 2006-02-10 | no | Currently in Use | Diesel | 4000 | Composite | 2006-01-04 | Fiberglass Reinforced Plastic | Pressurized
10001110 | P329103 | Ball Float | 2006-02-10 | no | 2006-02-10 | no | Currently in Use | Gas (Historical Use) | 12000 | Composite | 2006-01-04 | Fiberglass Reinforced Plastic | Pressurized
10001112 | 1 | Ball Float | 2005-12-05 | no | 2005-12-05 | no | Currently in Use | Gas (Historical Use) | 12000 | Epoxy | 2005-11-01 | Double-Walled Fiberglass | Pressurized
10001112 | 2 | Ball Float | 2005-12-05 | no | 2005-12-05 | no | Currently in Use | Gas (Historical Use) | 8000 | Epoxy | 2005-11-01 | Double-Walled Fiberglass | Pressurized
10001115 | 1 | Ball Float | 2006-02-13 | no | 2006-02-13 | no | Currently in Use | Gas (Historical Use) | 10000 | Composite | 2006-01-12 | Double-Walled Fiberglass | Pressurized
10001115 | 2 | Ball Float | 2006-02-13 | no | 2006-02-13 | no | Currently in Use | Gas (Historical Use) | 10000 | Composite | 2006-01-12 | Double-Walled Fiberglass | Pressurized
10001115 | 3 | Ball Float | 2006-02-13 | no | 2006-02-13 | no | Currently in Use | Diesel | 12000 | Composite | 2006-01-12 | Double-Walled Fiberglass | Pressurized
10001115 | 4A | Ball Float | 2006-02-13 | no | 2006-02-13 | no | Currently in Use | Gas (Historical Use) | 8000 | Composite | 2006-02-13 | Double-Walled Fiberglass | Pressurized
10001115 | 4B | Ball Float | 2006-02-13 | no | 2006-02-13 | no | Currently in Use | Diesel | 4000 | Composite | 2006-01-12 | Double-Walled Fiberglass | Pressurized
10001117 | 1 | Ball Float | 2006-03-30 | no | 2006-03-30 | no | Currently in Use | Gas (Historical Use) | 20000 | Fiberglass Double Walled | 2006-03-23 | Double-Walled Fiberglass | Pressurized
10001117 | 2A | Ball Float | 2006-03-30 | no | 2006-03-30 | no | Currently in Use | Diesel | 8000 | Fiberglass Double Walled | 2006-03-23 | Double-Walled Fiberglass | Pressurized
10001117 | 2B | Ball Float | 2006-03-30 | no | 2006-03-30 | no | Currently in Use | Gas (Historical Use) | 8000 | Fiberglass Double Walled | 2006-03-23 | Double-Walled Fiberglass | Pressurized
10001118 | 1 |  |  | no |  | no | Removed from Ground | Gas (Historical Use) | 2000 | Bare Steel | 1960-01-01 | Bare Steel
10001118 | 2 |  |  | no |  | no | Removed from Ground | Gas (Historical Use) | 3000 | Bare Steel | 1960-01-01 | Bare Steel
10001118 | 3 |  |  | no |  | no | Removed from Ground | Gas (Historical Use) | 3000 | Bare Steel | 1960-01-01 | Bare Steel
10001118 | 4 |  |  | no |  | no | Removed from Ground | Gas (Historical Use) | 3000 | Bare Steel | 1960-01-01 | Bare Steel
10001118 | 5 |  |  | no |  | no | Removed from Ground | Used Oil | 500 | Bare Steel | 1960-01-01 | Bare Steel
10001118 | 6 |  |  | no |  | no | Removed from Ground | Kerosene | 500 | Bare Steel | 1960-01-01 | Bare Steel
10001118 | 7 |  |  | no |  | no | Removed from Ground | Gas (Historical Use) | 3000 | Bare Steel | 1960-01-01 | Bare Steel
10001119 | 1 |  |  | no |  | no | Removed from Ground | Gas (Historical Use) | 2000 | Bare Steel | 1960-01-01 | Bare Steel
10001119 | 10 |  |  | no |  | no | Removed from Ground | Gas (Historical Use) | 10000 | Bare Steel | 1960-01-01 | Bare Steel
10001119 | 2 |  |  | no |  | no | Removed from Ground | Gas (Historical Use) | 2000 | Bare Steel | 1960-01-01 | Bare Steel
10001119 | 3 |  |  | no |  | no | Removed from Ground | Gas (Historical Use) | 2000 | Bare Steel | 1960-01-01 | Bare Steel
10001119 | 4 |  |  | no |  | no | Removed from Ground | Gas (Historical Use) | 2000 | Bare Steel | 1960-01-01 | Bare Steel
10001119 | 5 |  |  | no |  | no | Removed from Ground | Gas (Historical Use) | 2000 | Bare Steel | 1960-01-01 | Bare Steel
10001119 | 6 |  |  | no |  | no | Removed from Ground | Gas (Historical Use) | 2000 | Bare Steel | 1960-01-01 | Bare Steel
10001119 | 7 |  |  | no |  | no | Removed from Ground | Used Oil | 500 | Bare Steel | 1960-01-01 | Bare Steel
10001119 | 8 |  |  | no |  | no | Removed from Ground | Gas (Historical Use) | 10000 | Bare Steel | 1960-01-01 | Bare Steel
10001119 | 9 |  |  | no |  | no | Removed from Ground | Gas (Historical Use) | 10000 | Bare Steel | 1960-01-01 | Bare Steel
10001121 | 1A | Overfill Alarm | 2006-03-15 | no | 2006-03-15 | no | Currently in Use | Gas (Historical Use) | 14000 | Composite | 2006-03-15 | Fiberglass Reinforced Plastic | Pressurized
10001121 | 1B | Overfill Alarm | 2006-03-15 | no | 2006-03-15 | no | Currently in Use | Gas (Historical Use) | 6000 | Composite | 2006-03-15 | Fiberglass Reinforced Plastic | Pressurized
10001121 | 2A | Overfill Alarm | 2006-03-15 | no | 2006-03-15 | no | Currently in Use | Diesel | 10000 | Composite | 2006-03-15 | Fiberglass Reinforced Plastic | Pressurized
10001121 | 2B | Overfill Alarm | 2006-03-15 | no | 2006-03-15 | no | Currently in Use | Diesel | 5000 | Composite | 2006-03-15 | Fiberglass Reinforced Plastic | Pressurized
10001122 | 1 |  |  | no |  | no | Removed from Ground | Other | 1000 | Bare Steel | 2006-02-08 | Bare Steel
10001137 | 329129 | Ball Float | 2006-03-09 | no | 2006-03-09 | no | Currently in Use | Regular | 12000 | Fiberglass | 2006-03-09 | Double-Walled Fiberglass | Pressurized
10001137 | 329131A | Ball Float | 2006-03-09 | no | 2006-03-09 | no | Currently in Use | Premium | 8000 | Fiberglass | 2006-03-09 | Double-Walled Fiberglass | Pressurized
10001137 | 329131B | Ball Float | 2006-03-09 | no | 2006-03-09 | no | Currently in Use | Diesel | 4000 | Fiberglass | 2006-03-09 | Double-Walled Fiberglass | Pressurized
10001138 | 1 |  | 2006-06-01 | no | 2006-06-01 | no | Currently in Use | Gas (Historical Use) | 10000 | Composite | 2006-06-01 | Double Walled | Pressurized
10001138 | 2A |  | 2006-06-01 | no | 2006-06-01 | no | Currently in Use | Gas (Historical Use) | 5000 | Composite | 2006-06-01 | Double Walled | Pressurized
10001138 | 2B |  | 2006-06-01 | no | 2006-06-01 | no | Currently in Use | Diesel | 5000 | Composite | 2006-06-01 | Double Walled | Pressurized
10001142 | 1 | Ball Float | 2005-08-01 | no | 2005-08-01 | no | Currently in Use | Gas (Historical Use) | 12000 | Epoxy | 2005-08-01 | Fiberglass Reinforced Plastic | Pressurized
10001142 | 2 | Ball Float | 2005-08-01 | no | 2005-08-01 | no | Currently in Use | Gas (Historical Use) | 8000 | Epoxy | 2005-08-01 | Fiberglass Reinforced Plastic | Pressurized
10001142 | 3 | Ball Float | 2005-08-01 | no | 2005-08-01 | no | Currently in Use | Diesel | 4000 | Epoxy | 2005-08-01 | Fiberglass Reinforced Plastic | Pressurized
10001145 | 1-EAST |  |  | no |  | no | Removed from Ground | Jet Fuel | 8000 | Bare Steel | 2006-02-02 | Bare Steel
10001146 | 1 |  |  | no |  | no | Closed in Ground | Gas (Historical Use) | 3000 | Bare Steel | 2006-06-08 | Bare Steel
10001146 | 2 |  |  | no |  | no | Closed in Ground | Gas (Historical Use) | 3000 | Bare Steel | 2006-06-08 | Bare Steel
10001146 | 3 |  |  | no |  | no | Closed in Ground | Gas (Historical Use) | 3000 | Bare Steel | 2006-06-08 | Bare Steel
10001148 | 1 |  |  | no |  | no | Removed from Ground | Diesel | 550 | Bare Steel | 2006-06-06 | Bare Steel
10001148 | 2 |  |  | no |  | no | Removed from Ground | Gas (Historical Use) | 750 | Bare Steel | 2006-06-06 | Bare Steel
10001148 | 3 |  |  | no |  | no | Removed from Ground | Gas (Historical Use) | 750 | Bare Steel | 2006-06-06 | Bare Steel
10001150 | 1 | Flapper Valve | 2006-07-31 | no | 2006-07-31 | no | Currently in Use | Regular | 25000 | Fiberglass Double Walled | 2006-07-26 | Double-Walled Flex | Pressurized
10001150 | 2 | Flapper Valve | 2006-07-31 | no | 2006-07-31 | no | Currently in Use | Premium | 7000 | Fiberglass Double Walled | 2006-07-26 | Double-Walled Flex | Pressurized
10001150 | 3 | Flapper Valve | 2006-07-31 | no | 2006-07-31 | no | Currently in Use | Diesel | 8000 | Fiberglass Double Walled | 2006-07-26 | Double-Walled Flex | Pressurized
10001155 | 1 |  | 2005-07-01 | no | 2005-07-01 | no | Currently in Use | Diesel | 20000 | Fiberglass Double Walled | 2005-03-18 | Double Walled | Pressurized
10001157 | 1 |  | 2006-02-20 | no | 2006-02-20 | no | Currently in Use | New Oil | 8000 | Fiberglass Double Walled | 2006-02-15 | Double-Walled Fiberglass | Safe Suction (Euro)
10001157 | 2 |  | 2006-02-20 | no | 2006-02-20 | no | Currently in Use | Used Oil | 4000 | Fiberglass Double Walled | 2006-02-15 | Double-Walled Fiberglass | Gravity Fed
10001157 | 3 |  | 2006-02-20 | no | 2006-02-20 | no | Currently in Use | Other | 600 | Fiberglass Double Walled | 2006-02-15 | Double-Walled Fiberglass | Gravity Fed
10001158 | 1 | Flapper Valve | 1993-01-01 | no | 1993-01-01 | no | Currently in Use | Regular | 8000 | Steel-Impressed Current | 1993-01-01 | Fiberglass Reinforced Plastic | Pressurized
10001158 | 2 | Flapper Valve | 1993-01-01 | no | 1993-01-01 | no | Currently in Use | Diesel | 6000 | Steel-Impressed Current | 1993-01-01 | Fiberglass Reinforced Plastic | Pressurized
10001158 | 3 | Flapper Valve | 1993-01-01 | no | 1993-01-01 | no | Currently in Use | Premium | 6000 | Steel-Impressed Current | 1993-01-01 | Fiberglass Reinforced Plastic | Pressurized
10001161 | 1 |  | 2006-02-10 | no | 2006-02-10 | no | Currently in Use | Diesel | 8000 | Fiberglass | 2006-01-11 | Double-Walled Fiberglass | Pressurized
10001161 | 2 |  | 2006-02-10 | no | 2006-02-10 | no | Currently in Use | Diesel | 4000 | Fiberglass | 2006-01-11 | Double-Walled Fiberglass | Pressurized
10001161 | 3 |  | 2006-02-10 | no | 2006-02-10 | no | Currently in Use | Gas (Historical Use) | 10000 | Fiberglass | 2006-01-11 | Double-Walled Fiberglass | Pressurized
10001161 | 4 |  | 2006-02-10 | no | 2006-02-10 | no | Currently in Use | Gas (Historical Use) | 8000 | Fiberglass | 2006-01-11 | Double-Walled Fiberglass | Pressurized
10001163 | 1A | Ball Float | 2006-03-01 | no | 2003-03-01 | no | Currently in Use | Regular | 10000 | Composite | 2005-12-01 | Fiberglass Reinforced Plastic | Pressurized
10001163 | 1B | Ball Float | 2006-03-01 | no | 2006-03-01 | no | Currently in Use | Diesel | 5000 | Composite | 2005-12-01 | Fiberglass Reinforced Plastic | Pressurized
10001163 | 2A | Ball Float | 2006-03-01 | no | 2006-03-01 | no | Currently in Use | Premium | 8000 | Composite | 2005-12-01 | Fiberglass Reinforced Plastic | Pressurized
10001163 | 2B | Ball Float | 2006-03-01 | no | 2006-03-01 | no | Currently in Use | Diesel | 4000 | Composite | 2005-12-01 | Fiberglass Reinforced Plastic | Pressurized
10001164 | 1 | Ball Float | 2006-07-01 | no | 2006-07-01 | no | Currently in Use | Gas (Historical Use) | 8000 | Composite | 2006-06-01 | Fiberglass Reinforced Plastic | Pressurized
10001164 | 2A | Ball Float | 2006-07-01 | no | 2006-07-01 | no | Currently in Use | Diesel | 4000 | Composite | 2006-06-01 | Fiberglass Reinforced Plastic | Pressurized
10001164 | 2B | Ball Float | 2006-07-01 | no | 2006-07-01 | no | Currently in Use | Gas (Historical Use) | 4000 | Composite | 2006-06-01 | Fiberglass Reinforced Plastic | Pressurized
10001166 | 1 |  |  | no |  | no | Removed from Ground | Gas (Historical Use) | 1500 | Bare Steel | 2006-05-22
10001166 | 2 |  |  | no |  | no | Removed from Ground | Gas (Historical Use) | 1500 | Bare Steel | 2006-05-22
10001176 | 1 | Ball Float | 2006-08-01 | no | 2006-05-01 | no | Currently in Use | Gas (Historical Use) | 20000 | Fiberglass Double Walled | 2006-05-01 | Double-Walled Fiberglass | Pressurized
10001176 | 2 | Ball Float | 2006-08-01 | no | 2006-05-01 | no | Currently in Use | Gas (Historical Use) | 20000 | Fiberglass Double Walled | 2006-05-01 | Double-Walled Fiberglass | Pressurized
10001176 | 3 | Ball Float | 2006-08-01 | no | 2006-05-01 | no | Currently in Use | Gas (Historical Use) | 12000 | Fiberglass Double Walled | 2006-05-01 | Double-Walled Fiberglass | Pressurized
10001176 | 4A |  | 2017-05-12 | no | 2017-05-21 | no | Currently in Use | Gas (Historical Use) | 10000 | Fiberglass Double Walled | 2017-04-21 | Double-Walled Flex | Pressurized
10001176 | 4B |  | 2017-05-12 | no | 2017-05-12 | no | Currently in Use | Diesel | 12000 | Fiberglass Double Walled | 2017-04-21 | Double-Walled Flex | Pressurized
10001178 | 1A |  | 2000-02-01 | no | 2000-02-01 | no | Currently in Use | Gas (Historical Use) | 12000 | Composite | 2000-01-01 | Double Walled | Pressurized
10001178 | 1B |  | 2000-02-01 | no | 2000-02-01 | no | Currently in Use | Diesel On Road | 8000 | Composite | 2000-01-01 | Double Walled | Pressurized
10001179 | 1 |  | 2011-04-04 | no | 2011-04-04 | no | Temporarily out of use | Gas (Historical Use) | 10000 | Composite | 2006-09-14 | Fiberglass Reinforced Plastic | Pressurized
10001179 | 2 |  | 2011-04-04 | no | 2011-04-04 | no | Temporarily out of use | Gas (Historical Use) | 6000 | Composite | 2006-09-14 | Fiberglass Reinforced Plastic | Pressurized
10001182 | 1 |  |  | no |  | no | Removed from Ground | Gas (Historical Use) | 3000 | Unknown | 2006-07-26 | Unknown
10001182 | 2 |  |  | no |  | no | Removed from Ground | Diesel | 3000 | Unknown | 2006-07-26 | Unknown
10001182 | 3 |  |  | no |  | no | Removed from Ground | Kerosene | 550 | Unknown | 2006-07-26 | Unknown
10001183 | 1 |  |  | no |  | no | Removed from Ground | Gas (Historical Use) | 500 | Unknown | 2006-07-05 | Unknown
10001183 | 2 |  |  | no |  | no | Removed from Ground | Gas (Historical Use) | 500 | Unknown | 2006-07-05 | Unknown
10001186 | 1 | Ball Float | 2006-08-01 | no | 2006-08-01 | no | Currently in Use | Gas (Historical Use) | 10000 | Composite Double Walled | 2006-08-01 | Double-Walled Fiberglass | Pressurized
10001186 | 2 | Ball Float | 2006-08-01 | no | 2006-08-01 | no | Currently in Use | Gas (Historical Use) | 8000 | Composite Double Walled | 2006-08-01 | Double-Walled Fiberglass | Pressurized
10001186 | 3 | Ball Float | 2006-08-01 | no | 2006-08-01 | no | Currently in Use | Diesel | 4000 | Composite Double Walled | 2006-08-01 | Double-Walled Fiberglass | Pressurized
10001187 | 1 |  |  | no |  | no | Removed from Ground | Used Oil | 1000 | Unknown | 2006-07-11 | Unknown
10001188 | 1 | Ball Float | 2004-07-01 | no | 2004-07-01 | no | Currently in Use | Gas (Historical Use) | 15000 | Composite | 2004-04-20 | Double-Walled Fiberglass | Pressurized
10001188 | 2 | Ball Float | 2004-07-01 | no | 2004-07-01 | no | Currently in Use | Gas (Historical Use) | 10000 | Composite | 2004-04-20 | Double-Walled Fiberglass | Pressurized
10001188 | 3 | Ball Float | 2004-07-01 | no | 2004-07-01 | no | Currently in Use | Diesel | 5000 | Composite | 2004-04-20 | Double-Walled Fiberglass | Pressurized
10001189 | 1 |  | 2004-12-01 | no | 2004-12-01 | no | Currently in Use | Gas (Historical Use) | 12000 | Epoxy | 2004-12-30 | Fiberglass Reinforced Plastic | Pressurized
10001189 | 2 |  | 2004-12-01 | no | 2004-12-01 | no | Currently in Use | Gas (Historical Use) | 8000 | Epoxy | 2004-12-30 | Fiberglass Reinforced Plastic | Pressurized
10001189 | 3 |  | 2004-12-01 | no | 2004-12-01 | no | Currently in Use | Diesel | 4000 | Epoxy | 2004-12-30 | Fiberglass Reinforced Plastic | Pressurized
10001190 | 329201 |  | 2006-08-11 | no | 2006-08-11 | no | Currently in Use | Gas (Historical Use) | 12000 | Fiberglass | 2006-06-14 | Double-Walled Fiberglass | Pressurized
10001190 | 329203A |  | 2006-08-11 | no | 2006-08-11 | no | Currently in Use | Gas (Historical Use) | 8000 | Fiberglass | 2006-06-14 | Double-Walled Fiberglass | Pressurized
10001190 | 329203B |  | 2006-08-11 | no | 2006-08-11 | no | Currently in Use | Diesel | 4000 | Fiberglass | 2006-06-14 | Double-Walled Fiberglass | Pressurized
10001194 | 1 |  |  | no |  | no | Removed from Ground | Gas (Historical Use) | 250 | Unknown | 2005-09-22 | Unknown
10001195 | 329166 | Ball Float | 2006-05-15 | no | 2006-05-15 | no | Currently in Use | Diesel | 15000 | Epoxy | 2006-05-12 | Double Walled | Pressurized
10001195 | 329169 | Ball Float | 2006-05-15 | no | 2006-05-15 | no | Currently in Use | Premium | 10000 | Epoxy | 2006-05-12 | Double Walled | Pressurized
10001195 | 329179 | Ball Float | 2006-05-15 | no | 2006-05-16 | no | Currently in Use | Regular | 20000 | Epoxy | 2006-05-12 | Cathodically Protected | Pressurized
10001196 | P329134 | Ball Float | 2006-03-27 | no | 2006-03-27 | no | Currently in Use | Gas (Historical Use) | 20000 | Epoxy | 2006-03-26 | Fiberglass Reinforced Plastic | Pressurized
10001196 | P329138 | Ball Float | 2006-03-27 | no | 2006-03-27 | no | Currently in Use | Diesel | 4000 | Epoxy | 2006-03-27 | Fiberglass Reinforced Plastic | Pressurized
10001196 | P329151A | Ball Float | 2006-03-27 | no | 2006-03-27 | no | Currently in Use | Diesel | 8000 | Epoxy | 2006-03-27 | Fiberglass Reinforced Plastic | Pressurized
10001196 | P329151B | Ball Float | 2006-03-27 | no | 2006-03-27 | no | Currently in Use | E-10 | 4000 | Epoxy | 2006-03-27 | Fiberglass Reinforced Plastic | Pressurized
10001196 | P329152 | Ball Float | 2006-03-27 | no | 2006-03-27 | no | Currently in Use | Diesel | 12000 | Epoxy | 2006-03-27 | Fiberglass Reinforced Plastic | Pressurized
10001197 | 1A | Ball Float | 2002-06-01 | no | 2002-06-01 | no | Currently in Use | Gas (Historical Use) | 8000 | Composite | 2002-06-01 | Fiberglass Reinforced Plastic | Pressurized
10001197 | 1B | Ball Float | 2002-06-01 | no | 2002-06-01 | no | Currently in Use | Diesel | 4000 | Composite | 2002-06-01 | Fiberglass Reinforced Plastic | Pressurized
10001198 | 1 |  |  | no |  | no | Removed from Ground |  | 1000 | Bare Steel | 2006-07-24
10001198 | 2 |  |  | no |  | no | Removed from Ground |  | 1000 | Bare Steel | 2006-07-24
10001198 | 3 |  |  | no |  | no | Removed from Ground |  | 1000 | Bare Steel | 2006-07-24
10001198 | 4 |  |  | no |  | no | Removed from Ground |  | 250 | Bare Steel | 2006-07-24
10001200 | 1 | Flapper Valve | 2006-10-06 | no | 2006-10-06 | no | Currently in Use | Regular | 20000 | Fiberglass Double Walled | 2006-08-29 |  | Pressurized
10001200 | 2A | Flapper Valve | 2006-10-06 | no | 2006-10-06 | no | Currently in Use | Diesel | 12000 | Fiberglass Double Walled | 2006-08-29 |  | Pressurized
10001200 | 2B | Flapper Valve | 2006-10-06 | no | 2006-10-06 | no | Currently in Use | Premium | 8000 | Fiberglass Double Walled | 2006-08-29 |  | Pressurized
10001201 | 1 | Ball Float | 2006-10-02 | no | 2006-10-02 | no | Currently in Use | Diesel | 20000 | Composite Double Walled | 2006-09-01 | Double-Walled Fiberglass | Pressurized
10001201 | 2 | Ball Float | 2006-10-02 | no | 2006-10-02 | no | Currently in Use | Diesel | 20000 | Composite Double Walled | 2006-09-01 | Double-Walled Fiberglass | Pressurized
10001201 | 3 | Ball Float | 2006-10-02 | no | 2006-10-02 | no | Currently in Use | Diesel | 20000 | Composite Double Walled | 2006-09-01 | Double-Walled Fiberglass | Pressurized
10001201 | 4A | Ball Float | 2006-10-02 | no | 2006-10-02 | no | Currently in Use | Regular | 8000 | Composite Double Walled | 2006-09-01 | Double-Walled Fiberglass | Pressurized
10001201 | 4B | Ball Float | 2006-10-02 | no | 2006-10-02 | no | Currently in Use | Regular | 12000 | Composite Double Walled | 2006-09-01 | Double-Walled Fiberglass | Pressurized
10001201 | 5 | Ball Float | 2006-10-02 | no | 2006-10-02 | no | Currently in Use | Regular | 20000 | Composite Double Walled | 2006-09-01 | Double-Walled Fiberglass | Pressurized
10001201 | 6 | Overfill Alarm | 2012-08-12 | no | 2012-08-15 | no | Currently in Use | Diesel | 20000 | Fiberglass Double Walled | 2012-08-15 | Double-Walled Fiberglass | Pressurized
10001206 | 1 |  |  | no |  | no | Removed from Ground | Gas (Historical Use) | 250 | Unknown | 2006-08-14 | Unknown
10001211 | 1 | Flapper Valve | 2006-06-01 | no | 2006-06-01 | no | Currently in Use | Diesel | 20000 | Composite Double Walled | 2006-06-10 | Double-Walled Fiberglass | Pressurized
10001213 | 1 |  | 2006-08-01 | no | 2006-08-01 | no | Currently in Use | Gas (Historical Use) | 20000 | Epoxy | 2006-08-10 | Double-Walled Fiberglass | Pressurized
10001213 | 2 |  | 2006-08-01 | no | 2006-08-01 | no | Currently in Use | Diesel | 12000 | Epoxy | 2006-08-10 | Double-Walled Fiberglass | Pressurized
10001213 | 3 |  | 2006-08-01 | no | 2006-08-01 | no | Currently in Use | Gas (Historical Use) | 8000 | Epoxy | 2006-08-10 | Double-Walled Fiberglass | Pressurized
10001215 | 1 | Ball Float | 2004-01-01 | no | 2004-01-01 | no | Currently in Use | Regular | 15000 | Tank Jacket Double Walled | 2004-01-01 | Fiberglass Reinforced Plastic | Pressurized
10001215 | 2A | Ball Float | 2004-01-01 | no | 2004-01-01 | no | Currently in Use | Premium | 4000 | Tank Jacket Double Walled | 2004-01-01 | Fiberglass Reinforced Plastic | Pressurized
10001215 | 2B | Ball Float | 2004-01-01 | no | 2004-01-01 | no | Currently in Use | Diesel | 4000 | Tank Jacket Double Walled | 2004-01-01 | Fiberglass Reinforced Plastic | Pressurized
10001216 | 1 | Ball Float | 2006-07-01 | no | 2006-07-01 | no | Currently in Use | Regular | 8000 | Epoxy | 2006-07-01 | Fiberglass Reinforced Plastic | Pressurized
10001216 | 2 | Ball Float | 2006-07-01 | no | 2006-07-01 | no | Currently in Use | Regular | 8000 | Epoxy | 2006-07-01 | Fiberglass Reinforced Plastic | Pressurized
10001216 | 3 | Ball Float | 2006-07-01 | no | 2006-07-01 | no | Currently in Use | Premium | 6000 | Epoxy | 2006-07-01 | Fiberglass Reinforced Plastic | Pressurized
10001216 | 4 | Ball Float | 2006-07-01 | no | 2006-07-01 | no | Currently in Use | Diesel | 6000 | Epoxy | 2006-07-01 | Fiberglass Reinforced Plastic | Pressurized
10001219 | 1 |  |  | no |  | no | Removed from Ground | Not Marked/Tank Removed | 0 | Unknown | 1975-01-01 | Unknown
10001219 | 2 |  |  | no |  | no | Removed from Ground | Not Marked/Tank Removed | 0 | Unknown | 1975-01-01 | Unknown
10001220 | 1A | Ball Float | 2006-08-25 | no | 2006-08-25 | no | Currently in Use | Diesel | 4000 | Composite | 2006-08-15 | Fiberglass Reinforced Plastic | Pressurized
10001220 | 1B | Ball Float | 2006-08-25 | no | 2006-08-25 | no | Currently in Use | Kerosene | 2000 | Composite | 2006-08-15 | Fiberglass Reinforced Plastic | Pressurized
10001220 | 2A | Ball Float | 2006-08-25 | no | 2006-08-25 | no | Currently in Use | Gas (Historical Use) | 6000 | Composite | 2006-08-15 | Fiberglass Reinforced Plastic | Pressurized
10001220 | 2B | Ball Float | 2006-08-25 | no | 2006-08-25 | no | Currently in Use | Gas (Historical Use) | 2000 | Composite | 2006-08-15 | Fiberglass Reinforced Plastic | Pressurized
10001220 | 3 | Ball Float | 2006-08-25 | no | 2006-08-25 | no | Currently in Use | Diesel | 12000 | Composite | 2006-08-15 | Fiberglass Reinforced Plastic | Pressurized
10001220 | 4 | Ball Float | 2006-08-25 | no | 2006-08-25 | no | Currently in Use | Gas (Historical Use) | 12000 | Composite | 2006-08-15 | Fiberglass Reinforced Plastic | Pressurized
10001223 | 1 |  | 2006-08-15 | no | 2006-08-15 | no | Currently in Use | Gas (Historical Use) | 15000 | Composite Double Walled | 2006-08-15 | Double-Walled Fiberglass | Pressurized
10001223 | 2 |  | 2006-08-15 | no | 2006-08-15 | no | Currently in Use | Gas (Historical Use) | 8000 | Composite Double Walled | 2006-08-15 | Double-Walled Fiberglass | Pressurized
10001223 | 3 |  | 2006-08-15 | no | 2006-08-15 | no | Currently in Use | Diesel | 8000 | Composite Double Walled | 2006-08-15 | Double-Walled Fiberglass | Pressurized
10001225 | 1 | Flapper Valve | 2006-10-01 | no | 2006-10-01 | no | Currently in Use | Regular | 12000 | Composite | 2006-10-01 | Fiberglass Reinforced Plastic | Pressurized
10001225 | 2 | Flapper Valve | 2006-10-01 | no | 2006-10-01 | no | Currently in Use | Premium | 6000 | Composite | 2006-10-01 | Fiberglass Reinforced Plastic | Pressurized
10001225 | 3 | Flapper Valve | 2006-10-01 | no | 2006-10-01 | no | Currently in Use | Diesel | 6000 | Composite | 2006-10-01 | Fiberglass Reinforced Plastic | Pressurized
10001228 | DIESEL | Ball Float | 2003-09-09 | no | 2003-09-09 | no | Currently in Use | Diesel | 5000 | Composite | 2003-09-09 | Fiberglass Reinforced Plastic | Pressurized
10001228 | PREMIUM | Ball Float | 2003-09-09 | no | 2003-09-09 | no | Currently in Use | Gas (Historical Use) | 10000 | Composite | 2003-09-09 | Fiberglass Reinforced Plastic | Pressurized
10001228 | REGULAR | Ball Float | 2003-09-09 | no | 2003-09-09 | no | Currently in Use | Gas (Historical Use) | 20000 | Composite | 2003-09-09 | Fiberglass Reinforced Plastic | Pressurized
10001229 | 1 |  |  | no |  | no | Removed from Ground | Diesel | 5000 | Bare Steel | 1995-07-01
10001230 | 1 | Ball Float | 2006-09-01 | no | 2006-09-01 | no | Currently in Use | Gas (Historical Use) | 12000 | Tank Jacket | 2006-09-01 | Double-Walled Fiberglass | Pressurized
10001230 | 2 | Ball Float | 2006-09-01 | no | 2006-09-01 | no | Currently in Use | Diesel | 12000 | Tank Jacket | 2006-09-01 | Double-Walled Fiberglass | Pressurized
10001231 | 1 | Ball Float | 2006-09-01 | no | 2006-09-01 | no | Currently in Use | Gas (Historical Use) | 12000 | Tank Jacket | 2006-09-01 | Double-Walled Fiberglass | Pressurized
10001231 | 2 | Ball Float | 2006-09-01 | no | 2006-09-01 | no | Currently in Use | Diesel | 12000 | Tank Jacket | 2006-09-01 | Double-Walled Fiberglass | Pressurized
10001234 | 1 |  |  | no |  | no | Removed from Ground | Gas (Historical Use) | 10000 | Unknown | 2006-09-22 | Unknown
10001234 | 2 |  |  | no |  | no | Removed from Ground | Gas (Historical Use) | 10000 | Unknown | 2006-09-22 | Unknown
10001236 | 1 | Ball Float | 2005-08-01 | no | 2005-08-01 | no | Currently in Use | Regular | 12000 | Epoxy | 2005-08-01 | Fiberglass Reinforced Plastic | Pressurized
10001236 | 2A | Ball Float | 2005-08-01 | no | 2005-08-01 | no | Currently in Use | Premium | 5000 | Epoxy | 2005-08-01 | Fiberglass Reinforced Plastic | Pressurized
10001236 | 2B | Ball Float | 2005-08-01 | no | 2005-08-01 | no | Currently in Use | Diesel | 5000 | Epoxy | 2005-08-01 | Fiberglass Reinforced Plastic | Pressurized
10001238 | 1 | Ball Float | 2006-11-08 | no | 2006-11-08 | no | Currently in Use | Regular | 20000 | Fiberglass Double Walled | 2006-09-15 | Double-Walled Flex | Pressurized
10001238 | 2A | Ball Float | 2006-11-08 | no | 2006-11-08 | no | Currently in Use | Diesel | 12000 | Fiberglass Double Walled | 2006-09-15 | Double-Walled Flex | Pressurized
10001238 | 2B |  | 2006-11-08 | no | 2006-11-08 | no | Currently in Use | Premium | 8000 | Fiberglass Double Walled | 2006-09-15 | Double-Walled Flex | Pressurized
10001247 | 2 |  |  | no |  | no | Removed from Ground | Kerosene | 500 | Bare Steel | 1951-01-01 | Galvanized Steel
10001253 | 1 |  | 2006-12-01 | no | 2006-12-01 | no | Currently in Use | Gas (Historical Use) | 15000 | Composite | 2006-11-01 | Fiberglass Reinforced Plastic | Pressurized
10001253 | 2 |  | 2006-12-01 | no | 2006-12-01 | no | Currently in Use | Gas (Historical Use) | 5000 | Composite | 2006-11-01 | Fiberglass Reinforced Plastic | Pressurized
10001253 | 3 |  | 2006-12-01 | no | 2006-12-01 | no | Currently in Use | Diesel | 16000 | Composite | 2006-11-01 | Fiberglass Reinforced Plastic | Pressurized
10001253 | 4 |  | 2006-12-01 | no | 2006-12-01 | no | Currently in Use | Diesel | 4000 | Composite | 2006-11-01 | Fiberglass Reinforced Plastic | Pressurized
10001259 | 1 |  | 2006-10-01 | no | 2006-10-01 | no | Currently in Use | Diesel | 20000 | Fiberglass Double Walled | 2006-07-27 | Double-Walled Fiberglass | Pressurized
10001259 | 2 |  | 2006-10-01 | no | 2006-10-01 | no | Currently in Use | Diesel | 20000 | Fiberglass Double Walled | 2006-07-27 | Double-Walled Fiberglass | Pressurized
10001259 | 3 |  | 2006-10-01 | no | 2006-10-01 | no | Currently in Use | Diesel | 20000 | Fiberglass Double Walled | 2006-07-27 | Double-Walled Fiberglass | Pressurized
10001259 | 4 |  | 2006-10-01 | no | 2006-10-01 | no | Currently in Use | Gas (Historical Use) | 20000 | Fiberglass Double Walled | 2006-07-27 | Double-Walled Fiberglass | Pressurized
10001259 | 5 |  | 2006-10-01 | no | 2006-10-01 | no | Currently in Use | Gas (Historical Use) | 12000 | Fiberglass Double Walled | 2006-07-27 | Double-Walled Fiberglass | Pressurized
10001260 | 1 | Ball Float | 2006-11-20 | no | 2006-11-20 | no | Currently in Use | Gas (Historical Use) | 20000 | Composite Double Walled | 2006-11-20 | Double-Walled Fiberglass | Pressurized
10001260 | 2 | Ball Float | 2006-11-20 | no | 2006-11-20 | no | Currently in Use | Gas (Historical Use) | 12000 | Composite Double Walled | 2006-11-20 | Double-Walled Fiberglass | Pressurized
10001260 | 3 | Ball Float | 2006-11-20 | no | 2006-11-20 | no | Currently in Use | Diesel | 12000 | Composite Double Walled | 2006-11-20 | Double-Walled Fiberglass | Pressurized
10001262 | 1 |  |  | no |  | no | Removed from Ground | Gas (Historical Use) | 550 | Bare Steel | 1995-01-01
10001262 | 2 |  |  | no |  | no | Removed from Ground | Gas (Historical Use) | 550 | Bare Steel | 1995-01-01
10001262 | 3 |  |  | no |  | no | Removed from Ground | Gas (Historical Use) | 550 | Bare Steel | 1995-01-01
10001265 | 1 | Ball Float | 2005-10-26 | no | 2005-10-26 | no | Currently in Use | Gas (Historical Use) | 12000 | Fiberglass | 2005-10-26 | Fiberglass Reinforced Plastic | Pressurized
10001265 | 2 | Ball Float | 2005-10-26 | no | 2005-10-26 | no | Currently in Use | Gas (Historical Use) | 8000 | Fiberglass | 2005-10-26 | Fiberglass Reinforced Plastic | Pressurized
10001265 | 3 | Ball Float | 2005-10-26 | no | 2005-10-26 | no | Currently in Use | Diesel | 4000 | Fiberglass | 2005-10-26 | Fiberglass Reinforced Plastic | Pressurized
10001267 | 1A |  | 2006-11-01 | no | 2006-11-01 | no | Currently in Use | Diesel | 15000 | Composite Double Walled | 2006-11-01 | Double-Walled Fiberglass | Pressurized
10001267 | 1B |  | 2006-11-01 | no | 2006-11-01 | no | Currently in Use | Gas (Historical Use) | 5000 | Composite Double Walled | 2006-11-01 | Double-Walled Fiberglass | Pressurized
10001267 | 2 |  | 2006-11-01 | no | 2006-11-01 | no | Currently in Use | Diesel | 20000 | Double Walled | 2006-11-01 | Double-Walled Fiberglass | Pressurized
10001268 | 1 | Ball Float | 2006-12-01 | no | 2006-12-01 | no | Currently in Use | Gas (Historical Use) | 12000 | Composite | 2006-12-01 | Double-Walled Flex | Pressurized
10001268 | 2 | Ball Float | 2006-12-01 | no | 2006-12-01 | no | Currently in Use | Gas (Historical Use) | 8000 | Composite | 2006-12-01 | Double-Walled Flex | Pressurized
10001268 | 3 | Ball Float | 2006-12-01 | no | 2006-12-01 | no | Currently in Use | Diesel | 8000 | Composite | 2006-12-01 | Double-Walled Flex | Pressurized
10001269 | 1 |  |  | no |  | no | Removed from Ground | Gas (Historical Use) | 0 | Bare Steel | 2006-11-16 | Bare Steel
10001269 | 2 |  |  | no |  | no | Removed from Ground | Gas (Historical Use) | 0 | Bare Steel | 2007-11-16 | Bare Steel
10001270 | 1 | Ball Float | 2006-07-24 | no | 2006-07-24 | no | Currently in Use | Gas (Historical Use) | 12000 | Fiberglass | 2006-07-24 | Fiberglass Reinforced Plastic | Pressurized
10001270 | 2 | Ball Float | 2006-07-24 | no | 2006-07-24 | no | Currently in Use | Gas (Historical Use) | 6000 | Fiberglass | 2006-07-24 | Fiberglass Reinforced Plastic | Pressurized
10001270 | 3 | Ball Float | 2006-07-24 | no | 2006-07-24 | no | Currently in Use | Diesel | 6000 | Fiberglass | 2006-07-24 | Fiberglass Reinforced Plastic | Pressurized
10001272 | 1 | Ball Float | 2006-04-20 | no | 2006-04-21 | no | Currently in Use | Regular | 20000 | Fiberglass Double Walled | 2006-01-19 | Double-Walled Fiberglass | Pressurized
10001272 | 2 | Flapper Valve | 2006-04-20 | no | 2006-04-21 | no | Currently in Use | Diesel | 20000 | Fiberglass Double Walled | 2006-01-19 | Double-Walled Fiberglass | Pressurized
10001275 | 1 | Ball Float | 2005-10-01 | no | 2005-10-01 | no | Currently in Use | Gas (Historical Use) | 12000 | Composite | 2005-01-17 | Fiberglass Reinforced Plastic | Pressurized
10001275 | 2 | Ball Float | 2005-10-01 | no | 2005-10-01 | no | Currently in Use | Gas (Historical Use) | 6000 | Composite | 2005-10-17 | Fiberglass Reinforced Plastic | Pressurized
10001275 | 3 | Ball Float | 2006-01-01 | no | 2006-01-01 | no | Currently in Use | Diesel | 4000 | Composite | 2005-10-17 | Fiberglass Reinforced Plastic | Pressurized
10001276 | 1 | Ball Float | 2006-12-01 | no | 2006-12-01 | no | Currently in Use | Gas (Historical Use) | 6000 | Fiberglass | 2006-12-01 | Fiberglass Reinforced Plastic | Pressurized
10001276 | 2 | Ball Float | 2006-12-01 | no | 2006-12-01 | no | Currently in Use | Gas (Historical Use) | 4000 | Fiberglass | 2006-12-01 | Fiberglass Reinforced Plastic | Pressurized
10001276 | 3 | Ball Float | 2006-12-01 | no | 2006-12-01 | no | Currently in Use | Diesel | 6000 | Fiberglass | 2006-12-01 | Fiberglass Reinforced Plastic | Pressurized
10001277 | 1 |  | 2003-08-22 | no | 2003-08-22 | no | Currently in Use | Diesel | 15000 | Epoxy Double-Walled | 2003-08-22 | Double-Walled Fiberglass | Pressurized
10001277 | 2 |  | 2003-08-22 | no | 2003-08-22 | no | Currently in Use | Gas (Historical Use) | 10000 | Epoxy Double-Walled | 2003-08-22 | Double-Walled Fiberglass | Pressurized
10001282 | 1 | Ball Float | 2006-11-01 | no | 2006-11-01 | no | Currently in Use | Gas (Historical Use) | 20000 | Composite | 2006-11-01 | Double-Walled Flex | Pressurized
10001282 | 2A | Ball Float | 2006-11-01 | no | 2006-11-01 | no | Currently in Use | Gas (Historical Use) | 12000 | Composite | 2006-11-01 | Double-Walled Flex | Pressurized
10001282 | 2B | Ball Float | 2006-11-01 | no | 2006-11-01 | no | Currently in Use | Diesel | 8000 | Composite | 2006-11-01 | Double-Walled Flex | Pressurized
10001284 | 1 | Flapper Valve | 2006-12-12 | no | 2006-12-12 | no | Currently in Use | Gas (Historical Use) | 20000 | Fiberglass Double Walled | 2006-11-10 | Double-Walled Flex | Pressurized
10001284 | 2 | Flapper Valve | 2006-12-12 | no | 2006-12-12 | no | Currently in Use | Gas (Historical Use) | 20000 | Fiberglass Double Walled | 2006-11-10 | Double-Walled Flex | Pressurized
10001284 | 3A | Flapper Valve | 2006-12-12 | no | 2006-12-12 | no | Currently in Use | Gas (Historical Use) | 8000 | Fiberglass Double Walled | 2006-11-10 | Double-Walled Flex | Pressurized
10001284 | 3B | Flapper Valve | 2006-12-12 | no | 2006-12-12 | no | Currently in Use | Diesel | 12000 | Fiberglass Double Walled | 2006-11-10 | Double-Walled Flex | Pressurized
10001286 | 1A | Ball Float | 2007-01-01 | no | 2007-01-01 | no | Currently in Use | Premium | 4000 | Composite | 2007-01-01 | Fiberglass Reinforced Plastic | Pressurized
10001286 | 1B | Ball Float | 2007-01-01 | no | 2007-01-01 | no | Currently in Use | Diesel | 4000 | Composite | 2007-01-01 | Fiberglass Reinforced Plastic | Pressurized
10001286 | 2A | Ball Float | 2007-01-01 | no | 2007-01-01 | no | Currently in Use | Regular | 8000 | Composite | 2007-01-01 | Fiberglass Reinforced Plastic | Pressurized
10001286 | 2B | Ball Float | 2007-01-01 | no | 2007-01-01 | no | Currently in Use | Diesel Off Road | 4000 | Composite | 2007-01-01 | Fiberglass Reinforced Plastic | Pressurized
10001287 | 1 | Ball Float | 2007-01-01 | no | 2007-01-01 | no | Currently in Use | Regular | 12000 | Epoxy | 2006-12-01 | Fiberglass Reinforced Plastic | Pressurized
10001287 | 2 | Ball Float | 2007-01-01 | no | 2007-01-01 | no | Currently in Use | Premium | 6000 | Epoxy | 2006-12-01 | Fiberglass Reinforced Plastic | Pressurized
10001287 | 3 | Ball Float | 2007-01-01 | no | 2007-01-01 | no | Currently in Use | Diesel | 6000 | Epoxy | 2006-12-01 | Fiberglass Reinforced Plastic | Pressurized
10001290 | 1 |  |  | no |  | no | Removed from Ground | Diesel | 1500 | Unknown | 1986-01-01 | Unknown
10001291 | 1 |  |  | no |  | no | Removed from Ground | Gas (Historical Use) | 500 | Unknown | 2006-12-19 | Unknown
10001293 | 1 |  |  | no |  | no | Removed from Ground | Gas (Historical Use) | 2000 | Unknown | 2007-01-12
10001293 | 2 |  |  | no |  | no | Removed from Ground | Used Oil | 500 | Unknown | 2007-01-12
10001293 | 3 |  |  | no |  | no | Removed from Ground | Gas (Historical Use) | 2000 | Unknown | 2007-04-24
10001293 | 4 |  |  | no |  | no | Removed from Ground | Gas (Historical Use) | 1500 | Unknown | 2007-04-24
10001293 | 5 |  |  | no |  | no | Removed from Ground | Gas (Historical Use) | 1500 | Unknown | 2007-04-24
10001295 | 1A | Ball Float | 2006-06-01 | no | 2006-06-01 | no | Currently in Use | Gas (Historical Use) | 15000 | Composite | 2006-06-01 | Fiberglass Reinforced Plastic | Pressurized
10001295 | 1B | Ball Float | 2006-06-01 | no | 2006-06-01 | no | Currently in Use | Gas (Historical Use) | 5000 | Composite | 2006-06-01 | Fiberglass Reinforced Plastic | Pressurized
10001295 | 2A | Ball Float | 2006-06-01 | no | 2006-06-01 | no | Currently in Use | Diesel | 8000 | Composite | 2006-06-01 | Fiberglass Reinforced Plastic | Pressurized
10001295 | 2B | Ball Float | 2006-06-01 | no | 2006-06-01 | no | Currently in Use | Diesel | 4000 | Composite | 2006-06-01 | Fiberglass Reinforced Plastic | Pressurized
10001297 | 1 | Ball Float | 2007-01-01 | no | 2007-01-01 | no | Removed from Ground | Gas (Historical Use) | 15000 | Composite | 2007-01-01 | Fiberglass Reinforced Plastic | Pressurized
10001297 | 2 | Ball Float | 2007-01-01 | no | 2007-01-01 | no | Removed from Ground | Gas (Historical Use) | 8000 | Composite | 2007-01-01 | Fiberglass Reinforced Plastic | Pressurized
10001297 | 3 | Ball Float | 2007-01-01 | no | 2007-01-01 | no | Removed from Ground | Diesel | 7000 | Composite | 2007-01-01 | Fiberglass Reinforced Plastic | Pressurized
10001298 | 1 |  | 2007-02-01 | no | 2007-02-01 | no | Currently in Use | Gas (Historical Use) | 10000 | Composite | 2006-12-01 | Fiberglass Reinforced Plastic | Pressurized
10001298 | 2 |  | 2006-02-01 | no | 2006-02-01 | no | Currently in Use | Gas (Historical Use) | 10000 | Composite | 2006-12-01 | Fiberglass Reinforced Plastic | Pressurized
10001298 | 3A |  | 2007-02-01 | no | 2007-02-01 | no | Currently in Use | Diesel | 6000 | Composite | 2006-12-01 | Fiberglass Reinforced Plastic | Safe Suction (Euro)
10001298 | 3B |  | 2007-02-01 | no | 2007-02-01 | no | Currently in Use | Diesel | 4000 | Composite | 2006-12-01 | Fiberglass Reinforced Plastic | Safe Suction (Euro)
10001301 | 1A |  | 2005-12-01 | no | 2005-12-01 | no | Temporarily out of use | Gas (Historical Use) | 2500 | Galvanic (STIP-3) | 2005-12-01 | Fiberglass Reinforced Plastic | Safe Suction (Euro)
10001301 | 1B |  | 2005-12-01 | no | 2005-12-01 | no | Temporarily out of use | Diesel | 2500 | Galvanic (STIP-3) | 2005-12-01 | Fiberglass Reinforced Plastic | Safe Suction (Euro)
10001303 | 1 |  |  | no |  | no | Removed from Ground | Used Oil | 275 | Bare Steel | 2006-06-07
10001304 | 1 |  | 2006-12-15 | no | 2006-12-15 | no | Currently in Use | Gas (Historical Use) | 10000 | Epoxy | 2006-12-15 | Double-Walled Flex | Pressurized
10001304 | 2 |  | 2006-12-15 | no | 2006-12-15 | no | Currently in Use | Gas (Historical Use) | 8000 | Epoxy | 2006-12-15 | Double-Walled Flex | Pressurized
10001304 | 3 |  | 2006-12-15 | no | 2006-12-15 | no | Currently in Use | Diesel | 10000 | Epoxy | 2006-12-15 | Double-Walled Flex | Pressurized
10001304 | 4 |  | 2006-12-15 | no | 2006-12-15 | no | Currently in Use | Diesel | 8000 | Epoxy | 2006-12-15 | Double-Walled Flex | Pressurized
10001304 | 5 | Ball Float | 2014-03-01 | no | 2014-03-01 | no | Currently in Use | Diesel | 5000 | Composite Double Walled | 2014-03-01 | Double-Walled Fiberglass | Pressurized
10001307 | 1 |  |  | no |  | no | Removed from Ground | Gas (Historical Use) | 550 | Unknown |  | Unknown
10001307 | 2 |  |  | no |  | no | Removed from Ground | Gas (Historical Use) | 550 | Unknown |  | Unknown
10001308 | 1A | Ball Float | 2007-03-01 | no | 2007-03-01 | no | Currently in Use | Diesel | 6000 | Tank Jacket | 2006-11-01 | Double-Walled Fiberglass | Pressurized
10001308 | 1B | Ball Float | 2007-03-01 | no | 2007-03-01 | no | Currently in Use | Diesel | 6000 | Tank Jacket | 2006-11-01 | Double-Walled Fiberglass | Pressurized
10001308 | 1C | Ball Float | 2007-03-01 | no | 2007-03-01 | no | Currently in Use | E-85 | 8000 | Tank Jacket | 2006-11-01 | Double-Walled Fiberglass | Pressurized
10001308 | 2A | Ball Float | 2007-03-01 | no | 2007-03-01 | no | Currently in Use | Gas (Historical Use) | 15000 | Tank Jacket | 2006-11-01 | Double-Walled Fiberglass | Pressurized
10001308 | 2B | Ball Float | 2007-03-01 | no | 2007-03-01 | no | Currently in Use | Gas (Historical Use) | 5000 | Tank Jacket | 2006-11-01 | Double-Walled Fiberglass | Pressurized
10001309 | 1 |  | 2006-11-01 | no | 2006-11-01 | no | Currently in Use | Jet Fuel | 20000 | Fiberglass | 2006-11-01 | Steel/FG Secondary containment | Pressurized
10001309 | 2 |  | 2006-11-01 | no | 2006-11-01 | no | Currently in Use | Jet Fuel | 20000 | Fiberglass | 2006-11-01 | Steel/FG Secondary containment | Pressurized
10001316 | 6 |  |  | no |  | no | Removed from Ground | Gas (Historical Use) | 0 | Unknown | 2004-03-30 | Unknown
10001316 | 7 |  |  | no |  | no | Removed from Ground | Gas (Historical Use) | 0 | Unknown | 2004-03-30 | Unknown
10001319 | 1 | Ball Float | 2006-07-10 | no | 2006-07-10 | no | Currently in Use | Gas (Historical Use) | 12000 | Composite | 2006-07-10 | Fiberglass Reinforced Plastic | Pressurized
10001319 | 2 |  | 2006-07-10 | no | 2006-07-10 | no | Currently in Use | Gas (Historical Use) | 10000 | Composite | 2006-07-10 | Fiberglass Reinforced Plastic | Pressurized
10001319 | 3 |  | 2006-07-10 | no | 2006-07-10 | no | Currently in Use | Diesel | 12000 | Composite | 2006-07-10 | Fiberglass Reinforced Plastic | Pressurized
10001320 | 1 |  |  | no |  | no | Removed from Ground |  | 0 | Unknown
10001321 | 1 | Ball Float | 2002-08-01 | no | 2002-08-01 | no | Temporarily out of use | Diesel | 12000 | Composite | 2002-08-01 | Fiberglass Reinforced Plastic | Pressurized
10001323 | 1 |  | 2012-01-06 | no | 2012-01-06 | no | Currently in Use | Diesel | 500 | Fiberglass | 1989-01-01 | Secondary Containment | Pressurized
10001324 | 1 |  | 2007-03-21 | no | 2007-03-21 | no | Currently in Use | Gas (Historical Use) | 20000 | Fiberglass Double Walled | 2007-03-01 | Double-Walled Fiberglass | Pressurized
10001324 | 2 |  | 2007-03-21 | no | 2007-03-21 | no | Currently in Use | Gas (Historical Use) | 12000 | Fiberglass Double Walled | 2007-03-01 | Double-Walled Fiberglass | Pressurized
10001324 | 3 |  | 2007-03-21 | no | 2007-03-21 | no | Currently in Use | Diesel | 12000 | Fiberglass Double Walled | 2007-03-01 | Double-Walled Fiberglass | Pressurized
10001328 | 1 | Flapper Valve | 2007-04-05 | no | 2007-04-02 | no | Currently in Use | Gas (Historical Use) | 15000 | Fiberglass Double Walled | 2007-03-15 | Double-Walled Fiberglass | Pressurized
10001328 | 2A | Flapper Valve | 2007-04-05 | no | 2007-04-02 | no | Currently in Use | Gas (Historical Use) | 10000 | Fiberglass Double Walled | 2007-03-15 | Double-Walled Fiberglass | Pressurized
10001328 | 2B | Flapper Valve | 2007-04-05 | no | 2007-04-02 | no | Currently in Use | Diesel | 5000 | Fiberglass Double Walled | 2007-03-15 | Double-Walled Fiberglass | Pressurized
10001329 | 1 | Flapper Valve | 2006-11-11 | no | 2006-11-11 | no | Currently in Use | Gas (Historical Use) | 6000 | Epoxy | 2006-11-11 | Fiberglass Reinforced Plastic | Pressurized
10001329 | 2 | Flapper Valve | 2006-11-11 | no | 2006-11-11 | no | Currently in Use | Gas (Historical Use) | 6000 | Epoxy | 2006-11-11 | Fiberglass Reinforced Plastic | Pressurized
10001329 | 3 | Flapper Valve | 2006-11-11 | no | 2006-11-11 | no | Currently in Use | Diesel | 6000 | Epoxy | 2006-11-11 | Fiberglass Reinforced Plastic | Pressurized
10001331 | 1 | Flapper Valve | 2007-03-12 | no | 2007-06-26 | no | Currently in Use | Regular | 25000 | Fiberglass Double Walled | 2007-03-05 | Double-Walled Flex | Pressurized
10001331 | 2 | Flapper Valve | 2007-03-12 | no | 2007-06-26 | no | Currently in Use | Premium | 7000 | Fiberglass Double Walled | 2007-03-05 | Double-Walled Flex | Pressurized
10001331 | 3 | Flapper Valve | 2007-03-12 | no | 2007-03-12 | no | Currently in Use | Diesel | 5000 | Fiberglass Double Walled | 2007-03-05 | Double-Walled Flex | Pressurized
10001331 | 4 | Flapper Valve | 2007-03-12 | no | 2007-03-12 | no | Currently in Use | Diesel | 5000 | Fiberglass Double Walled | 2007-03-05 | Double-Walled Flex | Pressurized
10001335 | 1 |  |  | no |  | no | Removed from Ground | Gas (Historical Use) | 10000 | Unknown | 2007-02-03
10001335 | 2 |  |  | no |  | no | Removed from Ground | Gas (Historical Use) | 8000 | Unknown | 2007-02-03
10001335 | 3 |  |  | no |  | no | Removed from Ground | Gas (Historical Use) | 8000 | Unknown | 2007-02-03
10001337 | 1A |  | 2007-05-07 | no | 2007-05-07 | no | Temporarily out of use | Gas (Historical Use) | 6000 | Fiberglass Double Walled | 2007-05-01 | Secondary Containment | Pressurized
10001337 | 1B |  | 2007-05-07 | no | 2007-05-07 | no | Temporarily out of use | Diesel | 6000 | Fiberglass Double Walled | 2007-05-01 | Secondary Containment | Pressurized
10001338 | 1 | Ball Float | 2007-04-30 | no | 2007-04-30 | no | Currently in Use | Regular | 4000 | Composite Double Walled | 2007-04-30 | Double-Walled Fiberglass | Safe Suction (Euro)
10001340 | 1 | Flapper Valve | 2007-04-11 | no | 2007-04-11 | no | Currently in Use | Gas (Historical Use) | 20000 | Fiberglass Double Walled | 2007-02-09 | Double-Walled Fiberglass | Pressurized
10001340 | 2A | Flapper Valve | 2007-04-11 | no | 2007-04-11 | no | Currently in Use | Diesel | 8000 | Fiberglass Double Walled | 2007-02-09 | Double-Walled Fiberglass | Pressurized
10001340 | 2B | Flapper Valve | 2007-04-11 | no | 2007-04-11 | no | Currently in Use | Gas (Historical Use) | 8000 | Fiberglass Double Walled | 2007-02-09 | Double-Walled Fiberglass | Pressurized
10001341 | 1A |  | 2007-04-05 | no | 2007-04-05 | no | Currently in Use | Diesel | 8000 | Fiberglass Double Walled | 2007-03-08 | Double Walled/Sec. Containment | Pressurized
10001341 | 1B |  | 2007-04-05 | no | 2007-04-05 | no | Currently in Use | Gas (Historical Use) | 8000 | Fiberglass Double Walled | 2007-03-08 | Double Walled/Sec. Containment | Pressurized
10001341 | A.106040 |  | 2007-04-05 | no | 2007-04-05 | no | Currently in Use | Gas (Historical Use) | 20000 | Fiberglass Double Walled | 2007-03-08 | Double Walled/Sec. Containment | Pressurized
10001343 | 1 |  |  | no |  | no | Removed from Ground | Used Oil | 1000 | Bare Steel | 1982-01-01 | Bare Steel
10001346 | 1 | Ball Float | 2007-01-02 | no | 2007-01-02 | no | Currently in Use | Gas (Historical Use) | 12000 | Composite | 2006-12-15 | Fiberglass Reinforced Plastic | Pressurized
10001346 | 2 | Ball Float | 2007-01-02 | no | 2007-01-02 | no | Currently in Use | Diesel | 12000 | Composite | 2006-12-15 | Fiberglass Reinforced Plastic | Pressurized
10001346 | 3 | Ball Float | 2007-01-02 | no | 2007-01-02 | no | Currently in Use | Gas (Historical Use) | 8000 | Composite | 2006-12-15 | Fiberglass Reinforced Plastic | Pressurized
10001346 | 4 | Ball Float | 2007-01-02 | no | 2007-01-02 | no | Currently in Use | Diesel | 4000 | Composite | 2006-12-15 | Fiberglass Reinforced Plastic | Pressurized
10001346 | 5 | Flapper Valve | 2007-01-02 | no | 2007-01-02 | no | Currently in Use | Gas (Historical Use) | 2000 | Composite | 2006-12-15 | Fiberglass Reinforced Plastic | Safe Suction (Euro)
10001346 | 6 | Flapper Valve | 2007-01-02 | no | 2007-01-02 | no | Currently in Use | Kerosene | 2000 | Composite | 2006-12-15 | Fiberglass Reinforced Plastic | Safe Suction (Euro)
10001347 | 1 | Flapper Valve | 2000-06-01 | no | 2000-06-01 | no | Currently in Use | Gas (Historical Use) | 12000 | Fiberglass | 2004-06-01 | Flex
10001348 | 1 | Flapper Valve | 2007-03-15 | no | 2007-03-15 | no | Currently in Use | Gas (Historical Use) | 12000 | Composite | 2007-01-15 | Fiberglass Reinforced Plastic | Pressurized
10001348 | 2 | Flapper Valve | 2007-03-15 | no | 2007-03-15 | no | Currently in Use | Gas (Historical Use) | 8000 | Composite | 2007-01-15 | Double-Walled Fiberglass | Pressurized
10001348 | 3 | Flapper Valve | 2007-03-15 | no | 2007-03-15 | no | Currently in Use | Diesel | 4000 | Composite | 2007-01-15 | Fiberglass Reinforced Plastic | Pressurized
10001349 | 1 |  |  | no |  | no | Removed from Ground | Gas (Historical Use) | 1000 | Bare Steel | 1985-01-01 | Galvanized Steel
10001349 | 2 |  |  | no |  | no | Removed from Ground | Gas (Historical Use) | 1000 | Bare Steel | 1985-01-01 | Galvanized Steel
10001350 | 1 |  |  | no |  | no | Removed from Ground | Not Marked/Tank Removed | 550 | Bare Steel | 2007-05-10
10001350 | 2 |  |  | no |  | no | Removed from Ground | Not Marked/Tank Removed | 550 | Bare Steel | 2007-05-10
10001350 | 3 |  |  | no |  | no | Removed from Ground | Not Marked/Tank Removed | 550 | Bare Steel | 2007-05-10
10001355 | P797028A | Ball Float | 2007-05-19 | no | 2007-05-19 | no | Currently in Use | Premium | 8000 | Fiberglass | 2007-01-31 | Double-Walled Fiberglass | Pressurized
10001355 | P797028B | Ball Float | 2007-05-19 | no | 2007-05-19 | no | Currently in Use | Diesel | 4000 | Fiberglass | 2007-01-31 | Double-Walled Fiberglass | Pressurized
10001355 | P797029 | Ball Float | 2007-05-19 | no | 2007-05-19 | no | Currently in Use | Regular | 12000 | Fiberglass | 2007-01-31 | Double-Walled Fiberglass | Pressurized
10001356 | 9770112 |  | 2007-05-04 | no | 2007-05-04 | no | Currently in Use | Gas (Historical Use) | 15000 | Composite | 2007-02-12 | Double-Walled Fiberglass | Pressurized
10001356 | P770117A |  | 2007-05-04 | no | 2007-05-04 | no | Currently in Use | Gas (Historical Use) | 8000 | Composite | 2007-02-12 | Double-Walled Fiberglass | Pressurized
10001356 | P770117B |  | 2007-05-04 | no | 2007-05-04 | no | Currently in Use | Diesel | 4000 | Composite | 2007-02-12 | Double-Walled Fiberglass | Pressurized
10001357 | 1 |  |  | no |  | no | Removed from Ground |  | 3000 | Unknown | 1979-01-01
10001357 | 2 |  |  | no |  | no | Removed from Ground |  | 3000 | Unknown | 1979-01-01
10001360 | 1 |  |  | no |  | no | Removed from Ground | Gas (Historical Use) | 500 | Bare Steel | 2007-03-01 | Bare Steel
10001368 | 106069 | Flapper Valve | 2007-05-21 | no | 2007-05-21 | no | Currently in Use | Gas (Historical Use) | 20000 | Fiberglass Double Walled | 2007-04-26 | Double-Walled Flex | Pressurized
10001368 | 1A | Flapper Valve | 2007-05-21 | no | 2007-05-21 | no | Currently in Use | Diesel | 8000 | Fiberglass Double Walled | 2007-04-26 | Double-Walled Flex | Pressurized
10001368 | 1B | Flapper Valve | 2007-05-21 | no | 2007-05-21 | no | Currently in Use | Gas (Historical Use) | 8000 | Fiberglass Double Walled | 2007-04-26 | Double-Walled Flex | Pressurized
10001369 | 1 |  |  | no |  | no | Removed from Ground | Diesel | 500 | Fiberglass | 2007-05-16 | Bare Steel
10001371 | 1 |  |  | no |  | no | Removed from Ground | Gas (Historical Use) | 1000 | Bare Steel | 2007-03-06
10001371 | 2 |  |  | no |  | no | Removed from Ground | Gas (Historical Use) | 1000 | Bare Steel | 2007-03-06
10001371 | 3 |  |  | no |  | no | Removed from Ground | Gas (Historical Use) | 500 | Bare Steel | 2007-03-06
10001371 | 4 |  |  | no |  | no | Removed from Ground | Gas (Historical Use) | 500 | Bare Steel | 2007-03-06
10001371 | 5 |  |  | no |  | no | Removed from Ground | Gas (Historical Use) | 500 | Bare Steel | 2007-03-06
10001372 | 1 | Ball Float | 2007-06-01 | no | 2007-06-01 | no | Currently in Use | Gas (Historical Use) | 3000 | Epoxy | 2007-07-01 | Fiberglass Reinforced Plastic | Safe Suction (Euro)
10001372 | 2 |  | 2007-06-01 | no | 2007-06-01 | no | Currently in Use | Diesel | 3000 | Epoxy | 2007-06-01 | Fiberglass Reinforced Plastic | Safe Suction (Euro)
10001373 | 1 |  | 2007-07-10 | no | 2007-07-10 | no | Currently in Use | Gas (Historical Use) | 12000 | Composite | 2007-07-10 | Fiberglass Reinforced Plastic | Pressurized
10001373 | 2A |  | 2007-07-10 | no | 2007-07-10 | no | Currently in Use | Gas (Historical Use) | 6000 | Composite | 2007-07-10 | Fiberglass Reinforced Plastic | Pressurized
10001373 | 2B |  | 2007-07-10 | no | 2007-07-10 | no | Currently in Use | Diesel | 4000 | Composite | 2007-07-10 | Fiberglass Reinforced Plastic | Pressurized
10001374 | 1 | Flapper Valve | 2007-06-13 | no | 2007-08-14 | no | Currently in Use | Regular | 25000 | Fiberglass Double Walled | 2007-06-06 | Double-Walled Flex | Pressurized
10001374 | 2 | Flapper Valve | 2007-06-13 | no | 2007-08-14 | no | Currently in Use | Premium | 7000 | Fiberglass Double Walled | 2007-06-06 | Double-Walled Flex | Pressurized
10001374 | 3 | Flapper Valve | 2007-03-13 | no | 2007-08-14 | no | Currently in Use | Diesel | 5000 | Fiberglass Double Walled | 2007-06-06 | Double-Walled Flex | Pressurized
10001374 | 4 | Flapper Valve | 2007-06-13 | no | 2007-08-14 | no | Currently in Use | Diesel | 5000 | Fiberglass Double Walled | 2007-06-06 | Double-Walled Flex | Pressurized
10001375 | 1 | Ball Float | 2007-03-25 | no | 2007-03-25 | no | Currently in Use | Gas (Historical Use) | 12000 | Composite | 2007-03-01 | Double-Walled Fiberglass | Pressurized
10001375 | 2 | Ball Float | 2007-03-25 | no | 2007-03-25 | no | Currently in Use | Gas (Historical Use) | 8000 | Composite | 2007-03-01 | Double-Walled Fiberglass | Pressurized
10001375 | 3 | Ball Float | 2007-03-25 | no | 2007-03-25 | no | Currently in Use | Diesel | 4000 | Composite | 2007-03-01 | Double-Walled Fiberglass | Pressurized
10001377 | 1 |  | 2007-08-13 | no | 2007-08-13 | no | Currently in Use | Gas (Historical Use) | 20000 | Composite Double Walled | 2007-07-26 | Double-Walled Fiberglass | Pressurized
10001377 | 2 |  | 2007-08-13 | no | 2007-08-13 | no | Currently in Use | Gas (Historical Use) | 12000 | Composite Double Walled | 2007-07-26 | Double-Walled Fiberglass | Pressurized
10001377 | 3 |  | 2007-08-13 | no | 2007-08-13 | no | Currently in Use | Diesel | 12000 | Composite Double Walled | 2007-07-26 | Double-Walled Fiberglass | Pressurized
10001384 | 1 | Ball Float | 2003-03-04 | no | 2003-03-04 | no | Currently in Use | Gas (Historical Use) | 15000 | Composite | 2003-03-04 | Double-Walled Flex | Pressurized
10001384 | 2A | Ball Float | 2003-03-04 | no | 2003-03-04 | no | Currently in Use | Gas (Historical Use) | 10000 | Composite | 2003-03-04 | Double-Walled Flex | Pressurized
10001384 | 2B | Ball Float | 2003-03-04 | no | 2003-03-04 | no | Currently in Use | Diesel | 6000 | Composite | 2003-03-04 | Double-Walled Flex | Pressurized
10001384 | 2C | Ball Float | 2003-03-04 | no | 2003-03-04 | no | Currently in Use | Kerosene | 4000 | Composite | 2003-03-04 | Double-Walled Flex | Pressurized
10001386 | 1 | Ball Float | 2006-06-01 | no | 2006-06-01 | no | Currently in Use | Gas (Historical Use) | 20000 | Composite | 2006-06-01 | Fiberglass Reinforced Plastic | Pressurized
10001386 | 2A | Ball Float | 2006-06-01 | no | 2006-06-01 | no | Currently in Use | Diesel | 8000 | Composite | 2006-06-01 | Fiberglass Reinforced Plastic | Pressurized
10001386 | 2B | Ball Float | 2006-06-01 | no | 2006-06-01 | no | Currently in Use | Gas (Historical Use) | 12000 | Composite | 2006-06-01 | Fiberglass Reinforced Plastic | Pressurized
10001386 | 3 | Ball Float | 2006-06-01 | no | 2006-06-01 | no | Currently in Use | Diesel | 10000 | Composite | 2006-06-01 | Fiberglass Reinforced Plastic | Pressurized
10001387 | 1A |  | 2007-05-25 | no | 2007-05-25 | no | Currently in Use | Diesel | 8000 | Fiberglass Double Walled | 2007-05-17 | Double Walled/Sec. Containment | Pressurized
10001387 | 1B |  | 2007-05-25 | no | 2007-05-25 | no | Currently in Use | Gas (Historical Use) | 8000 | Fiberglass Double Walled | 2007-05-17 | Double Walled/Sec. Containment | Pressurized
10001387 | A.106121 | Ball Float | 2007-05-25 | no | 2007-05-25 | no | Currently in Use | Regular | 20000 | Fiberglass Double Walled | 2007-05-17 | Double-Walled Fiberglass | Pressurized
10001390 | 1 |  |  | no |  | no | Removed from Ground | Gas (Historical Use) | 1000 | Bare Steel | 2007-04-17 | Bare Steel
10001390 | 2 |  |  | no |  | no | Removed from Ground | Gas (Historical Use) | 1000 | Unknown | 2007-04-17 | Bare Steel
10001393 | 1 |  |  | no |  | no | Removed from Ground | Not Marked/Tank Removed | 500 | Bare Steel | 2007-01-22 | Bare Steel
10001393 | 2 |  |  | no |  | no | Removed from Ground | Not Marked/Tank Removed | 500 | Bare Steel | 2007-01-22 | Bare Steel
10001393 | 3 |  |  | no |  | no | Removed from Ground | Not Marked/Tank Removed | 500 | Bare Steel | 2007-01-22 | Bare Steel
10001393 | 4 |  |  | no |  | no | Removed from Ground | Not Marked/Tank Removed | 500 | Bare Steel | 2007-01-22 | Bare Steel
10001396 | 1 |  |  | no |  | no | Removed from Ground |  | 0 | Unknown
10001397 | 1 | Overfill Alarm | 2007-03-30 | no | 2007-03-30 | no | Currently in Use | Diesel | 20000 | Fiberglass Double Walled | 2007-03-30 | Double-Walled Flex | Pressurized
10001397 | 2 | Flapper Valve | 2007-03-30 | no | 2007-03-30 | no | Currently in Use | Regular | 12000 | Fiberglass Double Walled | 2007-03-30 | Double-Walled Flex | Pressurized
10001400 | 1 |  |  | no |  | no | Removed from Ground | Not Marked/Tank Removed | 550 | Bare Steel | 2007-06-21
10001400 | 2 |  |  | no |  | no | Removed from Ground | Not Marked/Tank Removed | 550 | Bare Steel | 2007-06-21
10001400 | 3 |  |  | no |  | no | Removed from Ground |  | 3000 | Bare Steel | 2007-06-21 | Galvanized Steel
10001400 | 4 |  |  | no |  | no | Removed from Ground | Not Marked | 1000 | Bare Steel | 2007-06-21
10001402 | 1 |  | 2007-04-01 | no | 2007-04-01 | no | Currently in Use | Gas (Historical Use) | 12000 | Composite | 2007-04-24 | Double-Walled Fiberglass | Pressurized
10001402 | 2 |  | 2007-04-01 | no | 2007-04-01 | no | Currently in Use | Gas (Historical Use) | 8000 | Composite | 2007-04-24 | Double-Walled Fiberglass | Pressurized
10001402 | 3 |  | 2007-04-01 | no | 2007-04-01 | no | Currently in Use | Diesel | 8000 | Composite | 2007-04-24 | Double-Walled Fiberglass | Pressurized
10001402 | 4 |  | 2007-04-01 | no | 2007-04-01 | no | Currently in Use | Diesel | 8000 | Composite | 2007-04-24 | Double-Walled Fiberglass | Pressurized
10001403 | 1 |  |  | no |  | no | Removed from Ground | Kerosene | 500 | Bare Steel | 2007-07-03
10001405 | 1 | Flapper Valve | 1998-09-04 | no | 1998-09-04 | no | Currently in Use | Diesel | 8000 | Fiberglass | 1998-09-04 | Fiberglass Reinforced Plastic | Safe Suction (Euro)
10001405 | 2 | Flapper Valve | 1998-09-04 | no | 1998-09-04 | no | Currently in Use | Diesel | 3000 | Fiberglass | 1998-09-04 | Fiberglass Reinforced Plastic | Safe Suction (Euro)
10001405 | 3 | Flapper Valve | 2014-05-31 | no | 2014-05-29 | no | Currently in Use | Gas (Historical Use) | 8000 | Composite Double Walled | 2014-08-29 | Double-Walled Fiberglass | Safe Suction (Euro)
10001409 | 1 |  | 2007-08-01 | no | 2007-08-01 | no | Currently in Use | Gas (Historical Use) | 10000 | Composite Double Walled | 2007-07-01 | Double-Walled Fiberglass | Pressurized
10001409 | 2 |  | 2007-08-01 | no | 2007-08-01 | no | Currently in Use | Gas (Historical Use) | 5000 | Composite Double Walled | 2007-07-01 | Double-Walled Fiberglass | Pressurized
10001410 | 1 |  |  | no |  | no | Removed from Ground | Not Marked/Tank Removed | 0 | Unknown |  | Unknown
10001410 | 2 |  |  | no |  | no | Removed from Ground | Not Marked/Tank Removed | 0 | Unknown
10001411 | 1 |  |  | no |  | no | Closed in Ground |  | 0 | Bare Steel | 1957-01-01
10001411 | 2 |  |  | no |  | no | Closed in Ground |  | 0 | Bare Steel | 1957-01-01
10001411 | 3 |  |  | no |  | no | Closed in Ground |  | 0 | Bare Steel | 1957-01-01
10001411 | 4 |  |  | no |  | no | Closed in Ground |  | 0 | Bare Steel | 1957-01-01
10001411 | 5 |  |  | no |  | no | Closed in Ground |  | 0 | Bare Steel | 1957-01-01
10001413 | 1 |  | 2007-08-31 | no | 2007-08-31 | no | Currently in Use | Diesel | 6000 | Composite Double Walled | 2007-08-31 | Copper | Safe Suction (Euro)
10001414 | 1 | Ball Float | 2007-08-24 | no | 2007-08-24 | yes | Currently in Use | Regular | 15000 | Composite Double Walled | 2007-08-22 | Double-Walled Flex | Pressurized
10001414 | 2A | Ball Float | 2007-08-24 | no | 2007-08-24 | yes | Currently in Use | Premium | 8000 | Composite Double Walled | 2007-08-22 | Double-Walled Flex | Pressurized
10001414 | 2B | Ball Float | 2007-08-24 | no | 2007-08-24 | yes | Currently in Use | Diesel | 4000 | Composite Double Walled | 2007-08-22 | Double-Walled Flex | Pressurized
10001419 | 1 |  | 2007-07-01 | no | 2007-07-01 | no | Currently in Use | Gas (Historical Use) | 8000 | Double Walled | 2007-07-01 | Double Walled | Pressurized
10001419 | 2 |  | 2007-07-01 | no | 2007-07-01 | no | Currently in Use | Gas (Historical Use) | 4000 | Double Walled | 2007-07-01 | Double Walled | Pressurized
10001421 | 1 | Ball Float | 2007-06-01 | no | 2007-06-01 | no | Currently in Use | Gas (Historical Use) | 12000 | Tank Jacket | 2007-06-01 | Double-Walled Fiberglass | Pressurized
10001421 | 2A | Ball Float | 2007-06-01 | no | 2007-06-01 | no | Currently in Use | Gas (Historical Use) | 4000 | Tank Jacket | 2007-06-01 | Double-Walled Fiberglass | Pressurized
10001421 | 2B | Ball Float | 2007-06-01 | no | 2007-06-01 | no | Currently in Use | Diesel | 4000 | Tank Jacket | 2007-06-01 | Double-Walled Fiberglass | Pressurized
10001425 | 1 |  | 2009-09-01 | no | 2006-09-01 | no | Currently in Use | Gas (Historical Use) | 12000 | Fiberglass | 2006-09-11 | Fiberglass Reinforced Plastic | Pressurized
10001425 | 2A |  | 2006-09-01 | no | 2006-09-01 | no | Currently in Use | Gas (Historical Use) | 6000 | Fiberglass | 2006-09-01 | Fiberglass Reinforced Plastic | Pressurized
10001425 | 2B |  | 2006-09-01 | no | 2006-09-01 | no | Currently in Use | Diesel | 6000 | Fiberglass | 2006-09-01 | Fiberglass Reinforced Plastic | Pressurized
10001426 | 1 | Ball Float | 2007-05-01 | no | 2007-05-01 | no | Currently in Use | Gas (Historical Use) | 12000 | Composite | 2007-02-01 | Fiberglass Reinforced Plastic | Pressurized
10001426 | 2 | Ball Float | 2007-05-01 | no | 2007-05-01 | no | Currently in Use | Gas (Historical Use) | 4000 | Composite | 2007-02-01 | Fiberglass Reinforced Plastic | Pressurized
10001426 | 3 | Ball Float | 2007-05-01 | no | 2007-05-01 | no | Currently in Use | Diesel | 8000 | Composite | 2007-02-01 | Fiberglass Reinforced Plastic | Pressurized
10001426 | 4 | Flapper Valve | 2007-05-01 | no | 2007-05-01 | no | Currently in Use | Diesel | 2000 | Composite | 2007-02-01 | Fiberglass Reinforced Plastic | Safe Suction (Euro)
10001427 | 1 | Ball Float | 2007-10-01 | no | 2007-10-01 | no | Currently in Use | Gas (Historical Use) | 15000 | Tank Jacket | 2007-10-01 | Double-Walled Fiberglass | Pressurized
10001427 | 2 | Ball Float | 2007-10-01 | no | 2007-10-01 | no | Currently in Use | Gas (Historical Use) | 8000 | Tank Jacket | 2007-10-01 | Double-Walled Fiberglass | Pressurized
10001427 | 3 | Ball Float | 2007-10-01 | no | 2007-10-01 | no | Currently in Use | Diesel | 7000 | Tank Jacket | 2007-10-01 | Double-Walled Fiberglass | Pressurized
10001428 | 1 | Ball Float | 2007-08-01 | no | 2007-08-01 | no | Currently in Use | Gas (Historical Use) | 15000 | Composite Double Walled | 2007-08-01 | Double-Walled Fiberglass | Pressurized
10001428 | 2A | Ball Float | 2007-08-01 | no | 2007-08-01 | no | Currently in Use | Gas (Historical Use) | 10000 | Composite Double Walled | 2007-08-01 | Double-Walled Fiberglass | Pressurized
10001428 | 2B | Ball Float | 2007-08-01 | no | 2007-08-01 | no | Currently in Use | Diesel | 5000 | Composite Double Walled | 2007-08-01 | Double-Walled Fiberglass | Pressurized
10001432 | 1 |  |  | no |  | no | Removed from Ground | Gas (Historical Use) | 0 | Unknown | 1988-01-01 | Unknown
10001432 | 2 |  |  | no |  | no | Removed from Ground | Gas (Historical Use) | 0 | Unknown | 1988-01-01 | Unknown
10001433 | 1 |  | 2007-10-25 | no | 2007-10-25 | no | Currently in Use | Premium | 3000 | Epoxy Double-Walled | 2007-10-25 | Double-Walled Fiberglass | Pressurized
10001433 | 2 |  | 2007-10-25 | no | 2007-10-25 | no | Currently in Use | Regular | 9000 | Epoxy Double-Walled | 2007-10-25 | Double-Walled Fiberglass | Pressurized
10001433 | 3 |  | 2007-10-25 | no | 2007-10-25 | no | Currently in Use | Diesel | 5000 | Epoxy Double-Walled | 2007-10-25 | Double-Walled Fiberglass | Pressurized
10001433 | 4 |  | 2007-10-25 | no | 2007-10-25 | no | Currently in Use | Diesel | 3000 | Epoxy Double-Walled | 2007-10-25 | Double-Walled Fiberglass | Pressurized
10001438 | 1 |  |  | no |  | no | Removed from Ground | Gas (Historical Use) | 200 | Bare Steel | 2006-10-11 | Bare Steel
10001440 | 1A | Flapper Valve | 2008-04-01 | no | 2008-04-01 | no | Currently in Use | Gas (Historical Use) | 25000 | Fiberglass Double Walled | 2008-04-01 | Double-Walled Flex | Pressurized
10001440 | 1B | Flapper Valve | 2008-04-01 | no | 2008-04-01 | no | Currently in Use | Gas (Historical Use) | 7000 | Fiberglass Double Walled | 2008-04-01 | Double-Walled Flex | Pressurized
10001440 | 2A | Flapper Valve | 2008-04-01 | no | 2008-04-01 | no | Currently in Use | Diesel | 5000 | Fiberglass Double Walled | 2008-04-01 | Double-Walled Flex | Pressurized
10001440 | 2B | Flapper Valve | 2008-04-01 | no | 2008-04-01 | no | Currently in Use | Diesel | 5000 | Fiberglass Double Walled | 2008-04-01 | Double-Walled Flex | Pressurized
10001442 | 1 |  |  | no |  | no | Removed from Ground | Gas (Historical Use) | 4000 | Bare Steel | 2007-11-08 | Galvanized Steel | Suction (American)
10001442 | 2 |  |  | no |  | no | Removed from Ground | Gas (Historical Use) | 4000 | Bare Steel | 2007-11-08 | Galvanized Steel | Suction (American)
10001443 | 1 |  |  | no |  | no | Removed from Ground | Not Marked/Tank Removed | 500 | Bare Steel | 2007-10-03
10001443 | 2 |  |  | no |  | no | Removed from Ground | Not Marked/Tank Removed | 1040 | Bare Steel | 2007-10-03
10001446 | 1 |  | 2007-12-01 | no | 2007-12-01 | no | Currently in Use | Gas (Historical Use) | 15000 | Composite | 2007-11-01 | Double-Walled Fiberglass | Pressurized
10001446 | 2 |  | 2007-11-01 | no | 2007-11-01 | no | Currently in Use | Gas (Historical Use) | 8000 | Composite | 2007-11-01 | Double-Walled Fiberglass | Pressurized
10001446 | 3 |  | 2007-12-01 | no | 2007-12-01 | no | Currently in Use | Diesel | 4000 | Composite | 2007-12-01 | Double-Walled Fiberglass | Pressurized
10001449 | 1A | Flapper Valve | 2007-10-15 | no | 2007-10-15 | no | Currently in Use | Diesel | 8000 | Fiberglass Double Walled | 2007-09-24 | Double-Walled Fiberglass | Pressurized
10001449 | 1B | Flapper Valve | 2007-10-15 | no | 2007-10-15 | no | Currently in Use | Gas (Historical Use) | 8000 | Fiberglass Double Walled | 2007-09-24 | Double-Walled Fiberglass | Pressurized
10001449 | A.106180 | Flapper Valve | 2007-10-15 | no | 2007-10-15 | no | Currently in Use | Gas (Historical Use) | 20000 | Fiberglass Double Walled | 2007-09-24 | Double-Walled Fiberglass | Pressurized
10001451 | 1 | Flapper Valve | 2007-09-01 | no | 2007-09-01 | no | Currently in Use | Gas (Historical Use) | 12000 | Composite Double Walled | 2007-09-01 | Double-Walled Fiberglass | Pressurized
10001451 | 2 | Flapper Valve | 2007-09-01 | no | 2007-09-01 | no | Currently in Use | Gas (Historical Use) | 8000 | Composite Double Walled | 2007-09-01 | Double-Walled Fiberglass | Pressurized
10001451 | 3 | Flapper Valve | 2007-09-01 | no | 2007-09-01 | no | Currently in Use | Diesel | 4000 | Composite Double Walled | 2007-09-01 | Double-Walled Fiberglass | Pressurized
10001453 | 1 | Ball Float | 2005-02-15 | no | 2005-02-15 | no | Currently in Use | Gas (Historical Use) | 10000 | Composite | 2005-02-15 | Fiberglass Reinforced Plastic | Pressurized
10001453 | 2 | Ball Float | 2005-02-15 | no | 2005-02-15 | no | Currently in Use | Gas (Historical Use) | 5000 | Composite | 2005-02-15 | Fiberglass Reinforced Plastic | Pressurized
10001454 | 1 | Flapper Valve | 2007-10-01 | no | 2007-10-01 | no | Currently in Use | Gas (Historical Use) | 20000 | Fiberglass Double Walled | 2007-10-01 | Double-Walled Flex | Pressurized
10001454 | 2 | Flapper Valve | 2007-10-01 | no | 2007-10-01 | no | Currently in Use | Gas (Historical Use) | 20000 | Fiberglass Double Walled | 2007-10-01 | Double-Walled Flex | Pressurized
10001454 | 3A | Flapper Valve | 2007-10-01 | no | 2007-10-01 | no | Currently in Use | Gas (Historical Use) | 12000 | Fiberglass Double Walled | 2007-10-01 | Double-Walled Flex | Pressurized
10001454 | 3B | Flapper Valve | 2007-10-01 | no | 2007-10-01 | no | Currently in Use | Diesel | 8000 | Fiberglass Double Walled | 2007-10-01 | Double-Walled Flex | Pressurized
10001456 | 1 | Flapper Valve | 2007-12-01 | no | 2007-12-01 | no | Currently in Use | Regular | 25000 | Fiberglass Double Walled | 2007-11-14 | Double-Walled Flex | Pressurized
10001456 | 2 | Flapper Valve | 2007-12-01 | no | 2007-12-01 | no | Currently in Use | Premium | 7000 | Fiberglass Double Walled | 2007-11-14 | Double-Walled Flex | Pressurized
10001456 | 3 | Flapper Valve | 2007-12-01 | no | 2007-12-01 | no | Currently in Use | Diesel | 5000 | Fiberglass Double Walled | 2007-11-14 | Double-Walled Flex | Pressurized
10001456 | 4 | Flapper Valve | 2007-12-01 | no | 2007-12-01 | no | Currently in Use | Diesel | 5000 | Fiberglass Double Walled | 2007-11-14 | Double-Walled Flex | Pressurized
10001462 | 1 | Ball Float | 2005-01-01 | no | 2005-01-01 | no | Temporarily out of use | Gas (Historical Use) | 8000 | Composite | 2005-01-01 | Double-Walled Flex | Pressurized
10001462 | 2 | Ball Float | 2005-01-01 | no | 2005-01-01 | no | Temporarily out of use | Gas (Historical Use) | 10000 | Composite | 2005-01-01 | Double-Walled Flex | Pressurized
10001462 | 3 | Ball Float | 2005-01-01 | no | 2005-01-01 | no | Temporarily out of use | Diesel | 6000 | Composite | 2005-01-01 | Double-Walled Flex | Pressurized
10001463 | 1 |  | 2007-04-01 | no | 2007-04-01 | no | Currently in Use | Gas (Historical Use) | 12000 | Composite | 2007-04-01 | Double-Walled Flex | Pressurized
10001463 | 2 |  | 2007-04-01 | no | 2007-04-01 | no | Currently in Use | Gas (Historical Use) | 8000 | Composite | 2007-04-01 | Double-Walled Flex | Pressurized
10001463 | 3 |  | 2007-04-01 | no | 2007-04-01 | no | Currently in Use | Diesel | 5000 | Composite | 2007-04-01 | Double-Walled Flex | Pressurized
10001463 | 4 |  | 2007-04-01 | no | 2007-04-01 | no | Currently in Use | Diesel | 3000 | Composite | 2007-04-01 | Double-Walled Flex | Pressurized
10001469 | 1 |  |  | no |  | no | Removed from Ground | Gas (Historical Use) | 980 | Bare Steel | 2007-09-01 | Bare Steel
10001471 | 1 |  |  | no |  | no | Closed in Ground | Gas (Historical Use) | 10000 | Bare Steel | 1973-01-01 | Unknown
10001471 | 2 |  |  | no |  | no | Closed in Ground | Gas (Historical Use) | 10000 | Bare Steel | 1973-01-01 | Unknown
10001471 | 3 |  |  | no |  | no | Closed in Ground | Gas (Historical Use) | 10000 | Bare Steel | 1973-01-01 | Unknown
10001472 | 1 | Overfill Alarm | 2006-01-01 | no | 2006-01-01 | no | Currently in Use | Diesel | 20000 | Epoxy Double-Walled | 2006-01-01 | Double-Walled Fiberglass | Pressurized
10001475 | 1 | Ball Float | 2008-01-22 | no | 2008-01-22 | no | Currently in Use | Gas (Historical Use) | 20000 | Composite Double Walled | 2008-01-22 | Double-Walled Fiberglass | Pressurized
10001475 | 2 | Ball Float | 2008-01-22 | no | 2008-01-22 | no | Currently in Use | Gas (Historical Use) | 12000 | Composite Double Walled | 2008-01-22 | Double-Walled Fiberglass | Pressurized
10001475 | 3 | Ball Float | 2008-01-22 | no | 2008-01-22 | no | Currently in Use | Diesel | 12000 | Composite Double Walled | 2008-01-22 | Double-Walled Fiberglass | Pressurized
10001477 | 1 |  |  | no |  | no | Removed from Ground | Gas (Historical Use) | 0 | Unknown | 2008-04-01
10001477 | 2 |  |  | no |  | no | Removed from Ground | Gas (Historical Use) | 600 | Unknown | 2008-04-15 | Unknown
10001477 | 3 |  |  | no |  | no | Removed from Ground | Gas (Historical Use) | 350 | Unknown | 2008-04-15 | Unknown
10001477 | 4 |  |  | no |  | no | Removed from Ground |  | 1600 | Unknown | 2008-04-23 | Unknown
10001477 | 5 |  |  | no |  | no | Removed from Ground | Gas (Historical Use) | 5200 | Unknown | 2008-04-23 | Unknown
10001479 | 1A | Flapper Valve | 2007-12-07 | no | 2007-12-07 | no | Currently in Use | Diesel | 8000 | Fiberglass Double Walled | 2007-10-29 | Double-Walled Flex | Pressurized
10001479 | 1B | Flapper Valve | 2007-12-07 | no | 2007-12-07 | no | Currently in Use | Premium | 8000 | Fiberglass Double Walled | 2007-10-29 | Double-Walled Flex | Pressurized
10001479 | A 106321 | Flapper Valve | 2007-12-07 | no | 2007-12-07 | no | Currently in Use | Regular | 20000 | Fiberglass Double Walled | 2007-10-29 | Double-Walled Flex | Pressurized
10001481 | 1 | Ball Float | 2007-01-28 | no | 2007-01-28 | no | Currently in Use | Gas (Historical Use) | 12000 | Composite | 2007-01-28 | Fiberglass Reinforced Plastic | Pressurized
10001481 | 2 | Ball Float | 2007-01-28 | no | 2007-01-28 | no | Currently in Use | Gas (Historical Use) | 8000 | Composite | 2007-01-28 | Fiberglass Reinforced Plastic | Pressurized
10001481 | 3 | Ball Float | 2007-01-28 | no | 2007-01-28 | no | Currently in Use | Diesel | 4000 | Composite | 2007-01-28 | Fiberglass Reinforced Plastic | Pressurized
10001482 | 1 | Ball Float | 2007-01-01 | no | 2007-01-01 | no | Currently in Use | Regular | 12000 | Composite | 2007-01-01 | Fiberglass Reinforced Plastic | Pressurized
10001482 | 2 | Ball Float | 2007-01-01 | no | 2007-01-01 | no | Currently in Use | Premium | 8000 | Composite | 2007-01-01 | Fiberglass Reinforced Plastic | Pressurized
10001482 | 3 | Ball Float | 2007-01-01 | no | 2007-01-01 | no | Currently in Use | Diesel | 4000 | Composite | 2007-01-01 | Fiberglass Reinforced Plastic | Pressurized
10001482 | 4 | Ball Float | 2007-01-01 | no | 2007-01-01 | no | Currently in Use | Diesel | 4000 | Composite | 2007-01-01 | Fiberglass Reinforced Plastic | Pressurized
10001484 | 1 |  |  | no |  | no | Removed from Ground | Gas (Historical Use) | 3000 | Bare Steel | 1987-01-01 | Bare Steel | Pressurized
10001484 | 2 |  |  | no |  | no | Removed from Ground | Gas (Historical Use) | 3000 | Bare Steel | 1987-01-01 | Bare Steel | Pressurized
10001487 | 1 | Ball Float | 2007-12-01 | no | 2007-12-01 | no | Currently in Use | Gas (Historical Use) | 20000 | Composite | 2007-12-01 | Double-Walled Flex | Pressurized
10001487 | 2 | Ball Float | 2007-12-01 | no | 2007-12-01 | no | Currently in Use | Gas (Historical Use) | 20000 | Composite | 2007-12-01 | Double-Walled Flex | Pressurized
10001487 | 3A | Ball Float | 2007-12-01 | no | 2007-12-01 | no | Currently in Use | Diesel | 15000 | Composite | 2007-12-01 | Double-Walled Flex | Pressurized
10001487 | 3B | Ball Float | 2007-12-01 | no | 2007-12-01 | no | Currently in Use | Diesel | 5000 | Composite | 2007-12-01 | Double-Walled Flex | Pressurized
10001493 | 1 | Ball Float | 2007-08-17 | no | 2007-08-17 | no | Currently in Use | Regular | 15000 | Fiberglass Double Walled | 2007-04-06 | Double-Walled Fiberglass | Pressurized
10001493 | 2A | Ball Float | 2007-08-17 | no | 2007-08-17 | no | Currently in Use | Premium | 8000 | Fiberglass Double Walled | 2007-04-06 | Double-Walled Fiberglass | Pressurized
10001493 | 2B | Ball Float | 2007-08-17 | no | 2007-08-17 | no | Currently in Use | Diesel | 4000 | Fiberglass Double Walled | 2007-04-06 | Double-Walled Fiberglass | Pressurized
10001496 | 1 | Flapper Valve | 2006-07-15 | no | 2006-07-15 | no | Currently in Use | Diesel | 4000 | Composite Double Walled | 2006-07-15 | Double-Walled Flex | Suction (American)
10001496 | 2 |  | 2006-07-15 | no | 2006-07-15 | no | Currently in Use | Diesel | 775 | Epoxy Double-Walled | 2005-12-20 | Double-Walled Flex | Safe Suction (Euro)
10001499 | 1 |  |  | no |  | no | Removed from Ground | Kerosene | 500 | Bare Steel | 2008-01-22
10001500 | 1 |  |  | no |  | no | Removed from Ground |  | 550 | Unknown | 2007-12-18
10001500 | 2 |  |  | no |  | no | Removed from Ground |  | 2000 | Unknown | 2007-12-18
10001500 | 3 |  |  | no |  | no | Removed from Ground |  | 2000 | Unknown | 2007-12-18
10001500 | 4 |  |  | no |  | no | Removed from Ground |  | 2000 | Unknown | 2007-12-18
10001500 | 5 |  |  | no |  | no | Removed from Ground | Other | 550 | Unknown | 2007-12-18
10001502 | 1 |  | 2008-02-29 | no | 2008-02-29 | no | Currently in Use | Gas (Historical Use) | 20000 | Fiberglass Double Walled | 2008-01-31 | Double Walled/Sec. Containment | Pressurized
10001502 | 2A |  | 2008-02-29 | no | 2008-02-29 | no | Currently in Use | Diesel | 8000 | Fiberglass Double Walled | 2008-01-31 | Double Walled/Sec. Containment | Pressurized
10001502 | 2B |  | 2008-02-29 | no | 2008-02-29 | no | Currently in Use | Gas (Historical Use) | 8000 | Fiberglass Double Walled | 2008-01-31 | Double-Walled Fiberglass | Pressurized
10001504 | 1A | Ball Float | 2008-02-12 | no | 2008-02-12 | no | Currently in Use | Gas (Historical Use) | 20000 | Fiberglass Double Walled | 2007-12-20 | Double-Walled Flex | Pressurized
10001504 | 1B | Ball Float | 2008-02-12 | no | 2008-02-12 | no | Currently in Use | Gas (Historical Use) | 8000 | Fiberglass Double Walled | 2008-02-20 | Double-Walled Flex | Pressurized
10001510 | 1A | Flapper Valve | 2007-10-02 | no | 2007-10-02 | no | Currently in Use | Regular | 8000 | Composite | 2007-09-28 | Fiberglass Reinforced Plastic | Pressurized
10001510 | 1B | Flapper Valve | 2007-10-02 | no | 2007-10-02 | no | Currently in Use | Premium | 4000 | Composite | 2007-09-28 | Fiberglass Reinforced Plastic | Pressurized
10001510 | 2A | Flapper Valve | 2007-10-02 | no | 2007-10-02 | no | Currently in Use | Diesel | 8000 | Composite | 2007-09-28 | Fiberglass Reinforced Plastic | Pressurized
10001510 | 2B | Flapper Valve | 2007-10-02 | no | 2007-10-02 | no | Currently in Use | Diesel Off Road | 4000 | Composite | 2007-09-28 | Fiberglass Reinforced Plastic | Safe Suction (Euro)
10001511 | 1 |  | 2007-01-01 | no | 2007-01-01 | no | Currently in Use | Gas (Historical Use) | 15000 | Epoxy Double-Walled | 2006-12-01 | Double-Walled Fiberglass | Pressurized
10001511 | 2A |  | 2007-01-01 | no | 2007-01-01 | no | Currently in Use | Gas (Historical Use) | 10000 | Epoxy Double-Walled | 2006-12-01 | Double-Walled Fiberglass | Pressurized
10001511 | 2B |  | 2007-01-01 | no | 2007-01-01 | no | Currently in Use | Diesel | 5000 | Epoxy Double-Walled | 2006-12-01 | Double-Walled Fiberglass | Pressurized
10001511 | 3A |  | 2015-06-12 | no | 2015-06-12 | no | Currently in Use | E-10 | 12000 | Fiberglass Double Walled | 2015-06-12 | Double-Walled Fiberglass | Pressurized
10001511 | 3B |  | 2015-06-12 | no | 2015-06-12 | no | Currently in Use | Biodiesel | 3000 | Fiberglass Double Walled | 2015-06-12 | Double-Walled Fiberglass | Pressurized
10001512 | 1A | Ball Float | 2008-01-30 | no | 2008-01-30 | no | Currently in Use | Gas (Historical Use) | 20000 | Fiberglass Double Walled | 2007-12-14 | Double-Walled Flex | Pressurized
10001512 | 1B | Ball Float | 2008-01-30 | no | 2008-01-30 | no | Currently in Use | Gas (Historical Use) | 8000 | Fiberglass Double Walled | 2007-12-14 | Double-Walled Flex | Pressurized
10001514 | 1 |  | 2008-04-01 | no | 2008-04-01 | no | Currently in Use | Gas (Historical Use) | 20000 | Fiberglass Double Walled | 2008-04-02 | Double-Walled Fiberglass | Pressurized
10001514 | 2 |  | 2008-04-01 | no | 2008-04-01 | no | Currently in Use | Gas (Historical Use) | 20000 | Fiberglass Double Walled | 2008-04-02 | Double-Walled Fiberglass | Pressurized
10001514 | 3 |  | 2008-04-01 | no | 2008-04-01 | no | Currently in Use | Gas (Historical Use) | 12000 | Fiberglass Double Walled | 2008-04-02 | Double-Walled Fiberglass | Pressurized
10001514 | 4A |  | 2015-02-21 | no | 2015-03-01 | no | Temporarily out of use |  | 10000 | Fiberglass Double Walled | 2015-02-05 | Double-Walled Fiberglass
10001514 | 4B |  | 2015-02-21 | no | 2015-03-01 | no | Currently in Use | Diesel | 9500 | Fiberglass Double Walled | 2015-02-05 | Double-Walled Fiberglass | Pressurized
10001515 | 1 | Ball Float | 2007-01-01 | no | 2007-01-01 | no | Currently in Use |  | 12000 | Composite | 2007-01-01 | Fiberglass Reinforced Plastic | Pressurized
10001515 | 2 | Ball Float | 2007-01-01 | no | 2007-01-01 | no | Currently in Use | Diesel | 4000 | Composite | 2007-01-01 | Fiberglass Reinforced Plastic | Pressurized
10001516 | 1 |  |  | no |  | no | Removed from Ground | Used Oil | 500 | Bare Steel | 2007-09-12 | Bare Steel
10001524 | 1 |  | 2008-02-01 | no | 2008-02-01 | no | Currently in Use | Gas (Historical Use) | 12000 | Fiberglass | 2008-02-01 | Double-Walled Flex | Pressurized
10001524 | 2A |  | 2008-02-01 | no | 2008-02-01 | no | Currently in Use | Gas (Historical Use) | 5000 | Fiberglass | 2008-02-01 | Double-Walled Flex | Pressurized
10001524 | 2B |  | 2008-02-01 | no | 2008-02-01 | no | Currently in Use | Diesel | 5000 | Fiberglass | 2008-02-01 | Double-Walled Flex | Pressurized
10001526 | 1 | Ball Float | 2007-10-01 | no | 2007-10-01 | no | Currently in Use | Gas (Historical Use) | 15000 | Composite Double Walled | 2007-10-01 | Double-Walled Fiberglass | Pressurized
10001526 | 2 | Ball Float | 2007-10-01 | no | 2007-10-01 | no | Currently in Use | Regular | 8000 | Composite Double Walled | 2007-10-01 | Double-Walled Fiberglass | Pressurized
10001526 | 3 | Ball Float | 2007-10-01 | no | 2007-10-01 | no | Currently in Use | Diesel | 4000 | Composite Double Walled | 2007-10-01 | Double-Walled Fiberglass | Pressurized
10001527 | 1 |  |  | no |  | no | Removed from Ground | Gas (Historical Use) | 1000 | Bare Steel | 2007-05-08 | Not Marked
10001527 | 2 |  |  | no |  | no | Removed from Ground | Gas (Historical Use) | 1000 | Bare Steel | 2008-05-07 | Not Marked
10001527 | 3 |  |  | no |  | no | Removed from Ground | Gas (Historical Use) | 1000 | Bare Steel | 2008-05-07 | Not Marked
10001527 | 4 |  |  | no |  | no | Removed from Ground | Not Marked/Tank Removed | 3000 | Unknown | 2014-09-12
10001527 | 5 |  |  | no |  | no | Removed from Ground | Not Marked/Tank Removed | 3000 | Unknown | 2014-09-12
10001528 | 1 |  |  | no |  | no | Removed from Ground | Other | 950 | Unknown | 2008-06-05 | Unknown
10001528 | 2 |  |  | no |  | no | Removed from Ground | Not Marked | 500 | Unknown | 2008-07-17 | Unknown
10001529 | 1 | Ball Float | 2008-02-01 | no | 2008-02-01 | no | Currently in Use | Premium | 15000 | Epoxy | 2008-02-01 | Fiberglass Reinforced Plastic | Pressurized
10001529 | 2 | Ball Float | 2008-02-01 | no | 2008-02-01 | no | Currently in Use | Regular | 10000 | Epoxy | 2008-02-01 | Fiberglass Reinforced Plastic | Pressurized
10001529 | 3 | Ball Float | 2008-02-01 | no | 2008-02-01 | no | Currently in Use | Diesel | 8000 | Epoxy | 2008-02-01 | Fiberglass Reinforced Plastic | Pressurized
10001530 | 1 |  | 2012-11-02 | no | 2012-11-02 | no | Currently in Use | Gas (Historical Use) | 15000 | Composite Double Walled | 2008-01-25 | Double-Walled Fiberglass | Pressurized
10001530 | 2 |  | 2012-11-02 | no | 2012-11-02 | no | Currently in Use | Gas (Historical Use) | 8000 | Composite Double Walled | 2008-01-25 | Double-Walled Fiberglass | Pressurized
10001530 | 3 |  | 2012-11-02 | no | 2012-11-02 | no | Currently in Use | Diesel | 7000 | Composite Double Walled | 2008-01-25 | Double-Walled Fiberglass | Pressurized
10001531 | 1 | Ball Float | 2008-03-21 | no | 2008-03-21 | no | Currently in Use | Regular | 15000 | Fiberglass Double Walled | 2008-02-15 | Double-Walled Fiberglass | Pressurized
10001531 | 2 | Ball Float | 2008-03-21 | no | 2008-03-21 | no | Currently in Use | Premium | 8000 | Fiberglass Double Walled | 2008-02-15 | Double-Walled Fiberglass | Pressurized
10001531 | 3 | Ball Float | 2008-03-21 | no | 2008-03-21 | no | Currently in Use | Diesel | 7000 | Fiberglass Double Walled | 2008-02-15 | Double-Walled Fiberglass | Pressurized
10001538 | 1A | Ball Float | 2005-01-01 | no | 2005-01-01 | no | Currently in Use | Gas (Historical Use) | 7000 | Fiberglass | 2005-01-01 | Fiberglass Reinforced Plastic | Pressurized
10001538 | 1B | Ball Float | 2005-01-01 | no | 2005-01-01 | no | Currently in Use | Gas (Historical Use) | 3000 | Fiberglass | 2005-01-01 | Fiberglass Reinforced Plastic | Pressurized
10001538 | 1C | Ball Float | 2005-01-01 | no | 2005-01-01 | no | Currently in Use | Diesel | 2000 | Fiberglass | 2005-01-01 | Fiberglass Reinforced Plastic | Pressurized
10001538 | 2A | Flapper Valve | 2005-01-01 | no | 2005-01-01 | no | Currently in Use | Diesel | 1000 | Fiberglass | 2005-01-01 | Fiberglass Reinforced Plastic | Safe Suction (Euro)
10001538 | 2B | Flapper Valve | 2005-01-01 | no | 2005-01-01 | no | Currently in Use | Diesel | 2000 | Fiberglass | 2005-01-01 | Fiberglass Reinforced Plastic | Safe Suction (Euro)
10001539 | 1 | Ball Float | 2007-10-01 | no | 2007-10-01 | no | Currently in Use | Gas (Historical Use) | 12000 | Composite | 2007-10-01 | Fiberglass Reinforced Plastic | Pressurized
10001539 | 2 | Ball Float | 2007-10-01 | no | 2007-10-01 | no | Currently in Use | Gas (Historical Use) | 10000 | Composite | 2007-10-01 | Fiberglass Reinforced Plastic | Pressurized
10001539 | 3 | Ball Float | 2007-10-01 | no | 2007-10-01 | no | Currently in Use | Diesel | 10000 | Composite | 2007-10-01 | Fiberglass Reinforced Plastic | Pressurized
10001541 | 1A |  | 2008-10-15 | no | 2008-10-15 | no | Currently in Use | Gas (Historical Use) | 25000 | Fiberglass Double Walled | 2008-10-15 | Double-Walled Flex | Pressurized
10001541 | 1B |  | 2008-10-15 | no | 2008-10-15 | no | Currently in Use | Gas (Historical Use) | 7000 | Fiberglass Double Walled | 2008-10-15 | Double-Walled Flex | Pressurized
10001541 | 2A |  | 2008-10-15 | no | 2008-10-15 | no | Currently in Use | Diesel | 5000 | Fiberglass Double Walled | 2008-10-15 | Double-Walled Flex | Pressurized
10001541 | 2B |  | 2008-10-15 | no | 2008-10-15 | no | Currently in Use | Diesel | 5000 | Fiberglass Double Walled | 2008-10-15 | Double-Walled Flex | Pressurized
10001543 | 1 |  | 2007-08-01 | no | 2007-08-01 | no | Currently in Use | Gas (Historical Use) | 15000 | Composite | 2007-08-25 | Double-Walled Fiberglass | Pressurized
10001543 | 2 |  | 2007-08-25 | no | 2007-08-25 | no | Currently in Use | Gas (Historical Use) | 6000 | Composite | 2007-08-25 | Double-Walled Fiberglass | Pressurized
10001543 | 3 |  | 2007-08-25 | no | 2007-08-25 | no | Currently in Use | Diesel | 6000 | Composite | 2007-08-25 | Double-Walled Fiberglass | Pressurized
10001545 | 1A |  | 2008-01-10 | no | 2008-01-10 | no | Currently in Use | Diesel | 15000 | Composite Double Walled | 2008-01-15 | Double-Walled Fiberglass | Pressurized
10001545 | 1B | Flapper Valve | 2008-01-10 |  | 2008-01-10 |  | Currently in Use | Diesel | 5000 | Composite Double Walled | 2008-01-15 | Double-Walled Fiberglass | Pressurized
10001546 | 1A |  | 2008-03-01 | no | 2008-03-01 | no | Currently in Use | Diesel | 4000 | Composite Double Walled | 2008-02-01 | Double-Walled Fiberglass | Pressurized
10001546 | 1B |  | 2008-03-01 | no | 2008-03-01 | no | Currently in Use | E-10 | 4000 | Composite Double Walled | 2008-02-01 | Double-Walled Fiberglass | Pressurized
10001546 | 2 |  | 2008-03-01 | no | 2008-03-01 | no | Currently in Use | E-10 | 12000 | Composite Double Walled | 2008-02-01 | Double-Walled Fiberglass | Pressurized
10001546 | 3 |  | 2013-01-31 | no | 2013-01-31 | no | Currently in Use | Gas (Historical Use) | 4000 | Composite Double Walled | 2013-01-31 | Double-Walled Fiberglass | Pressurized
10001547 | 1A |  | 2008-07-01 | no | 2008-07-01 | no | Currently in Use | Gas (Historical Use) | 25000 | Fiberglass Double Walled | 2008-06-01 | Double-Walled Flex | Pressurized
10001547 | 1B |  | 2008-07-01 | no | 2008-07-01 | no | Currently in Use | Gas (Historical Use) | 7000 | Fiberglass Double Walled | 2008-06-01 | Double-Walled Flex | Pressurized
10001547 | 2A |  | 2008-07-01 | no | 2008-07-01 | no | Currently in Use | Diesel | 5000 | Fiberglass Double Walled | 2008-06-01 | Double-Walled Flex | Pressurized
10001547 | 2B |  | 2008-07-01 | no | 2008-07-01 | no | Currently in Use | Diesel | 5000 | Fiberglass Double Walled | 2008-06-01 | Double-Walled Flex | Pressurized
10001549 | 1 | Ball Float | 2008-03-01 | no | 2008-03-01 | no | Currently in Use | Gas (Historical Use) | 12000 | Fiberglass | 2008-03-01 | Fiberglass Reinforced Plastic | Pressurized
10001549 | 2 | Ball Float | 2008-03-01 | no | 2008-03-01 | no | Currently in Use | Diesel | 12000 | Fiberglass | 2008-03-01 | Fiberglass Reinforced Plastic | Pressurized
10001549 | 3 | Ball Float | 2008-03-01 | no | 2008-03-01 | no | Currently in Use | Diesel | 12000 | Fiberglass | 2008-03-01 | Fiberglass Reinforced Plastic | Pressurized
10001549 | 4 | Ball Float | 2008-03-01 | no | 2008-03-01 | no | Currently in Use | Gas (Historical Use) | 3000 | Fiberglass | 2008-03-01 | Fiberglass Reinforced Plastic | Pressurized
10001552 | 1 | Ball Float | 2008-03-27 | no | 2008-03-27 | no | Currently in Use | Gas (Historical Use) | 12000 | Composite Double Walled | 2008-03-25 | Double-Walled Fiberglass | Pressurized
10001552 | 2 | Ball Float | 2008-03-27 | no | 2008-03-27 | no | Currently in Use | Gas (Historical Use) | 12000 | Composite Double Walled | 2008-03-25 | Double-Walled Fiberglass | Pressurized
10001552 | 3A | Ball Float | 2008-03-27 | no | 2008-03-27 | no | Currently in Use | Diesel | 10000 | Composite Double Walled | 2008-03-25 | Double-Walled Fiberglass | Pressurized
10001552 | 3B | Flapper Valve | 2008-03-27 | no | 2008-03-27 | no | Currently in Use | Kerosene | 2000 | Composite Double Walled | 2008-03-25 | Fiberglass Reinforced Plastic | Safe Suction (Euro)
10001555 | 1 |  |  | no |  | no | Removed from Ground | Gas (Historical Use) | 4000 | Bare Steel | 1967-01-01 | Galvanized Steel
10001555 | 2 |  |  | no |  | no | Removed from Ground | Gas (Historical Use) | 4000 | Bare Steel | 1967-01-01 | Galvanized Steel
10001555 | 3 |  |  | no |  | no | Removed from Ground | Gas (Historical Use) | 3000 | Bare Steel | 1967-01-01 | Galvanized Steel
10001560 | 1A | Ball Float | 2008-05-09 | no | 2008-05-09 | no | Currently in Use | Diesel | 8000 | Fiberglass Double Walled | 2008-04-10 | Double Walled/Sec. Containment | Pressurized
10001560 | 1B | Ball Float | 2008-05-09 | no | 2008-05-09 | no | Currently in Use | Gas (Historical Use) | 8000 | Fiberglass Double Walled | 2008-04-10 | Double Walled/Sec. Containment | Pressurized
10001560 | A.106501 | Ball Float | 2008-05-09 | no | 2008-05-09 | no | Currently in Use | Gas (Historical Use) | 20000 | Fiberglass Double Walled | 2008-04-10 | Double Walled/Sec. Containment | Pressurized
10001561 | 1 |  |  | no |  | no | Removed from Ground | Gas (Historical Use) | 575 | Bare Steel | 2008-04-01 | Bare Steel
10001569 | 1 |  | 2008-07-24 | no | 2008-07-24 | no | Currently in Use | Gas (Historical Use) | 25000 | Fiberglass Double Walled | 2008-07-18 | Double-Walled Flex | Pressurized
10001569 | 2 |  | 2008-07-24 | no | 2008-07-24 | no | Currently in Use | Gas (Historical Use) | 7000 | Fiberglass Double Walled | 2008-07-18 | Double-Walled Flex | Pressurized
10001569 | 3 |  | 2008-07-24 |  | 2008-07-24 |  | Currently in Use | Diesel | 5000 | Fiberglass Double Walled | 2008-07-18 | Double-Walled Flex | Pressurized
10001569 | 4 |  | 2008-07-24 |  | 2008-07-24 |  | Currently in Use | Diesel | 5000 | Fiberglass Double Walled | 2008-07-18 | Double-Walled Flex | Pressurized
10001570 | 1 |  |  | no |  | no | Removed from Ground | Gas (Historical Use) | 550 | Unknown | 2008-06-12 | Unknown
10001571 | 1 |  |  | no |  | no | Removed from Ground | Diesel | 6000 | Unknown | 2008-06-18 | Unknown
10001573 | 1 | Ball Float | 2008-06-26 | no | 2008-06-26 | no | Currently in Use | Gas (Historical Use) | 20000 | Fiberglass Double Walled | 2008-05-30 | Double-Walled Fiberglass | Pressurized
10001573 | 2A | Ball Float | 2008-06-26 | no | 2008-06-26 | no | Currently in Use | Diesel | 12000 | Fiberglass Double Walled | 2008-05-30 | Double-Walled Fiberglass | Pressurized
10001573 | 2B | Ball Float | 2008-06-26 | no | 2008-06-26 | no | Currently in Use | Gas (Historical Use) | 8000 | Fiberglass Double Walled | 2008-05-30 | Double-Walled Fiberglass | Pressurized
10001574 | 1A |  | 2008-02-20 | no | 2008-02-20 | no | Removed from Ground | Gas (Historical Use) | 10000 | Fiberglass Double Walled | 2008-02-20 | Fiberglass Reinforced Plastic | Pressurized
10001574 | 1B |  | 2008-02-20 | no | 2008-02-20 | no | Removed from Ground | Gas (Historical Use) | 6000 | Fiberglass Double Walled | 2008-02-20 | Fiberglass Reinforced Plastic | Pressurized
10001574 | 1C |  | 2008-02-20 | no | 2008-02-20 | no | Removed from Ground | Diesel | 4000 | Fiberglass Double Walled | 2008-02-20 | Fiberglass Reinforced Plastic | Pressurized
10001574 | 2A | Ball Float | 2011-01-10 | no | 2011-01-10 | no | Currently in Use | Regular | 12000 | Composite Double Walled | 2010-12-21 | Double-Walled Fiberglass | Pressurized
10001574 | 2B | Ball Float | 2011-01-10 | no | 2011-01-10 | no | Currently in Use | Premium | 4000 | Composite Double Walled | 2010-12-21 | Double-Walled Fiberglass | Pressurized
10001574 | 3C | Ball Float | 2011-01-10 | no | 2011-01-10 | no | Currently in Use | Diesel | 4000 | Composite Double Walled | 2010-12-21 | Double-Walled Fiberglass | Pressurized
10001575 | 1 |  | 2008-07-17 | no | 2008-07-17 | no | Currently in Use | Diesel | 8000 | Fiberglass Double Walled | 2008-07-17 | Double-Walled Fiberglass | Pressurized
10001576 | 1 | Ball Float | 2008-06-01 | no | 2008-06-01 | no | Currently in Use | Gas (Historical Use) | 20000 | Fiberglass Double Walled | 2008-06-01 | Flex | Pressurized
10001576 | 2A | Ball Float | 2008-06-01 | no | 1980-06-01 | no | Currently in Use | Gas (Historical Use) | 10000 | Fiberglass Double Walled | 2008-06-01 | Flex | Pressurized
10001576 | 2B | Ball Float | 2008-06-01 | no | 2008-06-01 | no | Currently in Use | Diesel | 10000 | Fiberglass Double Walled | 2008-06-01 | Flex | Pressurized
10001578 | 1 |  |  | no |  | no | Removed from Ground | Other | 3000 | Bare Steel | 1960-01-01 | Bare Steel | Gravity Fed
10001582 | 1 |  |  | no |  | no | Removed from Ground | Gas (Historical Use) | 10000 | Bare Steel | 1980-01-01 | Bare Steel
10001582 | 2 |  |  | no |  | no | Removed from Ground | Gas (Historical Use) | 10000 | Bare Steel | 1948-01-01 | Bare Steel
10001583 | 1A |  | 2008-08-01 | no | 2008-08-01 | no | Currently in Use | Gas (Historical Use) | 9000 | Composite Double Walled | 2008-08-01 | Double-Walled Fiberglass | Pressurized
10001583 | 1B |  | 2008-08-01 | no | 2008-08-01 | no | Currently in Use | Gas (Historical Use) | 3000 | Composite Double Walled | 2008-08-01 | Double-Walled Fiberglass | Pressurized
10001584 | 1 | Ball Float | 2007-10-24 | no | 2007-10-24 | no | Currently in Use | Gas (Historical Use) | 10000 | Composite Double Walled | 2007-10-24 | Double-Walled Fiberglass | Pressurized
10001584 | 2 | Ball Float | 2007-10-24 | no | 2007-10-24 | no | Currently in Use | Gas (Historical Use) | 6000 | Composite Double Walled | 2007-10-24 | Double-Walled Fiberglass | Pressurized
10001584 | 3 | Ball Float | 2007-10-24 | no | 2007-10-24 | no | Currently in Use | Diesel | 4000 | Composite Double Walled | 2007-10-24 | Double-Walled Fiberglass | Pressurized
10001585 | 1 | Ball Float | 2013-09-09 | no | 2011-11-28 | no | Currently in Use | Gas (Historical Use) | 12000 | Fiberglass | 2008-08-18 | Double-Walled Fiberglass | Pressurized
10001585 | 2A | Ball Float | 2013-09-09 | no | 2011-11-28 | no | Currently in Use | Gas (Historical Use) | 6000 | Fiberglass | 2008-08-18 | Double-Walled Fiberglass | Pressurized
10001585 | 2B | Ball Float | 2013-09-09 | no | 2011-11-28 | no | Currently in Use | Diesel | 6000 | Fiberglass | 2008-08-18 | Double-Walled Fiberglass | Pressurized
10001586 | 1 |  | 2007-12-02 | no | 2007-12-02 | no | Currently in Use | Gas (Historical Use) | 3000 | Composite Double Walled | 2007-11-30 | Steel/FG Secondary containment | Safe Suction (Euro)
10001586 | 2 |  | 2007-12-02 | no | 2007-12-02 | no | Currently in Use | Diesel | 10000 | Composite Double Walled | 2007-11-30 | Steel/FG Secondary containment | Safe Suction (Euro)
10001587 | 1 |  |  | no |  | no | Removed from Ground | Gas (Historical Use) | 1000 | Bare Steel |  | Bare Steel
10001588 | 1 |  |  | no |  | no | Removed from Ground | Gas (Historical Use) | 5000 | Bare Steel | 2008-05-21 | Bare Steel
10001588 | 2 |  |  | no |  | no | Removed from Ground | Diesel | 8000 | Bare Steel | 2008-05-21 | Bare Steel
10001589 | 1 | Flapper Valve | 2008-06-02 | no | 2008-06-02 | no | Currently in Use | Regular | 15000 | Fiberglass Double Walled | 2008-05-28 | Double-Walled Fiberglass | Pressurized
10001589 | 2A | Flapper Valve | 2008-06-02 | no | 2008-06-02 | no | Currently in Use | Premium | 8000 | Fiberglass Double Walled | 2008-05-28 | Double-Walled Fiberglass | Pressurized
10001589 | 2B | Flapper Valve | 2008-06-02 | no | 2008-06-02 | no | Currently in Use | Diesel | 7000 | Fiberglass Double Walled | 2008-05-28 | Double-Walled Fiberglass | Pressurized
10001593 | 1 | Flapper Valve | 2007-08-12 | no | 2007-08-12 | no | Temporarily out of use | Empty | 10000 | Composite | 2007-06-01 | Double-Walled Fiberglass | Pressurized
10001593 | 2A | Flapper Valve | 2007-08-12 | no | 2007-08-12 | no | Temporarily out of use | Empty | 4000 | Composite | 2007-06-01 | Double-Walled Fiberglass | Pressurized
10001593 | 2B | Flapper Valve | 2007-08-12 | no | 2007-08-12 | no | Temporarily out of use | Empty | 3000 | Composite | 2007-06-01 | Double-Walled Fiberglass | Safe Suction (Euro)
10001593 | 2C | Flapper Valve | 2007-08-12 | no | 2007-08-12 | no | Temporarily out of use | Empty | 3000 | Composite | 2007-06-01 | Double-Walled Fiberglass | Safe Suction (Euro)
10001595 | 1 |  |  | no |  | no | Removed from Ground | Gas (Historical Use) | 1000 | Bare Steel | 2008-07-23 | Unknown
10001595 | 2 |  |  | no |  | no | Removed from Ground | Gas (Historical Use) | 1000 | Bare Steel | 2008-07-23 | Unknown
10001595 | 3 |  |  | no |  | no | Removed from Ground | Gas (Historical Use) | 1000 | Bare Steel | 2008-07-23 | Unknown
10001595 | 4 |  |  | no |  | no | Removed from Ground | Used Oil | 250 | Bare Steel | 2008-07-24 | Unknown
10001599 | 1 | Ball Float | 2005-03-01 | no | 2005-03-01 | no | Currently in Use | Gas (Historical Use) | 12000 | Epoxy | 2005-03-01 | Fiberglass Reinforced Plastic | Pressurized
10001599 | 2 | Ball Float | 2005-03-01 | no | 2005-03-01 | no | Currently in Use | Gas (Historical Use) | 5000 | Epoxy | 2005-03-01 | Fiberglass Reinforced Plastic | Pressurized
10001599 | 3 | Ball Float | 2005-03-01 | no | 2005-03-01 | no | Currently in Use | Diesel | 5000 | Epoxy | 2005-03-01 | Fiberglass Reinforced Plastic | Pressurized
10001604 | 1 | Ball Float | 2008-06-15 | no | 2008-06-15 | no | Currently in Use | Gas (Historical Use) | 15000 | Composite Double Walled | 2008-06-15 | Double-Walled Fiberglass | Pressurized
10001604 | 2 | Ball Float | 2008-06-15 | no | 2008-06-15 | no | Currently in Use | Gas (Historical Use) | 5000 | Composite Double Walled | 2008-06-01 | Double-Walled Fiberglass | Pressurized
10001604 | 3 | Ball Float | 2008-06-15 | no | 2008-06-15 | no | Currently in Use | Diesel | 5000 | Composite Double Walled | 2008-06-01 | Double-Walled Fiberglass | Pressurized
10001611 | 1 |  |  | no |  | no | Removed from Ground | Gas (Historical Use) | 1000 | Bare Steel | 2008-08-20
10001611 | 2 |  |  | no |  | no | Removed from Ground | Gas (Historical Use) | 1000 | Bare Steel | 2008-08-20
10001614 | 1 | Ball Float | 2006-01-01 | no | 2006-01-01 | no | Currently in Use | Gas (Historical Use) | 8000 | Fiberglass Double Walled | 2006-01-01 | Double-Walled Flex | Pressurized
10001620 | 1 | Ball Float | 2008-09-24 | no | 2008-08-18 | no | Currently in Use | Gas (Historical Use) | 20000 | Fiberglass Double Walled | 2008-07-24 | Double-Walled Fiberglass | Pressurized
10001620 | 2A | Ball Float | 2008-09-24 | no | 2018-08-18 | no | Currently in Use | Gas (Historical Use) | 8000 | Fiberglass Double Walled | 2008-07-24 | Double-Walled Fiberglass | Pressurized
10001620 | 2B | Ball Float | 2008-09-24 | no | 2008-08-18 | no | Currently in Use | Diesel | 6000 | Fiberglass Double Walled | 2008-07-24 | Double-Walled Fiberglass | Pressurized
10001620 | 2C | Ball Float | 2008-09-24 | no | 2008-08-18 | no | Currently in Use | Diesel | 6000 | Fiberglass Double Walled | 2008-07-24 | Double-Walled Fiberglass | Pressurized
10001622 | 1 | Flapper Valve | 2008-08-01 | no | 2008-08-01 | no | Currently in Use | Regular | 12000 | Composite Double Walled | 2008-08-01 | Double-Walled Fiberglass | Pressurized
10001622 | 2 | Flapper Valve | 2008-08-01 | no | 2008-08-01 | no | Currently in Use | Diesel | 12000 | Composite Double Walled | 2008-08-01 | Double-Walled Fiberglass | Pressurized
10001623 | 1 |  | 2008-10-17 | no | 2008-10-17 | no | Currently in Use | Diesel | 15000 | Composite Double Walled | 2008-10-14 | Double-Walled Fiberglass | Pressurized
10001628 | 1 |  |  | no |  | no | Closed in Ground | Gas (Historical Use) | 2000 | Bare Steel
10001628 | 2 |  |  | no |  | no | Closed in Ground | Gas (Historical Use) | 2000 | Bare Steel
10001628 | 3 |  |  | no |  | no | Closed in Ground | Gas (Historical Use) | 2000 | Bare Steel
10001630 | 1 |  |  | no |  | no | Removed from Ground | Gas (Historical Use) | 8000 | Unknown | 2006-12-23
10001630 | 2 |  |  | no |  | no | Removed from Ground | Gas (Historical Use) | 8000 | Unknown | 2006-12-23
10001632 | 1 |  | 2006-06-08 | no | 2006-06-08 | no | Closed in Ground | Diesel | 2500 | Fiberglass Double Walled | 2006-06-08 | Fiberglass Reinforced Plastic | Suction (American)
10001633 | 1 | Flapper Valve | 2008-09-01 | no | 2008-08-01 | no | Currently in Use | Regular | 12000 | Composite Double Walled | 2008-07-01 | Double-Walled Fiberglass | Pressurized
10001633 | 2 | Flapper Valve | 2008-09-01 | no | 2008-08-01 | no | Currently in Use | Premium | 4000 | Composite Double Walled | 2008-07-01 | Double-Walled Fiberglass | Pressurized
10001633 | 3 | Flapper Valve | 2008-09-01 | no | 2008-08-01 | no | Currently in Use | Diesel | 4000 | Composite Double Walled | 2008-07-01 | Double-Walled Fiberglass | Pressurized
10001633 | 4 | Flapper Valve | 2008-09-01 | no | 2008-08-01 | no | Currently in Use | Diesel Off Road | 2000 | Composite Double Walled | 2008-07-01 | Double-Walled Fiberglass | Safe Suction (Euro)
10001633 | 5 | Flapper Valve | 2008-09-01 | no | 2008-08-01 | no | Currently in Use | Ethanol | 1000 | Composite Double Walled | 2008-08-01 | Fiberglass Reinforced Plastic | Safe Suction (Euro)
10001635 | 1 | Flapper Valve | 2008-09-10 | no | 2008-09-10 | no | Currently in Use | E-10 | 20000 | Fiberglass Double Walled | 2008-09-10 | Double-Walled Fiberglass | Pressurized
10001635 | 2 | Flapper Valve | 2008-09-10 | no | 2008-09-10 | no | Currently in Use | Plus | 20000 | Fiberglass Double Walled | 2008-09-10 | Double-Walled Fiberglass | Pressurized
10001635 | 3A | Flapper Valve | 2009-09-10 | no | 2008-09-10 | no | Currently in Use | Diesel | 12000 | Fiberglass Double Walled | 2008-09-10 |  | Pressurized
10001635 | 3B | Flapper Valve | 2008-09-10 | no | 2008-09-10 | no | Currently in Use | Premium | 8000 | Fiberglass Double Walled | 2008-09-10 | Double-Walled Fiberglass | Pressurized
10001636 | 1A | Flapper Valve | 2008-10-01 | no | 2008-10-01 | no | Currently in Use | Gas (Historical Use) | 16000 | Composite Double Walled | 2008-09-01 | Double-Walled Flex | Pressurized
10001636 | 1B | Flapper Valve | 2008-10-01 | no | 2008-10-01 | no | Currently in Use | Gas (Historical Use) | 4000 | Composite Double Walled | 2008-09-01 | Double-Walled Flex | Pressurized
10001636 | 2 | Flapper Valve | 2008-10-01 | no | 2008-10-01 | no | Currently in Use | Diesel | 10000 | Composite Double Walled | 2008-09-01 | Double-Walled Flex | Pressurized
10001637 | 1 | Ball Float | 2008-10-22 | no | 2008-10-22 | no | Currently in Use | E-10 | 20000 | Fiberglass Double Walled | 2008-09-11 | Double-Walled Fiberglass | Pressurized
10001637 | 2A | Ball Float | 2008-10-22 | no | 2008-10-22 | no | Currently in Use | Diesel | 12000 | Fiberglass Double Walled | 2008-09-11 | Double Walled | Pressurized
10001637 | 2B |  | 2008-10-22 | no | 2008-10-22 | no | Currently in Use | E-10 | 8000 | Fiberglass Double Walled | 2008-09-11 | Double-Walled Fiberglass | Pressurized
10001640 | 1 |  |  | no |  | no | Removed from Ground | Not Marked | 100 | Bare Steel | 2008-10-30 | Bare Steel
10001641 | 1 |  |  | no |  | no | Removed from Ground | Not Marked | 0 | Unknown | 1980-01-01 | Unknown
10001641 | 2 |  |  | no |  | no | Removed from Ground | Not Marked | 0 | Unknown | 1980-01-01 | Unknown
10001642 | 1 | Overfill Alarm | 2008-10-01 | no | 2008-06-01 | no | Currently in Use | Gas (Historical Use) | 20000 | Fiberglass Double Walled | 2008-06-01 | Double-Walled Fiberglass | Pressurized
10001642 | 2 | Overfill Alarm | 2008-10-01 | no | 2008-06-01 | no | Currently in Use | Gas (Historical Use) | 20000 | Fiberglass Double Walled | 2008-06-01 | Double-Walled Fiberglass | Pressurized
10001642 | 3A | Overfill Alarm | 2008-10-01 | no | 2008-06-01 | no | Currently in Use | Diesel | 12000 | Fiberglass Double Walled | 2008-06-01 | Double-Walled Fiberglass | Pressurized
10001642 | 3B | Overfill Alarm | 2008-10-01 | no | 2008-06-01 | no | Currently in Use | Gas (Historical Use) | 8000 | Fiberglass Double Walled | 2008-06-01 | Double-Walled Fiberglass | Pressurized
10001643 | 1 | Ball Float | 2008-07-15 | no | 2008-07-15 | no | Currently in Use | Gas (Historical Use) | 14000 | Tank Jacket Double Walled | 2008-07-15 | Double-Walled Fiberglass | Pressurized
10001643 | 2 | Ball Float | 2008-07-15 | no | 2008-07-15 | no | Currently in Use | Gas (Historical Use) | 6000 | Tank Jacket Double Walled | 2008-07-15 | Double-Walled Fiberglass | Pressurized
10001643 | 3 | Ball Float | 2008-07-15 | no | 2008-07-15 | no | Currently in Use | Diesel | 6000 | Tank Jacket Double Walled | 2008-07-15 | Double-Walled Fiberglass | Pressurized
10001645 | 1 | Ball Float | 2007-05-01 | no | 2007-05-01 | no | Currently in Use | Regular | 12000 | Composite | 2007-05-01 | Double-Walled Fiberglass | Pressurized
10001645 | 2A | Ball Float | 2007-05-01 | no | 2007-05-01 | no | Currently in Use | Diesel | 6000 | Composite | 2007-05-01 | Double-Walled Fiberglass | Pressurized
10001645 | 2B | Ball Float | 2007-05-01 | no | 2007-05-01 | no | Temporarily out of use | Diesel | 4000 | Composite | 2007-05-01 | Double-Walled Fiberglass | Pressurized
10001645 | 3 | Ball Float | 2007-05-01 | no | 2007-05-01 | no | Currently in Use | Premium | 10000 | Composite | 2007-05-01 | Double-Walled Fiberglass | Pressurized
10001646 | 1 |  |  | no |  | no | Removed from Ground | Diesel | 10000 | Bare Steel | 2008-08-27 | Bare Steel
10001646 | 2 |  |  | no |  | no | Removed from Ground | Gas (Historical Use) | 3000 | Bare Steel | 2008-08-27 | Bare Steel
10001646 | 3 |  |  | no |  | no | Removed from Ground | Gas (Historical Use) | 2000 | Bare Steel | 2008-08-27 | Bare Steel
10001646 | 4 |  |  | no |  | no | Removed from Ground | Diesel | 2000 | Bare Steel | 2008-08-27 | Bare Steel
10001648 | 1 | Ball Float | 2008-11-03 | no | 2008-11-03 | no | Currently in Use | Gas (Historical Use) | 20000 | Fiberglass Double Walled | 2008-09-18 | Double-Walled Fiberglass | Pressurized
10001648 | 2A | Ball Float | 2008-11-03 | no | 2008-11-03 | no | Currently in Use | Diesel | 12000 | Fiberglass Double Walled | 2008-12-10 | Double-Walled Fiberglass | Pressurized
10001648 | 2B | Ball Float | 2008-11-03 | no | 2008-11-03 | no | Currently in Use | Gas (Historical Use) | 8000 | Fiberglass Double Walled | 2008-09-18 | Double-Walled Fiberglass | Pressurized
10001650 | 1 |  | 2008-06-01 | no | 2008-06-01 | no | Currently in Use | Gas (Historical Use) | 10000 | Composite Double Walled | 2008-06-26 | Fiberglass Reinforced Plastic | Pressurized
10001650 | 2 |  | 2008-06-01 | no | 2008-06-01 | no | Currently in Use | Diesel | 5000 | Composite Double Walled | 2008-06-26 | Fiberglass Reinforced Plastic | Pressurized
10001651 | 1 |  | 2008-10-08 | no | 2008-10-20 | no | Currently in Use | Aviation Gas/AV Gas | 12000 | Composite Double Walled | 2008-10-06 | Double-Walled Fiberglass | Suction (American)
10001651 | 2 |  | 2008-10-08 | no | 2008-10-20 | no | Currently in Use | Kerosene | 12000 | Composite Double Walled | 2008-10-06 | Double-Walled Fiberglass | Suction (American)
10001653 | 1 |  | 2008-10-27 | no | 2008-10-27 | no | Currently in Use | Gas (Historical Use) | 12000 | Composite Double Walled | 2008-10-27 | Double-Walled Fiberglass | Pressurized
10001653 | 2 |  | 2008-10-27 | no | 2008-10-27 | no | Currently in Use | Diesel | 12000 | Composite Double Walled | 2008-10-27 | Double-Walled Fiberglass | Pressurized
10001653 | 3 |  | 2008-10-27 | no | 2008-10-27 | no | Currently in Use | Gas (Historical Use) | 20000 | Composite Double Walled | 2008-10-27 | Double-Walled Fiberglass | Pressurized
10001654 | 1A | Ball Float | 2008-09-01 | no | 2008-09-01 | no | Currently in Use | Gas (Historical Use) | 10000 | Composite | 2008-08-29 | Double-Walled Fiberglass | Pressurized
10001654 | 1B | Ball Float | 2008-09-01 | no | 2008-09-01 | no | Currently in Use | Gas (Historical Use) | 5000 | Composite | 2008-08-29 | Double-Walled Fiberglass | Pressurized
10001654 | 2A | Ball Float | 2008-09-01 | no | 2008-09-01 | no | Currently in Use | Diesel | 12000 | Composite | 2008-08-29 | Double-Walled Fiberglass | Pressurized
10001654 | 2B | Flapper Valve | 2008-09-01 | no | 2008-09-01 | no | Currently in Use | Diesel | 3000 | Composite | 2008-08-29 | Double-Walled Fiberglass | Safe Suction (Euro)
10001655 | 1 | Ball Float | 2008-05-16 | no | 2008-05-16 | no | Currently in Use | Gas (Historical Use) | 20000 | Epoxy Double-Walled | 2008-04-30 | Double-Walled Flex
10001655 | 2A | Ball Float | 2008-05-16 | no | 2008-05-16 | no | Currently in Use | Diesel | 5000 | Epoxy Double-Walled | 2008-04-30 | Double-Walled Flex
10001655 | 2B | Ball Float | 2008-05-16 | no | 2008-05-16 | no | Currently in Use | Gas (Historical Use) | 10000 | Epoxy Double-Walled | 2008-05-16 | Double-Walled Flex
10001655 | 3 | Ball Float | 2008-05-16 | no | 2008-05-16 | no | Currently in Use | Diesel | 10000 | Epoxy Double-Walled | 2008-05-16 | Double-Walled Flex
10001656 | 1 |  | 2005-06-01 | no | 2005-06-01 | no | Currently in Use |  | 10000 | Composite | 2009-01-07 | Double-Walled Flex
10001658 | 1 |  | 2008-01-01 | no | 2008-01-01 | no | Currently in Use | Gas (Historical Use) | 12000 | Composite Double Walled | 2008-01-17 | Fiberglass Reinforced Plastic | Pressurized
10001658 | 2 |  | 2008-01-01 | no | 2008-01-01 | no | Currently in Use | Gas (Historical Use) | 6000 | Composite Double Walled | 2008-01-01 | Fiberglass Reinforced Plastic | Pressurized
10001658 | 3 |  | 2008-01-01 | no | 2008-01-01 | no | Currently in Use | Diesel | 6000 | Composite Double Walled | 2008-01-01 | Fiberglass Reinforced Plastic | Pressurized
10001660 | 1 |  |  | no |  | no | Removed from Ground | Not Marked/Tank Removed | 121908 | Unknown | 2008-11-30 | Unknown
10001663 | 1 |  |  | no |  | no | Removed from Ground | Gas (Historical Use) | 500 | Bare Steel | 1975-06-30 | Bare Steel
10001663 | 2 |  |  | no |  | no | Removed from Ground | Gas (Historical Use) | 500 | Bare Steel | 1975-06-30 | Bare Steel
10001666 | 1 | Flapper Valve | 2008-12-01 | no | 2008-10-01 | no | Currently in Use | Gas (Historical Use) | 15000 | Composite Double Walled | 2008-07-01 | Double-Walled Fiberglass | Pressurized
10001666 | 2 | Flapper Valve | 2008-12-01 | no | 2008-10-01 | no | Currently in Use | Gas (Historical Use) | 6000 | Composite Double Walled | 2008-07-01 | Double-Walled Fiberglass | Pressurized
10001666 | 3 | Flapper Valve | 2008-12-01 | no | 2008-10-01 | no | Currently in Use | Diesel | 6000 | Composite Double Walled | 2008-10-01 | Double-Walled Fiberglass | Pressurized
10001667 | 1 |  |  | no |  | no | Removed from Ground | Gas (Historical Use) | 500 | Bare Steel | 2008-12-12 | Galvanized Steel | Safe Suction (Euro)
10001668 | 1 | Ball Float | 2008-11-01 | no | 2008-11-01 | no | Currently in Use | Gas (Historical Use) | 10000 | Tank Jacket | 2008-11-01 | Double-Walled Fiberglass | Pressurized
10001668 | 2 | Ball Float | 2008-11-01 | no | 2008-11-01 | no | Currently in Use | Gas (Historical Use) | 4000 | Tank Jacket | 2008-11-01 | Double-Walled Fiberglass | Pressurized
10001668 | 3 | Ball Float | 2008-11-01 | no | 2008-11-01 | no | Currently in Use | Diesel | 4000 | Tank Jacket | 2008-11-01 | Double-Walled Fiberglass | Pressurized
10001669 | 1 | Overfill Alarm | 2008-09-10 | no | 2008-09-10 | no | Currently in Use | Regular | 10000 | Composite Double Walled | 2008-09-10 | Fiberglass Reinforced Plastic | Pressurized
10001669 | 2 | Overfill Alarm | 2008-09-10 | no | 2008-09-10 | no | Currently in Use | Premium | 5000 | Composite Double Walled | 2008-09-10 | Fiberglass Reinforced Plastic | Pressurized
10001669 | 3 | Overfill Alarm | 2008-09-10 | no | 2008-09-10 | no | Currently in Use | Diesel | 10000 | Composite Double Walled | 2008-09-10 | Fiberglass Reinforced Plastic | Pressurized
10001670 | 1A | Ball Float | 2009-01-14 | no | 2009-01-14 | no | Currently in Use | E-10 | 10000 | Epoxy | 2009-01-14 | Fiberglass Reinforced Plastic | Pressurized
10001670 | 1B | Flapper Valve | 2009-01-14 | no | 2009-01-14 | no | Currently in Use | Kerosene | 1995 | Epoxy | 2009-01-14 | Fiberglass Reinforced Plastic | Suction (American)
10001670 | 2A | Ball Float | 2009-01-14 | no | 2009-01-14 | no | Currently in Use | E-10 | 6078 | Epoxy | 2009-01-14 | Fiberglass Reinforced Plastic | Pressurized
10001670 | 2B | Ball Float | 2009-01-14 | no | 2009-01-14 | no | Currently in Use | Diesel | 4073 | Epoxy | 2009-01-14 | Fiberglass Reinforced Plastic | Pressurized
10001674 | 1 |  |  | no |  | no | Removed from Ground | Gas (Historical Use) | 0 | Unknown | 1978-01-01 | Unknown
10001674 | 2 |  |  | no |  | no | Removed from Ground | Gas (Historical Use) | 0 | Unknown | 1978-01-01 | Unknown
10001674 | 3 |  |  | no |  | no | Removed from Ground | Diesel | 0 | Unknown | 1978-01-01 | Unknown
10001674 | 4 |  |  | no |  | no | Removed from Ground | Gas (Historical Use) | 600 | Unknown | 2011-09-23 | Unknown
10001676 | 1 |  |  | no |  | no | Removed from Ground | Not Marked/Tank Removed | 500 | Bare Steel | 2009-01-20 | Bare Steel
10001676 | 2 |  |  | no |  | no | Removed from Ground | Not Marked/Tank Removed | 1000 | Bare Steel | 2009-01-20 | Bare Steel
10001679 | P329288 | Overfill Alarm | 2007-07-23 | no | 2007-07-23 | no | Currently in Use | Gas (Historical Use) | 10000 | Fiberglass Double Walled | 2006-10-01 | Double-Walled Fiberglass | Pressurized
10001679 | P797001A | Overfill Alarm | 2007-07-23 | no | 2007-07-23 | no | Currently in Use | Diesel | 8000 | Fiberglass Double Walled | 2006-10-01 | Double-Walled Fiberglass | Pressurized
10001679 | P797001B | Overfill Alarm | 2007-07-23 | no | 2007-07-23 | no | Currently in Use | Diesel | 7000 | Fiberglass Double Walled | 2006-10-01 | Double-Walled Fiberglass | Pressurized
10001679 | P797003 | Overfill Alarm | 2007-07-23 | no | 2007-07-23 | no | Currently in Use | Gas (Historical Use) | 12000 | Fiberglass Double Walled | 2006-10-01 | Double-Walled Fiberglass | Pressurized
10001680 | 1 | Overfill Alarm | 2008-11-21 | no | 2009-01-13 | no | Currently in Use | Gas (Historical Use) | 20000 | Fiberglass Double Walled | 2008-10-23 | Double-Walled Flex | Pressurized
10001680 | 2A | Overfill Alarm | 2008-11-21 | no | 2009-01-13 | no | Currently in Use | Diesel | 10000 | Fiberglass Double Walled | 2008-10-23 | Double-Walled Flex | Pressurized
10001680 | 2B | Overfill Alarm | 2008-11-21 | no | 2009-01-13 | no | Currently in Use | Gas (Historical Use) | 8000 | Fiberglass Double Walled | 2008-10-23 | Double-Walled Flex | Pressurized
10001681 | 1 |  |  | no |  | no | Removed from Ground | Gas (Historical Use) | 500 | Bare Steel | 2007-06-10
10001682 | 1 | Ball Float | 2008-07-01 | no | 2008-07-01 | no | Currently in Use | Diesel | 20000 | Composite | 2007-01-12 | Fiberglass Reinforced Plastic | Pressurized
10001685 | 1 |  |  | no |  | no | Removed from Ground |  | 0 | Unknown
10001689 | 1 |  | 2011-12-15 | no | 2011-12-15 | no | Removed from Ground | Diesel | 6000 | Composite | 2005-01-01 | Aboveground | Pressurized
10001690 | 1 |  |  | no |  | no | Removed from Ground | Gas (Historical Use) | 1000 | Unknown | 1986-01-01 | Galvanized Steel | Pressurized
10001694 | 1 |  | 2008-09-11 | no | 2008-09-11 | no | Currently in Use | Gas (Historical Use) | 20000 | Fiberglass Double Walled | 2008-09-11 | Double-Walled Fiberglass | Pressurized
10001694 | 2 |  | 2008-09-11 | no | 2008-09-11 | no | Currently in Use | Gas (Historical Use) | 20000 | Fiberglass Double Walled | 2008-09-11 | Double-Walled Fiberglass | Pressurized
10001694 | 3 |  | 2008-09-11 | no | 2008-09-11 | no | Currently in Use | Gas (Historical Use) | 12000 | Fiberglass Double Walled | 2008-09-11 | Double-Walled Fiberglass | Pressurized
10001694 | 4A |  | 2016-10-03 | no | 2016-10-03 | no | Currently in Use | Gas (Historical Use) | 10000 | Fiberglass Double Walled | 2016-09-28 | Double-Walled Flex | Pressurized
10001694 | 4B |  | 2016-10-03 | no | 2016-10-03 | no | Currently in Use | Diesel | 12000 | Fiberglass Double Walled | 2016-09-28 | Double-Walled Flex | Pressurized
10001695 | 1 |  |  | no |  | no | Removed from Ground | Gas (Historical Use) | 1000 | Bare Steel | 1970-01-01 | Bare Steel
10001695 | 2 |  |  | no |  | no | Removed from Ground | Gas (Historical Use) | 2000 | Bare Steel | 1970-01-01 | Bare Steel
10001697 | 1 |  | 2009-04-01 | no | 2009-04-01 | no | Currently in Use | Gas (Historical Use) | 12000 | Epoxy Double-Walled | 2009-04-01 | Double-Walled Fiberglass | Pressurized
10001697 | 2A |  | 2009-04-01 | no | 2009-04-01 | no | Currently in Use | Gas (Historical Use) | 4000 | Epoxy Double-Walled | 2009-04-01 | Double-Walled Fiberglass | Pressurized
10001697 | 2B |  | 2009-04-01 | no | 2009-04-01 | no | Currently in Use | Diesel | 6000 | Epoxy Double-Walled | 2009-04-01 | Double-Walled Fiberglass | Pressurized
10001705 | 1 |  |  | no |  | no | Removed from Ground | Gas (Historical Use) | 560 | Bare Steel | 2009-03-20 | Bare Steel | Suction (American)
10001705 | 2 |  |  | no |  | no | Removed from Ground | Gas (Historical Use) | 560 | Bare Steel | 2009-03-20 | Bare Steel | Suction (American)
10001706 | 1 |  |  | no |  | no | Removed from Ground | Gas (Historical Use) | 500 | Bare Steel | 1950-01-01 | Unknown
10001706 | 2 |  |  | no |  | no | Removed from Ground | Gas (Historical Use) | 500 | Bare Steel | 1950-01-01 | Unknown
10001706 | 3 |  |  | no |  | no | Removed from Ground | Gas (Historical Use) | 2000 | Bare Steel | 1950-01-01 | Not Marked
10001706 | 4 |  |  | no |  | no | Removed from Ground | Gas (Historical Use) | 3000 | Bare Steel | 1950-01-01 | Not Marked
10001708 | 1 |  |  | no |  | no | Removed from Ground | Used Oil | 280 | Unknown | 2009-03-12 | Unknown
10001709 | 1 |  |  | no |  | no | Removed from Ground | Diesel | 1000 | Unknown | 2009-03-05 | Unknown
10001709 | 2 |  |  | no |  | no | Removed from Ground |  | 500 | Unknown | 2009-03-05
10001715 | 1 | Flapper Valve | 2008-11-01 | no | 2008-11-01 | no | Currently in Use | Gas (Historical Use) | 25000 | Fiberglass Double Walled | 2008-11-01 | Double-Walled Flex | Pressurized
10001715 | 2 | Flapper Valve | 2008-11-01 | no | 2008-11-01 | no | Currently in Use | Gas (Historical Use) | 7000 | Fiberglass Double Walled | 2008-11-01 | Double-Walled Flex | Pressurized
10001715 | 3 | Flapper Valve | 2008-11-01 | no | 2008-11-01 | no | Currently in Use | Diesel | 5000 | Fiberglass Double Walled | 2008-11-01 | Double-Walled Flex | Pressurized
10001715 | 4 | Flapper Valve | 2008-11-01 | no | 2008-11-01 | no | Currently in Use | Diesel | 5000 | Fiberglass Double Walled | 2008-11-01 | Double-Walled Flex | Pressurized
10001716 | 1A |  | 2009-01-01 | no | 2009-01-01 | no | Currently in Use | Gas (Historical Use) | 12000 | Composite Double Walled | 2009-01-01 | Double-Walled Fiberglass
10001716 | 1B |  | 2009-01-01 | no | 2009-01-01 | no | Currently in Use | Gas (Historical Use) | 4000 | Composite Double Walled | 2009-01-01 | Double-Walled Fiberglass
10001716 | 1C |  | 2009-01-01 | no | 2009-01-01 | no | Currently in Use | Diesel | 4000 | Composite Double Walled | 2009-01-01 | Double-Walled Fiberglass
10001723 | 1 |  | 2009-05-14 | no | 2009-05-14 | no | Currently in Use | Gas (Historical Use) | 15000 | Fiberglass Double Walled | 2009-01-19 | Double-Walled Fiberglass | Pressurized
10001723 | 2A |  | 2009-05-14 | no | 2009-05-14 | no | Currently in Use | Gas (Historical Use) | 8000 | Fiberglass Double Walled | 2009-01-19 | Double-Walled Fiberglass | Pressurized
10001723 | 2B |  | 2009-05-14 | no | 2009-05-14 | no | Currently in Use | Diesel | 7000 | Fiberglass Double Walled | 2009-01-19 | Double-Walled Fiberglass | Pressurized
10001724 | 1 |  | 2008-10-01 | no | 2008-10-01 | no | Currently in Use | Gas (Historical Use) | 12000 | Composite Double Walled | 2008-10-01 | Double-Walled Fiberglass | Pressurized
10001724 | 2A |  | 2008-10-01 | no | 2008-10-01 | no | Currently in Use | Gas (Historical Use) | 4000 | Composite Double Walled | 2008-10-01 | Double-Walled Fiberglass | Pressurized
10001724 | 2B |  | 2008-10-01 | no | 2008-10-01 | no | Currently in Use | Diesel | 4000 | Composite Double Walled | 2008-10-01 | Double-Walled Fiberglass | Pressurized
10001725 | 1A | Ball Float | 2007-05-24 | no | 2007-05-24 | no | Currently in Use | Gas (Historical Use) | 10000 | Composite Double Walled | 2007-05-22 | Double-Walled Fiberglass | Pressurized
10001725 | 1B | Ball Float | 2007-05-24 | no | 2007-05-24 | no | Currently in Use | Gas (Historical Use) | 5000 | Composite Double Walled | 2007-05-22 | Double-Walled Fiberglass | Pressurized
10001725 | 2 | Flapper Valve | 2007-05-24 | no | 2007-05-24 | no | Currently in Use | Diesel | 10000 | Composite Double Walled | 2007-05-22 | Double-Walled Fiberglass | Pressurized
10001728 | 1 |  |  | no |  | no | Removed from Ground | Gas (Historical Use) | 2000 | Bare Steel | 1990-01-01
10001728 | 2 |  |  | no |  | no | Removed from Ground | Gas (Historical Use) | 500 | Bare Steel | 1990-01-01
10001730 | 1 | Flapper Valve | 2009-03-25 | no | 2009-03-25 | no | Currently in Use | Diesel | 20000 | Composite Double Walled | 2009-03-25 | Double-Walled Fiberglass | Pressurized
10001731 | 1 | Ball Float | 2008-06-11 | no | 2008-06-11 | no | Currently in Use | Gas (Historical Use) | 8000 | Epoxy Double-Walled | 2008-05-10 | Double-Walled Flex | Pressurized
10001731 | 2 | Ball Float | 2008-06-11 | no | 2008-06-11 | no | Currently in Use | Gas (Historical Use) | 4000 | Epoxy Double-Walled | 2008-05-10 | Double-Walled Flex | Pressurized
10001731 | 3 | Ball Float | 2008-06-11 | no | 2008-06-11 | no | Currently in Use | Diesel | 4000 | Epoxy Double-Walled | 2008-05-10 | Double-Walled Flex | Pressurized
10001732 | 1 |  |  | no |  | no | Removed from Ground | Gas (Historical Use) | 2000 | Bare Steel | 2009-03-18
10001732 | 2 |  |  | no |  | no | Removed from Ground | Gas (Historical Use) | 2000 | Bare Steel | 2009-03-18
10001733 | 1 |  | 2009-05-15 | no | 2009-05-15 | no | Removed from Ground | Gas (Historical Use) | 8000 | Fiberglass Double Walled | 2009-03-07 | Double-Walled Flex | Pressurized
10001733 | 2 |  | 2009-05-15 | no | 2009-05-15 | no | Removed from Ground | Gas (Historical Use) | 8000 | Fiberglass Double Walled | 2009-03-07 | Double-Walled Flex | Pressurized
10001733 | 3 |  | 2009-05-15 | no | 2009-05-15 | no | Removed from Ground | Diesel | 10000 | Fiberglass Double Walled | 2009-03-07 | Double-Walled Flex | Pressurized
10001733 | 4 |  | 2009-05-15 | no | 2009-05-15 | no | Removed from Ground | Diesel | 10000 | Fiberglass Double Walled | 2009-03-07 | Double-Walled Flex | Pressurized
10001733 | 5 |  | 2009-05-15 | no | 2009-05-15 | no | Removed from Ground | Diesel | 10000 | Fiberglass Double Walled | 2009-03-07 | Double-Walled Flex | Pressurized
10001733 | 6A |  | 2010-02-01 | no | 2010-02-01 | no | Currently in Use | Gas (Historical Use) | 12000 | Composite Double Walled | 2010-02-22 | Double-Walled Fiberglass | Pressurized
10001733 | 6B |  | 2010-02-22 | no | 2010-02-22 | no | Currently in Use | Gas (Historical Use) | 3000 | Composite Double Walled | 2010-02-22 | Double-Walled Fiberglass | Pressurized
10001733 | 7A |  | 2010-02-22 | no | 2010-02-22 | no | Currently in Use | Gas (Historical Use) | 12000 | Composite Double Walled | 2010-02-22 | Double-Walled Fiberglass | Pressurized
10001733 | 7B |  | 2010-02-22 | no | 2010-02-22 | no | Currently in Use | Gas (Historical Use) | 3000 | Composite Double Walled | 2010-02-22 | Double-Walled Fiberglass | Pressurized
10001734 | 1 |  | 2008-08-01 | no | 2008-08-01 | no | Currently in Use | Regular | 15000 | Composite Double Walled | 2008-08-27 | Fiberglass Reinforced Plastic | Pressurized
10001734 | 2 |  | 2008-08-01 | no | 2008-08-01 | no | Currently in Use | Gas (Historical Use) | 4000 | Composite Double Walled | 2008-08-27 | Fiberglass Reinforced Plastic | Pressurized
10001734 | 3 |  | 2008-08-01 | no | 2008-08-01 | no | Currently in Use | Diesel | 4000 | Composite Double Walled | 2008-08-27 | Fiberglass Reinforced Plastic | Pressurized
10001738 | 1 |  |  | no |  | no | Removed from Ground | Gas (Historical Use) | 6000 | Bare Steel | 2009-03-19
10001738 | 2 |  |  | no |  | no | Removed from Ground | Gas (Historical Use) | 6000 | Bare Steel | 2009-06-19
10001738 | 3 |  |  | no |  | no | Removed from Ground | Used Oil | 280 | Bare Steel | 2009-03-19
10001741 | 1 |  |  | no |  | no | Removed from Ground |  | 0 | Unknown
10001742 | 1 |  |  | no |  | no | Permanently Out Of Use | Gas (Historical Use) | 3000 | Bare Steel | 2009-07-30 | Galvanized Steel
10001742 | 2 |  |  | no |  | no | Permanently Out Of Use | Gas (Historical Use) | 3000 | Bare Steel | 2009-07-30 | Galvanized Steel
10001745 | 1 |  |  | no |  | no | Removed from Ground |  | 0 | Unknown
10001753 | 1 | Flapper Valve | 2009-01-01 | no | 2009-01-01 | no | Currently in Use | Diesel | 10000 | Epoxy Double-Walled | 2009-01-01 | Double-Walled Fiberglass | Pressurized
10001755 | 1 |  |  | no |  | no | Removed from Ground | Diesel | 1000 | Unknown | 2009-06-05 | Unknown
10001757 | 1 |  |  | no |  | no | Removed from Ground |  | 0 | Unknown
10001757 | 2 |  |  | no |  | no | Currently in Use | Gas (Historical Use) | 17000 | Composite Double Walled | 2010-04-01 | Double-Walled Fiberglass | Pressurized
10001757 | 3 |  | 2010-04-01 | no | 2010-04-01 | no | Currently in Use | Gas (Historical Use) | 6500 | Composite Double Walled | 2010-04-01 | Double-Walled Fiberglass | Pressurized
10001757 | 4 |  | 2010-04-01 | no | 2010-04-01 | no | Currently in Use | Diesel | 6500 | Composite Double Walled | 2010-04-01 | Double-Walled Fiberglass | Pressurized
10001758 | 1 | Flapper Valve | 2009-08-01 | no | 2009-08-01 | no | Currently in Use | E-10 | 20000 | Fiberglass Double Walled | 2009-02-01 | Double-Walled Fiberglass | Pressurized
10001758 | 2 | Flapper Valve | 2009-08-01 | no | 2009-08-01 | no | Currently in Use | E-10 | 20000 | Fiberglass Double Walled | 2009-02-01 | Double-Walled Fiberglass | Pressurized
10001758 | 3A |  | 2009-08-01 | no | 2009-08-01 | no | Currently in Use | Premium | 12000 | Fiberglass Double Walled | 2009-02-01 | Double-Walled Fiberglass | Pressurized
10001758 | 3B |  | 2009-08-01 | no | 2009-08-01 | no | Currently in Use | Diesel | 8000 | Fiberglass Double Walled | 2009-02-01 | Double-Walled Fiberglass | Pressurized
10001762 | 1 | Ball Float | 2009-07-30 | no | 2009-07-30 | no | Currently in Use | Gas (Historical Use) | 12000 | Composite Double Walled | 2009-07-29 | Double-Walled Fiberglass | Pressurized
10001762 | 2A | Ball Float | 2009-07-30 | no | 2009-07-30 | no | Currently in Use | Gas (Historical Use) | 6000 | Composite Double Walled | 2009-07-29 | Double-Walled Fiberglass | Pressurized
10001762 | 2B | Ball Float | 2009-07-30 | no | 2009-07-30 | no | Currently in Use | Diesel | 6000 | Composite Double Walled | 2009-07-29 | Double-Walled Fiberglass | Pressurized
10001764 | 1 |  |  | no |  | no | Permanently Out Of Use | Gas (Historical Use) | 3000 | Unknown | 2009-08-20
10001764 | 2 |  |  | no |  | no | Permanently Out Of Use | Gas (Historical Use) | 4000 | Unknown | 2009-08-20
10001765 | 1 |  |  | no |  | no | Removed from Ground | Diesel | 6000 | Unknown | 1989-01-01 | Unknown
10001766 | 1 |  | 2008-08-22 | no | 2008-08-22 | no | Currently in Use | Gas (Historical Use) | 3000 | Fiberglass Double Walled | 2008-08-22 | Double-Walled Flex | Pressurized
10001768 | 1 |  |  | no |  | no | Removed from Ground | Diesel | 1050 | Unknown | 2001-10-11 | Unknown
10001769 | 1 | Flapper Valve |  | no |  | no | Removed from Ground | Diesel | 3000 | Steel-Impressed Current | 1978-01-01 | Steel (Impressed Current) | Safe Suction (Euro)
10001773 | 1 |  | 2009-04-17 | yes | 2009-04-17 | no | Currently in Use | Gas (Historical Use) | 12000 | Composite Double Walled | 2009-04-17 | Double-Walled Fiberglass | Pressurized
10001773 | 2 |  | 2009-04-17 | yes | 2009-04-17 | no | Currently in Use | Gas (Historical Use) | 12000 | Composite Double Walled | 2009-04-17 | Double-Walled Fiberglass | Pressurized
10001773 | 3 |  | 2009-04-17 | yes | 2009-04-17 | no | Currently in Use | Diesel | 6000 | Composite Double Walled | 2009-04-17 | Double-Walled Fiberglass | Pressurized
10001775 | 1 | Ball Float | 2008-08-07 | no | 2008-08-07 | yes | Currently in Use | Gas (Historical Use) | 12000 | Composite Double Walled | 2008-08-07 | Double-Walled Fiberglass | Pressurized
10001775 | 2 | Ball Float | 2008-08-07 | no | 2008-08-07 | yes | Currently in Use | Gas (Historical Use) | 6000 | Composite Double Walled | 2008-08-07 | Double-Walled Fiberglass | Pressurized
10001775 | 3 | Ball Float | 2008-08-07 | no | 2008-08-07 | yes | Currently in Use | Diesel | 6000 | Composite Double Walled | 2008-08-07 | Double-Walled Fiberglass | Pressurized
10001782 | 1 |  | 2007-06-01 | no | 2007-06-01 | no | Removed from Ground | Diesel | 2500 | Fiberglass Double Walled | 2007-06-01 | Double-Walled Fiberglass | Safe Suction (Euro)
10001783 | 1 | Ball Float | 2009-11-09 | no | 2009-11-18 | no | Currently in Use | Regular | 20000 | Fiberglass Double Walled | 2009-10-07 | Double-Walled Flex | Pressurized
10001783 | 2A | Ball Float | 2009-11-09 | no | 2009-11-18 | no | Currently in Use | Diesel | 10000 | Fiberglass Double Walled | 2009-10-07 | Double-Walled Flex | Pressurized
10001783 | 2B | Ball Float | 2009-11-09 | no | 2009-11-18 | no | Currently in Use | Premium | 8000 | Fiberglass Double Walled | 2009-10-07 | Double-Walled Flex | Pressurized
10001784 | 1 |  |  | no |  | no | Removed from Ground | Gas (Historical Use) | 3000 | Bare Steel | 2005-04-01 | Bare Steel
10001784 | 2 |  |  | no |  | no | Removed from Ground | Gas (Historical Use) | 3000 | Bare Steel | 2005-04-01 | Bare Steel | Safe Suction (Euro)
10001787 | 1 |  | 2009-11-03 | no | 2009-11-03 | yes | Currently in Use | Gas (Historical Use) | 20000 | Composite Double Walled | 2009-11-03 | Double-Walled Fiberglass | Pressurized
10001787 | 2 |  | 2009-11-03 | no | 2009-11-03 | yes | Currently in Use | Diesel | 12000 | Composite Double Walled | 2009-11-03 | Double-Walled Fiberglass | Pressurized
10001787 | 3 |  | 2009-11-03 | no | 2009-11-03 | yes | Currently in Use | Gas (Historical Use) | 12000 | Composite Double Walled | 2009-11-03 | Double-Walled Fiberglass | Pressurized
10001788 | 1 | Ball Float | 2009-11-12 | no | 2009-12-14 | no | Currently in Use | Regular | 20000 | Fiberglass Double Walled | 2009-10-22 | Double-Walled Flex | Pressurized
10001788 | 2A | Ball Float | 2009-11-12 | no | 2009-12-14 | no | Currently in Use | Diesel | 10000 | Fiberglass Double Walled | 2009-10-22 | Double-Walled Flex | Pressurized
10001788 | 2B | Ball Float | 2009-11-12 | no | 2009-12-14 | no | Currently in Use | Premium | 8000 | Fiberglass Double Walled | 2009-10-22 | Double-Walled Flex | Pressurized
10001789 | 1 | Ball Float | 2009-11-20 | no | 2009-11-20 | no | Currently in Use | Gas (Historical Use) | 20000 | Fiberglass Double Walled | 2009-10-21 | Double-Walled Flex | Pressurized
10001789 | 2A | Ball Float | 2009-11-20 | no | 2009-11-20 | no | Currently in Use | Gas (Historical Use) | 10000 | Fiberglass Double Walled | 2009-10-21 | Double-Walled Flex | Pressurized
10001789 | 2B | Ball Float | 2009-11-20 | no | 2009-11-20 | no | Currently in Use | Diesel | 8000 | Fiberglass Double Walled | 2009-10-21 | Double-Walled Flex | Pressurized
10001791 | 1 |  |  | no |  | no | Closed in Ground |  | 0 | Unknown
10001791 | 2 |  |  | no |  | no | Closed in Ground |  | 0 | Unknown
10001792 | 1 | Overfill Alarm | 2008-10-22 | no | 2013-08-13 | no | Currently in Use | Gas (Historical Use) | 2500 | Fiberglass Double Walled | 2008-10-15 | Double-Walled Fiberglass | Safe Suction (Euro)
10001792 | 2 | Overfill Alarm | 2008-10-22 | no | 2013-08-13 | no | Currently in Use | Diesel | 2500 | Fiberglass Double Walled | 2008-10-15 | Double-Walled Fiberglass | Safe Suction (Euro)
10001794 | 1 |  |  | no |  | no | Removed from Ground | Gas (Historical Use) | 2650 | Bare Steel | 1953-01-01 | Not Marked
10001794 | 2 |  |  | no |  | no | Removed from Ground | Gas (Historical Use) | 980 | Bare Steel | 1953-01-01 | Not Marked
10001794 | 3 |  |  | no |  | no | Removed from Ground | Diesel | 1750 | Bare Steel | 1953-01-01 | Not Marked
10001794 | 4 |  |  | no |  | no | Removed from Ground | Kerosene | 2000 | Bare Steel | 1953-01-01 | Not Marked
10001795 | 1 | Flapper Valve | 1996-04-01 | no | 1996-04-01 | no | Currently in Use | Regular | 15000 | Galvanic (STIP-3) | 1996-04-01 | Double-Walled Flex | Pressurized
10001795 | 2 | Flapper Valve | 1996-04-01 | no | 1996-04-01 | no | Currently in Use | E-10 | 15000 | Galvanic (STIP-3) | 1996-04-01 | Double-Walled Flex | Pressurized
10001795 | 3 | Ball Float | 1996-04-01 | no | 1996-04-01 | no | Currently in Use | Diesel | 15000 | Galvanic (STIP-3) | 1996-04-01 | Double-Walled Flex | Pressurized
10001795 | 4 | Ball Float | 1996-04-01 | no | 1996-04-01 | no | Currently in Use | Diesel | 15000 | Galvanic (STIP-3) | 1996-04-01 | Double-Walled Flex | Pressurized
10001796 | 1 |  | 2009-12-15 | no | 2009-12-15 | no | Currently in Use | Diesel | 15000 | Tank Jacket | 2009-06-02 | Double-Walled Fiberglass | Pressurized
10001796 | 2 |  | 2009-12-15 | no | 2009-12-15 | no | Currently in Use | Gas (Historical Use) | 5000 | Tank Jacket | 2009-06-02 | Double-Walled Fiberglass | Pressurized
10001796 | 3 |  | 2009-12-15 | no | 2009-12-15 | no | Currently in Use | Gas (Historical Use) | 15000 | Tank Jacket | 2009-06-02 | Double-Walled Fiberglass | Pressurized
10001796 | 4 |  | 2009-12-15 | no | 2009-12-15 | no | Currently in Use | E-85 | 4000 | Tank Jacket | 2009-06-02 | Double-Walled Fiberglass | Pressurized
10001797 | 1 |  | 2009-12-15 | no | 2009-12-15 | no | Currently in Use | Diesel | 30000 | Tank Jacket | 2009-12-15 | Aboveground | Pressurized
10001797 | 2 |  | 2009-12-15 | no | 2009-12-15 | no | Currently in Use | Diesel | 30000 | Tank Jacket | 2009-12-15 | Aboveground | Pressurized
10001797 | 3 |  | 2009-12-15 | no | 2009-12-15 | no | Currently in Use | Diesel | 30000 | Tank Jacket | 2009-12-15 | Aboveground | Pressurized
10001797 | 4 |  | 2009-12-15 | no | 2009-12-15 | no | Currently in Use | Diesel | 30000 | Tank Jacket | 2009-12-15 | Aboveground | Pressurized
10001797 | 5 |  | 2009-12-15 | no | 2009-12-15 | no | Currently in Use | Gas (Historical Use) | 30000 | Tank Jacket | 2009-12-15 | Aboveground | Pressurized
10001797 | 6 |  | 2009-12-15 | no | 2009-12-15 | no | Currently in Use | Gas (Historical Use) | 30000 | Tank Jacket | 2009-12-15 | Aboveground | Pressurized
10001797 | 7 |  | 2009-12-15 | no | 2009-12-15 | no | Currently in Use | E-85 | 30000 | Tank Jacket | 2009-12-15 | Aboveground | Pressurized
10001802 | 1 | Ball Float | 1991-01-01 | no | 1991-01-01 | no | Currently in Use | Premium | 12000 | Steel-Impressed Current | 1978-05-02 | Double-Walled Fiberglass | Pressurized
10001802 | 2 | Ball Float | 1991-01-01 | no | 1991-01-01 | no | Currently in Use | E-10 | 12000 | Steel-Impressed Current | 1978-05-02 | Double-Walled Fiberglass | Pressurized
10001802 | 3 | Ball Float | 1991-01-01 | no | 1991-01-01 | no | Currently in Use | E-10 | 12000 | Steel-Impressed Current | 1978-05-02 | Double-Walled Fiberglass | Pressurized
10001806 | 1 | Ball Float | 2009-12-01 | no | 2009-12-01 | no | Currently in Use | Regular | 10000 | Composite Double Walled | 2009-12-01 | Double-Walled Fiberglass | Pressurized
10001806 | 2 | Ball Float | 2009-12-01 | no | 2009-12-01 | no | Currently in Use | E-0 | 5000 | Composite Double Walled | 2009-12-01 | Double-Walled Fiberglass | Pressurized
10001806 | 3 | Ball Float | 2009-12-01 | no | 2009-12-01 | no | Currently in Use | Diesel | 5000 | Composite Double Walled | 2009-12-01 | Double-Walled Fiberglass | Pressurized
10001807 | 1 |  |  | no |  | no | Removed from Ground | Gas (Historical Use) | 0 | Unknown | 1987-01-01 | Unknown
10001810 | 1 |  | 2011-04-07 | no | 2011-04-07 | no | Currently in Use | Gas (Historical Use) | 20000 | Fiberglass Double Walled | 2009-12-03 | Double Walled | Pressurized
10001810 | 2A |  | 2011-04-07 | no | 2011-04-07 | no | Currently in Use | Diesel | 12000 | Fiberglass Double Walled | 2009-12-03 | Double Walled | Pressurized
10001810 | 2B |  | 2011-04-07 | no | 2011-04-07 | no | Currently in Use | Gas (Historical Use) | 8000 | Fiberglass Double Walled | 2009-12-03 | Double Walled | Pressurized
10001813 | 1 |  | 2010-02-01 | no | 2009-10-01 | no | Currently in Use | Gas (Historical Use) | 20000 | Fiberglass Double Walled | 2009-10-01 | Double-Walled Fiberglass | Pressurized
10001813 | 2 |  | 2010-02-01 | no | 2009-10-01 | no | Currently in Use | Gas (Historical Use) | 20000 | Fiberglass Double Walled | 2009-10-01 | Double-Walled Fiberglass | Pressurized
10001813 | 3A |  | 2010-02-01 | no | 2009-10-01 | no | Currently in Use | Diesel | 12000 | Fiberglass Double Walled | 2009-10-01 | Double-Walled Fiberglass | Pressurized
10001813 | 3B |  | 2010-02-01 | no | 2009-10-01 | no | Currently in Use | Gas (Historical Use) | 8000 | Fiberglass Double Walled | 2009-10-01 | Double-Walled Fiberglass | Pressurized
10001817 | 1 |  |  | no |  | no | Removed from Ground | Gas (Historical Use) | 500 | Bare Steel | 2009-04-20 | Unknown
10001819 | 1 |  |  | no |  | no | Removed from Ground | Gas (Historical Use) | 500 | Bare Steel | 2009-09-04 | Bare Steel
10001819 | 2 |  |  | no |  | no | Removed from Ground | Gas (Historical Use) | 500 | Bare Steel | 2009-09-04 | Bare Steel
10001822 | 1 | Ball Float | 2008-12-15 | no | 2009-12-15 | no | Currently in Use | Gas (Historical Use) | 15000 | Tank Jacket | 2009-12-15 | Double-Walled Fiberglass | Pressurized
10001822 | 2 | Ball Float | 2009-12-15 | no | 2009-12-15 | no | Currently in Use | Gas (Historical Use) | 6000 | Tank Jacket | 2009-12-15 | Double-Walled Fiberglass | Pressurized
10001822 | 3 | Ball Float | 2009-12-15 | no | 2009-12-15 | no | Currently in Use | Diesel | 6000 | Tank Jacket | 2009-12-15 | Double-Walled Fiberglass | Pressurized
10001823 | 1 | Flapper Valve | 2010-03-01 | no | 2009-09-01 | no | Currently in Use | Gas (Historical Use) | 10000 | Tank Jacket Double Walled | 2009-09-01 | Double-Walled Fiberglass | Pressurized
10001823 | 2 |  | 2010-03-01 | no | 2009-09-01 | no | Currently in Use | Gas (Historical Use) | 5000 | Tank Jacket Double Walled | 2009-09-01 | Double-Walled Fiberglass | Pressurized
10001824 | 1 |  | 2010-02-15 | no | 2010-02-15 | no | Currently in Use | Gas (Historical Use) | 20000 | Composite Double Walled | 2010-02-15 | Double-Walled Fiberglass | Pressurized
10001824 | 2 |  | 2010-02-15 | no | 2010-02-15 | no | Currently in Use | Gas (Historical Use) | 12000 | Composite Double Walled | 2010-02-15 | Double-Walled Fiberglass | Pressurized
10001824 | 3 |  | 2010-02-15 | no | 2010-02-15 | no | Currently in Use | Diesel | 12000 | Composite Double Walled | 2010-02-15 | Double-Walled Fiberglass | Pressurized
10001825 | 1 |  | 2010-03-24 | no | 2010-03-24 | no | Currently in Use | Gas (Historical Use) | 20000 | Composite Double Walled | 2010-03-24 | Double-Walled Fiberglass | Pressurized
10001825 | 2 |  | 2010-03-24 | no | 2010-03-24 | no | Currently in Use | Gas (Historical Use) | 12000 | Composite Double Walled | 2010-03-24 | Double-Walled Fiberglass | Pressurized
10001825 | 3 |  | 2010-03-24 | no | 2010-03-24 | no | Currently in Use | Diesel | 12000 | Composite Double Walled | 2010-03-24 | Double-Walled Fiberglass | Pressurized
10001826 | 1 | Flapper Valve | 2010-01-15 | no | 2010-01-15 | no | Currently in Use |  | 12000 | Composite Double Walled | 2010-01-15 | Double-Walled Flex | Pressurized
10001826 | 2A | Flapper Valve | 2010-01-15 | no | 2010-01-15 | no | Currently in Use |  | 6000 | Composite Double Walled | 2010-01-15 | Double-Walled Flex | Pressurized
10001826 | 2B | Flapper Valve | 2010-01-15 | no | 2010-01-15 | no | Currently in Use | Diesel | 6000 | Composite Double Walled | 2010-01-15 | Double-Walled Flex | Pressurized
10001829 | 1 |  | 2009-08-25 | no | 2009-10-14 | no | Currently in Use | Gas (Historical Use) | 20000 | Fiberglass Double Walled | 2009-07-30 | Double-Walled Flex | Pressurized
10001829 | 2A |  | 2009-07-30 | no | 2009-10-14 | no | Currently in Use | Diesel | 10000 | Fiberglass Double Walled | 2009-07-30 | Double-Walled Flex | Pressurized
10001829 | 2B |  | 2009-08-25 | no | 2009-10-14 | no | Currently in Use | Gas (Historical Use) | 73009 | Fiberglass Double Walled | 2009-08-25 | Double-Walled Flex | Pressurized
10001831 | 1 | Overfill Alarm | 2003-10-24 | no | 2003-10-24 | no | Currently in Use | Gas (Historical Use) | 20000 | Fiberglass Double Walled | 2003-10-09 | Double-Walled Flex | Pressurized
10001831 | 2A | Overfill Alarm | 2003-10-24 | no | 2003-10-24 | no | Currently in Use | Diesel | 12000 | Fiberglass Double Walled | 2003-10-09 | Double-Walled Flex | Pressurized
10001831 | 2B | Overfill Alarm | 2003-10-24 | no | 2003-10-24 | no | Currently in Use | Gas (Historical Use) | 8000 | Fiberglass Double Walled | 2003-10-09 | Double-Walled Flex | Pressurized
10001832 | 1 |  |  | no |  | no | Removed from Ground | Not Marked/Tank Removed | 2200 | Unknown | 2010-02-03 | Unknown
10001832 | 2 |  |  | no |  | no | Removed from Ground | Not Marked/Tank Removed | 2200 | Unknown | 2010-02-03 | Unknown
10001834 | 1 |  | 2010-04-15 | no | 2010-04-15 | no | Currently in Use | Diesel | 12000 | Fiberglass Double Walled | 2010-04-15 | Double-Walled Fiberglass | Pressurized
10001834 | 2 |  | 2010-04-15 | no | 2010-04-15 | no | Currently in Use | Gas (Historical Use) | 10000 | Fiberglass Double Walled | 2010-04-15 | Double-Walled Fiberglass | Pressurized
10001834 | 3 |  | 2011-01-01 | no | 2011-01-01 | no | Currently in Use | Diesel | 15000 | Fiberglass Double Walled | 2011-01-01 | Double-Walled Fiberglass | Pressurized
10001834 | 4 |  | 2011-01-01 | no | 2011-01-01 | no | Currently in Use | Diesel | 10000 | Fiberglass Double Walled | 2011-01-01 | Double-Walled Fiberglass | Pressurized
10001836 | 1 |  | 2010-07-01 | no | 2010-07-01 | no | Removed from Ground | Diesel | 500 | Fiberglass | 1987-01-01 | Bare Steel
10001838 | 1 |  | 2010-07-01 | no | 2010-07-01 | no | Removed from Ground | Diesel | 500 | Fiberglass | 1987-01-01 | Bare Steel
10001839 | 1 |  |  | no |  | no | Removed from Ground | Diesel | 500 | Fiberglass | 1987-01-01 | Bare Steel
10001840 | 1 |  | 2010-07-01 | no | 2010-07-01 | no | Removed from Ground | Diesel | 500 | Fiberglass | 1987-01-01 | Bare Steel | Safe Suction (Euro)
10001841 | 1 |  | 2010-07-22 | no | 2010-07-22 | no | Currently in Use | Diesel | 2000 | Fiberglass | 1987-01-01 | Fiberglass Reinforced Plastic
10001842 | 1 |  |  | no |  | no | Removed from Ground | Diesel | 500 | Fiberglass | 1987-01-01 | Bare Steel
10001843 | 1 |  | 2010-05-11 | no | 2010-04-15 | no | Currently in Use | Gas (Historical Use) | 20000 | Fiberglass Double Walled | 2010-03-29 | Double-Walled Flex | Pressurized
10001843 | 2A |  | 2010-05-11 | no | 2010-04-15 | no | Currently in Use | E-10 | 12000 | Fiberglass Double Walled | 2010-03-29 | Double-Walled Flex | Pressurized
10001843 | 2B |  | 2010-05-11 | no | 2010-04-15 | no | Currently in Use | Gas (Historical Use) | 8000 | Fiberglass Double Walled | 2010-03-29 | Double-Walled Flex | Pressurized
10001846 | 1 |  | 2010-04-01 | no | 2010-04-01 | no | Currently in Use | Gas (Historical Use) | 12000 | Fiberglass Double Walled | 2010-03-01 | Double-Walled Fiberglass | Pressurized
10001846 | 2 |  | 2010-04-01 | no | 2010-04-01 | no | Currently in Use | Gas (Historical Use) | 4000 | Fiberglass Double Walled | 2010-03-01 | Double-Walled Fiberglass | Pressurized
10001846 | 3 |  | 2010-04-01 | no | 2010-04-01 | no | Currently in Use | Diesel | 8000 | Fiberglass Double Walled | 2010-03-01 | Double-Walled Fiberglass | Pressurized
10001847 | 1 | Ball Float | 2010-03-12 | no | 2010-03-12 | no | Currently in Use | Diesel | 20000 | Composite Double Walled | 2010-03-11 | Double-Walled Fiberglass | Pressurized
10001847 | 2 | Ball Float | 2010-03-12 | no | 2010-03-12 | no | Currently in Use | Diesel | 20000 | Composite Double Walled | 2010-03-11 | Double-Walled Fiberglass | Pressurized
10001847 | 3 | Ball Float | 2010-03-12 | no | 2010-03-12 | no | Currently in Use | Gas (Historical Use) | 20000 | Composite Double Walled | 2010-03-11 | Double-Walled Fiberglass | Pressurized
10001847 | 4A | Ball Float | 2010-03-12 | no | 2010-03-12 | no | Currently in Use | Gas (Historical Use) | 10000 | Composite Double Walled | 2010-03-11 | Double-Walled Fiberglass | Pressurized
10001847 | 4B | Ball Float | 2010-03-12 | no | 2010-03-12 | no | Currently in Use | Gas (Historical Use) | 10000 | Composite Double Walled | 2010-03-11 | Double-Walled Fiberglass | Pressurized
10001850 | 1 |  |  | no |  | no | Removed from Ground | Gas (Historical Use) | 550 | Unknown | 2010-04-26 | Unknown
10001850 | 2 |  |  | no |  | no | Removed from Ground | Gas (Historical Use) | 550 | Unknown | 2010-04-26 | Unknown
10001852 | 1 | Flapper Valve | 2010-05-15 | no | 2010-05-15 | no | Currently in Use | Regular | 12000 | Composite Double Walled | 2010-05-05 | Double-Walled Flex | Pressurized
10001852 | 2A | Flapper Valve | 2010-05-15 | no | 2010-05-15 | no | Currently in Use | Diesel On Road | 8000 | Composite Double Walled | 2010-05-05 | Double-Walled Flex | Pressurized
10001852 | 2B | Flapper Valve | 2010-05-15 | no | 2010-05-15 | no | Currently in Use | Premium | 4000 | Composite Double Walled | 2010-05-05 | Double-Walled Flex | Pressurized
10001852 | 3 | Ball Float | 2015-02-01 | no | 2015-02-01 | no | Currently in Use | E-0 | 4000 | Composite Double Walled | 2015-01-15 | Double-Walled Fiberglass | Pressurized
10001852 | 4 | Ball Float | 2015-02-01 | no | 2015-02-01 | no | Currently in Use | Diesel Off Road | 4000 | Composite Double Walled | 2015-01-15 | Double-Walled Fiberglass | Pressurized
10001853 | 1 | Flapper Valve | 2010-03-01 | no | 2010-03-01 | no | Currently in Use | Regular | 20000 | Fiberglass Double Walled | 2010-01-01 | Double-Walled Fiberglass | Pressurized
10001853 | 2 | Flapper Valve | 2010-03-01 | no | 2010-03-01 | no | Currently in Use | Regular | 20000 | Fiberglass Double Walled | 2010-01-01 | Double-Walled Fiberglass | Pressurized
10001853 | 3 | Flapper Valve | 2010-03-01 | no | 2010-03-01 | no | Currently in Use | Diesel | 12000 | Fiberglass Double Walled | 2010-01-01 | Double-Walled Fiberglass | Pressurized
10001853 | 4 | Flapper Valve | 2010-03-01 | no | 2010-03-01 | no | Currently in Use | Premium | 8000 | Fiberglass Double Walled | 2010-01-01 | Double-Walled Fiberglass | Pressurized
10001854 | 1 |  |  | no |  | no | Removed from Ground | Gas (Historical Use) | 550 | Bare Steel | 2010-05-26 | Bare Steel
10001854 | 2 |  |  | no |  | no | Removed from Ground | Gas (Historical Use) | 550 | Bare Steel | 2010-05-26 | Bare Steel
10001855 | 1 |  | 2007-03-01 | no | 2007-03-01 | no | Currently in Use | Gas (Historical Use) | 6000 | Composite Double Walled | 2007-03-01 | Steel/FG Secondary containment | Safe Suction (Euro)
10001855 | 2 |  | 2007-03-01 | no | 2007-03-01 | no | Currently in Use | Diesel | 6000 | Composite Double Walled | 2007-03-01 | Steel/FG Secondary containment | Safe Suction (Euro)
10001855 | 3 |  | 2007-03-01 | no | 2007-03-01 | no | Currently in Use | Diesel | 2000 | Composite Double Walled | 2007-03-01 | Steel/FG Secondary containment | Safe Suction (Euro)
10001856 | 1 |  |  | no |  | no | Removed from Ground | Diesel | 1200 | Concrete | 2010-04-20 | Not Marked
10001863 | 1 | Flapper Valve | 2010-03-01 | no | 2010-03-01 | no | Currently in Use | Gas (Historical Use) | 12000 | Epoxy Double-Walled | 2010-03-01 | Double-Walled Fiberglass | Pressurized
10001863 | 2 |  | 2010-03-01 | no | 2010-03-01 | no | Currently in Use | Gas (Historical Use) | 8000 | Epoxy Double-Walled | 2010-03-01 | Double-Walled Fiberglass | Pressurized
10001863 | 3 | Flapper Valve | 2010-03-01 | no | 2010-03-01 | no | Currently in Use | Diesel | 4000 | Epoxy Double-Walled | 2010-03-01 | Double-Walled Fiberglass | Pressurized
10001864 | 1 |  |  | no |  | no | Removed from Ground |  | 0 | Unknown
10001865 | 1 |  |  | no |  | no | Removed from Ground | Gas (Historical Use) | 5500 | Unknown | 2010-02-18 | Unknown
10001865 | 2 |  |  | no |  | no | Removed from Ground | Gas (Historical Use) | 5500 | Unknown | 2010-02-18 | Unknown
10001866 | 1 |  |  | no |  | no | Removed from Ground | Diesel | 10000 | Unknown | 2010-05-13 | Unknown
10001866 | 2 |  |  | no |  | no | Removed from Ground | Diesel | 10000 | Unknown | 2010-05-13 | Unknown
10001867 | 1 |  |  | no |  | no | Removed from Ground | Diesel | 8000 | Bare Steel | 2010-06-15 | Bare Steel
10001868 | 1 |  |  | no |  | no | Removed from Ground | Diesel | 600 | Unknown | 2010-05-06 | Unknown
10001868 | 2 |  |  | no |  | no | Removed from Ground | Diesel | 600 | Unknown | 2010-05-09
10001869 | 1 | Ball Float | 2010-06-01 | no | 2010-03-01 | no | Currently in Use | Gas (Historical Use) | 15000 | Composite Double Walled | 2010-04-01 | Double-Walled Fiberglass
10001869 | 2A | Ball Float | 2010-06-01 | no | 2010-06-01 | no | Currently in Use | Gas (Historical Use) | 8000 | Composite Double Walled | 2010-04-01 | Double-Walled Fiberglass
10001869 | 2B | Ball Float | 2010-06-01 | no | 2010-06-01 | no | Currently in Use | Diesel | 4000 | Composite Double Walled | 2010-04-01 | Double-Walled Fiberglass
10001872 | A |  |  | no |  | no | Removed from Ground | Gas (Historical Use) | 3000 | Bare Steel | 1950-01-01
10001872 | B |  |  | no |  | no | Removed from Ground | Gas (Historical Use) | 3000 | Bare Steel | 1950-01-01
10001872 | C |  |  | no |  | no | Removed from Ground | Gas (Historical Use) | 3000 | Bare Steel | 1950-01-01
10001872 | D |  |  | no |  | no | Removed from Ground | Kerosene | 1500 | Bare Steel | 1950-01-01
10001872 | UNK-1 |  |  | no |  | no | Removed from Ground | Used Oil | 0 | Bare Steel | 1950-01-01
10001872 | UNK-2 |  |  | no |  | no | Removed from Ground | Used Oil | 50 | Bare Steel | 1950-01-01
10001872 | UNK-3 |  |  | no |  | no | Removed from Ground | Used Oil | 250 | Unknown | 1950-01-01
10001872 | UNK-4 |  |  | no |  | no | Removed from Ground | Not Marked/Tank Removed | 250 | Bare Steel | 2015-07-30 | Bare Steel
10001873 | 1 | Flapper Valve | 2007-06-01 | no | 2007-06-01 | no | Currently in Use | Regular | 10000 | Fiberglass | 2007-06-01 | Fiberglass Reinforced Plastic | Pressurized
10001873 | 2 | Flapper Valve | 2007-06-01 | no | 2007-06-01 | no | Currently in Use | Premium | 8000 | Fiberglass | 2007-06-01 | Fiberglass Reinforced Plastic | Pressurized
10001873 | 3 | Flapper Valve | 2007-06-01 | no | 2007-06-01 | no | Currently in Use | Diesel | 4000 | Fiberglass | 2007-06-01 | Fiberglass Reinforced Plastic | Pressurized
10001873 | 4 | Flapper Valve | 2007-06-01 | no | 2007-06-01 | no | Temporarily out of use | Diesel | 2000 | Fiberglass | 2017-03-13 | Fiberglass Reinforced Plastic | Pressurized
10001883 | 1 | Flapper Valve | 2010-09-01 | no | 2010-05-01 | no | Currently in Use | Gas (Historical Use) | 20000 | Fiberglass Double Walled | 2010-04-01 | Double-Walled Fiberglass | Pressurized
10001883 | 2 | Flapper Valve | 2010-09-01 | no | 2010-05-01 | no | Currently in Use | Gas (Historical Use) | 20000 | Fiberglass Double Walled | 2010-04-01 | Double-Walled Fiberglass | Pressurized
10001883 | 3A | Flapper Valve | 2010-09-01 | no | 2010-05-01 | no | Currently in Use | Diesel | 12000 | Fiberglass Double Walled | 2010-04-01 | Double-Walled Fiberglass | Pressurized
10001883 | 3B | Flapper Valve | 2010-09-01 | no | 2010-05-01 | no | Currently in Use | Gas (Historical Use) | 8000 | Fiberglass Double Walled | 2010-04-01 | Double-Walled Fiberglass | Pressurized
10001887 | 1 |  |  | no |  | no | Closed in Ground | Other | 3000 | Bare Steel
10001887 | 2 |  |  | no |  | no | Closed in Ground | Other | 3000 | Bare Steel
10001891 | 1 | Ball Float | 2010-07-28 | no | 2010-07-28 | no | Currently in Use | Gas (Historical Use) | 12000 | Composite Double Walled | 2010-07-28 | Double-Walled Fiberglass | Pressurized
10001891 | 2A | Ball Float | 2010-07-28 | no | 2010-07-28 | no | Currently in Use | Gas (Historical Use) | 4000 | Composite Double Walled | 2010-07-28 | Double-Walled Fiberglass | Pressurized
10001891 | 2B | Ball Float | 2010-07-28 | no | 2010-07-28 | no | Currently in Use | Diesel | 4000 | Composite Double Walled | 2010-07-28 | Double-Walled Fiberglass | Pressurized
10001891 | 3A | Ball Float | 2010-07-28 | no | 2010-07-28 | no | Currently in Use | Diesel | 12000 | Composite Double Walled | 2010-07-28 | Double-Walled Fiberglass | Pressurized
10001891 | 3B | Ball Float | 2010-07-28 | no | 2010-07-28 | no | Currently in Use | Diesel | 3000 | Composite Double Walled | 2010-07-28 | Double-Walled Fiberglass | Pressurized
10001891 | 4 | Ball Float | 2017-05-16 | no | 2017-05-16 | no | Currently in Use | Gas (Historical Use) |  | Composite Double Walled | 2017-05-16 | Double-Walled Fiberglass | Pressurized
10001892 | 1 |  | 2010-07-09 | no | 2010-07-09 | no | Currently in Use | Diesel | 30000 | Composite Double Walled | 2010-07-09 | Double-Walled Flex | Pressurized
10001892 | 2 |  | 2010-07-09 | no | 2010-07-09 | no | Currently in Use | Diesel | 30000 | Composite Double Walled | 2010-07-09 | Double-Walled Flex | Pressurized
10001892 | 3 |  | 2010-07-09 | no | 2010-07-09 | no | Currently in Use | Gas (Historical Use) | 15000 | Composite Double Walled | 2010-07-09 | Double-Walled Flex | Pressurized
10001892 | 4 |  | 2010-07-09 | no | 2010-07-09 | no | Currently in Use | Gas (Historical Use) | 10000 | Composite Double Walled | 2010-07-09 | Double-Walled Flex | Pressurized
10001892 | 5 |  | 2010-07-09 | no | 2010-07-09 | no | Currently in Use | Diesel | 10000 | Composite Double Walled | 2010-07-09 | Double-Walled Flex | Pressurized
10001892 | 6 |  | 2010-07-09 | no | 2010-07-09 | no | Currently in Use | E-85 | 8000 | Composite Double Walled | 2010-07-09 | Double-Walled Flex | Pressurized
10001893 | 1 | Ball Float | 2009-05-26 | no | 2009-05-26 | no | Currently in Use | Gas (Historical Use) | 15000 | Composite Double Walled | 2009-05-26 | Double-Walled Fiberglass | Safe Suction (Euro)
10001893 | 2A | Ball Float | 2009-05-26 | no | 2009-05-26 | no | Currently in Use | Gas (Historical Use) | 6000 | Composite Double Walled | 2009-05-26 | Double-Walled Fiberglass | Safe Suction (Euro)
10001893 | 2B | Ball Float | 2009-05-26 | no | 2009-05-26 | no | Currently in Use | Diesel | 6000 | Composite Double Walled | 2009-05-26 | Double-Walled Fiberglass | Safe Suction (Euro)
10001894 | 1 | Flapper Valve | 2010-04-02 | no | 2010-04-02 | no | Currently in Use | Regular | 20000 | Fiberglass Double Walled | 2010-06-10 | Double-Walled Flex | Pressurized
10001894 | 2 | Flapper Valve | 2010-04-02 | no | 2010-04-02 | no | Currently in Use | Regular | 20000 | Fiberglass Double Walled | 2010-06-10 | Double-Walled Flex | Pressurized
10001894 | 3A | Flapper Valve | 2010-04-02 | no | 2010-04-02 | no | Currently in Use | Premium | 12000 | Fiberglass Double Walled | 2010-04-02 | Double-Walled Flex | Pressurized
10001894 | 3B | Flapper Valve | 2010-04-02 | no | 2010-04-02 | no | Currently in Use | Diesel | 8000 | Fiberglass Double Walled | 2010-06-10 | Double-Walled Flex | Pressurized
10001895 | 1 |  | 2009-04-01 | no | 2009-04-01 | no | Currently in Use | Gas (Historical Use) | 12000 | Epoxy Double-Walled | 2009-04-01 | Double-Walled Fiberglass
10001895 | 2 |  | 2009-04-01 | no | 2009-04-01 | no | Currently in Use | Diesel | 12000 | Epoxy Double-Walled | 2009-04-01 | Double-Walled Fiberglass
10001897 | 1A | Ball Float | 2005-06-06 | no | 2005-06-06 | no | Currently in Use | Gas (Historical Use) | 5000 | Galvanic (STIP-3) | 2005-06-06 | Fiberglass Reinforced Plastic | Suction (American)
10001897 | 1B | Ball Float | 2005-06-06 | no | 2005-06-06 | no | Currently in Use | Diesel | 5000 | Fiberglass | 2005-06-06 | Fiberglass Reinforced Plastic | Suction (American)
10001898 | 1 |  |  | no |  | no | Removed from Ground | Gas (Historical Use) | 1000 | Unknown | 2010-09-08 | Unknown
10001898 | 2 |  |  | no |  | no | Removed from Ground | Gas (Historical Use) | 1000 | Unknown | 2010-09-08 | Unknown
10001898 | 3 |  |  | no |  | no | Removed from Ground | Gas (Historical Use) | 1000 | Unknown | 2010-09-08 | Unknown
10001898 | 4 |  |  | no |  | no | Removed from Ground | Kerosene | 500 | Unknown | 2010-09-08 | Unknown
10001898 | 5 |  |  | no |  | no | Removed from Ground | Used Oil | 500 | Unknown | 2010-09-08 | Unknown
10001899 | 1 |  |  | no |  | no | Removed from Ground | Not Marked/Tank Removed | 1700 | Unknown | 2010-08-14 | Unknown
10001903 | 1 |  |  | no |  | no | Removed from Ground | Diesel | 1066 | Bare Steel | 2010-09-15 | Bare Steel
10001903 | 2 |  |  | no |  | no | Removed from Ground | Not Marked/Tank Removed | 1066 | Bare Steel | 2010-10-21 | Bare Steel
10001903 | 3 |  |  | no |  | no | Removed from Ground | Not Marked/Tank Removed | 280 | Bare Steel | 2010-11-02 | Bare Steel
10001903 | 4 |  |  | no |  | no | Removed from Ground | Not Marked/Tank Removed | 550 | Bare Steel | 2010-11-02 | Bare Steel
10001903 | 5 |  |  | no |  | no | Removed from Ground | Not Marked/Tank Removed | 900 | Bare Steel | 2010-11-02 | Bare Steel
10001903 | 6 |  |  | no |  | no | Removed from Ground | Not Marked/Tank Removed | 550 | Bare Steel | 2010-12-09 | Bare Steel
10001913 | 1A |  | 2010-05-01 | no | 2010-05-01 | no | Currently in Use | Diesel | 15000 | Double Walled | 2010-05-06 | Double-Walled Fiberglass | Pressurized
10001913 | 1B |  | 2010-05-01 | no | 2010-05-01 | no | Currently in Use | Diesel | 5000 | Double Walled | 2010-05-06 | Fiberglass Reinforced Plastic | Safe Suction (Euro)
10001913 | 2A |  | 2010-05-01 | no | 2010-05-01 | no | Currently in Use | Gas (Historical Use) | 16000 | Double Walled | 2010-05-06 | Double-Walled Fiberglass | Pressurized
10001913 | 2B |  | 2010-05-01 | no | 2010-05-01 | no | Currently in Use | Gas (Historical Use) | 4000 | Double Walled | 2010-05-06 | Double-Walled Fiberglass | Pressurized
10001915 | 1A |  | 2010-10-01 | no | 2010-10-01 | no | Currently in Use | Gas (Historical Use) | 25000 | Fiberglass Double Walled | 2010-05-01 | Double-Walled Flex | Pressurized
10001915 | 1B |  | 2010-10-01 | no | 2010-10-01 | no | Currently in Use | Gas (Historical Use) | 7000 | Fiberglass Double Walled | 2010-05-01 | Double-Walled Flex | Pressurized
10001915 | 2A |  | 2010-10-01 | no | 2010-10-01 | no | Currently in Use | Diesel | 5000 | Fiberglass Double Walled | 2010-10-01 | Double-Walled Flex | Pressurized
10001915 | 2B |  | 2010-10-01 |  | 2010-10-01 |  | Currently in Use | Diesel | 5000 | Fiberglass Double Walled | 2010-05-01 | Double-Walled Flex | Pressurized
10001916 | 1 |  |  | no |  | no | Removed from Ground | Gas (Historical Use) | 2000 | Unknown | 1972-01-01 | Unknown
10001916 | 2 |  |  | no |  | no | Removed from Ground | Gas (Historical Use) | 2000 | Unknown | 1972-01-01 | Unknown
10001916 | 3 |  |  | no |  | no | Removed from Ground | Used Oil | 500 | Unknown |  | Unknown
10001916 | 4 |  |  | no |  | no | Installed | Used Oil | 500 | Unknown |  | Unknown
10001918 | 1 | Ball Float | 2010-09-17 | no | 2010-09-17 | no | Currently in Use | Gas (Historical Use) | 20000 | Composite Double Walled | 2010-09-17 | Double-Walled Fiberglass | Pressurized
10001918 | 2 | Ball Float | 2010-09-17 | no | 2010-09-17 | no | Currently in Use | Gas (Historical Use) | 12000 | Composite Double Walled | 2010-09-17 | Double-Walled Fiberglass | Pressurized
10001918 | 3 | Ball Float | 2010-09-17 | no | 2010-09-17 | no | Currently in Use | Diesel | 12000 | Composite Double Walled | 2010-09-17 | Double-Walled Fiberglass | Pressurized
10001921 | 1 | Ball Float | 2010-09-16 | no | 2010-09-16 | no | Currently in Use | E-10 | 20000 | Composite Double Walled | 2010-09-16 | Double-Walled Fiberglass | Pressurized
10001921 | 2 | Ball Float | 2010-09-16 | no | 2010-09-16 | no | Currently in Use | Premium | 12000 | Composite Double Walled | 2010-09-16 | Double-Walled Fiberglass | Pressurized
10001921 | 3 | Ball Float | 2010-09-16 | no | 2010-09-16 | no | Currently in Use | Diesel | 12000 | Composite Double Walled | 2010-09-16 | Double-Walled Fiberglass | Pressurized
10001923 | 1 |  | 1985-01-01 | no | 1985-01-01 | no | Removed from Ground | Diesel | 4000 | Fiberglass | 1985-01-01 | Fiberglass Reinforced Plastic | Safe Suction (Euro)
10001924 | 1 | Ball Float | 2010-06-17 | no | 2010-06-17 | no | Currently in Use | Regular | 12000 | Epoxy Double-Walled | 2010-04-20 | Double-Walled Fiberglass | Pressurized
10001924 | 2 | Ball Float | 2010-06-17 | no | 2010-06-17 | no | Currently in Use | Gas (Historical Use) | 8000 | Epoxy Double-Walled | 2010-04-20 | Double-Walled Fiberglass | Pressurized
10001924 | 3 | Ball Float | 2010-06-17 | no | 2010-06-17 | no | Currently in Use | Diesel | 4000 | Epoxy Double-Walled | 2010-04-20 | Double-Walled Fiberglass | Pressurized
10001927 | 1 |  | 2010-06-24 | no | 2010-06-24 | no | Currently in Use | Regular | 20000 | Fiberglass Double Walled | 2010-05-27 |  | Pressurized
10001927 | 2A |  | 2010-06-24 | no | 2010-06-24 | no | Currently in Use | Diesel | 10000 | Fiberglass Double Walled | 2010-05-27 |  | Pressurized
10001927 | 2B |  | 2010-06-24 | no | 2010-06-24 | no | Currently in Use |  | 8000 | Fiberglass Double Walled | 2010-05-27 |  | Pressurized
10001930 | 1 | Ball Float | 2010-09-12 | no | 2010-09-12 | no | Currently in Use | Gas (Historical Use) | 20000 | Fiberglass Double Walled | 2010-09-10 | Double-Walled Flex | Pressurized
10001930 | 2A | Ball Float | 2010-09-12 | no | 2010-09-12 | no | Currently in Use | E-10 | 12000 | Fiberglass Double Walled | 2010-09-10 | Double-Walled Flex | Pressurized
10001930 | 2B | Ball Float | 2010-09-12 | no | 2010-09-12 | no | Currently in Use | Gas (Historical Use) | 8000 | Fiberglass Double Walled | 2010-09-10 | Double-Walled Flex | Pressurized
10001931 | 1 |  |  | no |  | no | Removed from Ground | Other | 1000 | Unknown | 2010-11-10 | Unknown
10001932 | 1 | Ball Float | 2007-09-13 | no | 2007-09-13 | no | Currently in Use | Regular | 10000 | Fiberglass | 2007-09-13 | Double-Walled Fiberglass | Pressurized
10001932 | 2 | Ball Float | 2007-09-13 | no | 2007-09-13 | no | Currently in Use | Premium | 5000 | Fiberglass | 2007-09-13 | Double-Walled Fiberglass | Pressurized
10001932 | 3 | Ball Float | 2007-09-13 | no | 2007-09-13 | no | Currently in Use | Diesel | 5000 | Fiberglass | 2007-09-13 | Double-Walled Fiberglass | Pressurized
10001934 | 1 |  |  | no |  | no | Removed from Ground | Gas (Historical Use) | 500 | Bare Steel | 2010-10-21 | Bare Steel | Suction (American)
10001934 | 2 |  |  | no |  | no | Removed from Ground | Gas (Historical Use) | 500 | Bare Steel | 2010-10-21 | Bare Steel | Suction (American)
10001934 | 3 |  |  | no |  | no | Removed from Ground | Gas (Historical Use) | 500 | Bare Steel | 2010-10-21 | Bare Steel
10001934 | 4 |  |  | no |  | no | Removed from Ground | Gas (Historical Use) | 3000 | Bare Steel | 2010-10-21 | Bare Steel | Suction (American)
10001935 | 1 |  | 2010-08-24 | no | 2010-08-24 | no | Currently in Use | Gas (Historical Use) | 12000 | Composite Double Walled | 2010-08-24 | Double-Walled Flex | Pressurized
10001935 | 2 |  | 2010-08-24 | no | 2010-08-24 | no | Currently in Use | Gas (Historical Use) | 6000 | Composite Double Walled | 2010-08-24 | Double-Walled Flex | Pressurized
10001935 | 3 |  | 2010-08-24 | no | 2010-08-24 | no | Currently in Use | Diesel | 6000 | Composite Double Walled | 2010-08-24 | Double-Walled Flex | Pressurized
10001938 | 1 | Ball Float | 2010-12-15 | no | 2012-09-04 | no | Currently in Use | Gas (Historical Use) | 20000 | Fiberglass Double Walled | 2010-10-08 | Double-Walled Fiberglass | Pressurized
10001938 | 2A | Ball Float | 2010-12-15 | no | 2012-09-04 | no | Currently in Use | Gas (Historical Use) | 8000 | Fiberglass Double Walled | 2010-10-08 | Double-Walled Fiberglass | Pressurized
10001938 | 2B | Ball Float | 2010-12-15 | no | 2012-09-04 | no | Currently in Use | Diesel | 7000 | Fiberglass Double Walled | 2010-10-08 | Double-Walled Fiberglass | Pressurized
10001939 | 1 | Ball Float | 2010-07-01 | no | 2010-07-01 | no | Currently in Use | Gas (Historical Use) | 25000 | Fiberglass Double Walled | 2010-06-01 | Double-Walled Fiberglass | Pressurized
10001939 | 2A | Ball Float | 2010-07-01 | no | 2010-07-01 | no | Currently in Use | Gas (Historical Use) | 10000 | Fiberglass Double Walled | 2010-06-01 | Double-Walled Fiberglass | Pressurized
10001939 | 2B | Ball Float | 2010-07-01 | no | 2010-07-01 | no | Currently in Use | Diesel | 10000 | Fiberglass Double Walled | 2010-06-01 | Double-Walled Fiberglass | Pressurized
10001939 | 2C | Ball Float | 2010-07-01 | no | 2010-07-01 | no | Currently in Use | Diesel | 5000 | Fiberglass Double Walled | 2010-06-01 | Double-Walled Fiberglass | Pressurized
10001942 | 1A | Ball Float | 2010-11-15 | no | 2010-11-15 | no | Currently in Use | Gas (Historical Use) | 8000 | Composite Double Walled | 2010-11-11 | Double-Walled Flex | Pressurized
10001942 | 1B | Ball Float | 2010-11-15 | no | 2010-11-15 | no | Currently in Use | Diesel | 4000 | Composite Double Walled | 2010-11-11 | Double-Walled Flex | Pressurized
10001947 | 1 | Ball Float | 2010-11-10 | no | 2010-11-10 | no | Currently in Use | Regular | 12000 | Composite Double Walled | 2010-11-10 | Double-Walled Fiberglass | Pressurized
10001947 | 2 | Ball Float | 2010-11-10 | no | 2010-11-10 | no | Currently in Use | Premium | 8000 | Composite Double Walled | 2010-11-10 | Double-Walled Fiberglass | Pressurized
10001947 | 3 | Ball Float | 2010-11-10 | no | 2010-11-10 | no | Currently in Use | Diesel | 4000 | Composite Double Walled | 2010-11-10 | Double-Walled Fiberglass | Pressurized
10001957 | 1 |  |  | no |  | no | Removed from Ground | Gas (Historical Use) | 0 | Unknown |  | Unknown
10001958 | 1 | Flapper Valve | 2008-04-05 | no | 2008-04-05 | no | Currently in Use | Diesel | 2500 | Fiberglass Double Walled | 2008-03-31 | Double-Walled Fiberglass | Safe Suction (Euro)
10001959 | 1 |  | 2010-08-01 | no | 2010-08-01 | no | Currently in Use | Diesel | 12000 | Composite Double Walled | 2010-08-01 | Double-Walled Fiberglass | Pressurized
10001960 | PIPING 1 |  |  | yes |  | yes | Currently in Use | Gas (Historical Use) | 0 | Unknown | 1992-01-01 | Fiberglass Reinforced Plastic | Pressurized
10001960 | PIPING 2 |  |  | yes |  | yes | Currently in Use | Gas (Historical Use) | 0 | Unknown | 1992-01-01 | Fiberglass Reinforced Plastic | Pressurized
10001960 | PIPING 3 |  |  | yes |  | yes | Currently in Use | Gas (Historical Use) | 0 | Unknown | 1992-01-01 | Fiberglass Reinforced Plastic | Pressurized
10001960 | PIPING 4 |  |  | yes |  | yes | Currently in Use | Diesel | 0 | Unknown | 1992-01-01 | Fiberglass Reinforced Plastic | Pressurized
10001961 | 1 |  | 2010-12-06 | no | 2010-12-06 | no | Currently in Use | Gas (Historical Use) | 20000 | Fiberglass Double Walled | 2010-11-04 | Double Walled Flex | Pressurized
10001961 | 2A |  | 2010-12-06 | no | 2010-12-06 | no | Currently in Use | Diesel | 10000 | Fiberglass Double Walled | 2010-11-04 | Double Walled Flex | Pressurized
10001961 | 2B |  | 2010-12-06 | no | 2010-12-06 | no | Currently in Use | Gas (Historical Use) | 8000 | Fiberglass Double Walled | 2010-11-04 | Double Walled Flex | Pressurized
10001963 | 1 |  |  | no |  | no | Removed from Ground |  | 0 | Unknown | 1929-01-01
10001963 | 2 |  |  | no |  | no | Removed from Ground |  | 0 | Unknown | 1929-01-01
10001967 | 1 |  | 2011-01-01 | no | 2011-01-01 | no | Currently in Use | Gas (Historical Use) | 12000 | Composite Double Walled | 2011-01-01 | Double-Walled Fiberglass | Pressurized
10001967 | 2 |  | 2011-01-01 | no | 2011-01-01 | no | Currently in Use | Gas (Historical Use) | 4000 | Composite Double Walled | 2011-01-01 | Fiberglass Reinforced Plastic | Pressurized
10001967 | 3 |  | 2011-01-01 | no | 2011-01-01 | no | Currently in Use | Diesel | 4000 | Composite Double Walled | 2011-01-01 | Double-Walled Fiberglass | Pressurized
10001968 | 1 |  | 2010-11-18 | no | 2010-11-18 | no | Currently in Use | Gas (Historical Use) | 12000 | Fiberglass Double Walled | 2010-11-18 | Double-Walled Fiberglass | Pressurized
10001968 | 2 |  | 2010-11-18 | no | 2010-11-18 | no | Currently in Use | Diesel | 8000 | Fiberglass Double Walled | 2010-11-18 | Double-Walled Fiberglass | Pressurized
10001968 | 3 |  | 2010-11-18 | no | 2010-11-18 | no | Currently in Use | Gas (Historical Use) | 4000 | Fiberglass Double Walled | 2010-11-18 | Double-Walled Fiberglass | Pressurized
10001969 | 1 |  |  | no |  | no | Removed from Ground | Gas (Historical Use) | 150 | Bare Steel | 1972-01-01 | Bare Steel
10001970 | 1 |  |  | no |  | no | Removed from Ground | Gas (Historical Use) | 0 | Bare Steel | 2007-06-12 | Copper
10001970 | 2 |  |  | no |  | no | Removed from Ground | Gas (Historical Use) | 0 | Bare Steel | 2007-06-12 | Bare Steel
10001973 | 1 |  | 2010-10-04 |  | 2010-10-04 |  | Currently in Use | Diesel | 20000 | Composite Double Walled | 2010-09-02 | Fiberglass Reinforced Plastic | Safe Suction (Euro)
10001973 | 2A |  | 2010-10-04 |  | 2010-10-04 |  | Currently in Use | Diesel | 10000 | Composite Double Walled | 2010-09-02 | Fiberglass Reinforced Plastic | Safe Suction (Euro)
10001973 | 2B |  | 2010-10-04 |  | 2010-10-04 |  | Currently in Use | Gas (Historical Use) | 10000 | Composite Double Walled | 2010-09-02 | Fiberglass Reinforced Plastic | Safe Suction (Euro)
10001975 | 1 | Ball Float | 2011-02-10 | no | 2011-02-10 | no | Currently in Use | Regular | 15000 | Tank Jacket Double Walled | 2011-02-10 | Double-Walled Fiberglass | Pressurized
10001975 | 2A | Ball Float | 2011-02-10 | no | 2011-02-10 | no | Currently in Use | Premium | 7000 | Tank Jacket Double Walled | 2011-02-10 | Double-Walled Fiberglass | Pressurized
10001975 | 2B | Ball Float | 2011-02-10 | no | 2011-02-10 | no | Currently in Use | Diesel | 8000 | Tank Jacket Double Walled | 2011-02-10 | Double-Walled Fiberglass | Pressurized
10001979 | 1 |  | 2011-04-01 | no | 2010-12-01 | no | Currently in Use | Gas (Historical Use) | 20000 | Fiberglass Double Walled | 2010-11-01 | Double-Walled Fiberglass | Pressurized
10001979 | 2 |  | 2011-04-01 | no | 2010-12-01 | no | Currently in Use | Gas (Historical Use) | 20000 | Fiberglass Double Walled | 2010-11-01 | Double-Walled Fiberglass | Pressurized
10001979 | 3 |  | 2011-04-01 | no | 2010-12-01 | no | Currently in Use | Gas (Historical Use) | 12000 | Fiberglass Double Walled | 2010-11-01 | Double-Walled Fiberglass | Pressurized
10001979 | 4 |  | 2011-04-01 | no | 2010-12-01 | no | Currently in Use | Diesel | 12000 | Fiberglass Double Walled | 2010-11-01 | Double-Walled Fiberglass | Pressurized
10001981 | 1A | Flapper Valve | 2011-07-13 | no | 2011-06-13 | no | Currently in Use | Gas (Historical Use) | 25000 | Fiberglass Double Walled | 2011-05-13 | Double-Walled Flex | Pressurized
10001981 | 1B | Flapper Valve | 2011-07-13 | no | 2011-06-13 | no | Currently in Use | Gas (Historical Use) | 7000 | Fiberglass Double Walled | 2011-05-13 | Double-Walled Flex | Pressurized
10001981 | 2A | Flapper Valve | 2011-07-13 | no | 2011-06-13 | no | Currently in Use | Gas (Historical Use) | 5000 | Fiberglass Double Walled | 2011-05-13 | Double-Walled Flex | Pressurized
10001981 | 2B | Flapper Valve | 2011-07-13 | no | 2011-06-13 | no | Currently in Use | Diesel | 5000 | Fiberglass Double Walled | 2011-05-13 | Double-Walled Flex | Pressurized
10001982 | 1 |  | 2011-04-07 | no | 2011-04-07 | no | Removed from Ground | Gas (Historical Use) | 500 | Galvanic (STIP-3) | 1991-01-01 | Bare Steel | Suction (American)
10001982 | 2 |  | 2011-04-07 | no | 2011-04-07 | no | Removed from Ground | Diesel | 1000 | Galvanic (STIP-3) | 1991-01-01 | Bare Steel | Suction (American)
10001983 | 1 |  | 2011-01-10 | no | 2011-01-10 | no | Currently in Use | Diesel | 10000 | Fiberglass Double Walled | 2011-01-03 | Double-Walled Fiberglass | Pressurized
10001983 | 2 |  | 2011-01-10 | no | 2011-01-10 | no | Currently in Use | Diesel | 10000 | Fiberglass Double Walled | 2011-01-03 | Double-Walled Fiberglass | Pressurized
10001984 | 1 |  | 1996-01-01 | no | 2011-06-07 | no | Removed from Ground | Gas (Historical Use) | 10000 | Fiberglass | 1996-01-01 | Double-Walled Fiberglass | Suction (American)
10001986 | 1 |  | 2011-04-18 | no | 2011-04-18 | no | Currently in Use | Diesel | 16000 | Composite Double Walled | 2011-04-08 | Double-Walled Flex | Pressurized
10001986 | 2 |  | 2011-04-08 | no | 2011-04-08 | no | Currently in Use | Gas (Historical Use) | 12000 | Composite Double Walled | 2011-04-08 | Double-Walled Flex | Pressurized
10001986 | 3A |  | 2011-04-08 | no | 2011-04-08 | no | Currently in Use | Gas (Historical Use) | 6000 | Composite Double Walled | 2011-04-08 | Double-Walled Flex | Pressurized
10001986 | 3B |  | 2011-04-08 | no | 2011-04-08 | no | Currently in Use | Diesel | 6000 | Composite Double Walled | 2011-04-08 | Double-Walled Flex | Pressurized
10001990 | 1 |  | 2010-11-01 | no | 2010-11-01 | no | Currently in Use | Gas (Historical Use) | 12000 | Composite Double Walled | 2010-11-01 | Double-Walled Fiberglass | Pressurized
10001990 | 2 |  | 2010-11-01 | no | 2010-11-01 | no | Currently in Use | Gas (Historical Use) | 4000 | Composite Double Walled | 2010-11-01 | Double-Walled Fiberglass | Pressurized
10001990 | 3 |  | 2010-11-01 | no | 2010-11-01 | no | Currently in Use | Diesel | 4000 | Composite Double Walled | 2010-11-01 | Double-Walled Fiberglass | Pressurized
10001990 | 4 |  | 2010-11-01 | no | 2010-11-01 | no | Currently in Use | E-85 | 6000 | Composite Double Walled | 2010-11-01 | Double-Walled Fiberglass | Pressurized
10001991 | 1 |  |  | no |  | no | Removed from Ground | Gas (Historical Use) | 1500 | Bare Steel | 1988-01-01
10001991 | 2 |  |  | no |  | no | Removed from Ground | Gas (Historical Use) | 1500 | Bare Steel | 1988-01-01
10001994 | 1 |  |  | no |  | no | Removed from Ground | Gas (Historical Use) | 2000 | Bare Steel | 2011-05-25 | Bare Steel | Suction (American)
10001994 | 2 |  |  | no |  | no | Removed from Ground | Gas (Historical Use) | 2000 | Bare Steel | 2011-05-25 | Bare Steel | Suction (American)
10001995 | 1 | Ball Float | 2006-01-01 | no | 2006-01-01 | no | Currently in Use | Gas (Historical Use) | 12000 | Composite | 2006-01-01 | Double-Walled Fiberglass | Pressurized
10001995 | 2 | Ball Float | 2006-01-01 | no | 2006-01-01 | no | Currently in Use | Diesel | 8000 | Composite | 2006-01-01 | Double-Walled Fiberglass | Pressurized
10001995 | 3 | Ball Float | 2006-01-01 | no | 2006-01-01 | no | Currently in Use | Gas (Historical Use) | 4000 | Composite | 2006-01-01 | Double-Walled Fiberglass | Pressurized
10002002 | 1 |  |  | no |  | no | Removed from Ground | Used Oil | 500 | Unknown | 2002-03-13 | Unknown
10002007 | 1 | Ball Float | 2010-07-30 | no | 2010-07-30 | no | Currently in Use | Gas (Historical Use) | 12000 | Composite Double Walled | 2010-07-30 | Double-Walled Fiberglass | Pressurized
10002007 | 2A | Ball Float | 2010-07-30 | no | 2010-07-30 | no | Currently in Use | Gas (Historical Use) | 8000 | Composite Double Walled | 2010-07-30 | Double-Walled Fiberglass | Pressurized
10002007 | 2B | Ball Float | 2010-07-30 | no | 2010-07-30 | no | Currently in Use | Diesel | 4000 | Composite Double Walled | 2010-07-30 | Double-Walled Fiberglass | Pressurized
10002009 | 1 |  | 2011-01-01 | no | 2010-11-01 | no | Currently in Use | Gas (Historical Use) | 12000 | Composite Double Walled | 2010-11-01 | Double-Walled Fiberglass | Pressurized
10002009 | 2 |  | 2011-01-01 | no | 2010-11-01 | no | Currently in Use | Gas (Historical Use) | 6000 | Composite Double Walled | 2010-11-01 | Double-Walled Fiberglass | Pressurized
10002009 | 3 |  | 2011-01-01 | no | 2010-11-01 | no | Currently in Use | Diesel | 6000 | Composite Double Walled | 2010-11-01 | Double-Walled Fiberglass | Pressurized
10002011 | 1 |  |  | no |  | no | Closed in Ground |  | 1000 | Unknown | 2011-06-24 | Unknown
10002011 | 2 |  |  | no |  | no | Closed in Ground |  | 500 | Unknown | 2011-06-24 | Unknown
10002014 | 1 |  |  | no |  | no | Removed from Ground | Not Marked/Tank Removed | 0 | Unknown |  | Unknown
10002020 | 1 |  | 1988-01-01 | no | 1988-01-01 | no | Removed from Ground | Gas (Historical Use) | 6000 | Epoxy | 1988-01-01 | Fiberglass Reinforced Plastic | Pressurized
10002020 | 2 |  | 1988-01-01 | no | 1988-01-01 | no | Removed from Ground | Gas (Historical Use) | 6000 | Epoxy | 1988-01-01 | Fiberglass Reinforced Plastic | Pressurized
10002020 | 3 |  | 1988-01-01 | no | 1988-01-01 | no | Removed from Ground | Gas (Historical Use) | 6000 | Epoxy | 1988-01-01 | Fiberglass Reinforced Plastic | Pressurized
10002020 | 4 |  | 1988-01-01 | no | 1988-01-01 | no | Removed from Ground | Diesel | 4000 | Epoxy | 1988-01-01 | Fiberglass Reinforced Plastic | Pressurized
10002021 | 1 |  | 2000-11-01 | no | 2000-11-01 | no | Currently in Use | Diesel | 12000 | Composite | 2011-10-11 | Fiberglass Reinforced Plastic | Pressurized
10002021 | 2 |  | 2000-11-01 | no | 2000-11-01 | no | Currently in Use | Diesel | 8000 | Composite | 2011-10-11 | Fiberglass Reinforced Plastic | Pressurized
10002021 | 3 |  | 2000-11-01 | no | 2000-11-01 | no | Currently in Use | Diesel | 4000 | Composite | 2011-10-11 | Fiberglass Reinforced Plastic | Pressurized
10002021 | 4 |  | 2000-11-01 | no | 2000-11-01 | no | Currently in Use | Gas (Historical Use) | 8000 | Composite | 2011-10-11 | Fiberglass Reinforced Plastic | Pressurized
10002021 | 5 |  | 2000-11-01 | no | 2000-11-01 | no | Currently in Use | Gas (Historical Use) | 4000 | Composite | 2011-10-11 | Fiberglass Reinforced Plastic | Pressurized
10002022 | 1 |  | 2011-10-03 |  | 2011-09-01 |  | Currently in Use | Gas (Historical Use) | 30000 | Fiberglass Double Walled | 2011-07-28 | Double-Walled Fiberglass | Pressurized
10002022 | 2 |  | 2011-10-03 | no | 2011-09-01 | no | Currently in Use | Gas (Historical Use) | 30000 | Fiberglass Double Walled | 2011-07-28 | Double-Walled Fiberglass | Pressurized
10002022 | 3 |  | 2011-10-03 | no | 2011-09-01 | no | Currently in Use | Gas (Historical Use) | 30000 | Fiberglass Double Walled | 2011-07-28 | Double-Walled Fiberglass | Pressurized
10002022 | 4 |  | 2011-10-03 | no | 2011-09-01 | no | Currently in Use | Gas (Historical Use) | 1500 | Fiberglass Double Walled | 2011-07-28 | Double-Walled Fiberglass | Pressurized
10002024 | 1 |  |  | no |  | no | Removed from Ground | Gas (Historical Use) | 6000 | Bare Steel | 1968-05-06 | Galvanized Steel | Pressurized
10002024 | 2 |  |  | no |  | no | Removed from Ground | Gas (Historical Use) | 6000 | Bare Steel | 1968-05-06 | Galvanized Steel | Pressurized
10002024 | 3 |  |  | no |  | no | Removed from Ground | Used Oil | 1000 | Bare Steel | 1968-05-06 | Galvanized Steel | Pressurized
10002025 | 1 | Ball Float | 2011-08-17 | no | 2011-08-17 | no | Currently in Use | Regular | 20000 | Composite Double Walled | 2011-08-17 | Double-Walled Fiberglass | Pressurized
10002025 | 2 | Ball Float | 2011-08-17 | no | 2011-08-17 | no | Currently in Use | Premium | 12000 | Composite Double Walled | 2011-08-17 | Double-Walled Fiberglass | Pressurized
10002025 | 3 | Ball Float | 2011-08-17 | no | 2011-08-17 | no | Currently in Use | Diesel | 12000 | Composite Double Walled | 2011-08-17 | Double-Walled Fiberglass | Pressurized
10002031 | 1 |  | 2011-05-10 | no | 2011-05-10 | no | Currently in Use | Gas (Historical Use) | 20000 | Fiberglass Double Walled | 2011-04-21 | Double-Walled Flex | Pressurized
10002031 | 2A |  | 2011-05-10 | no | 2011-05-10 | no | Currently in Use | Diesel | 10000 | Fiberglass Double Walled | 2011-04-21 | Double-Walled Flex | Pressurized
10002031 | 2B |  | 2011-05-10 | no | 2011-05-10 | no | Currently in Use | Gas (Historical Use) | 8000 | Fiberglass Double Walled | 2011-04-21 | Double-Walled Flex | Pressurized
10002032 | 1 | Ball Float | 2011-08-26 | no | 2011-08-26 | no | Currently in Use | Gas (Historical Use) | 20000 | Composite Double Walled | 2011-08-26 | Double-Walled Fiberglass | Pressurized
10002032 | 2 | Ball Float | 2011-08-26 | no | 2011-08-26 | no | Currently in Use | Gas (Historical Use) | 12000 | Composite Double Walled | 2011-08-26 | Double-Walled Fiberglass | Pressurized
10002032 | 3 | Ball Float | 2011-08-26 | no | 2011-08-26 | no | Currently in Use | Diesel | 12000 | Composite Double Walled | 2011-08-26 | Double-Walled Fiberglass | Pressurized
10002035 | 1 |  | 2011-10-01 | no | 2011-10-01 | no | Currently in Use | Gas (Historical Use) | 12000 | Fiberglass Double Walled | 2011-10-01 | Fiberglass Reinforced Plastic | Pressurized
10002035 | 2 |  | 2011-10-01 | no | 2011-10-01 | no | Currently in Use | Diesel | 4000 | Fiberglass Double Walled | 2011-10-01 | Fiberglass Reinforced Plastic | Pressurized
10002035 | 3 |  | 2011-10-01 | no | 2011-10-01 | no | Currently in Use | Gas (Historical Use) | 8000 | Fiberglass Double Walled | 2011-10-01 | Fiberglass Reinforced Plastic | Pressurized
10002038 | 1 |  |  | no |  | no | Removed from Ground | Gas (Historical Use) | 500 | Bare Steel | 2011-10-06 | Bare Steel
10002038 | 2 |  |  | no |  | no | Removed from Ground | Gas (Historical Use) | 500 | Bare Steel | 2011-10-06 | Bare Steel
10002042 | 1 |  | 2009-12-30 | no | 2009-12-30 | no | Currently in Use | Gas (Historical Use) | 12000 | Tank Jacket | 2009-12-30 | Double-Walled Fiberglass | Pressurized
10002042 | 2 |  | 2009-12-30 | no | 2009-12-30 | no | Currently in Use | Gas (Historical Use) | 5000 | Tank Jacket | 2009-12-30 | Double-Walled Fiberglass | Pressurized
10002042 | 3 |  | 2009-12-30 | no | 2009-12-30 | no | Currently in Use | Diesel | 5000 | Tank Jacket | 2009-12-30 | Double-Walled Fiberglass | Pressurized
10002047 | 1 |  |  | no |  | no | Removed from Ground | Kerosene | 4000 | Unknown | 2011-10-19 | Unknown
10002049 | 1 | Ball Float | 2011-06-22 | no | 2011-06-09 | no | Currently in Use | Gas (Historical Use) | 12000 | Composite Double Walled | 2011-06-09 | Double-Walled Fiberglass | Pressurized
10002049 | 2A | Ball Float | 2011-06-22 | no | 2011-06-09 | no | Currently in Use | Gas (Historical Use) | 5000 | Composite Double Walled | 2011-06-09 | Double-Walled Fiberglass | Pressurized
10002049 | 2B | Ball Float | 2011-06-22 | no | 2011-06-09 | no | Currently in Use | Diesel | 5000 | Composite Double Walled | 2011-06-09 | Double-Walled Fiberglass | Pressurized
10002053 | 1 |  |  | no |  | no | Installed |  | 0 | Unknown
10002058 | 1 |  |  | no |  | no | Removed from Ground | Gas (Historical Use) | 1000 | Bare Steel | 2011-11-11
10002058 | 2 |  |  | no |  | no | Removed from Ground | Diesel | 1000 | Bare Steel | 2011-11-11
10002059 | 1 |  |  | no |  | no | Removed from Ground | Empty | 2100 | Bare Steel | 2011-10-18
10002059 | 2 |  |  | no |  | no | Removed from Ground | Diesel | 4000 | Bare Steel | 2011-11-14
10002060 | 1 | Ball Float | 2011-12-15 | no |  | yes | Currently in Use | Gas (Historical Use) | 15000 | Composite Double Walled | 2011-12-15 | Double-Walled Fiberglass | Pressurized
10002060 | 2A | Ball Float | 2011-12-15 | no |  | yes | Currently in Use | Gas (Historical Use) | 6000 | Composite Double Walled | 2011-12-15 | Double-Walled Fiberglass | Pressurized
10002060 | 2B | Ball Float | 2011-12-15 | no |  | yes | Currently in Use | Diesel | 4000 | Composite Double Walled | 2011-12-15 | Double-Walled Fiberglass | Pressurized
10002064 | 1 |  |  | no |  | no | Removed from Ground | Not Marked/Tank Removed | 500 | Bare Steel | 2011-12-15 | Galvanized Steel
10002067 | A |  |  | no |  | no | Removed from Ground |  | 200 | Bare Steel | 2010-07-07
10002067 | B |  |  | no |  | no | Removed from Ground |  | 500 | Bare Steel | 2010-07-07
10002072 | 1 |  | 2006-04-01 | no | 2006-04-01 | no | Currently in Use | Gas (Historical Use) | 12000 | Composite | 2005-09-01 | Double-Walled Fiberglass | Pressurized
10002072 | 2 |  | 2006-04-01 | no | 2006-04-01 | no | Currently in Use | Gas (Historical Use) | 8000 | Composite | 2005-09-01 | Double-Walled Fiberglass | Pressurized
10002072 | 3 | Ball Float | 2006-04-01 | no | 2006-04-01 | no | Currently in Use | Diesel | 8000 | Composite | 2005-09-01 | Double-Walled Fiberglass | Pressurized
10002072 | 4 | Ball Float | 2006-04-01 | no | 2006-04-01 | no | Currently in Use | E-10 | 4000 | Composite | 2005-09-01 | Double-Walled Fiberglass | Pressurized
10002074 | 1 |  |  | no |  | no | Removed from Ground |  | 0 | Unknown | 2012-03-06
10002074 | 2 |  |  | no |  | no | Removed from Ground |  | 0 | Unknown | 2012-03-06
10002074 | 3 |  |  | no |  | no | Removed from Ground |  | 0 | Unknown
10002074 | 4 |  |  | no |  | no | Removed from Ground |  | 0 | Unknown
10002074 | 5 |  |  | no |  | no | Removed from Ground |  | 0 | Unknown
10002075 | 1 | Ball Float | 2012-01-19 | no | 2012-01-19 | no | Currently in Use | Gas (Historical Use) | 20000 | Composite Double Walled | 2012-01-19 | Double-Walled Fiberglass | Pressurized
10002075 | 2 | Ball Float | 2012-01-19 | no | 2012-01-19 | no | Currently in Use | Gas (Historical Use) | 12000 | Composite Double Walled | 2012-01-19 | Double-Walled Fiberglass | Pressurized
10002075 | 3 | Ball Float | 2012-01-19 | no | 2012-01-19 | no | Currently in Use | Diesel | 12000 | Composite Double Walled | 2012-01-19 | Double-Walled Fiberglass | Pressurized
10002076 | 6 |  | 1998-12-01 | no | 1998-12-01 | no | Temporarily out of use | Gas (Historical Use) | 560 | Steel-Impressed Current | 1998-03-01 | Steel (Impressed Current) | Safe Suction (Euro)
10002076 | 7 | Flapper Valve | 1998-12-01 | no | 1998-12-01 | no | Currently in Use | E-0 | 1060 | Steel-Impressed Current | 1998-03-01 | Steel (Impressed Current) | Safe Suction (Euro)
10002079 | 1 |  |  | no |  | no | Removed from Ground | Other | 0 | Unknown | 2011-04-04
10002082 | 1 |  | 2012-01-12 | no | 2012-01-12 | no | Currently in Use | Gas (Historical Use) | 15000 | Composite Double Walled | 2012-01-12 | Double-Walled Fiberglass | Pressurized
10002082 | 2 |  | 2012-01-12 | no | 2012-01-12 | no | Currently in Use | Gas (Historical Use) | 5000 | Composite Double Walled | 2012-01-12 | Double-Walled Fiberglass | Pressurized
10002082 | 3 |  | 2012-01-12 | no | 2012-01-12 | no | Currently in Use | Diesel | 5000 | Composite Double Walled | 2012-01-12 | Double-Walled Fiberglass | Pressurized
10002086 | 1 |  |  | no |  | no | Removed from Ground | Used Oil | 550 | Cathodically Protected Steel | 2011-12-13 | Galvanized Steel | Gravity Fed
10002086 | 2 |  |  | no |  | no | Removed from Ground | Used Oil | 550 | Cathodically Protected Steel | 2011-12-13 | Bare Steel | Gravity Fed
10002088 | 1 | Flapper Valve | 2012-04-01 | no |  | no | Currently in Use | Gas (Historical Use) | 20000 | Fiberglass Double Walled | 2011-10-01 | Double-Walled Fiberglass | Pressurized
10002088 | 2 | Flapper Valve | 2012-04-01 | no |  | no | Currently in Use | Gas (Historical Use) | 20000 | Fiberglass Double Walled | 2011-10-01 | Double-Walled Fiberglass | Pressurized
10002088 | 3 | Flapper Valve | 2012-04-01 | no |  | no | Currently in Use | Gas (Historical Use) | 12000 | Fiberglass Double Walled | 2011-10-01 | Double-Walled Fiberglass | Pressurized
10002088 | 4 | Flapper Valve | 2011-12-01 | no |  | no | Currently in Use | Diesel | 12000 | Fiberglass Double Walled | 2011-10-01 | Double-Walled Fiberglass | Pressurized
10002099 | 1A |  | 2012-04-03 | no | 2012-04-03 | no | Currently in Use | Diesel | 9000 | Composite Double Walled | 2012-04-03 | Double-Walled Flex | Safe Suction (Euro)
10002099 | 1B |  | 2012-04-03 | no | 2012-04-03 | no | Currently in Use | Gas (Historical Use) | 3000 | Composite Double Walled | 2012-04-03 | Double-Walled Flex | Safe Suction (Euro)
10002101 | 1 |  |  | no |  | no | Removed from Ground | Gas (Historical Use) | 2000 | Bare Steel | 2012-05-15 | Bare Steel | Suction (American)
10002103 | 1A | Flapper Valve | 2012-05-15 | no | 2012-05-15 | no | Currently in Use | Regular | 13000 | Composite Double Walled | 2012-05-01 | Double-Walled Flex | Pressurized
10002103 | 1B | Flapper Valve | 2012-05-15 | no | 2012-05-15 | no | Currently in Use | Premium | 3500 | Composite Double Walled | 2012-05-01 | Double-Walled Flex | Pressurized
10002103 | 1C |  | 2012-05-15 | no | 2012-05-15 | no | Currently in Use | Diesel | 3500 | Composite Double Walled | 2012-05-01 | Double-Walled Flex | Pressurized
10002105 | 1 | Ball Float | 2012-04-25 | no | 2012-04-25 | no | Currently in Use | Gas (Historical Use) | 20000 | Composite Double Walled | 2012-04-25 | Double-Walled Fiberglass | Pressurized
10002105 | 2 | Ball Float | 2012-04-25 | no | 2012-04-25 | no | Currently in Use | Gas (Historical Use) | 12000 | Composite Double Walled | 2012-04-25 | Double-Walled Fiberglass | Pressurized
10002105 | 3 | Ball Float | 2012-04-25 | no | 2012-04-25 | no | Currently in Use | Diesel | 12000 | Composite Double Walled | 2012-04-25 | Double-Walled Fiberglass | Pressurized
10002106 | 1 |  |  | no |  | no | Closed in Ground |  | 0 | Unknown
10002109 | 1B | Ball Float | 2012-06-01 | no | 2012-06-01 | no | Currently in Use | Diesel | 4000 | Tank Jacket | 2012-06-01 | Double-Walled Fiberglass | Pressurized
10002115 | 1 | Ball Float | 2012-06-18 | no | 2012-06-18 | no | Currently in Use | Gas (Historical Use) | 20000 | Composite Double Walled | 2012-06-18 | Double-Walled Fiberglass | Pressurized
10002115 | 2 | Ball Float | 2012-06-18 | no | 2012-06-18 | no | Currently in Use | Gas (Historical Use) | 12000 | Composite Double Walled | 2012-06-18 | Double-Walled Fiberglass | Pressurized
10002115 | 3 | Ball Float | 2012-06-18 | no | 2012-06-18 | no | Currently in Use | Diesel | 12000 | Composite Double Walled | 2012-06-18 | Double-Walled Fiberglass | Pressurized
10002117 | 1 | Ball Float | 2012-06-25 | no | 2012-06-25 | no | Currently in Use | Gas (Historical Use) | 20000 | Fiberglass Double Walled | 2012-06-14 | Double-Walled Flex | Pressurized
10002117 | 2A | Ball Float | 2012-06-25 | no | 2012-06-25 | no | Currently in Use | Diesel | 12000 | Fiberglass Double Walled | 2012-06-14 | Double-Walled Flex | Pressurized
10002117 | 2B | Ball Float | 2012-06-25 | no | 2012-06-25 | no | Currently in Use | Gas (Historical Use) | 8000 | Fiberglass Double Walled | 2012-06-14 | Double-Walled Flex | Pressurized
10002119 | 1 | Ball Float | 2012-05-18 | no | 2012-05-18 | no | Currently in Use | Gas (Historical Use) | 12000 | Tank Jacket | 2012-05-18 | Double-Walled Fiberglass | Pressurized
10002119 | 2A | Ball Float | 2012-05-18 | no | 2012-05-18 | no | Currently in Use | Gas (Historical Use) | 5000 | Tank Jacket | 2012-05-18 | Double-Walled Fiberglass | Pressurized
10002119 | 2B | Ball Float | 2012-05-18 | no | 2012-05-18 | no | Currently in Use | Diesel | 5000 | Tank Jacket | 2012-05-18 | Double-Walled Fiberglass | Pressurized
10002125 | 1 |  |  | no |  | no | Removed from Ground | Diesel | 10000 | Bare Steel | 1970-01-01 | Unknown
10002129 | 1 |  | 2012-06-12 | no | 2012-06-12 | no | Currently in Use | Gas (Historical Use) | 20000 | Fiberglass Double Walled | 2012-06-12 | Double-Walled Flex | Pressurized
10002129 | 2A |  | 2012-06-12 | no | 2012-06-12 | no | Currently in Use | Diesel | 10000 | Fiberglass Double Walled | 2012-06-12 | Double-Walled Flex | Pressurized
10002129 | 2B |  | 2012-06-12 | no | 2012-06-12 | no | Currently in Use | Gas (Historical Use) | 8000 | Fiberglass Double Walled | 2012-06-12 | Double-Walled Flex | Pressurized
10002131 | 1 | Ball Float | 2012-07-27 | no | 2012-07-27 | no | Currently in Use | Gas (Historical Use) | 20000 | Composite Double Walled | 2012-07-27 | Double-Walled Fiberglass | Pressurized
10002131 | 2 | Ball Float | 2012-07-27 | no | 2012-07-27 | no | Currently in Use | Diesel | 12000 | Composite Double Walled | 2012-07-27 | Double-Walled Fiberglass | Pressurized
10002131 | 3 | Ball Float | 2012-07-27 | no | 2012-07-27 | no | Currently in Use | Gas (Historical Use) | 12000 | Composite Double Walled | 2012-07-27 | Double-Walled Fiberglass | Pressurized
10002136 | 1 |  | 2012-08-23 | no | 2012-09-23 | no | Currently in Use | Gas (Historical Use) | 1200 | Composite Double Walled | 2012-08-23 | Double-Walled Fiberglass | Pressurized
10002136 | 2 |  | 2012-08-23 | no | 2012-09-23 | no | Currently in Use | Gas (Historical Use) | 4000 | Composite Double Walled | 2012-08-23 | Double-Walled Fiberglass | Pressurized
10002136 | 3 |  | 2012-08-23 | no | 2012-09-23 | no | Currently in Use | Diesel | 4000 | Composite Double Walled | 2012-08-23 | Double-Walled Fiberglass | Pressurized
10002137 | 1A |  | 2012-08-20 | no | 2012-08-21 | no | Currently in Use | Gas (Historical Use) | 12000 | Composite Double Walled | 2012-08-12 | Double-Walled Fiberglass | Pressurized
10002137 | 1B |  | 2012-08-20 | no | 2012-08-21 | no | Currently in Use | Diesel | 8000 | Composite Double Walled | 2012-08-15 | Double-Walled Fiberglass | Pressurized
10002137 | 1C |  | 2012-08-20 | no | 2012-08-21 | no | Currently in Use | Gas (Historical Use) | 5000 | Composite Double Walled | 2012-08-15 | Double-Walled Fiberglass | Pressurized
10002137 | 1D |  | 2012-08-20 | no | 2012-08-21 | no | Currently in Use | Diesel | 5000 | Composite Double Walled | 2012-08-15 | Double-Walled Fiberglass | Pressurized
10002141 | 1 |  |  | no |  | no | Removed from Ground | Gas (Historical Use) | 500 | Bare Steel | 2012-07-30 | Bare Steel
10002142 | 1 |  |  | no |  | no | Removed from Ground | Gas (Historical Use) | 500 | Bare Steel | 2012-08-28 | Bare Steel | Safe Suction (Euro)
10002142 | 2 |  |  | no |  | no | Removed from Ground | Gas (Historical Use) | 500 | Bare Steel | 2012-08-27 | Bare Steel | Safe Suction (Euro)
10002143 | 1A |  | 2012-08-15 | no | 2012-08-15 | no | Currently in Use | Gas (Historical Use) | 12000 | Composite Double Walled | 2012-08-12 | Double-Walled Fiberglass | Pressurized
10002143 | 1B |  | 2012-08-15 | no | 2012-08-15 | no | Currently in Use | Gas (Historical Use) | 4000 | Composite Double Walled | 2012-08-12 | Double-Walled Fiberglass | Pressurized
10002143 | 1C |  | 2012-08-15 | no | 2012-08-15 | no | Currently in Use | Diesel | 4000 | Composite Double Walled | 2012-08-12 | Fiberglass Reinforced Plastic | Pressurized
10002145 | 1A |  | 2012-07-20 | no | 2012-07-20 | no | Currently in Use | Diesel | 20000 | Composite Double Walled | 2012-07-20 | Double-Walled Flex | Pressurized
10002145 | 2B |  | 2012-07-20 | no | 2012-07-20 | no | Currently in Use | Gas (Historical Use) | 10000 | Composite Double Walled | 2012-07-20 | Double-Walled Flex | Pressurized
10002151 | 1 |  |  | no |  | no | Removed from Ground | Diesel | 4000 | Bare Steel | 2012-08-28 | Bare Steel | Suction (American)
10002151 | 2 |  |  | no |  | no | Removed from Ground | Diesel | 4000 | Bare Steel | 2012-08-28 | Bare Steel | Suction (American)
10002152 | 1 |  |  | yes |  | yes | Removed from Ground | Not Marked/Tank Removed | 375 | Epoxy | 2012-10-03 | Flex
10002154 | 1 | Overfill Alarm | 2012-08-22 | no | 2012-09-26 | no | Currently in Use | Gas (Historical Use) | 20000 | Fiberglass | 2012-07-20 | Double-Walled Flex | Pressurized
10002154 | 2A | Overfill Alarm | 2012-08-22 | no | 2012-09-26 | no | Currently in Use | Gas (Historical Use) | 8000 | Fiberglass | 2012-07-20 | Double-Walled Flex | Pressurized
10002154 | 2B | Overfill Alarm | 2012-08-22 | no | 2012-09-26 | no | Currently in Use | Diesel | 10000 | Fiberglass | 2012-07-20 | Double-Walled Flex | Pressurized
10002155 | 1 | Flapper Valve | 2012-08-01 | no | 2012-08-01 | no | Currently in Use | E-10 | 12000 | Tank Jacket | 2012-08-01 | Double-Walled Fiberglass | Pressurized
10002155 | 2 | Flapper Valve | 2012-08-01 | no | 2012-08-01 | no | Currently in Use | Gas (Historical Use) | 4000 | Tank Jacket | 2012-08-01 | Double-Walled Fiberglass | Pressurized
10002155 | 3 | Flapper Valve | 2012-08-01 | no | 2012-08-01 | no | Currently in Use | E-10 | 4000 | Tank Jacket | 2012-08-01 | Double-Walled Fiberglass | Pressurized
10002155 | 4 | Ball Float | 2012-08-01 | no | 2012-08-01 | no | Currently in Use | Diesel | 4000 | Tank Jacket | 2012-08-01 | Double-Walled Fiberglass | Pressurized
10002157 | 1 |  |  | no | 1988-01-01 | no | Currently in Use | Diesel | 4000 | Fiberglass Double Walled | 1988-01-01 | Double-Walled Fiberglass | Safe Suction (Euro)
10002159 | 1A | Ball Float | 2013-02-01 | no | 2012-10-05 | no | Currently in Use | Gas (Historical Use) | 10000 | Tank Jacket | 2012-10-05 | Fiberglass Reinforced Plastic | Pressurized
10002159 | 1B | Ball Float | 2013-02-01 | no | 2012-10-05 | no | Currently in Use | Gas (Historical Use) | 5000 | Tank Jacket | 2012-10-05 | Double-Walled Fiberglass | Pressurized
10002159 | 1C | Ball Float | 2013-02-01 | no | 2012-10-05 | no | Currently in Use | Diesel | 5000 | Tank Jacket | 2012-10-05 | Double-Walled Fiberglass | Pressurized
10002162 | 1 |  |  | no |  | no | Removed from Ground | Not Marked/Tank Removed | 5000 | Bare Steel | 2012-09-04 | Bare Steel
10002162 | 2 |  |  | no |  | no | Removed from Ground | Not Marked/Tank Removed | 4000 | Bare Steel | 2012-09-04 | Bare Steel
10002162 | 3 |  |  | no |  | no | Removed from Ground | Not Marked/Tank Removed | 1000 | Bare Steel | 2012-09-04 | Bare Steel
10002163 | 1 | Ball Float | 2010-07-01 | no |  | no | Currently in Use | Diesel | 12000 | Fiberglass Double Walled | 2010-07-01 | Double-Walled Fiberglass | Pressurized
10002163 | 2 | Ball Float | 2010-07-01 | no |  | no | Currently in Use | Diesel | 12000 | Fiberglass Double Walled | 2010-07-01 | Double-Walled Fiberglass | Pressurized
10002176 | 1 |  |  | no |  | no | Removed from Ground |  | 0 | Unknown
10002178 | 1 |  |  | no |  | no | Removed from Ground | Gas (Historical Use) | 10000 | Bare Steel | 1982-01-01 | Bare Steel
10002178 | 2 |  |  | no |  | no | Removed from Ground | Gas (Historical Use) | 8000 | Bare Steel | 1982-01-01 | Bare Steel
10002180 | 1 |  | 2013-01-05 | no | 2013-01-05 | no | Currently in Use | Gas (Historical Use) | 15000 | Composite Double Walled | 2013-01-05 | Double-Walled Fiberglass
10002180 | 2 |  | 2013-01-05 | no | 2013-01-05 | no | Currently in Use | Gas (Historical Use) | 5 | Composite Double Walled | 2013-01-05 | Double-Walled Fiberglass
10002180 | 3 |  | 2013-01-05 | no | 2013-01-05 | no | Currently in Use | Diesel | 5 | Composite Double Walled | 2013-01-05 | Double-Walled Fiberglass
10002182 | 1 | Ball Float | 2012-09-01 | no | 2012-09-01 | no | Currently in Use | Diesel | 20000 | Fiberglass Double Walled | 2012-09-01 | Double-Walled Flex | Pressurized
10002183 | 1 | Ball Float | 2012-12-01 | no | 2012-12-01 | no | Currently in Use | Gas (Historical Use) | 15000 | Tank Jacket | 2012-12-01 | Double-Walled Fiberglass | Pressurized
10002183 | 2 | Ball Float | 2012-12-01 | no | 2012-12-01 | no | Currently in Use | Gas (Historical Use) | 5000 | Tank Jacket | 2012-12-01 | Double-Walled Fiberglass | Pressurized
10002183 | 3 | Ball Float | 2012-12-01 | no | 2012-12-01 | no | Currently in Use | Diesel | 5000 | Tank Jacket | 2012-12-01 | Double-Walled Fiberglass | Pressurized
10002184 | 1A | Ball Float | 2012-12-15 | no | 2012-12-15 | no | Currently in Use | Gas (Historical Use) | 10000 | Tank Jacket | 2012-12-15 | Double-Walled Fiberglass | Pressurized
10002184 | 1B | Ball Float | 2012-12-15 | no | 2012-12-15 | no | Currently in Use | Gas (Historical Use) | 5000 | Tank Jacket | 2012-12-15 | Double-Walled Fiberglass | Pressurized
10002184 | 1C | Ball Float | 2012-12-15 | no | 2012-12-15 | no | Currently in Use | Diesel | 5000 | Tank Jacket | 2012-12-15 | Double-Walled Fiberglass | Pressurized
10002185 | 1A | Ball Float | 2012-09-10 | no | 2013-09-10 | no | Currently in Use | E-10 | 10000 | Tank Jacket | 2012-09-01 | Double-Walled Fiberglass | Pressurized
10002185 | 1B | Ball Float | 2012-09-10 | no | 2012-09-10 | no | Currently in Use | Premium | 5000 | Tank Jacket | 2012-09-01 | Double-Walled Fiberglass | Pressurized
10002185 | 2A | Ball Float | 2012-09-10 | no | 2012-09-10 | no | Currently in Use | Diesel | 6000 | Tank Jacket | 2012-09-01 | Double-Walled Fiberglass | Pressurized
10002185 | 2B | Ball Float | 2012-09-10 | no | 2012-09-10 | no | Currently in Use | Diesel Off Road | 4000 | Tank Jacket | 2012-09-01 | Double-Walled Fiberglass | Pressurized
10002186 | 1 | Ball Float | 2012-11-01 | no | 2012-11-01 | no | Currently in Use | Gas (Historical Use) | 20000 | Composite Double Walled | 2012-11-01 | Double-Walled Fiberglass | Pressurized
10002186 | 2 | Ball Float | 2012-11-01 | no | 2012-11-01 | no | Currently in Use | Gas (Historical Use) | 12000 | Composite Double Walled | 2012-11-01 | Double-Walled Fiberglass | Pressurized
10002186 | 3 | Ball Float | 2012-11-01 | no | 2012-11-01 | no | Currently in Use | Diesel | 12000 | Composite Double Walled | 2012-11-01 | Double-Walled Fiberglass | Pressurized
10002187 | 1 | Overfill Alarm | 2012-12-11 | no | 2013-01-21 | no | Currently in Use | Gas (Historical Use) | 20000 | Fiberglass Double Walled | 2012-11-14 | Double-Walled Flex | Pressurized
10002187 | 2A | Overfill Alarm | 2012-12-11 | no | 2013-01-21 | no | Currently in Use | Diesel | 10000 | Fiberglass Double Walled | 2012-11-14 | Double-Walled Flex | Pressurized
10002187 | 2B | Overfill Alarm | 2012-12-11 | no | 2013-01-21 | no | Currently in Use | Gas (Historical Use) | 8000 | Fiberglass Double Walled | 2012-11-14 | Double-Walled Flex | Pressurized
10002191 | 1 |  | 2011-08-26 | no | 2011-08-23 | no | Currently in Use | Diesel | 20000 | Fiberglass Double Walled | 2011-08-19 | Double-Walled Fiberglass | Pressurized
10002192 | 1 | Flapper Valve | 1996-10-01 | no | 1996-10-01 | no | Currently in Use | Diesel | 12000 | Composite | 1996-10-01 | Double-Walled Flex | Pressurized
10002193 | 1 | Ball Float | 2012-12-06 | no | 2012-12-06 | no | Currently in Use | Regular | 20000 | Fiberglass Double Walled | 2012-11-02 | Double-Walled Flex | Pressurized
10002193 | 2A | Ball Float | 2012-12-06 | no | 2012-12-06 | no | Currently in Use | Diesel | 10000 | Fiberglass Double Walled | 2012-11-02 | Double-Walled Flex | Pressurized
10002193 | 2B | Ball Float | 2012-12-06 | no | 2012-12-06 | no | Currently in Use | Premium | 8000 | Fiberglass Double Walled | 2012-11-02 | Double-Walled Flex | Pressurized
10002194 | 1 |  |  | no |  | no | Closed in Ground | Used Oil | 500 | Bare Steel | 2013-01-16 | Bare Steel
10002194 | 2 |  |  | no |  | no | Closed in Ground | Gas (Historical Use) | 1000 | Bare Steel | 2013-01-16
10002194 | 3 |  |  | no |  | no | Closed in Ground | Gas (Historical Use) | 2000 | Bare Steel | 2013-01-16 | Bare Steel
10002194 | 4 |  |  | no |  | no | Closed in Ground | Gas (Historical Use) | 4000 | Bare Steel | 2013-01-16 | Bare Steel
10002195 | 1 |  | 2013-02-01 | no | 2013-02-01 | no | Installed | Gas (Historical Use) | 12000 | Fiberglass Double Walled | 2013-02-01 | Double-Walled Fiberglass | Pressurized
10002204 | 1 |  |  | no |  | no | Removed from Ground | Gas (Historical Use) | 750 | Unknown | 2013-03-13
10002204 | 2 |  |  | no |  | no | Removed from Ground | Gas (Historical Use) | 750 | Unknown | 2013-03-13
10002204 | 3 |  |  | no |  | no | Removed from Ground | Kerosene | 500 | Unknown | 2013-03-13
10002207 | 1 |  |  | no |  | no | Closed in Ground | Gas (Historical Use) | 1000 | Bare Steel | 1980-02-01 | Galvanized Steel
10002209 | 1 |  |  | no |  | no | Removed from Ground | Gas (Historical Use) | 8000 | Bare Steel | 1960-01-01 | Bare Steel
10002209 | 2 |  |  | no |  | no | Removed from Ground | Gas (Historical Use) | 6000 | Bare Steel | 1960-01-01 | Bare Steel
10002209 | 3 |  |  | no |  | no | Removed from Ground | Gas (Historical Use) | 8000 | Bare Steel | 1960-01-01 | Bare Steel
10002212 | 1 |  |  | no |  | no | Removed from Ground | Gas (Historical Use) | 0 | Unknown
10002214 | 1 |  | 2013-11-16 | no | 2013-11-16 | no | Currently in Use | Gas (Historical Use) | 8000 | Composite Double Walled | 2013-04-15 | Aboveground | Suction (American)
10002214 | 2 |  | 2013-04-16 | no | 2013-04-16 | no | Currently in Use | Diesel | 8000 | Composite Double Walled | 2013-04-15 | Aboveground | Suction (American)
10002214 | 3 |  | 2013-04-16 | no | 2013-04-16 | no | Currently in Use | Diesel | 8000 | Composite Double Walled | 2013-04-15 | Aboveground | Suction (American)
10002216 | 1 | Flapper Valve | 2010-10-01 | no | 2010-10-01 | no | Currently in Use | Diesel | 10000 | Fiberglass Double Walled | 2010-04-01 | Double-Walled Fiberglass | Pressurized
10002216 | 2 | Flapper Valve | 2010-10-01 | no | 2010-10-01 | no | Currently in Use | E-10 | 32000 | Fiberglass Double Walled | 2010-04-01 | Double-Walled Fiberglass | Pressurized
10002219 | 1 |  | 2013-06-28 | no |  | no | Currently in Use | Gas (Historical Use) | 4000 | Fiberglass | 1993-06-28 | Double-Walled Fiberglass | Pressurized
10002223 | 1 |  |  | no |  | no | Removed from Ground | Not Marked/Tank Removed | 525 | Bare Steel | 2013-04-11 | Bare Steel
10002231 | 1 | Flapper Valve | 2012-06-07 | no | 2012-06-07 | no | Currently in Use | Gas (Historical Use) | 6000 | Fiberglass | 2012-06-07 | Fiberglass Reinforced Plastic | Pressurized
10002231 | 2 | Flapper Valve | 2012-06-07 | no | 2012-06-07 | no | Currently in Use | Gas (Historical Use) | 2000 | Fiberglass | 2012-06-07 | Fiberglass Reinforced Plastic | Pressurized
10002233 | 1 |  | 2013-08-05 | no | 2013-08-05 | no | Currently in Use | Gas (Historical Use) | 200000 | Fiberglass Double Walled | 2013-03-25 | Double-Walled Flex | Pressurized
10002233 | 2A |  | 2013-08-05 | no | 2013-08-05 | no | Currently in Use | Diesel | 12000 | Fiberglass Double Walled | 2013-03-25 | Double-Walled Flex | Pressurized
10002233 | 2B |  | 2013-08-05 | no | 2013-08-05 | no | Currently in Use | Gas (Historical Use) | 8000 | Fiberglass Double Walled | 2013-03-25 | Double-Walled Flex | Pressurized
10002234 | 1 |  | 2016-08-23 | no | 2013-04-01 | no | Currently in Use | Gas (Historical Use) | 10000 | Composite Double Walled | 2013-01-01 | Double-Walled Fiberglass | Pressurized
10002234 | 2 |  | 2016-08-23 | no | 2013-04-01 | no | Currently in Use | Gas (Historical Use) | 10000 | Composite Double Walled | 2013-01-01 | Double-Walled Fiberglass | Pressurized
10002234 | 3 |  | 2016-08-23 | no | 2013-04-01 | no | Currently in Use | Gas (Historical Use) | 5000 | Composite Double Walled | 2013-01-01 | Double-Walled Fiberglass | Pressurized
10002237 | 1A |  | 2013-06-04 | no | 2013-06-04 | no | Currently in Use | Gas (Historical Use) | 12000 | Composite Double Walled | 2013-06-04 | Double-Walled Fiberglass | Pressurized
10002237 | 1B |  | 2013-06-04 | no | 2013-06-04 | no | Currently in Use | Gas (Historical Use) | 4000 | Composite Double Walled | 2013-06-04 | Double-Walled Fiberglass | Pressurized
10002237 | 1C |  | 2013-06-04 | no | 2013-06-04 | no | Currently in Use | Diesel | 4000 | Composite Double Walled | 2013-06-04 | Double-Walled Fiberglass | Pressurized
10002239 | 1 |  | 2013-08-01 | no |  | no | Currently in Use | Gas (Historical Use) | 20000 | Fiberglass Double Walled | 2013-04-16 | Double-Walled Fiberglass | Pressurized
10002239 | 2 |  | 2013-08-01 | no |  | no | Currently in Use | Gas (Historical Use) | 20000 | Fiberglass Double Walled | 2013-04-16 | Double-Walled Fiberglass | Pressurized
10002239 | 3 |  | 2013-08-01 | no |  | no | Currently in Use | Gas (Historical Use) | 12000 | Fiberglass Double Walled | 2013-04-16 | Double-Walled Fiberglass | Pressurized
10002239 | 4 |  | 2013-08-01 | no |  | no | Currently in Use | Diesel | 12000 | Fiberglass Double Walled | 2013-04-13 | Double-Walled Fiberglass | Pressurized
10002242 | 1 |  |  | no |  | no | Removed from Ground | Gas (Historical Use) | 1000 | Bare Steel | 2013-05-31 | Bare Steel
10002242 | 2 |  |  | no |  | no | Removed from Ground | Diesel | 500 | Bare Steel | 2013-05-31 | Bare Steel
10002242 | 3 |  |  | no |  | no | Removed from Ground | Diesel | 500 | Bare Steel | 2013-05-31 | Bare Steel
10002245 | 1 | Overfill Alarm | 2013-07-01 | no | 2013-07-01 | no | Currently in Use | Gas (Historical Use) | 15000 | Tank Jacket Double Walled | 2013-07-01 | Double-Walled Fiberglass | Pressurized
10002245 | 2 | Overfill Alarm | 2013-07-01 | no | 2013-07-01 | no | Currently in Use | Gas (Historical Use) | 7000 | Tank Jacket Double Walled | 2013-07-01 | Double-Walled Fiberglass | Pressurized
10002245 | 3 | Overfill Alarm | 2013-07-01 | no | 2013-07-01 | no | Currently in Use | Diesel | 5000 | Tank Jacket Double Walled | 2013-07-01 | Double-Walled Fiberglass | Pressurized
10002250 | 1 | Overfill Alarm | 2012-09-28 | no | 2012-09-28 | no | Currently in Use | Diesel | 20000 | Fiberglass Double Walled | 2012-09-28 | Double-Walled Fiberglass | Safe Suction (Euro)
10002254 | 1A | Flapper Valve | 2013-09-18 | no | 2013-12-18 | no | Currently in Use | Regular | 25000 | Fiberglass Double Walled | 2013-09-18 | Double-Walled Flex | Pressurized
10002254 | 1B | Flapper Valve | 2013-09-18 | no | 2013-12-18 | no | Currently in Use | Premium | 7000 | Fiberglass Double Walled | 2013-09-18 | Double-Walled Flex | Pressurized
10002254 | 2A | Flapper Valve | 2013-09-18 | no | 2013-12-18 | no | Currently in Use | Diesel | 5000 | Fiberglass Double Walled | 2013-09-18 | Double-Walled Flex | Pressurized
10002254 | 2B | Flapper Valve | 2013-09-18 | no | 2013-12-18 | no | Currently in Use | Diesel | 5000 | Fiberglass Double Walled | 2013-09-18 | Double-Walled Flex | Pressurized
10002255 | 1 |  | 2012-01-19 | no | 2012-01-19 | no | Currently in Use | Gas (Historical Use) | 25000 | Fiberglass Double Walled | 2012-01-19 | Double-Walled Fiberglass | Pressurized
10002255 | 2 |  | 2012-01-19 | no | 2012-01-19 | no | Currently in Use | Gas (Historical Use) | 7000 | Fiberglass Double Walled | 2012-01-19 | Double-Walled Fiberglass | Pressurized
10002255 | 3 |  | 2012-01-19 | no | 2012-01-19 | no | Currently in Use | Diesel | 5000 | Fiberglass Double Walled | 2012-01-19 | Double-Walled Fiberglass | Pressurized
10002255 | 4 |  | 2012-01-19 | no | 2012-01-19 | no | Currently in Use | Diesel | 5000 | Fiberglass Double Walled | 2012-01-19 | Double-Walled Fiberglass | Pressurized
10002257 | 1A | Ball Float | 2013-03-13 | no | 2013-03-13 | no | Currently in Use | Gas (Historical Use) | 20000 | Composite Double Walled | 2013-01-08 | Double-Walled Fiberglass | Pressurized
10002257 | 1B | Ball Float | 2013-03-12 | no | 2013-03-12 | no | Currently in Use | Gas (Historical Use) | 20000 | Composite Double Walled | 2013-01-08 | Double-Walled Fiberglass | Pressurized
10002257 | 1C | Ball Float | 2013-03-12 | no | 2013-03-12 | no | Currently in Use | Gas (Historical Use) | 20000 | Composite Double Walled | 2013-01-08 | Double-Walled Fiberglass | Pressurized
10002257 | 2A | Ball Float | 2013-03-12 | no | 2013-03-12 | no | Currently in Use | Diesel | 15000 | Composite Double Walled | 2013-01-08 | Double-Walled Fiberglass | Pressurized
10002257 | 2B | Ball Float | 2013-03-12 | no | 2013-03-12 | no | Currently in Use | Diesel | 15000 | Composite | 2017-01-08 | Double-Walled Fiberglass | Pressurized
10002258 | 1 |  |  | no |  | no | Removed from Ground | Not Marked | 4000 | Unknown | 2013-09-18 | Unknown
10002258 | 2 |  |  | no |  | no | Removed from Ground | Not Marked | 4000 | Unknown | 2013-09-18 | Unknown
10002258 | 3 |  |  | no |  | no | Removed from Ground | Not Marked | 4000 | Unknown | 2013-09-18 | Unknown
10002258 | 4 |  |  | no |  | no | Removed from Ground | Not Marked | 4000 | Unknown | 2013-09-18 | Unknown
10002258 | 5 |  |  | no |  | no | Removed from Ground | Not Marked | 3000 | Unknown | 2013-09-18 | Unknown
10002258 | 6 |  |  | no |  | no | Removed from Ground | Used Oil | 500 | Unknown | 2013-10-07 | Unknown
10002260 | 1 |  | 2012-12-06 | no | 2012-12-06 | no | Currently in Use | Gas (Historical Use) | 15000 | Tank Jacket | 2012-12-06 | Double-Walled Fiberglass | Pressurized
10002260 | 2 |  | 2012-12-06 | no | 2012-12-06 | no | Currently in Use | Gas (Historical Use) | 5000 | Tank Jacket | 2012-12-06 | Double-Walled Fiberglass | Pressurized
10002260 | 3 |  | 2012-12-06 | no | 2012-12-06 | no | Currently in Use | Diesel | 5000 | Tank Jacket | 2012-12-06 | Double-Walled Fiberglass | Pressurized
10002275 | 1 |  | 2013-10-31 | no | 2013-10-31 | no | Currently in Use | Gas (Historical Use) | 0 | Tank Jacket | 2013-10-31 | Double-Walled Fiberglass | Pressurized
10002275 | 2 |  | 2013-10-31 | no | 2013-10-31 | no | Currently in Use | Gas (Historical Use) | 0 | Tank Jacket | 2013-10-31 | Double-Walled Fiberglass | Pressurized
10002278 | 1 |  |  | no |  | no | Removed from Ground |  | 3000 | Bare Steel | 2013-05-10
10002278 | 2 |  |  | no |  | no | Removed from Ground |  | 3000 | Bare Steel | 2013-05-10
10002278 | 3 |  |  | no |  | no | Removed from Ground |  | 3000 | Bare Steel | 2013-05-10
10002278 | 4 |  |  | no |  | no | Removed from Ground |  | 4000 | Bare Steel | 2013-05-10
10002279 | 1 |  |  | no |  | no | Removed from Ground |  | 600 | Bare Steel | 2013-06-18
10002281 | 1 | Ball Float | 2013-07-01 | no | 2013-07-01 | no | Currently in Use | Gas (Historical Use) | 4000 | Composite Double Walled | 2013-06-18 | Double-Walled Fiberglass | Pressurized
10002281 | 2 | Ball Float | 2013-07-01 | no | 2013-07-01 | no | Currently in Use | Diesel | 4000 | Composite Double Walled | 2013-06-18 | Double-Walled Fiberglass | Pressurized
10002281 | 3 | Ball Float | 2013-07-01 | no | 2013-07-01 | no | Currently in Use | Diesel | 4000 | Composite Double Walled | 2013-06-18 | Double-Walled Fiberglass | Pressurized
10002281 | 4 | Ball Float | 2013-07-01 | no | 2013-07-01 | no | Currently in Use | Gas (Historical Use) | 12000 | Composite Double Walled | 2013-06-18 | Double-Walled Fiberglass | Pressurized
10002282 | 1A | Flapper Valve | 2014-02-01 | no | 2014-02-01 | no | Currently in Use | Gas (Historical Use) | 25000 | Fiberglass Double Walled | 2014-02-01 | Double-Walled Flex | Pressurized
10002282 | 1B | Flapper Valve | 2014-02-01 | no | 2014-02-01 | no | Currently in Use | Gas (Historical Use) | 7000 | Fiberglass Double Walled | 2014-02-01 | Double-Walled Flex | Pressurized
10002282 | 2A | Flapper Valve | 2014-02-01 | no | 2014-02-01 | no | Currently in Use | E-10 | 5000 | Fiberglass Double Walled | 2014-02-01 | Double-Walled Flex | Pressurized
10002282 | 2B | Flapper Valve | 2014-02-01 | no | 2014-02-01 | no | Currently in Use | E-10 | 5000 | Fiberglass Double Walled | 2014-02-01 | Double-Walled Flex | Pressurized
10002288 | 1 | Ball Float | 2013-10-24 | no | 2013-10-24 | no | Currently in Use | Gas (Historical Use) | 20000 | Composite Double Walled | 2013-10-24 | Double-Walled Fiberglass | Pressurized
10002288 | 2 | Ball Float | 2013-10-24 | no | 2013-10-24 | no | Currently in Use | Diesel | 20000 | Composite Double Walled | 2013-10-24 | Double-Walled Fiberglass | Pressurized
10002288 | 3 | Ball Float | 2013-10-24 | no | 2013-10-24 | no | Currently in Use | Gas (Historical Use) | 0 | Composite Double Walled | 2013-10-24 | Double-Walled Fiberglass | Pressurized
10002289 | 1 | Ball Float | 2013-12-06 | no | 2013-12-06 | no | Currently in Use | Gas (Historical Use) | 20000 | Composite Double Walled | 2013-12-06 | Double-Walled Fiberglass | Pressurized
10002289 | 2A | Ball Float | 2013-12-06 | no | 2013-12-06 | no | Currently in Use | E-85 | 10000 | Composite Double Walled | 2013-12-06 | Double-Walled Fiberglass | Pressurized
10002289 | 2B | Ball Float | 2013-12-06 | no | 2013-12-06 | no | Currently in Use | Diesel | 10000 | Composite Double Walled | 2013-12-06 | Double-Walled Fiberglass | Pressurized
10002289 | 3 | Ball Float | 2013-12-06 | no | 2013-12-06 | no | Currently in Use | Gas (Historical Use) | 15000 | Composite Double Walled | 2013-12-06 | Double-Walled Fiberglass | Pressurized
10002291 | 1 |  |  | no |  | no | Removed from Ground | Not Marked/Tank Removed | 1000 | Bare Steel | 1970-01-01 | Bare Steel
10002292 | 1 |  |  | no |  | no | Removed from Ground | Not Marked/Tank Removed | 500 | Unknown | 2013-11-11 | Unknown
10002297 | 1 |  | 2013-06-01 | no | 2013-06-01 | no | Currently in Use | Gas (Historical Use) | 5000 | Composite Double Walled | 2013-06-01 | Double-Walled Fiberglass
10002297 | 2 |  | 2013-06-01 | no | 2013-06-01 | no | Currently in Use | Gas (Historical Use) | 10000 | Composite Double Walled | 2013-06-01 | Double-Walled Fiberglass
10002297 | 3 |  | 2013-06-01 | no | 2013-06-01 | no | Currently in Use | Diesel | 5000 | Composite Double Walled | 2013-06-01 | Double-Walled Fiberglass
10002297 | 4 |  | 2013-06-01 | no | 2013-06-01 | no | Currently in Use | Diesel | 10000 | Composite Double Walled | 2013-06-01 | Double-Walled Fiberglass
10002298 | 1 |  |  | no |  | no | Removed from Ground |  | 1130 | Bare Steel | 2013-11-14
10002298 | 2 |  |  | no |  | no | Removed from Ground |  | 1130 | Bare Steel | 2013-11-14
10002298 | 3 |  |  | no |  | no | Removed from Ground |  | 9500 | Bare Steel | 2013-11-14
10002300 | 1 | Ball Float | 2012-07-13 | no | 2012-07-13 | no | Currently in Use | Gas (Historical Use) | 20000 | Fiberglass | 2012-07-13 | Double-Walled Fiberglass | Pressurized
10002300 | 2 | Ball Float | 2012-07-13 | no | 2012-07-13 | no | Currently in Use | Diesel | 20000 | Fiberglass | 2012-07-13 | Double-Walled Fiberglass | Pressurized
10002301 | 1 |  | 2013-08-15 | no | 2013-08-15 | no | Currently in Use | Gas (Historical Use) | 4000 | Tank Jacket | 2013-08-15 | Double-Walled Fiberglass | Pressurized
10002301 | 2 |  | 2013-08-15 | no | 2013-08-15 | no | Currently in Use | Gas (Historical Use) | 4000 | Tank Jacket | 2013-08-15 | Double-Walled Fiberglass | Pressurized
10002301 | 3 |  | 2013-08-15 | no | 2013-08-15 | no | Currently in Use | Diesel | 4000 | Tank Jacket | 2013-08-15 | Double-Walled Fiberglass | Pressurized
10002301 | 4 |  | 2013-08-15 | no | 2013-08-15 | no | Currently in Use | Gas (Historical Use) | 12000 | Tank Jacket | 2013-08-15 | Double-Walled Fiberglass | Pressurized
10002303 | 1 | Ball Float | 2013-12-01 | no | 2014-01-20 | no | Currently in Use | Gas (Historical Use) | 20000 | Fiberglass | 2013-11-11 | Double-Walled Flex | Pressurized
10002303 | 2A | Ball Float | 2013-12-10 | no | 2014-01-20 | no | Currently in Use | Diesel | 10000 | Fiberglass | 2013-11-11 | Double-Walled Flex | Pressurized
10002303 | 2B | Ball Float | 2013-12-10 | no | 2014-01-20 | no | Currently in Use | Gas (Historical Use) | 8000 | Fiberglass | 2013-11-11 | Double-Walled Flex | Pressurized
10002307 | 1 |  | 2012-10-01 | no | 2012-10-01 | no | Currently in Use | Diesel | 12000 | Fiberglass Double Walled | 2012-10-01 | Double-Walled Flex | Safe Suction (Euro)
10002309 | 1 |  |  | no |  | no | Removed from Ground |  | 0 | Unknown |  | Bare Steel
10002309 | 2 |  |  | no |  | no | Removed from Ground |  | 0 | Unknown |  | Bare Steel
10002313 | 1 |  | 2013-12-16 | no | 2013-12-16 | no | Currently in Use | Diesel | 31714 | Tank Jacket | 2013-12-16 | Double-Walled Fiberglass | Safe Suction (Euro)
10002316 | 1 |  | 2012-11-01 | no |  | no | Currently in Use | Gas (Historical Use) | 12000 | Composite Double Walled | 2012-11-01 | Double-Walled Fiberglass | Pressurized
10002316 | 2 |  | 2012-11-01 | no |  | no | Currently in Use | Gas (Historical Use) | 4000 | Composite Double Walled | 2012-11-01 | Double-Walled Fiberglass | Pressurized
10002316 | 3 |  | 2012-11-01 | no |  | no | Currently in Use | Diesel | 4000 | Composite Double Walled | 2012-11-01 | Double-Walled Fiberglass | Pressurized
10002317 | 1 |  |  | no |  | no | Removed from Ground | Not Marked | 500 | Bare Steel | 2013-12-12
10002317 | 2 |  |  | no |  | no | Removed from Ground | Not Marked | 500 | Bare Steel | 2013-12-12
10002317 | 3 |  |  | no |  | no | Removed from Ground | Not Marked | 8000 | Bare Steel | 2013-12-12
10002317 | 4 |  |  | no |  | no | Removed from Ground | Not Marked | 10000 | Bare Steel | 2013-12-12
10002318 | 1 | Flapper Valve | 2014-03-01 | no | 2014-04-01 | no | Currently in Use | Regular | 20000 | Fiberglass Double Walled | 2013-12-13 | Double-Walled Fiberglass | Pressurized
10002318 | 2 |  | 2014-03-01 | no | 2014-04-01 | no | Currently in Use | Gas (Historical Use) | 20000 | Fiberglass Double Walled | 2013-12-01 | Double-Walled Fiberglass | Pressurized
10002318 | 3A | Flapper Valve | 2014-03-01 | no | 2014-04-01 | no | Temporarily out of use |  | 10000 | Fiberglass Double Walled | 2013-12-01 | Double-Walled Fiberglass | Pressurized
10002318 | 3B |  | 2014-03-01 | no | 2014-04-01 | no | Currently in Use | Gas (Historical Use) | 9500 | Fiberglass Double Walled | 2013-12-01 | Double-Walled Fiberglass | Pressurized
10002318 | 4 |  | 2014-03-01 | no | 2014-04-01 | no | Currently in Use | Diesel | 12000 | Fiberglass Double Walled | 2013-12-01 | Double-Walled Fiberglass | Pressurized
10002320 | 1 |  | 2014-03-27 | no | 2014-05-14 | no | Currently in Use | Gas (Historical Use) | 20000 | Fiberglass Double Walled | 2013-12-01 | Double-Walled Fiberglass | Pressurized
10002320 | 2 |  | 2014-03-27 | no | 2014-05-14 | no | Currently in Use | Gas (Historical Use) | 20000 | Fiberglass Double Walled | 2013-12-01 | Double-Walled Fiberglass | Pressurized
10002320 | 3A |  | 2014-03-27 | no | 2014-05-14 | no | Temporarily out of use |  | 10000 | Fiberglass Double Walled | 2013-12-01 | Double-Walled Fiberglass | Pressurized
10002320 | 3B |  | 2014-03-27 | no | 2014-05-14 | no | Currently in Use | Gas (Historical Use) | 9500 | Fiberglass Double Walled | 2013-12-01 | Double-Walled Fiberglass | Pressurized
10002320 | 4 |  | 2014-03-27 | no | 2014-05-14 | no | Currently in Use | Diesel | 12000 | Fiberglass Double Walled | 2013-12-01 | Double-Walled Fiberglass | Pressurized
10002321 | 1 |  | 2013-10-15 | no | 2013-10-15 | no | Currently in Use | Gas (Historical Use) | 12000 | Composite Double Walled | 2013-10-15 | Double-Walled Fiberglass | Pressurized
10002321 | 2 |  | 2013-10-15 | no | 2013-10-15 | no | Currently in Use | Gas (Historical Use) | 8000 | Composite Double Walled | 2013-10-15 | Double-Walled Fiberglass | Pressurized
10002321 | 3 |  | 2013-10-15 | no | 2013-10-15 | no | Currently in Use | Diesel | 4000 | Composite Double Walled | 2013-10-15 | Double-Walled Fiberglass | Pressurized
10002322 | 1A |  | 2014-05-28 | no | 2014-05-28 | no | Currently in Use | Gas (Historical Use) | 25000 | Fiberglass Double Walled | 2014-05-20 | Double-Walled Flex | Pressurized
10002322 | 1B |  | 2014-05-28 | no | 2014-05-28 | no | Currently in Use | Gas (Historical Use) | 7000 | Fiberglass Double Walled | 2014-05-20 | Double-Walled Flex | Pressurized
10002322 | 2A |  | 2014-05-28 | no | 2014-05-28 | no | Currently in Use | E-10 | 5000 | Fiberglass Double Walled | 2014-05-20 | Double-Walled Flex | Pressurized
10002322 | 2B |  | 2014-05-28 | no | 2014-05-28 | no | Currently in Use | E-10 | 5000 | Fiberglass Double Walled | 2014-05-20 | Double-Walled Flex | Pressurized
10002323 | 1 |  |  | no |  | no | Removed from Ground |  | 0 | Unknown
10002323 | 2 |  |  | no |  | no | Removed from Ground |  | 0 | Unknown
10002323 | 3 |  |  | no |  | no | Removed from Ground |  | 0 | Unknown
10002328 | 1 |  | 2014-02-19 | no | 2014-05-01 | no | Currently in Use | Gas (Historical Use) | 15000 | Tank Jacket | 2014-02-19 | Double-Walled Fiberglass | Pressurized
10002328 | 2 |  | 2014-02-19 | no | 2014-05-01 | no | Currently in Use | Gas (Historical Use) | 6000 | Tank Jacket | 2014-02-19 | Double-Walled Fiberglass | Pressurized
10002328 | 3 |  | 2014-02-19 | no | 2014-05-01 | no | Currently in Use | Diesel | 6000 | Tank Jacket | 2014-02-19 | Double-Walled Fiberglass | Pressurized
10002329 | 1 |  | 2013-12-13 | no | 2013-12-13 | no | Currently in Use | Gas (Historical Use) | 10000 | Fiberglass Double Walled | 2013-12-13 | Double-Walled Fiberglass | Pressurized
10002329 | 2 |  | 2013-12-13 | no | 2013-12-13 | no | Currently in Use | Diesel | 10000 | Fiberglass Double Walled | 2013-12-13 | Double-Walled Fiberglass | Pressurized
10002330 | 1 | Flapper Valve | 2014-02-24 | no | 2014-01-10 | no | Currently in Use | Diesel On Road | 12000 | Epoxy Double-Walled | 2014-02-24 | Double-Walled Flex | Pressurized
10002330 | 2 | Flapper Valve | 2014-02-24 | no | 2014-01-10 | no | Currently in Use | Diesel Off Road | 12000 | Epoxy Double-Walled | 2014-02-24 | Double-Walled Flex | Pressurized
10002332 | 1 |  | 1991-12-31 | no | 2014-09-01 | no | Currently in Use | Diesel | 3000 | Fiberglass Double Walled | 1991-01-01 | Fiberglass Reinforced Plastic | Pressurized
10002334 | 1 |  |  | no |  | no | Removed from Ground | Gas (Historical Use) | 2000 | Bare Steel | 2014-03-24 | Unknown
10002335 | 1A |  | 2014-06-01 | no | 2014-06-01 | no | Currently in Use | Gas (Historical Use) | 15000 | Composite Double Walled | 2014-05-01 | Double-Walled Fiberglass | Pressurized
10002335 | 1B |  | 2014-06-01 | no | 2014-06-01 | no | Currently in Use | Gas (Historical Use) | 5000 | Composite Double Walled | 2014-05-01 | Double-Walled Fiberglass | Pressurized
10002335 | 1C |  | 2014-06-01 | no | 2014-06-01 | no | Currently in Use | Diesel | 5000 | Composite Double Walled | 2014-05-01 | Double-Walled Fiberglass | Pressurized
10002337 | 1A | Ball Float | 2014-04-02 | no | 2014-10-02 | no | Currently in Use | Diesel | 15000 | Tank Jacket | 2014-04-02 | Double-Walled Fiberglass | Pressurized
10002337 | 1B | Ball Float | 2014-04-02 | no | 2014-10-02 | no | Currently in Use |  | 5000 | Tank Jacket | 2014-04-02 | Double-Walled Fiberglass | Pressurized
10002344 | 1 |  |  | no |  | no | Removed from Ground | Not Marked/Tank Removed | 550 | Unknown | 2014-04-22 | Unknown
10002344 | 2 |  |  | no |  | no | Removed from Ground | Not Marked/Tank Removed | 1000 | Unknown | 2014-04-22 | Unknown
10002344 | 3 |  |  | no |  | no | Removed from Ground | Not Marked/Tank Removed | 550 | Unknown | 2014-04-22 | Unknown
10002357 | 1 | Ball Float | 2014-06-10 | no | 2014-06-10 | no | Currently in Use | Gas (Historical Use) | 20000 | Fiberglass Double Walled | 2014-05-08 | Double-Walled Fiberglass | Pressurized
10002357 | 2A | Ball Float | 2014-06-10 | no | 2014-06-10 | no | Currently in Use | Diesel | 10000 | Fiberglass Double Walled | 2014-05-08 | Double-Walled Fiberglass | Pressurized
10002357 | 2B | Ball Float | 2014-06-10 | no | 2014-06-10 | no | Currently in Use | Gas (Historical Use) | 8000 | Fiberglass Double Walled | 2014-05-08 | Double-Walled Fiberglass | Pressurized
10002358 | 1 |  | 2014-04-25 | no | 2014-04-25 | no | Currently in Use | Gas (Historical Use) | 4000 | Tank Jacket Double Walled | 2014-04-25 | Double-Walled Fiberglass | Pressurized
10002358 | 2 |  | 2014-04-25 | no | 2014-04-25 | no | Currently in Use | Gas (Historical Use) | 12000 | Tank Jacket Double Walled | 2014-04-25 | Double-Walled Fiberglass | Pressurized
10002358 | E |  | 2014-04-25 | no | 2014-04-25 | no | Currently in Use | Diesel | 4000 | Tank Jacket Double Walled | 2014-04-25 | Double-Walled Fiberglass | Pressurized
10002360 | 1A |  | 2013-10-01 | no | 2013-10-01 | no | Currently in Use | Gas (Historical Use) | 15000 | Double Walled | 2013-10-01 | Double Walled | Pressurized
10002360 | 1B |  | 2013-10-01 | no | 2013-10-01 | no | Currently in Use | Gas (Historical Use) | 5000 | Double Walled | 2013-10-01 | Double Walled | Pressurized
10002360 | 1C |  | 2013-10-01 | no | 2013-10-01 | no | Currently in Use | Diesel | 5000 | Double Walled | 2013-10-01 | Double Walled | Pressurized
10002361 | 1 |  |  | no |  | no | Removed from Ground | Other | 50 | Unknown | 2014-07-10 | Unknown
10002361 | 2 |  |  | no |  | no | Removed from Ground | Kerosene | 500 | Unknown | 2014-07-10 | Unknown
10002362 | 1 |  |  | no |  | no | Removed from Ground | Not Marked/Tank Removed | 0 | Unknown
10002364 | 1 | Ball Float | 2014-08-15 | no | 2014-08-15 | no | Currently in Use | Gas (Historical Use) | 20000 | Fiberglass Double Walled | 2014-08-15 | Double-Walled Fiberglass | Pressurized
10002364 | 2 | Ball Float | 2014-08-15 | no | 2014-08-15 | no | Currently in Use | Gas (Historical Use) | 10000 | Fiberglass Double Walled | 2014-08-15 | Double-Walled Fiberglass | Pressurized
10002364 | 3 | Ball Float | 2014-08-15 | no | 2014-08-15 | no | Currently in Use | Diesel | 10000 | Fiberglass Double Walled | 2014-08-15 | Double-Walled Fiberglass | Pressurized
10002364 | 4 | Ball Float | 2014-08-15 | no | 2014-08-15 | no | Currently in Use | Gas (Historical Use) | 15000 | Fiberglass Double Walled | 2014-08-15 | Double-Walled Fiberglass | Pressurized
10002368 | 1 |  |  | no |  | no | Removed from Ground | Gas (Historical Use) | 1000 | Bare Steel | 2014-10-06
10002368 | 2 |  |  | no |  | no | Removed from Ground | Gas (Historical Use) | 1000 | Bare Steel | 2014-10-06
10002369 | 1 |  | 2014-10-01 | no | 2014-10-01 | no | Currently in Use | Gas (Historical Use) | 12000 | Composite Double Walled | 2014-09-01 | Double-Walled Fiberglass | Pressurized
10002369 | 2A |  | 2014-10-01 | no | 2014-10-01 | no | Currently in Use | Gas (Historical Use) | 8000 | Composite Double Walled | 2014-09-01 | Double-Walled Fiberglass | Pressurized
10002369 | 2B |  | 2014-10-01 | no | 2014-10-01 | no | Currently in Use | Diesel | 4000 | Composite Double Walled | 2014-09-01 | Double-Walled Fiberglass | Pressurized
10002374 | 1 |  |  | no |  | no | Removed from Ground | Gas (Historical Use) | 2000 | Bare Steel | 2014-09-25 | Bare Steel
10002374 | 2 |  |  | no |  | no | Removed from Ground | Gas (Historical Use) | 2000 | Bare Steel | 2014-09-25 | Bare Steel
10002374 | 3 |  |  | no |  | no | Removed from Ground | Gas (Historical Use) | 2000 | Bare Steel | 2014-09-25 | Bare Steel
10002374 | 4 |  |  | no |  | no | Removed from Ground | Diesel | 1000 | Bare Steel | 2014-09-25 | Bare Steel
10002379 | 1 |  | 2010-08-01 | no | 2010-06-01 | no | Currently in Use | Gas (Historical Use) | 2000 | Tank Jacket | 2010-06-01 | Double-Walled Flex | Pressurized
10002379 | 2 |  | 2010-08-01 | no | 2010-06-01 | no | Currently in Use | Diesel | 2000 | Tank Jacket | 2010-06-01 | Double-Walled Flex | Pressurized
10002381 | 1 |  |  | no |  | no | Removed from Ground | Gas (Historical Use) | 0 | Unknown | 1983-01-01
10002384 | 1 |  | 2014-04-20 | no | 2014-04-20 | no | Currently in Use | Gas (Historical Use) | 4000 | Composite Double Walled | 2014-04-20 | Double-Walled Fiberglass | Pressurized
10002384 | 2 |  | 2014-04-20 | no | 2014-04-20 | no | Currently in Use | Gas (Historical Use) | 4000 | Composite Double Walled | 2014-04-20 | Double-Walled Fiberglass | Pressurized
10002384 | 3 |  | 2014-04-20 | no | 2014-04-20 | no | Currently in Use | Diesel | 4000 | Composite Double Walled | 2014-04-20 | Double-Walled Fiberglass | Pressurized
10002385 | 1 | Overfill Alarm | 2014-07-17 | no | 2014-07-17 | no | Currently in Use | Gas (Historical Use) | 5000 | Tank Jacket | 2014-07-17 | Double-Walled Fiberglass | Pressurized
10002385 | 2 | Overfill Alarm | 2014-07-17 | no | 2014-07-17 | no | Currently in Use | Gas (Historical Use) | 15000 | Tank Jacket | 2014-07-17 | Double-Walled Fiberglass | Pressurized
10002385 | 3 | Overfill Alarm | 2014-07-17 | no | 2014-07-17 | no | Currently in Use | Gas (Historical Use) | 5000 | Tank Jacket | 2014-07-17 | Double-Walled Fiberglass | Pressurized
10002385 | 4 | Overfill Alarm | 2014-07-17 | no | 2014-07-17 | no | Currently in Use | Diesel | 15000 | Tank Jacket | 2014-07-17 | Double-Walled Fiberglass | Pressurized
10002385 | 5 | Overfill Alarm | 2014-07-17 | no | 2014-07-17 | no | Temporarily out of use | Diesel | 5000 | Tank Jacket | 2014-07-17 | Double-Walled Fiberglass | Pressurized
10002385 | 6 | Overfill Alarm | 2014-07-17 | no | 2014-07-17 | no | Currently in Use | Gas (Historical Use) | 4000 | Tank Jacket | 2014-07-17 | Double-Walled Fiberglass | Pressurized
10002390 | 1 |  |  | no |  | no |  |  | 250 | Unknown
10002393 | 1 | Overfill Alarm | 2014-12-01 | no | 2015-02-04 | no | Currently in Use | Regular | 20000 | Fiberglass Double Walled | 2014-10-01 | Double-Walled Fiberglass | Pressurized
10002393 | 2 | Overfill Alarm | 2014-12-01 | no | 2015-02-04 | no | Currently in Use | Regular | 20000 | Fiberglass Double Walled | 2014-10-01 | Double-Walled Fiberglass | Pressurized
10002393 | 3A | Overfill Alarm | 2014-12-01 | no | 2015-02-04 | no | Temporarily out of use |  | 10000 | Fiberglass Double Walled | 2014-10-01 | Double-Walled Fiberglass | Pressurized
10002393 | 3B | Overfill Alarm | 2014-12-01 | no | 2015-02-04 | no | Currently in Use | Premium | 9500 | Fiberglass Double Walled | 2014-10-01 | Double-Walled Fiberglass | Pressurized
10002393 | 4 | Overfill Alarm | 2014-12-01 | no | 2015-02-04 | no | Currently in Use | Diesel | 12000 | Fiberglass Double Walled | 2014-10-01 | Double-Walled Fiberglass | Pressurized
10002397 | 1 |  |  | no |  | no | Removed from Ground | Diesel | 280 | Galvanic (STIP-3) | 2015-01-22 | Bare Steel | Safe Suction (Euro)
10002398 | 1 | Flapper Valve | 2014-12-03 | no | 2014-12-03 | no | Currently in Use | Regular | 15000 | Fiberglass Double Walled | 2014-08-07 | Double-Walled Flex | Pressurized
10002398 | 2A | Flapper Valve | 2014-12-03 | no | 2014-12-03 | no | Currently in Use | Premium | 8000 | Fiberglass Double Walled | 2014-08-07 | Double-Walled Flex | Pressurized
10002398 | 2B | Flapper Valve | 2014-12-03 | no | 2014-12-03 | no | Currently in Use | Diesel | 7000 | Fiberglass Double Walled | 2014-08-07 | Double-Walled Flex | Pressurized
10002399 | 1 |  | 2014-10-02 | no | 2014-10-02 | no | Currently in Use | Gas (Historical Use) | 15000 | Fiberglass Double Walled | 2014-09-25 | Double-Walled Flex | Pressurized
10002399 | 2A |  | 2014-10-02 | no | 2014-10-02 | no | Currently in Use | Gas (Historical Use) | 8000 | Fiberglass Double Walled | 2014-09-25 | Double-Walled Flex | Pressurized
10002399 | 2B |  | 2014-10-02 | no | 2014-10-02 | no | Currently in Use | Diesel | 7000 | Fiberglass Double Walled | 2014-09-25 | Double-Walled Flex | Pressurized
10002401 | 1 | Flapper Valve | 2014-10-16 | no | 2014-10-16 | no | Currently in Use | Regular | 15000 | Fiberglass Double Walled | 2016-03-18 | Double-Walled Flex | Pressurized
10002401 | 2A | Flapper Valve | 2014-10-16 | no | 2014-10-16 | no | Currently in Use | Gas (Historical Use) | 8000 | Fiberglass Double Walled | 2016-03-18 | Steel (Impressed Current) | Pressurized
10002401 | 2B | Flapper Valve | 2014-10-16 | no | 2014-10-16 | no | Currently in Use | Diesel | 7000 | Fiberglass Double Walled | 2016-03-18 | Double-Walled Flex | Pressurized
10002402 | 1 | Flapper Valve | 2014-09-18 | no |  | no | Currently in Use | Regular | 15000 | Fiberglass Double Walled | 2016-03-18 | Double-Walled Flex | Pressurized
10002402 | 2A | Flapper Valve | 2014-09-18 | no |  | no | Currently in Use | Premium | 8000 | Fiberglass Double Walled | 2016-03-18 | Double-Walled Flex | Pressurized
10002402 | 2B | Flapper Valve | 2014-09-18 | no |  | no | Currently in Use | Diesel | 7000 | Fiberglass Double Walled | 2016-03-18 | Double-Walled Flex | Pressurized
10002406 | 1 |  | 2014-12-17 | no | 2014-12-09 | no | Currently in Use | Gas (Historical Use) | 15000 | Fiberglass Double Walled | 2016-03-16 | Double-Walled Flex | Pressurized
10002406 | 2A |  | 2014-12-17 | no | 2014-12-09 | no | Currently in Use | Gas (Historical Use) | 8000 | Fiberglass Double Walled | 2014-10-14 | Double-Walled Flex | Pressurized
10002406 | 2B | Flapper Valve | 2014-12-17 | no | 2014-12-09 | no | Currently in Use | Diesel | 7000 | Fiberglass Double Walled | 2016-03-18 | Double-Walled Flex | Pressurized
10002410 | 1 |  | 2014-11-20 | no |  | no | Currently in Use | Gas (Historical Use) | 15000 | Fiberglass Double Walled | 2014-10-23 | Double-Walled Flex | Pressurized
10002410 | 2A |  | 2014-11-20 | no |  | no | Currently in Use | Gas (Historical Use) | 8000 | Fiberglass Double Walled | 2014-10-23 | Double-Walled Flex | Pressurized
10002410 | 2B |  | 2014-11-20 | no |  | no | Currently in Use | Diesel | 7000 | Fiberglass Double Walled | 2014-10-23 | Double-Walled Flex | Pressurized
10002411 | 1 |  | 2015-01-12 | no | 2014-09-19 | no | Currently in Use | Gas (Historical Use) | 15000 | Fiberglass Double Walled | 2014-09-09 | Double-Walled Flex | Pressurized
10002411 | 2A |  | 2015-01-12 | no | 2014-09-19 | no | Currently in Use | Gas (Historical Use) | 8000 | Fiberglass Double Walled | 2014-09-09 | Double-Walled Flex | Pressurized
10002411 | 2B |  | 2015-01-12 | no | 2014-09-19 | no | Currently in Use | Diesel | 7000 | Fiberglass Double Walled | 2014-09-09 | Double-Walled Flex | Pressurized
10002415 | 1 |  |  | no |  | no | Removed from Ground | Not Marked/Tank Removed | 0 | Unknown
10002421 | 1 |  |  | no |  | no | Installed | Gas (Historical Use) | 1000 | Unknown | 2015-03-10 | Unknown
10002421 | 2 |  |  | no |  | no | Removed from Ground | Gas (Historical Use) | 1000 | Unknown | 2015-03-10 | Unknown
10002422 | 1 | Ball Float | 2015-01-23 | no | 2015-01-23 | no | Currently in Use | E-10 | 20000 | Fiberglass Double Walled | 2015-01-09 | Double-Walled Fiberglass | Pressurized
10002422 | 2A | Ball Float | 2015-01-23 | no | 2015-01-23 | no | Currently in Use | Premium | 12000 | Fiberglass Double Walled | 2015-01-09 | Double-Walled Flex | Pressurized
10002422 | 2B | Ball Float | 2015-01-23 | no | 2015-01-23 | no | Currently in Use | Diesel | 8000 | Fiberglass Double Walled | 2015-01-09 | Double-Walled Fiberglass | Pressurized
10002423 | 1 |  | 2014-12-17 | no | 2014-12-17 | no | Currently in Use | Gas (Historical Use) | 15000 | Fiberglass Double Walled | 2014-09-03 | Double-Walled Flex | Pressurized
10002423 | 2A |  | 2014-12-17 | no | 2014-12-17 | no | Currently in Use | Gas (Historical Use) | 8000 | Fiberglass Double Walled | 2014-09-03 | Double-Walled Flex | Pressurized
10002423 | 2B |  | 2014-12-17 | no | 2014-12-17 | no | Currently in Use | Diesel | 7000 | Fiberglass Double Walled | 2014-09-03 | Double-Walled Flex | Pressurized
10002424 | 1 |  | 2014-12-17 | no | 2014-12-17 | no | Currently in Use | Gas (Historical Use) | 15000 | Fiberglass Double Walled | 2014-09-03 | Double-Walled Flex | Pressurized
10002424 | 2A |  | 2014-12-17 | no | 2014-12-17 | no | Currently in Use | Gas (Historical Use) | 8000 | Fiberglass Double Walled | 2014-09-03 | Double-Walled Flex | Pressurized
10002424 | 2B |  | 2014-12-17 | no | 2014-12-17 | no | Currently in Use | Diesel | 7000 | Fiberglass Double Walled | 2014-09-03 | Double-Walled Flex | Pressurized
10002429 | 1 |  | 2015-04-22 | no | 2015-04-22 | no | Currently in Use | Gas (Historical Use) | 20000 | Fiberglass Double Walled | 2014-12-01 | Double-Walled Fiberglass | Pressurized
10002429 | 2 |  | 2015-04-22 | no | 2015-04-22 | no | Currently in Use | Gas (Historical Use) | 20000 | Fiberglass Double Walled | 2014-12-01 | Double-Walled Fiberglass | Pressurized
10002429 | 3A |  | 2015-04-22 | no | 2015-04-22 | no | Currently in Use | Gas (Historical Use) | 9500 | Fiberglass Double Walled | 2014-12-01 | Double-Walled Fiberglass | Pressurized
10002429 | 3B |  | 2015-04-22 | no | 2015-04-22 | no | Temporarily out of use |  | 10000 | Fiberglass Double Walled | 2014-12-01 | Double-Walled Fiberglass | Pressurized
10002429 | 4 |  | 2015-04-22 | no | 2015-04-22 | no | Currently in Use | Diesel | 12000 | Fiberglass Double Walled | 2014-12-01 | Double-Walled Fiberglass | Pressurized
10002430 | 1 |  |  | no |  | no | Removed from Ground | Not Marked/Tank Removed | 500 | Unknown | 2015-02-03 | Unknown
10002433 | 1 |  |  | no |  | no | Removed from Ground | Gas (Historical Use) | 1000 | Bare Steel |  | Bare Steel
10002433 | 2 |  |  | no |  | no | Removed from Ground | Gas (Historical Use) | 500 | Bare Steel |  | Bare Steel
10002433 | 3 |  |  | no |  | no | Removed from Ground | Gas (Historical Use) | 287 | Bare Steel |  | Bare Steel
10002435 | 1 |  | 2014-06-01 | no | 2014-06-01 | no | Currently in Use | Diesel | 6000 | Fiberglass Double Walled | 2014-06-01 | Double-Walled Fiberglass | Safe Suction (Euro)
10002438 | 1 | Flapper Valve | 2015-04-12 | no | 2015-04-12 | no | Currently in Use | Gas (Historical Use) | 20000 | Fiberglass Double Walled | 2015-03-12 | Double-Walled Fiberglass | Pressurized
10002438 | 2A |  | 2015-04-12 | no | 2015-04-12 | no | Currently in Use | Diesel | 12000 | Fiberglass Double Walled | 2015-03-12 | Double-Walled Fiberglass | Pressurized
10002438 | 2B | Flapper Valve | 2015-04-12 | no | 2015-04-12 | no | Currently in Use | Gas (Historical Use) | 8000 | Fiberglass Double Walled | 2015-03-12 | Double-Walled Fiberglass | Pressurized
10002440 | 1 |  | 2014-09-01 | no | 2014-09-01 | no | Currently in Use | Gas (Historical Use) | 20000 | Composite Double Walled | 2014-09-01 | Double-Walled Fiberglass | Pressurized
10002440 | 2 |  | 2014-09-01 | no | 2014-09-01 | no | Currently in Use | Gas (Historical Use) | 5000 | Composite Double Walled | 2014-09-01 | Double-Walled Fiberglass | Pressurized
10002440 | 3 |  | 2014-09-01 | no | 2014-09-01 | no | Currently in Use | Diesel | 5000 | Composite Double Walled | 2014-09-01 | Double-Walled Fiberglass | Pressurized
10002444 | 1A | Ball Float | 2012-02-01 | no | 2012-02-01 | no | Currently in Use | Gas (Historical Use) | 20000 | Composite Double Walled | 2012-02-01 | Double-Walled Flex | Pressurized
10002444 | 1B | Ball Float | 2012-02-01 | no | 2012-02-01 | no | Currently in Use | Gas (Historical Use) | 6000 | Composite Double Walled | 2012-02-01 | Double-Walled Flex | Pressurized
10002444 | 1C | Ball Float | 2012-02-01 | no | 2012-02-01 | no | Currently in Use | Diesel | 4000 | Composite Double Walled | 2012-02-01 | Double-Walled Flex | Pressurized
10002446 | 1 | Ball Float | 2015-04-11 | no | 2015-04-11 | no | Currently in Use | Gas (Historical Use) | 20000 | Fiberglass Double Walled | 2015-03-11 | Double-Walled Flex | Pressurized
10002446 | 2A | Ball Float | 2015-04-11 | no | 2015-04-11 | no | Currently in Use | Gas (Historical Use) | 8000 | Fiberglass Double Walled | 2015-03-11 | Double-Walled Flex | Pressurized
10002446 | 2B | Ball Float | 2015-04-11 | no | 2015-04-11 | no | Currently in Use | Diesel | 8000 | Fiberglass Double Walled | 2015-03-11 | Double-Walled Flex | Pressurized
10002450 | 1 |  |  | no |  | no | Removed from Ground | Not Marked/Tank Removed | 0 | Unknown
10002454 | 1 | Flapper Valve | 2015-07-01 | no | 2015-07-01 | no | Currently in Use | Gas (Historical Use) | 20000 | Composite Double Walled | 2015-07-01 | Double-Walled Fiberglass | Pressurized
10002454 | 2A | Flapper Valve | 2015-07-01 | no | 2015-07-01 | no | Currently in Use | Gas (Historical Use) | 5000 | Composite Double Walled | 2015-07-01 | Double-Walled Fiberglass | Pressurized
10002454 | 2B | Flapper Valve | 2015-07-01 | no | 2015-07-01 | no | Currently in Use | Gas (Historical Use) | 5000 | Composite Double Walled | 2015-07-01 | Double-Walled Fiberglass | Pressurized
10002454 | 2C | Flapper Valve | 2015-07-01 | no | 2015-07-01 | no | Currently in Use | Diesel | 5000 | Composite Double Walled | 2015-07-01 | Double-Walled Fiberglass | Pressurized
10002457 | 1A |  | 2015-06-01 | no | 2015-06-01 | no | Currently in Use | Gas (Historical Use) | 15000 | Composite | 2015-06-01 | Double-Walled Flex | Pressurized
10002457 | 1B |  | 2015-06-01 | no | 2015-06-01 | no | Currently in Use | Gas (Historical Use) | 5000 | Composite | 2015-06-01 | Double-Walled Flex | Pressurized
10002459 | 1 |  |  | no |  | no | Removed from Ground | Gas (Historical Use) | 250 | Bare Steel | 1950-01-01 | Bare Steel | Safe Suction (Euro)
10002460 | 1 |  |  | no |  | no | Removed from Ground | Gas (Historical Use) | 1000 | Bare Steel | 2015-06-15 | Bare Steel
10002460 | 2 |  |  | no |  | no | Removed from Ground | Gas (Historical Use) | 750 | Bare Steel | 2015-06-15 | Bare Steel
10002462 | 1 |  |  | no |  | no | Removed from Ground | Gas (Historical Use) | 550 | Bare Steel | 2015-03-12 | Bare Steel
10002463 | 1 |  | 2015-07-01 | no | 2015-05-01 | no | Currently in Use | Gas (Historical Use) | 10000 | Composite Double Walled | 2015-05-01 | Double-Walled Fiberglass | Pressurized
10002463 | 2 |  | 2015-07-01 | no | 2015-05-01 | no | Currently in Use | Gas (Historical Use) | 5000 | Composite Double Walled | 2015-05-01 | Double-Walled Fiberglass | Pressurized
10002463 | 3 |  | 2015-07-01 | no | 2015-05-01 | no | Currently in Use | Diesel | 5000 | Composite Double Walled | 2015-05-01 | Double-Walled Fiberglass | Pressurized
10002467 | 1 |  |  | no |  | no | Removed from Ground | Gas (Historical Use) | 0 | Unknown
10002467 | 2 |  |  | no |  | no | Removed from Ground | Diesel | 0 | Unknown
10002468 | 1 | Ball Float | 2015-07-16 | no | 2015-07-16 | no | Currently in Use | Gas (Historical Use) | 20000 | Fiberglass Double Walled | 2015-07-16 | Double-Walled Fiberglass | Pressurized
10002468 | 2 | Ball Float | 2015-07-16 | no | 2015-07-16 | no | Currently in Use | Gas (Historical Use) | 20000 | Fiberglass Double Walled | 2015-07-16 | Double-Walled Fiberglass | Pressurized
10002468 | 3A | Ball Float | 2015-07-15 | no | 2015-07-16 | no | Currently in Use | Gas (Historical Use) | 10000 | Fiberglass Double Walled | 2015-07-16 | Double-Walled Fiberglass | Pressurized
10002468 | 3B | Ball Float | 2015-07-16 | no | 2015-07-16 | no | Currently in Use | Diesel | 10000 | Fiberglass Double Walled | 2015-07-16 | Double-Walled Fiberglass | Pressurized
10002469 | 1 |  | 2015-06-03 | no | 2015-06-03 | no | Currently in Use | Gas (Historical Use) | 15000 | Fiberglass Double Walled | 2015-04-23 | Double-Walled Flex | Pressurized
10002469 | 2A |  | 2015-06-03 | no | 2015-06-03 | no | Currently in Use | Gas (Historical Use) | 8000 | Fiberglass Double Walled | 2015-04-23 | Double Walled | Pressurized
10002469 | 3B |  | 2015-06-03 | no | 2015-06-03 | no | Currently in Use | Diesel | 7000 | Fiberglass Double Walled | 2015-04-23 | Double-Walled Flex | Pressurized
10002470 | 1 |  | 2015-05-15 | no | 2015-05-15 | no | Currently in Use | Gas (Historical Use) | 15000 | Fiberglass Double Walled | 2015-05-15 | Double-Walled Flex | Pressurized
10002470 | 2A |  | 2015-05-15 | no | 2015-05-15 | no | Currently in Use | Gas (Historical Use) | 8000 | Fiberglass Double Walled | 2015-05-15 | Double-Walled Flex | Pressurized
10002470 | 2B |  | 2015-05-15 | no | 2015-05-15 | no | Currently in Use | Diesel | 7000 | Fiberglass Double Walled | 2015-05-15 | Double-Walled Flex | Pressurized
10002471 | 1A |  | 2015-08-01 | no | 2015-08-01 | no | Currently in Use | Gas (Historical Use) | 13000 | Composite Double Walled | 2015-06-01 | Double-Walled Fiberglass | Pressurized
10002471 | 1B |  | 2015-08-01 | no | 2015-08-01 | no | Currently in Use | Gas (Historical Use) | 3500 | Composite Double Walled | 2015-06-01 | Double-Walled Fiberglass | Pressurized
10002471 | 1C |  | 2015-08-01 | no | 2015-08-01 | no | Currently in Use | Diesel | 3500 | Composite Double Walled | 2015-06-01 | Double-Walled Fiberglass | Pressurized
10002473 | 1 |  |  | no |  | no | Closed in Ground | Gas (Historical Use) | 2000 | Bare Steel |  | Unknown
10002473 | 2 |  |  | no |  | no | Closed in Ground | Gas (Historical Use) | 2000 | Unknown |  | Unknown
10002473 | 3 |  |  | no |  | no | Closed in Ground | Kerosene | 2000 | Bare Steel |  | Unknown
10002474 | 1 |  | 2015-06-02 | no | 2015-06-02 | no | Currently in Use | Gas (Historical Use) | 15000 | Fiberglass Double Walled | 2015-04-23 | Double-Walled Flex | Pressurized
10002474 | 2A |  | 2015-06-02 | no | 2015-06-02 | no | Currently in Use | Gas (Historical Use) | 8000 | Fiberglass Double Walled | 2015-04-23 | Double-Walled Flex | Pressurized
10002474 | 2B |  | 2015-06-02 | no | 2015-06-02 | no | Currently in Use | Diesel | 7000 | Fiberglass Double Walled | 2015-04-23 | Double-Walled Flex | Pressurized
10002475 | 1 |  |  | no |  | no | Removed from Ground | Gas (Historical Use) | 70 | Unknown | 2015-09-08 | Unknown
10002475 | 2 |  |  | no |  | no | Removed from Ground | Gas (Historical Use) | 750 | Unknown | 2015-09-08 | Unknown
10002477 | 1 | Ball Float | 2014-01-30 | no | 2014-01-30 | no | Currently in Use | Diesel | 5000 | Tank Jacket | 2014-01-30 | Double-Walled Fiberglass | Pressurized
10002477 | 2 | Ball Float | 2014-01-30 | no | 2014-01-30 | no | Currently in Use | Gas (Historical Use) | 5000 | Tank Jacket | 2014-01-30 | Double-Walled Fiberglass | Pressurized
10002477 | 3 | Ball Float | 2014-01-30 | no | 2014-01-30 | no | Currently in Use | Gas (Historical Use) | 5000 | Tank Jacket | 2014-01-30 | Double-Walled Fiberglass | Pressurized
10002477 | 4 | Ball Float | 2014-01-30 | no | 2014-01-30 | no | Currently in Use | Gas (Historical Use) | 15000 | Tank Jacket | 2014-01-30 | Double-Walled Fiberglass | Pressurized
10002479 | 1 |  | 2015-05-14 | no | 2015-05-14 | no | Currently in Use | Gas (Historical Use) | 15000 | Fiberglass Double Walled | 2015-10-20 | Double-Walled Flex | Pressurized
10002479 | 2A |  | 2015-05-14 | no | 2015-05-14 | no | Currently in Use | Gas (Historical Use) | 8000 | Fiberglass Double Walled | 2015-10-20 | Double-Walled Flex | Pressurized
10002479 | 2B |  | 2015-05-14 | no | 2015-05-14 | no | Currently in Use | Diesel | 7000 | Fiberglass Double Walled | 2015-10-20 | Double-Walled Flex | Pressurized
10002483 | 1 | Flapper Valve | 2015-10-02 | no |  | no | Currently in Use | Gas (Historical Use) | 20000 | Fiberglass Double Walled | 2015-08-04 | Fiberglass Reinforced Plastic | Pressurized
10002483 | 2A | Flapper Valve | 2015-10-02 | no |  | no | Currently in Use | Diesel | 12000 | Fiberglass Double Walled | 2015-08-04 | Fiberglass Reinforced Plastic | Pressurized
10002483 | 2B | Flapper Valve | 2015-10-02 | no |  | no | Currently in Use | Gas (Historical Use) | 8000 | Fiberglass Double Walled | 2015-08-04 | Fiberglass Reinforced Plastic | Pressurized
10002485 | 1 |  | 2015-07-01 | no | 2015-07-01 | no | Currently in Use | Gas (Historical Use) | 10000 | Composite Double Walled | 2015-07-01 | Double-Walled Fiberglass | Pressurized
10002485 | 2 |  | 2015-07-01 | no | 2015-07-01 | no | Currently in Use | Diesel | 10000 | Composite Double Walled | 2015-07-01 | Double-Walled Fiberglass | Pressurized
10002485 | 3 |  | 2015-07-01 | no | 2015-07-01 | no | Currently in Use | Diesel | 10000 | Composite Double Walled | 2015-07-01 | Double-Walled Fiberglass | Pressurized
10002486 | 1 |  | 2015-07-01 | no | 2015-07-01 | no | Currently in Use | Gas (Historical Use) | 15000 | Composite Double Walled | 2015-07-01 | Double-Walled Fiberglass
10002486 | 2 |  | 2015-07-01 | no | 2015-07-01 | no | Currently in Use | Gas (Historical Use) | 6000 | Composite Double Walled | 2015-07-01 | Double-Walled Fiberglass
10002486 | 3 |  | 2015-07-01 | no | 2015-07-01 | no | Currently in Use | Diesel | 5000 | Composite Double Walled | 2015-07-01 | Double-Walled Fiberglass
10002486 | 4 |  | 2015-07-01 | no | 2015-07-01 | no | Currently in Use | Gas (Historical Use) | 4000 | Composite Double Walled | 2015-07-01 | Double-Walled Fiberglass
10002487 | 1 |  | 2015-07-23 | no | 2015-07-23 | no | Currently in Use | Gas (Historical Use) | 20000 | Fiberglass Double Walled | 2015-07-23 | Double-Walled Fiberglass | Pressurized
10002487 | 2A | Ball Float | 2015-07-23 | no | 2015-07-23 | no | Currently in Use | Gas (Historical Use) | 10000 | Fiberglass Double Walled | 2015-07-23 | Double-Walled Fiberglass | Pressurized
10002487 | 2B | Ball Float | 2015-07-23 | no | 2015-07-23 | no | Currently in Use | Gas (Historical Use) | 10000 | Fiberglass Double Walled | 2015-07-23 | Double-Walled Fiberglass | Pressurized
10002487 | 3A | Ball Float | 2015-07-23 | no | 2015-07-23 | no | Currently in Use | E-85 | 10000 | Fiberglass Double Walled | 2015-07-23 | Double-Walled Fiberglass | Pressurized
10002487 | 3B | Ball Float | 2015-07-23 | no | 2015-07-23 | no | Currently in Use | Diesel | 10000 | Fiberglass Double Walled | 2015-07-23 | Double-Walled Fiberglass | Pressurized
10002489 | 1 |  | 2015-09-23 | no | 2015-05-15 | no | Currently in Use | Gas (Historical Use) | 15000 | Fiberglass Double Walled | 2015-04-30 | Double-Walled Flex | Pressurized
10002489 | 2A |  | 2015-09-23 | no | 2015-05-15 | no | Currently in Use | Gas (Historical Use) | 8000 | Fiberglass Double Walled | 2015-04-30 | Double-Walled Flex | Pressurized
10002489 | 2B |  | 2015-09-23 | no | 2015-05-15 | no | Currently in Use | Diesel | 7000 | Fiberglass Double Walled | 2015-04-30 | Double-Walled Flex | Pressurized
10002490 | 1 | Flapper Valve | 2015-09-30 | no | 2015-07-20 | no | Currently in Use | E-10 | 15000 | Fiberglass Double Walled | 2015-06-12 | Double-Walled Flex | Pressurized
10002490 | 2A |  | 2015-09-30 | no | 2015-07-20 | no | Currently in Use | Premium | 8000 | Fiberglass Double Walled | 2015-06-12 | Double-Walled Flex | Pressurized
10002490 | 2B | Flapper Valve | 2015-09-30 | no | 2015-07-20 | no | Currently in Use | Diesel | 7000 | Fiberglass Double Walled | 2015-06-12 | Double-Walled Flex | Pressurized
10002495 | 1 |  |  | no |  | no | Removed from Ground | Gas (Historical Use) | 1000 | Bare Steel | 2015-09-21 | Bare Steel
10002495 | 2 |  |  | no |  | no | Removed from Ground | Gas (Historical Use) | 1000 | Bare Steel | 2015-09-21 | Bare Steel
10002495 | 3 |  |  | no |  | no | Removed from Ground | Gas (Historical Use) | 1000 | Bare Steel | 2015-09-21 | Bare Steel
10002497 | 1 |  | 2015-05-28 | no | 2015-05-28 | no | Currently in Use | Gas (Historical Use) | 15000 | Composite Double Walled | 2015-05-15 | Double-Walled Flex | Pressurized
10002497 | 2A |  | 2015-05-28 | no | 2015-05-28 | no | Currently in Use | Gas (Historical Use) | 4000 | Composite Double Walled | 2015-05-08 | Double-Walled Flex | Pressurized
10002497 | 2B |  | 2015-05-28 | no | 2015-05-28 | no | Currently in Use | Diesel | 4000 | Composite Double Walled | 2015-05-28 | Double-Walled Flex | Pressurized
10002503 | 1 |  | 2015-08-01 | no | 2015-08-01 | no | Currently in Use | Gas (Historical Use) | 5000 | Composite Double Walled | 2015-08-01 | Double-Walled Fiberglass | Pressurized
10002503 | 2 |  | 2015-08-01 | no | 2015-08-01 | no | Currently in Use | Gas (Historical Use) | 10000 | Composite Double Walled | 2015-08-01 | Double-Walled Fiberglass | Pressurized
10002503 | 3 |  | 2015-08-01 | no | 2015-08-01 | no | Currently in Use | Diesel | 5000 | Composite Double Walled | 2015-08-01 | Double-Walled Fiberglass | Pressurized
10002505 | 1 |  | 2015-10-01 | no | 2015-10-01 | no | Currently in Use | Gas (Historical Use) | 5000 | Composite Double Walled | 2015-10-01 | Double-Walled Fiberglass | Pressurized
10002505 | 2 |  | 2015-10-01 | no | 2015-10-01 | no | Currently in Use | Gas (Historical Use) | 10000 | Composite Double Walled | 2015-10-01 | Double-Walled Fiberglass | Pressurized
10002505 | 3 |  | 2015-10-01 | no | 2015-10-01 | no | Currently in Use | Diesel | 5000 | Composite Double Walled | 2015-10-01 | Double-Walled Fiberglass | Pressurized
10002511 | 1 |  |  | no |  | no | Removed from Ground | Not Marked/Tank Removed | 8000 | Unknown | 2015-11-17
10002511 | 2 |  |  | no |  | no | Removed from Ground | Not Marked/Tank Removed | 8000 | Unknown | 2015-11-17
10002511 | 3 |  |  | no |  | no | Removed from Ground | Not Marked/Tank Removed | 8000 | Unknown | 2015-11-17
10002514 | 1 | Ball Float | 2015-08-13 | no | 2015-08-13 | no | Currently in Use | Gas (Historical Use) | 15000 | Fiberglass Double Walled | 2015-08-13 | Double-Walled Flex | Pressurized
10002514 | 2A | Ball Float | 2015-08-13 | no | 2015-08-13 | no | Currently in Use | Gas (Historical Use) | 8000 | Fiberglass Double Walled | 2015-08-13 | Double-Walled Flex | Pressurized
10002514 | 2B | Ball Float | 2015-08-13 | no | 2015-08-13 | no | Currently in Use | Diesel | 7000 | Fiberglass Double Walled | 2015-08-13 | Double-Walled Flex | Pressurized
10002516 | 1 |  |  | no |  | no | Currently in Use | Gas (Historical Use) | 20000 | Fiberglass Double Walled | 2015-08-01 | Double-Walled Fiberglass | Pressurized
10002516 | 2 |  |  | no |  | no | Currently in Use | Gas (Historical Use) | 20000 | Fiberglass Double Walled | 2015-08-01 | Double-Walled Fiberglass | Pressurized
10002516 | 3A |  |  | no |  | no | Currently in Use | Gas (Historical Use) | 10000 | Fiberglass Double Walled | 2015-08-01 | Double-Walled Fiberglass | Pressurized
10002516 | 3B |  |  | no |  | no | Currently in Use | Gas (Historical Use) | 9500 | Fiberglass Double Walled | 2015-08-01 | Double-Walled Fiberglass | Pressurized
10002516 | 4 |  |  | no |  | no | Currently in Use | Diesel | 12000 | Fiberglass Double Walled | 2015-08-01 | Double-Walled Fiberglass | Pressurized
10002517 | 1 |  |  | no |  | no | Closed in Ground | Gas (Historical Use) | 0 | Bare Steel | 1981-01-01 | Bare Steel
10002517 | 2 |  |  | no |  | no | Closed in Ground | Gas (Historical Use) | 0 | Bare Steel | 1981-01-01 | Bare Steel
10002517 | 3 |  |  | no |  | no | Closed in Ground | Kerosene | 0 | Bare Steel | 1981-01-01 | Bare Steel
10002519 | 1 |  | 2015-10-06 | no | 2015-10-06 | no | Currently in Use | Gas (Historical Use) | 15000 | Fiberglass Double Walled | 2015-09-03 | Double-Walled Flex | Pressurized
10002519 | 2A |  | 2015-10-06 | no | 2015-10-06 | no | Currently in Use | Gas (Historical Use) | 8000 | Fiberglass Double Walled | 2015-09-03 | Double Walled | Pressurized
10002519 | 2B |  | 2015-10-06 | no | 2015-10-06 | no | Currently in Use | Diesel | 7000 | Fiberglass Double Walled | 2015-09-03 | Double-Walled Flex | Pressurized
10002521 | 1 |  |  | no |  | no | Removed from Ground | Used Oil | 0 | Unknown | 2015-11-16 | Unknown
10002521 | 2 |  |  | no |  | no | Removed from Ground | Used Oil | 0 | Unknown | 2015-11-16 | Unknown
10002521 | 3 |  |  | no |  | no | Removed from Ground | Gas (Historical Use) | 250 | Bare Steel | 2015-11-16 | Bare Steel
10002521 | 4 |  |  | no |  | no | Removed from Ground | Gas (Historical Use) | 250 | Bare Steel | 2015-11-16 | Bare Steel
10002521 | 5 |  |  | no |  | no | Removed from Ground | Diesel | 1000 | Bare Steel | 2015-11-16 | Bare Steel
10002521 | 6 |  |  | no |  | no | Removed from Ground | Used Oil | 0 | Unknown | 2015-11-16 | Unknown
10002522 | 1 | Flapper Valve | 2015-07-30 | no | 2015-07-30 | no | Currently in Use | Regular | 15000 | Fiberglass Double Walled | 2015-07-30 | Double-Walled Flex | Pressurized
10002522 | 2A | Flapper Valve | 2015-07-30 | no | 2015-07-30 | no | Currently in Use | Premium | 8000 | Fiberglass Double Walled | 2015-07-30 | Double-Walled Flex | Pressurized
10002522 | 2B | Flapper Valve | 2015-07-30 | no | 2015-07-30 | no | Currently in Use | Diesel | 7000 | Fiberglass Double Walled | 2015-07-30 | Double-Walled Flex | Pressurized
10002523 | 1 |  |  | no |  | no | Removed from Ground | Diesel | 15000 | Unknown | 2016-01-14 | Unknown
10002526 | 1 |  |  | no |  | no | Removed from Ground | Gas (Historical Use) | 0 | Bare Steel | 1970-01-01 | Bare Steel
10002526 | 2 |  |  | no |  | no | Removed from Ground | Diesel | 0 | Bare Steel | 1970-01-01 | Bare Steel
10002527 | 1 |  | 2015-08-05 | no | 2015-08-05 | no | Currently in Use | Gas (Historical Use) | 12000 | Composite Double Walled | 2015-08-05 | Double-Walled Fiberglass
10002527 | 2 |  | 2015-08-05 | no | 2015-08-05 | no | Currently in Use | Gas (Historical Use) | 8000 | Composite Double Walled | 2015-08-05 | Double-Walled Fiberglass
10002527 | 3 |  | 2015-08-05 | no | 2015-08-05 | no | Currently in Use | Gas (Historical Use) | 4000 | Composite Double Walled | 2015-08-05 | Double-Walled Fiberglass
10002528 | 1 |  |  | no |  | no | Removed from Ground | Gas (Historical Use) | 4000 | Unknown | 2016-02-09 | Unknown
10002528 | 2 |  |  | no |  | no | Removed from Ground | Gas (Historical Use) | 1000 | Unknown | 2016-02-09 | Unknown
10002528 | 3 |  |  | no |  | no | Removed from Ground | Gas (Historical Use) | 8000 | Unknown | 2016-02-09 | Unknown
10002528 | 4 |  |  | no |  | no | Removed from Ground | Gas (Historical Use) | 8000 | Unknown | 2016-02-09 | Unknown
10002530 | 1 | Ball Float | 2015-10-15 | no | 2015-10-15 | no | Currently in Use | Gas (Historical Use) | 15000 | Fiberglass Double Walled | 2015-08-20 | Double-Walled Flex | Pressurized
10002530 | 2A | Ball Float | 2015-10-15 | no | 2015-10-15 | no | Currently in Use | Diesel | 8000 | Fiberglass Double Walled | 2015-08-20 | Double-Walled Flex | Pressurized
10002530 | 2B | Ball Float | 2015-10-15 | no | 2015-10-15 | no | Currently in Use | Gas (Historical Use) | 7000 | Fiberglass Double Walled | 2015-08-20 | Double-Walled Flex | Pressurized
10002531 | 1 | Flapper Valve | 2013-03-15 | no | 2013-03-15 | no | Currently in Use | Regular | 6000 | Composite Double Walled | 2013-03-15 | Double-Walled Flex | Pressurized
10002534 | 1A |  | 2015-08-01 | no | 2015-08-15 | no | Currently in Use | Gas (Historical Use) | 25000 | Fiberglass Double Walled | 2015-08-01 | Double-Walled Flex | Pressurized
10002534 | 1B |  | 2015-08-01 | no | 2015-08-15 | no | Currently in Use | Gas (Historical Use) | 7000 | Fiberglass Double Walled | 2015-08-01 | Double-Walled Flex | Pressurized
10002534 | 2A |  | 2015-08-01 | no | 2015-08-15 | no | Currently in Use | Diesel | 5000 | Fiberglass Double Walled | 2015-08-01 | Double-Walled Flex | Pressurized
10002534 | 2B |  | 2015-08-01 | no | 2015-08-15 | no | Currently in Use | Diesel | 5000 | Fiberglass Double Walled | 2015-08-01 | Double Walled | Pressurized
10002535 | 1 |  |  | no |  | no | Removed from Ground | Gas (Historical Use) | 0 |  | 2016-03-08
10002539 | 1 |  |  | no |  | no | Removed from Ground | Not Marked/Tank Removed | 0 | Unknown | 2016-02-09
10002540 | 1 |  |  | no |  | no | Removed from Ground | Diesel | 2000 | Bare Steel | 2016-02-16 | Bare Steel
10002541 | 1 |  |  | no |  | no | Removed from Ground | Diesel | 1500 | Bare Steel | 1965-01-01
10002542 | 1 |  |  | no |  | no | Closed in Ground | Gas (Historical Use) | 0 | Unknown | 1988-09-01 | Unknown
10002543 | 1 |  |  | no |  | no | Removed from Ground | Gas (Historical Use) | 500 | Bare Steel | 2016-03-11
10002550 | 1A |  | 1999-12-01 | no | 1999-12-01 | no | Temporarily out of use | Gas (Historical Use) | 2000 | Composite | 1999-12-22 | Fiberglass Reinforced Plastic | Safe Suction (Euro)
10002550 | 1B |  | 1999-12-01 | no | 1999-12-01 | no | Temporarily out of use | Diesel | 2000 | Composite | 1998-01-22 | Fiberglass Reinforced Plastic | Safe Suction (Euro)
10002553 | 1 |  |  | no |  | no | Removed from Ground | Not Marked/Tank Removed | 0 | Unknown
10002557 | 1A |  | 2015-12-15 | no | 2015-12-15 | no | Currently in Use | Gas (Historical Use) | 11000 | Composite Double Walled | 2015-12-01 | Double-Walled Fiberglass | Pressurized
10002557 | 1B |  | 2015-12-15 | no | 2015-12-15 | no | Currently in Use | Gas (Historical Use) | 4000 | Composite Double Walled | 2015-12-01 | Double-Walled Fiberglass | Pressurized
10002557 | 2 |  | 2015-12-15 | no | 2015-12-15 | no | Currently in Use | Diesel | 2000 | Composite Double Walled | 2015-12-01 | Double-Walled Fiberglass | Pressurized
10002559 | 1 |  |  | no |  | no | Removed from Ground | Used Oil | 1049 | Unknown | 2016-03-11
10002565 | 1 | Ball Float | 2016-04-16 | no | 2016-04-16 | no | Currently in Use | Diesel | 12000 | Composite Double Walled | 2016-04-12 | Double-Walled Fiberglass | Pressurized
10002565 | 2 | Ball Float | 2016-04-16 | no | 2016-04-16 | no | Currently in Use | Gas (Historical Use) | 4000 | Composite Double Walled | 2016-04-16 | Double-Walled Fiberglass | Pressurized
10002565 | 3 | Ball Float | 2016-04-16 | no | 2016-04-16 | no | Currently in Use | Diesel | 12000 | Composite Double Walled | 2016-04-16 | Double-Walled Fiberglass | Pressurized
10002568 | 1 | Ball Float | 2016-03-23 | no | 2016-03-23 | no | Currently in Use | Gas (Historical Use) | 0 | Fiberglass Double Walled | 2016-03-23 | Double-Walled Fiberglass | Pressurized
10002568 | 2 | Ball Float | 2016-03-23 | no | 2016-03-23 | no | Currently in Use | Gas (Historical Use) | 0 | Fiberglass Double Walled | 2016-03-23 | Double-Walled Fiberglass | Pressurized
10002568 | 3 | Ball Float | 2016-03-23 | no | 2016-03-23 | no | Currently in Use | Diesel | 0 | Fiberglass Double Walled | 2016-03-23 | Double-Walled Fiberglass | Pressurized
10002569 | 1 | Ball Float | 2016-04-28 | no | 2016-04-28 | no | Currently in Use | Gas (Historical Use) | 20000 | Fiberglass Double Walled | 2016-04-28 | Double-Walled Fiberglass | Pressurized
10002569 | 2A | Ball Float | 2016-04-28 | no | 2016-04-28 | no | Currently in Use | Gas (Historical Use) | 10000 | Fiberglass Double Walled | 2016-04-28 | Double-Walled Fiberglass | Pressurized
10002569 | 2B | Ball Float | 2016-04-28 | no | 2016-04-28 | no | Currently in Use | Gas (Historical Use) | 10000 | Fiberglass Double Walled | 2016-04-28 | Double-Walled Fiberglass | Pressurized
10002569 | 3A | Ball Float | 2016-04-28 | no | 2016-04-28 | no | Currently in Use | Gas (Historical Use) | 10000 | Fiberglass Double Walled | 2016-04-28 | Double-Walled Fiberglass | Pressurized
10002569 | 3B | Ball Float | 2016-04-28 | no | 2016-04-28 | no | Currently in Use | Diesel | 10000 | Fiberglass Double Walled | 2016-04-28 | Double-Walled Fiberglass | Pressurized
10002572 | 1 | Ball Float | 2016-02-23 | no | 2016-02-23 | no | Currently in Use | Gas (Historical Use) | 20000 | Fiberglass Double Walled | 2015-12-02 | Double-Walled Fiberglass | Pressurized
10002572 | 2A | Ball Float | 2016-02-23 | no | 2016-02-23 | no | Currently in Use | Gas (Historical Use) | 12000 | Fiberglass Double Walled | 2015-12-02 | Double-Walled Fiberglass | Pressurized
10002572 | 2B | Ball Float | 2016-02-23 | no | 2016-02-23 | no | Currently in Use | Diesel | 8000 | Fiberglass Double Walled | 2015-12-02 | Double-Walled Fiberglass | Pressurized
10002573 | 1 |  |  | no |  | no | Removed from Ground | Diesel | 10000 | Bare Steel | 2016-01-17 | Unknown
10002573 | 2 |  |  | no |  | no | Removed from Ground | Diesel | 10000 | Bare Steel | 2016-01-17 | Unknown
10002574 | 1 |  |  | no |  | no | Temporarily out of use | Not Marked | 0 | Bare Steel | 1936-01-01 | Bare Steel
10002574 | 2 |  |  | no |  | no | Temporarily out of use | Not Marked | 0 | Bare Steel | 1936-01-01 | Bare Steel
10002577 | 1 |  |  | no |  | no | Removed from Ground | Not Marked/Tank Removed | 0 | Unknown |  | Unknown
10002580 | 1 |  | 2016-06-01 | no | 2016-06-01 | no | Currently in Use | Gas (Historical Use) | 12000 | Composite Double Walled | 2016-06-01 | Double-Walled Fiberglass | Pressurized
10002580 | 2A |  | 2016-06-01 | no | 2016-06-01 | no | Currently in Use | Gas (Historical Use) | 3500 | Composite Double Walled | 2016-06-01 | Double-Walled Fiberglass | Pressurized
10002580 | 2B |  | 2016-06-01 | no | 2016-06-01 | no | Currently in Use | Diesel | 4500 | Composite Double Walled | 2016-06-01 | Double-Walled Fiberglass | Pressurized
10002584 | 1 |  |  | no |  | no | Removed from Ground | Gas (Historical Use) | 5000 | Bare Steel | 1975-01-01 | Bare Steel
10002584 | 2 |  |  | no |  | no | Removed from Ground | Gas (Historical Use) | 5000 | Bare Steel | 1975-01-01 | Bare Steel
10002588 | 1 |  |  | no |  | no | Removed from Ground | Not Marked/Tank Removed | 0 | Unknown
10002588 | 2 |  |  | no |  | no | Removed from Ground | Not Marked/Tank Removed | 0 | Unknown
10002588 | 3 |  |  | no |  | no | Removed from Ground | Not Marked/Tank Removed | 0 | Unknown
10002588 | 4 |  |  | no |  | no | Removed from Ground | Not Marked/Tank Removed | 0 | Bare Steel
10002588 | 5 |  |  | no |  | no | Removed from Ground | Not Marked/Tank Removed | 600 | Unknown | 2017-01-05
10002588 | 6 |  |  | no |  | no | Removed from Ground | Not Marked/Tank Removed | 600 | Unknown | 2017-01-05
10002591 | 1 |  |  | no |  | no | Removed from Ground | Not Marked/Tank Removed | 1000 | Unknown
10002591 | 2 |  |  | no |  | no | Removed from Ground | Not Marked/Tank Removed | 1000 | Unknown
10002591 | 3 |  |  | no |  | no | Removed from Ground | Not Marked/Tank Removed | 1000 | Unknown
10002591 | 4 |  |  | no |  | no | Removed from Ground | Not Marked/Tank Removed | 550 | Unknown
10002594 | 1 | Overfill Alarm | 2017-07-13 | no | 2017-07-13 | no | Currently in Use | Gas (Historical Use) | 15000 | Tank Jacket | 2017-07-13 | Double-Walled Fiberglass | Pressurized
10002594 | 2 | Overfill Alarm | 2017-07-13 | no | 2017-07-13 | no | Currently in Use | Gas (Historical Use) | 4000 | Tank Jacket | 2017-07-13 | Double-Walled Fiberglass | Pressurized
10002594 | 3 | Overfill Alarm | 2017-07-13 | no | 2017-07-13 | no | Currently in Use | Diesel | 4000 | Tank Jacket | 2017-07-13 | Double-Walled Fiberglass | Pressurized
10002595 | 1 |  |  | no |  | no | Removed from Ground | Gas (Historical Use) | 1000 | Unknown | 2016-07-15 | Unknown
10002595 | 2 |  |  | no |  | no | Removed from Ground | Gas (Historical Use) | 3000 | Unknown | 2016-07-15 | Unknown
10002595 | 3 |  |  | no |  | no | Removed from Ground | Gas (Historical Use) | 3000 | Unknown | 2016-07-15 | Unknown
10002599 | 1 |  | 2016-09-01 | no | 2016-09-01 | no | Currently in Use | Gas (Historical Use) | 20000 | Tank Jacket | 2016-08-01 | Double-Walled Fiberglass | Pressurized
10002599 | 2 |  | 2016-09-01 | no | 2016-09-01 | no | Currently in Use |  | 5000 | Tank Jacket | 2016-08-01 | Double-Walled Fiberglass | Pressurized
10002599 | 3 |  | 2016-09-01 | no | 2016-09-01 | no | Currently in Use | Gas (Historical Use) | 5000 | Tank Jacket | 2016-08-01 | Double-Walled Fiberglass | Pressurized
10002599 | 4 |  | 2016-09-01 | no | 2016-09-01 | no | Currently in Use | Diesel | 5000 | Tank Jacket | 2016-08-01 | Double-Walled Fiberglass | Pressurized
10002600 | 1A | Flapper Valve | 2016-09-10 | no | 2016-09-10 | no | Currently in Use | E-10 | 2000 | Composite Double Walled | 2016-09-10 | Double-Walled Flex | Pressurized
10002600 | 1B | Flapper Valve | 2016-09-10 | no | 2016-09-10 | no | Currently in Use | Diesel | 2000 | Composite Double Walled | 2016-09-10 | Double-Walled Flex | Pressurized
10002605 | 1A |  | 2016-06-15 | no | 2016-06-15 | no | Currently in Use | Gas (Historical Use) | 13000 | Composite Double Walled | 2016-06-01 | Double-Walled Fiberglass | Pressurized
10002605 | 1B |  | 2016-06-15 | no | 2016-06-15 | no | Currently in Use | Gas (Historical Use) | 3500 | Composite Double Walled | 2016-06-01 | Double-Walled Fiberglass | Pressurized
10002605 | 1C |  | 2016-06-15 | no | 2016-06-15 | no | Currently in Use | Diesel | 3500 | Composite Double Walled | 2016-06-01 | Double-Walled Fiberglass | Pressurized
10002608 | 1A |  | 2016-09-26 | no | 2016-08-15 | no | Currently in Use | E-10 | 25000 | Fiberglass Double Walled | 2016-06-29 | Double-Walled Fiberglass | Pressurized
10002608 | 2A |  | 2016-09-26 | no | 2016-08-15 | no | Currently in Use | E-10 | 6000 | Fiberglass Double Walled | 2016-06-29 | Double-Walled Fiberglass | Pressurized
10002608 | 2B |  | 2015-08-26 | no | 2016-08-15 | no | Currently in Use | Diesel | 10000 | Fiberglass Double Walled | 2016-06-29 | Double-Walled Fiberglass | Pressurized
10002608 | 2C |  | 2015-09-26 | no | 2016-08-15 | no | Currently in Use | E-85 | 8000 | Fiberglass Double Walled | 2016-06-29 | Double-Walled Fiberglass | Pressurized
10002610 | 1 |  |  | no |  | no | Removed from Ground | Diesel | 1500 | Bare Steel | 2016-10-15
10002612 | 1 |  |  | no |  | no | Removed from Ground | Gas (Historical Use) | 1000 | Bare Steel | 2016-10-06 | Bare Steel
10002612 | 2 |  |  | no |  | no | Removed from Ground | Gas (Historical Use) | 250 | Bare Steel | 2016-10-06 | Bare Steel
10002612 | 3 |  |  | no |  | no | Removed from Ground | Gas (Historical Use) | 100 | Bare Steel | 2016-10-06 | Bare Steel
10002612 | 4 |  |  | no |  | no | Removed from Ground | Gas (Historical Use) | 100 | Bare Steel | 2016-10-06 | Bare Steel
10002613 | 1A |  | 2016-07-25 | no | 2016-07-25 | no | Currently in Use | Gas (Historical Use) | 15000 | Composite Double Walled | 2016-06-16 | Double-Walled Fiberglass | Pressurized
10002613 | 1B |  | 2016-07-25 | no | 2016-07-25 | no | Currently in Use | Gas (Historical Use) | 5000 | Composite Double Walled | 2016-06-16 | Double-Walled Fiberglass | Pressurized
10002613 | 1C |  | 2016-07-25 | no | 2016-07-25 | no | Currently in Use | Diesel | 5000 | Composite Double Walled | 2016-06-16 | Double-Walled Fiberglass
10002614 | 1 |  | 2016-10-06 | no | 2016-10-06 | no | Currently in Use | Gas (Historical Use) | 25000 | Fiberglass Double Walled | 2016-08-26 | Double-Walled Fiberglass | Pressurized
10002614 | 2A |  | 2016-10-06 | no | 2016-10-06 | no | Currently in Use | Gas (Historical Use) | 8000 | Fiberglass Double Walled | 2016-08-26 | Double-Walled Fiberglass | Pressurized
10002614 | 2B |  | 2016-10-06 | no | 2016-10-06 | no | Currently in Use | Diesel | 10000 | Fiberglass Double Walled | 2016-08-26 | Double-Walled Fiberglass | Pressurized
10002614 | 2C |  | 2016-10-06 | no | 2016-10-06 | no | Currently in Use | Gas (Historical Use) | 8000 | Fiberglass Double Walled | 2016-08-26 | Double-Walled Fiberglass | Pressurized
10002617 | 1 |  | 2016-09-24 | no | 2016-09-24 | no | Currently in Use | Gas (Historical Use) | 25000 | Fiberglass Double Walled | 2016-08-24 | Double-Walled Fiberglass | Pressurized
10002617 | 2A |  | 2016-09-24 | no | 2016-09-24 | no | Currently in Use | Gas (Historical Use) | 8000 | Fiberglass Double Walled | 2016-08-24 | Double-Walled Fiberglass | Pressurized
10002617 | 2B |  | 2016-09-24 | no | 2016-09-24 | no | Currently in Use | Diesel | 10000 | Fiberglass Double Walled | 2016-08-24 | Double-Walled Fiberglass | Pressurized
10002617 | 2C |  | 2016-09-24 | no | 2016-09-24 | no | Currently in Use | Gas (Historical Use) | 8000 | Fiberglass Double Walled | 2016-08-24 | Double-Walled Fiberglass | Pressurized
10002618 | 1 |  | 2016-07-27 | no | 2016-07-27 | no | Currently in Use | Gas (Historical Use) | 20000 | Fiberglass Double Walled | 2016-07-27 | Double-Walled Flex | Pressurized
10002618 | 2A |  | 2016-07-27 | no | 2016-07-27 | no | Currently in Use | Gas (Historical Use) | 12000 | Fiberglass Double Walled | 2016-06-30 | Double-Walled Flex | Pressurized
10002618 | 2B |  | 2016-07-27 | no | 2016-07-27 | no | Currently in Use | Diesel | 8000 | Fiberglass Double Walled | 2016-06-30 | Double-Walled Flex | Pressurized
10002619 | 1 |  |  | no |  | no | Removed from Ground | Gas (Historical Use) | 500 | Bare Steel | 2016-09-20
10002620 | 1 |  |  | no |  | no | Removed from Ground | Aviation Gas/AV Gas | 1000 | Bare Steel | 2016-09-27 | Bare Steel
10002620 | 2 |  |  | no |  | no | Removed from Ground | Aviation Gas/AV Gas | 1000 | Bare Steel | 2016-09-27 | Bare Steel
10002621 | 1 | Flapper Valve | 2016-08-22 | no | 2016-08-22 | no | Currently in Use | Gas (Historical Use) | 20000 | Fiberglass Double Walled | 2016-08-22 | Double-Walled Flex | Pressurized
10002621 | 2A | Flapper Valve | 2016-08-22 | no | 2016-08-22 | no | Currently in Use | Gas (Historical Use) | 8000 | Fiberglass Double Walled | 2016-08-22 | Double-Walled Flex | Pressurized
10002621 | 2B | Flapper Valve | 2016-08-22 | no | 2016-08-22 | no | Currently in Use | Diesel | 9000 | Fiberglass Double Walled | 2016-08-22 | Double-Walled Flex | Pressurized
10002621 | 3 | Flapper Valve | 2016-08-22 | no | 2016-08-22 | no | Currently in Use | Diesel | 30000 | Fiberglass Double Walled | 2016-08-22 | Double-Walled Flex | Pressurized
10002621 | 4 | Flapper Valve | 2016-08-22 | no | 2016-08-22 | no | Currently in Use | Diesel | 30000 | Fiberglass Double Walled | 2016-08-22 | Double-Walled Flex | Pressurized
10002621 | 5 | Flapper Valve | 2016-08-22 | no | 2016-08-22 | no | Currently in Use | Gas (Historical Use) | 8000 | Fiberglass Double Walled | 2016-08-22 | Double-Walled Fiberglass | Pressurized
10002622 | 1 |  | 2016-05-12 | no | 2016-05-12 | no | Currently in Use | Gas (Historical Use) | 25000 | Fiberglass Double Walled | 2016-05-12 | Double-Walled Fiberglass | Pressurized
10002622 | 2A |  | 2016-05-12 | no | 2016-05-12 | no | Currently in Use | Gas (Historical Use) | 8000 | Fiberglass Double Walled | 2016-05-12 | Fiberglass Reinforced Plastic | Pressurized
10002622 | 2B |  | 2016-05-12 | no | 2016-05-12 | no | Currently in Use | Not Marked | 10000 | Fiberglass Double Walled | 2016-05-12 | Double-Walled Fiberglass | Pressurized
10002622 | 2C |  | 2016-05-12 | no | 2016-05-12 | no | Currently in Use | Gas (Historical Use) | 8000 | Fiberglass Double Walled | 2016-05-12 | Double-Walled Fiberglass | Pressurized
10002623 | 1 | Flapper Valve | 2016-12-20 | no | 2016-11-17 | no | Currently in Use | Gas (Historical Use) | 20000 | Fiberglass Double Walled | 2016-10-25 | Double-Walled Flex | Pressurized
10002623 | 2 | Flapper Valve | 2016-12-20 | no | 2016-11-17 | no | Currently in Use | Gas (Historical Use) | 20000 | Fiberglass Double Walled | 2016-10-25 | Double-Walled Flex | Pressurized
10002623 | 3 | Flapper Valve | 2016-12-20 | no | 2016-11-17 | no | Currently in Use | Diesel | 12000 | Fiberglass Double Walled | 2016-10-25 | Double-Walled Flex | Pressurized
10002623 | 4A | Flapper Valve | 2016-12-20 | no | 2016-11-17 | no | Currently in Use | Gas (Historical Use) | 6000 | Fiberglass Double Walled | 2016-10-25 | Double-Walled Flex | Pressurized
10002623 | 4B | Flapper Valve | 2016-12-20 | no | 2016-11-17 | no | Currently in Use | E-10 | 6000 | Fiberglass Double Walled | 2016-10-25 | Double-Walled Flex | Pressurized
10002631 | 1 | Flapper Valve |  | no |  | no | Currently in Use | Gas (Historical Use) | 20000 | Composite Double Walled | 2016-11-01 | Double-Walled Fiberglass | Pressurized
10002631 | 2 | Flapper Valve |  | no |  | no | Currently in Use | Gas (Historical Use) | 8000 | Composite Double Walled | 2016-11-01 | Fiberglass Reinforced Plastic | Pressurized
10002631 | 3 | Flapper Valve | 2016-11-01 | no | 2016-11-01 | no | Currently in Use | E-10 | 7000 | Composite Double Walled | 2016-11-01 | Double-Walled Fiberglass | Pressurized
10002631 | 4 | Flapper Valve |  | no |  | no | Currently in Use | Diesel | 5000 | Composite Double Walled | 2016-11-01 | Double-Walled Fiberglass | Pressurized
10002631 | 5 | Flapper Valve |  | no |  | no | Currently in Use | Diesel | 15000 | Composite Double Walled | 2016-11-01 | Double-Walled Fiberglass | Pressurized
10002631 | 6 | Flapper Valve |  | no |  | no | Currently in Use | Diesel | 5000 | Composite Double Walled | 2016-11-01 | Double-Walled Fiberglass | Pressurized
10002632 | 1A |  | 2016-11-01 | no | 2016-11-01 | no | Currently in Use | Diesel | 15000 | Composite Double Walled | 2016-08-15 | Double-Walled Fiberglass | Pressurized
10002632 | 1B |  | 2016-11-01 | no | 2016-11-01 | no | Currently in Use | Gas (Historical Use) | 5000 | Composite Double Walled | 2016-08-15 | Double-Walled Fiberglass | Pressurized
10002632 | 2 |  | 2016-11-01 | no | 2016-11-01 | no | Currently in Use | Gas (Historical Use) | 20000 | Composite Double Walled | 2016-08-15 | Double-Walled Fiberglass | Pressurized
10002635 | 1 |  |  | no |  | no | Removed from Ground | Not Marked/Tank Removed | 250 | Bare Steel | 2016-12-03
10002637 | 1 |  |  | no |  | no | Temporarily out of use | Used Oil | 0 | Unknown | 2017-01-10 | Unknown
10002638 | 1 | Ball Float | 2016-06-17 | no | 2016-06-18 | no | Currently in Use | Gas (Historical Use) | 8000 | Composite Double Walled | 2016-05-24 | Double-Walled Fiberglass | Pressurized
10002638 | 2 | Ball Float | 2017-06-18 | no | 2016-06-18 | no | Currently in Use | Gas (Historical Use) | 4000 | Composite Double Walled | 2016-05-24 | Double-Walled Fiberglass | Pressurized
10002639 | 1 | Flapper Valve | 2016-01-01 | no | 2001-09-01 | no | Currently in Use | Diesel | 10000 | Composite | 2001-09-01 | Steel/FG Secondary containment | Safe Suction (Euro)
10002642 | 1 | Flapper Valve | 2015-03-17 | no | 2015-03-17 | no | Currently in Use | Gas (Historical Use) | 15000 | Composite Double Walled | 2015-03-17 | Double-Walled Fiberglass
10002642 | 2 | Flapper Valve | 2015-03-17 | no | 2015-03-17 | no | Currently in Use | Gas (Historical Use) | 5000 | Composite Double Walled | 2015-03-17 | Double-Walled Fiberglass
10002642 | 3 |  | 2015-03-17 | no | 2015-03-17 | no | Currently in Use | Diesel | 5000 | Composite Double Walled | 2015-03-17 | Double-Walled Fiberglass
10002648 | 1 |  |  | no |  | no | Removed from Ground | Used Oil | 500 | Unknown | 1994-10-01
10002649 | 1 |  |  | no |  | no | Removed from Ground | Not Marked/Tank Removed | 1000 | Bare Steel | 2017-01-04
10002649 | 2 |  |  | no |  | no | Removed from Ground | Not Marked/Tank Removed | 1000 | Bare Steel | 2017-01-04
10002650 | 1 |  |  | no |  | no | Removed from Ground | Gas (Historical Use) | 3000 | Bare Steel | 2017-01-05
10002650 | 2 |  |  | no |  | no | Removed from Ground | Gas (Historical Use) | 3000 | Bare Steel | 2017-01-05
10002650 | 3 |  |  | no |  | no | Removed from Ground | Gas (Historical Use) | 3000 | Bare Steel | 2017-01-06
10002650 | 4 |  |  | no |  | no | Removed from Ground | Gas (Historical Use) | 3000 | Bare Steel | 2017-01-06
10002653 | 1 |  |  | no |  | no | Removed from Ground | Used Oil | 8000 | Unknown | 2017-01-18
10002655 | 1 |  |  | no |  | no | Removed from Ground | Diesel | 10000 | Unknown | 1967-01-01
10002658 | 1 |  |  | no |  | no | Removed from Ground | Not Marked | 1000 | Unknown | 1970-01-01 | Unknown
10002658 | 2 |  |  | no |  | no | Removed from Ground | New Oil | 1000 | Unknown | 1970-01-01 | Unknown
10002663 | 1 |  |  | no |  | no | Removed from Ground | Not Marked/Tank Removed | 0 | Bare Steel | 2016-08-01
10002665 | 1 |  |  | no |  | no | Currently in Use | Gas (Historical Use) | 20000 | Fiberglass Double Walled | 2017-01-06 | Double-Walled Fiberglass | Pressurized
10002665 | 2A |  |  | no |  | no | Currently in Use | Gas (Historical Use) | 8000 | Fiberglass Double Walled | 2017-01-06 | Double-Walled Fiberglass | Pressurized
10002665 | 2B |  |  | no |  | no | Currently in Use | Diesel | 10000 | Fiberglass Double Walled | 2017-01-06 | Double-Walled Fiberglass | Pressurized
10002665 | 2C |  |  | no |  | no | Currently in Use | Gas (Historical Use) | 8000 | Fiberglass Double Walled | 2017-01-06 | Double-Walled Fiberglass | Pressurized
10002669 | 1 | Flapper Valve | 2017-04-01 | no | 2007-04-01 | no | Currently in Use | Gas (Historical Use) | 10000 | Epoxy | 2007-04-01 | Fiberglass Reinforced Plastic | Pressurized
10002675 | 1 | Overfill Alarm | 2015-03-06 | no | 2015-03-06 | no | Currently in Use | Gas (Historical Use) | 15000 | Composite Double Walled | 2015-03-06 | Double-Walled Fiberglass | Pressurized
10002675 | 2A | Overfill Alarm | 2015-03-06 | no | 2015-03-06 | no | Currently in Use | Gas (Historical Use) | 6000 | Composite Double Walled | 2015-03-06 | Double-Walled Fiberglass
10002675 | 2B | Overfill Alarm | 1996-03-18 | no | 2015-03-06 | no | Currently in Use | Diesel | 6000 | Composite Double Walled | 2015-03-06 | Double-Walled Fiberglass
10002676 | 1 |  | 2017-04-03 | no | 2017-04-03 | no | Currently in Use | Gas (Historical Use) | 15000 |  | 2017-04-03 | Fiberglass Reinforced Plastic | Pressurized
10002676 | 2 |  | 2017-04-03 | no | 2017-04-03 | no | Currently in Use | Gas (Historical Use) |  | Composite Double Walled | 2017-04-03 | Fiberglass Reinforced Plastic | Pressurized
10002676 | 3 |  | 2017-04-03 | no | 2017-04-03 | no | Currently in Use | Diesel |  | Composite Double Walled | 2017-04-03 | Fiberglass Reinforced Plastic | Pressurized
10002678 | 1 | Flapper Valve | 2016-02-23 | no | 2016-02-23 | no | Currently in Use | E-10 | 20000 | Fiberglass Double Walled | 2016-11-28 | Double-Walled Flex | Pressurized
10002678 | 2 | Flapper Valve | 2016-03-23 | no | 2016-03-23 | no | Currently in Use | E-10 | 20000 | Fiberglass Double Walled | 2016-11-28 | Double-Walled Flex | Pressurized
10002678 | 3A | Flapper Valve | 2016-02-23 | no | 2016-02-23 | no | Currently in Use | Premium | 12000 | Fiberglass Double Walled | 2016-11-28 | Double-Walled Flex
10002678 | 3B | Flapper Valve | 2016-02-23 | no | 2016-02-23 | no | Currently in Use | Diesel | 8000 |  | 2016-11-28 | Double-Walled Flex | Pressurized
10002680 | 1 |  |  | no |  | no | Currently in Use | Gas (Historical Use) | 20000 | Composite Double Walled | 2017-02-28 | Fiberglass Reinforced Plastic | Pressurized
10002680 | 2A |  | 2017-03-01 | no | 2017-03-01 | no | Currently in Use | Gas (Historical Use) | 5000 | Composite Double Walled | 2017-02-28 | Fiberglass Reinforced Plastic | Pressurized
10002680 | 2B |  | 2017-03-01 | no | 2017-03-01 | no | Currently in Use | Gas (Historical Use) | 5000 | Composite Double Walled | 2017-03-01 | Fiberglass Reinforced Plastic | Pressurized
10002680 | 2C |  | 2017-03-01 | no | 2017-03-01 | no | Currently in Use | Diesel | 5000 | Composite Double Walled | 2017-02-28 | Fiberglass Reinforced Plastic | Pressurized
10002680 | 3 |  | 2017-03-01 | no | 2017-03-01 | no | Currently in Use | Diesel | 20000 | Composite Double Walled | 2017-02-28 | Fiberglass Reinforced Plastic | Pressurized
10002688 | 1 |  |  | no |  | no | Removed from Ground |  | 3000 |  | 1899-12-31 | Bare Steel
10002688 | 2 |  |  | no |  | no | Removed from Ground |  | 2000 |  | 1899-12-31 | Bare Steel
10002688 | 3 |  |  | no |  | no | Removed from Ground |  | 3000 |  | 1899-12-31 | Bare Steel
10002688 | 4 |  |  | no |  | no | Removed from Ground |  | 5000 |  | 1899-12-31 | Bare Steel
10002688 | 5 |  |  | no |  | no | Removed from Ground |  | 500 |  |  | Bare Steel
10002690 | 1 |  |  | no |  | no | Closed in Ground |  | 1000
10002693 | 1
10002693 | 2 |  |  | no |  | no | Removed from Ground
10002696 | 1 |  | 2017-04-18 | no | 2017-04-18 | no | Installed | Gas (Historical Use) | 12000 | Composite Double Walled | 2017-04-18 | Double-Walled Fiberglass | Pressurized
10002696 | 2 |  | 2017-04-18 | no | 2017-04-18 | no | Installed |  | 4000 | Composite Double Walled | 2017-04-18 | Double-Walled Fiberglass | Pressurized
10002696 | 3 |  | 2017-04-18 | no | 2017-04-18 | no | Installed | Diesel | 4000 | Composite Double Walled | 2017-04-18 | Double-Walled Fiberglass | Pressurized
10002699 | 1 |  |  | no |  | no | Removed from Ground
10002699 | 2
10002703 | 1 | Ball Float | 2017-03-01 | no | 2017-03-01 | no | Currently in Use | Gas (Historical Use) | 12000 | Tank Jacket | 2017-03-01 | Double-Walled Fiberglass
10002703 | 2 | Ball Float | 2017-03-01 | no | 2017-03-01 | no | Currently in Use | Gas (Historical Use) | 4000 | Tank Jacket | 2017-03-01 | Double-Walled Fiberglass
10002703 | 3 | Ball Float | 2017-03-01 | no | 2017-03-01 | no | Currently in Use | Diesel | 4000 | Tank Jacket | 2017-03-01 | Double-Walled Fiberglass
10002704 | 1 | Overfill Alarm | 2017-06-08 | no | 2017-06-08 | no | Currently in Use | Diesel | 20000 | Tank Jacket | 2017-06-08 | Double-Walled Fiberglass | Pressurized
10002706 | 1
10002707 | 1 | Overfill Alarm | 2016-09-15 | no | 2016-09-15 | no | Currently in Use | Gas (Historical Use) | 15000 | Tank Jacket | 2016-09-15 | Double-Walled Fiberglass | Pressurized
10002707 | 2 | Overfill Alarm | 2016-09-15 | no | 2016-09-15 | no | Currently in Use | Gas (Historical Use) | 4000 | Tank Jacket | 2016-09-15 | Double-Walled Fiberglass | Pressurized
10002707 | 3 | Overfill Alarm | 2016-09-15 | no | 2016-09-15 | no | Currently in Use | Diesel | 4000 | Tank Jacket | 2016-09-15 | Double-Walled Fiberglass | Pressurized
10002708 | 1 |  |  | no |  | no | Currently in Use | Gas (Historical Use) | 11000 | Tank Jacket | 2017-05-26 | Double-Walled Fiberglass | Pressurized
10002708 | 2 |  |  | no |  | no | Currently in Use | Gas (Historical Use) | 4000 | Tank Jacket | 2017-05-26 | Double-Walled Fiberglass | Pressurized
10002708 | 3 |  |  | no |  | no | Currently in Use |  | 20000 | Tank Jacket | 2017-05-26 | Double-Walled Fiberglass | Pressurized
10002708 | 4 |  |  | no |  | no | Currently in Use |  | 8000 | Fiberglass | 2017-05-26 | Double-Walled Fiberglass | Pressurized
10002709 | 1 | Flapper Valve | 2017-05-18 | no | 2017-05-18 | no | Currently in Use | Diesel | 12000 | Fiberglass Double Walled | 2017-05-18 | Double-Walled Flex | Pressurized
10002709 | 2 | Flapper Valve | 2017-05-18 | no | 2017-05-18 | no | Currently in Use | Regular | 20000 | Fiberglass Double Walled | 2017-05-18 | Double-Walled Flex | Pressurized
10002709 | 3 | Flapper Valve | 2017-05-18 | no | 2017-05-18 | no | Currently in Use | Regular | 20000 | Fiberglass Double Walled | 2017-05-18 | Double-Walled Flex | Pressurized
10002709 | 4A | Flapper Valve | 2017-05-18 | no | 2017-05-18 | no | Currently in Use | Premium | 6000 | Fiberglass Double Walled | 2017-05-18 | Double-Walled Flex | Pressurized
10002709 | 4B | Flapper Valve | 2017-05-18 | no | 2017-05-18 | no | Currently in Use | E-85 | 6000 | Fiberglass Double Walled | 2017-05-18 | Double-Walled Fiberglass | Pressurized
10002712 | 1 | Flapper Valve | 2017-05-01 | no | 2017-06-01 | no | Currently in Use |  | 12000 | Composite Double Walled | 2016-03-08 | Double-Walled Fiberglass | Pressurized
10002712 | 2A | Ball Float | 2017-05-01 | no | 2017-06-01 | no | Currently in Use | Diesel | 5000 | Composite Double Walled | 2016-03-08 | Double-Walled Fiberglass | Pressurized
10002712 | 2B | Flapper Valve | 2017-05-01 | no | 2017-06-01 | no | Currently in Use | Gas (Historical Use) | 3000 | Composite Double Walled | 2017-03-08 | Double-Walled Fiberglass | Pressurized
10002715 | 1 | Flapper Valve | 2017-05-01 | no | 2017-05-01 | no | Currently in Use | Diesel | 10000 | Tank Jacket | 2017-05-01 | Double-Walled Fiberglass | Pressurized
10002716 | 1 | Ball Float | 2017-05-25 | no | 2017-05-25 | no | Currently in Use | Regular | 20000 | Fiberglass Double Walled | 2017-08-30 | Double-Walled Flex | Pressurized
10002716 | 2A | Ball Float | 2017-05-25 | no | 2017-05-25 | no | Currently in Use | Diesel | 10000 | Fiberglass Double Walled | 2017-08-30 | Double-Walled Flex | Pressurized
10002716 | 2B | Ball Float | 2017-05-25 | no | 2017-05-25 | no | Currently in Use | Premium | 8000 | Fiberglass Double Walled | 2017-08-31 | Double-Walled Flex | Pressurized
10002719 | 1 |  | 2017-08-01 | no | 2017-08-01 | no | Currently in Use | Gas (Historical Use) | 20000 | Composite Double Walled | 2017-08-01 | Double-Walled Fiberglass | Pressurized
10002719 | 2 |  | 2017-08-01 | no | 2017-08-01 | no | Currently in Use | Diesel | 15000 | Composite Double Walled | 2017-08-01 | Double-Walled Fiberglass | Pressurized
10002721 | 1 | Flapper Valve | 2017-08-04 | no | 2017-08-04 | no |  | Diesel | 12000 | Fiberglass Double Walled | 2017-08-04 | Double-Walled Fiberglass | Pressurized
10002721 | 2 | Flapper Valve | 2017-08-04 | no | 2017-08-04 | no |  | Gas (Historical Use) |  | Fiberglass Double Walled | 2017-08-04 | Double-Walled Fiberglass | Pressurized
10002725 | 1 | Overfill Alarm | 2016-05-26 | no | 2016-05-26 | no | Currently in Use | Regular | 20000 | Fiberglass Double Walled | 2016-04-21 | Double-Walled Flex | Pressurized
10002725 | 2A | Overfill Alarm | 2016-05-26 | no | 2016-05-26 | no | Currently in Use | Diesel | 10000 | Fiberglass Double Walled | 2016-04-21 | Double-Walled Flex | Pressurized
10002725 | 2B | Overfill Alarm | 2016-05-26 | no | 2016-05-26 | no | Currently in Use | Premium | 12000 | Fiberglass Double Walled | 2016-04-21 | Double-Walled Flex | Pressurized
10002726 | 1 |  | 2017-06-01 | no | 2017-06-01 | no | Currently in Use | Gas (Historical Use) | 20000 | Fiberglass Double Walled | 2017-02-01 | Double-Walled Fiberglass | Pressurized
10002726 | 2 |  | 2017-06-01 | yes | 2017-06-06 | no | Currently in Use | Gas (Historical Use) | 20000 | Fiberglass Double Walled | 2017-02-01 | Double-Walled Fiberglass | Pressurized
10002726 | 3A |  | 2017-06-01 | no | 2017-06-01 | no | Currently in Use | Gas (Historical Use) | 10000 | Fiberglass Double Walled | 2017-02-01 | Double-Walled Fiberglass | Pressurized
10002726 | 4 |  | 2017-06-01 | no | 2017-06-01 | no | Currently in Use | Diesel | 12000 | Fiberglass Double Walled | 2017-02-01 | Double-Walled Fiberglass | Pressurized
10002730 | 1 |  |  | no |  | no | Removed from Ground
10002736 | 1 |  |  | no |  | no | Removed from Ground | Diesel | 5000 | Fiberglass Double Walled |  | Aboveground
10002740 | 1 | Ball Float | 2017-08-22 | no | 2017-08-22 | no | Currently in Use | Diesel | 20000 | Fiberglass Double Walled | 2016-08-22 | Double-Walled Fiberglass | Pressurized
10002742 | 1 |  |  | no |  | no | Removed from Ground | Gas (Historical Use) | 3000 | Bare Steel |  | Bare Steel
10002742 | 2 |  |  | no |  | no | Removed from Ground | Gas (Historical Use) | 3000 | Bare Steel |  | Bare Steel
10002742 | 3 |  |  | no |  | no | Removed from Ground | Gas (Historical Use) | 5000 | Bare Steel |  | Bare Steel
10002743 | 1A | Flapper Valve | 2017-10-12 | no | 2017-10-12 | no | Currently in Use | Gas (Historical Use) | 25000 | Fiberglass Double Walled | 2017-10-12 | Double-Walled Flex | Pressurized
10002743 | 1B | Flapper Valve | 2017-10-12 | no | 2017-10-12 | no | Currently in Use | Gas (Historical Use) | 7000 | Fiberglass Double Walled | 2017-10-12 | Double-Walled Flex | Pressurized
10002743 | 2A | Flapper Valve | 2017-10-12 | no | 2017-10-12 | no | Currently in Use | Diesel | 5000 | Fiberglass Double Walled | 2017-10-12 | Double-Walled Flex | Pressurized
10002743 | 2B | Flapper Valve | 2017-10-12 | no | 2017-10-12 | no | Currently in Use | Gas (Historical Use) | 5000 | Fiberglass Double Walled | 2017-10-12 | Double-Walled Flex | Pressurized
10002744 | 1 | Flapper Valve | 2016-12-01 | no | 2016-12-01 | no | Currently in Use | Gas (Historical Use) | 10000 | Composite Double Walled | 2016-12-01 | Double-Walled Fiberglass | Pressurized
10002744 | 2 | Flapper Valve | 2016-12-01 | no | 2016-12-01 | no | Currently in Use | Gas (Historical Use) | 10000 | Composite Double Walled | 2016-12-01 | Double-Walled Fiberglass | Pressurized
10002744 | 3 | Flapper Valve | 2016-12-01 | no | 2016-12-01 | no | Currently in Use | Gas (Historical Use) | 6000 | Composite Double Walled | 2016-12-01 | Double-Walled Fiberglass | Pressurized
10002744 | 4 | Flapper Valve | 2016-12-01 | no | 2016-12-01 | no | Currently in Use | Diesel | 6000 | Composite Double Walled | 2016-12-01 | Double-Walled Fiberglass | Pressurized
10002746 | 1 | Flapper Valve | 2009-01-01 | no | 2009-01-01 | no | Currently in Use | Diesel | 30000 | Fiberglass Double Walled | 2008-01-01 | Double-Walled Fiberglass | Pressurized
10002749 | 1 | Flapper Valve | 2017-05-22 | no | 2017-05-22 | no | Currently in Use | Regular | 12000 | Composite Double Walled | 2017-05-22 | Double-Walled Fiberglass | Pressurized
10002749 | 2A | Flapper Valve | 2017-05-22 | no | 2017-05-22 | no | Currently in Use | Premium | 6000 | Composite Double Walled | 2017-05-22 | Double-Walled Fiberglass | Pressurized
10002749 | 2B | Flapper Valve | 2017-05-22 | no | 2017-05-22 | no | Currently in Use | Diesel | 6000 | Composite Double Walled | 2017-05-22 | Double-Walled Fiberglass | Pressurized
10002753 | 1 |  |  | no |  | no | Removed from Ground | Gas (Historical Use) | 275 | Bare Steel |  | Bare Steel
10002765 | 1 | Ball Float | 2016-09-26 | no | 2016-09-26 | no | Currently in Use | Gas (Historical Use) | 12000 | Tank Jacket | 2016-09-26 | Double-Walled Fiberglass | Pressurized
10002765 | 2A | Ball Float | 2016-09-26 | no | 2016-09-26 | no | Currently in Use | Gas (Historical Use) | 4000 | Tank Jacket | 2016-09-26 | Double-Walled Fiberglass | Pressurized
10002765 | 2B | Ball Float | 2016-09-26 | no | 2016-09-26 | no | Currently in Use | Gas (Historical Use) | 4000 | Tank Jacket | 2016-09-26 | Double-Walled Fiberglass | Pressurized
10002766 | 1 |  |  | no |  | no | Removed from Ground |  | 1000
10002766 | 2 |  |  | no |  | no | Removed from Ground |  | 1000
10002766 | 3
10002767 | 1 |  |  | no |  | no | Removed from Ground |  | 2000 | Bare Steel
10002767 | 2 |  |  | no |  | no | Removed from Ground |  | 2000 | Bare Steel
10002767 | 3
10002768 | 1A | Flapper Valve | 2017-08-12 | no | 2017-08-12 | no | Currently in Use | Gas (Historical Use) | 4000 | Composite Double Walled | 2017-08-12 | Double-Walled Flex | Pressurized
10002768 | 1B | Flapper Valve | 2017-08-12 | no | 2017-08-12 | no | Currently in Use | Gas (Historical Use) | 12000 | Composite Double Walled | 2017-08-12 | Double-Walled Flex | Pressurized
10002768 | 1C | Flapper Valve | 2017-08-12 | no | 2017-08-12 | no | Currently in Use | Diesel | 4000 | Composite Double Walled | 2017-08-12 | Double-Walled Flex | Pressurized
10002768 | 2 | Flapper Valve | 2017-08-12 | no | 2017-08-12 | no | Currently in Use | Gas (Historical Use) | 6000 | Composite Double Walled | 2017-08-12 | Double-Walled Flex | Pressurized
10002769 | 1 |  |  | no |  | no | Removed from Ground |  | 10000
10002769 | 2 |  |  | no |  | no | Removed from Ground |  | 8000
10002773 | 1 |  |  | no |  | no | Removed from Ground | Gas (Historical Use) | 300 | Bare Steel |  | Bare Steel | Suction (American)
10002777 | 1 |  |  | no |  | no | Removed from Ground | Gas (Historical Use) | 1000
10002777 | 2 |  |  | no |  | no | Removed from Ground | Gas (Historical Use) | 1000
1010001 | 1 | [5 empty] | Removed from Ground | Gas (Historical Use) | 3000 | Bare Steel | 1972-04-18 | Unknown
1010001 | 2 | [5 empty] | Removed from Ground | Gas (Historical Use) | 3000 | Bare Steel | 1972-04-18 | Unknown
1010001 | 3 | [5 empty] | Removed from Ground | Gas (Historical Use) | 3000 | Bare Steel | 1972-04-18 | Unknown
1010001 | 4 | [5 empty] | Removed from Ground | Gas (Historical Use) | 3000 | Bare Steel | 1986-04-15 | Unknown
1010001 | 5 |  | 1991-10-01 |  | 1991-10-01 |  | Currently in Use | Gas (Historical Use) | 6000 | Galvanic (STIP-3) | 1991-12-17 | Cathodically Protected | Pressurized
1010001 | 6A |  | 1991-10-01 |  | 1991-10-01 |  | Currently in Use | Gas (Historical Use) | 3000 | Galvanic (STIP-3) | 1991-12-17 | Cathodically Protected | Pressurized
1010001 | 6B |  | 1991-10-01 | no | 1991-10-01 | no | Currently in Use | Gas (Historical Use) | 3000 | Galvanic (STIP-3) | 1991-12-17 | Cathodically Protected | Pressurized
1010002 | 1 |  | 1996-06-07 |  | 1996-06-07 |  | Removed from Ground | Gas (Historical Use) | 8068 | Cathodically Protected Steel | 1982-04-16 | Double Walled | Pressurized
1010002 | 2 |  | 1996-06-07 |  | 1996-06-07 |  | Removed from Ground | Gas (Historical Use) | 8068 | Cathodically Protected Steel | 1982-04-16 | Double Walled | Pressurized
1010002 | 3 |  | 1996-06-07 |  | 1996-06-07 |  | Removed from Ground | Gas (Historical Use) | 8068 | Cathodically Protected Steel | 1982-04-16 | Double Walled | Pressurized
1010003 | 1DIESEL | [5 empty] | Removed from Ground | Diesel | 2000 | Bare Steel | 1975-01-20 | Galvanized Steel | Safe Suction (Euro)
1010003 | 2GAS | [5 empty] | Removed from Ground | Gas (Historical Use) | 4000 | Bare Steel | 1980-01-19 | Galvanized Steel | Safe Suction (Euro)
1010009 | 1 | [5 empty] | Removed from Ground | Gas (Historical Use) | 3000 | Bare Steel | 1976-01-25 | Galvanized Steel
1010009 | 2 | [5 empty] | Removed from Ground | Gas (Historical Use) | 4000 | Bare Steel | 1981-01-23 | Galvanized Steel
1010009 | 3 | [5 empty] | Removed from Ground | Gas (Historical Use) | 1000 | Bare Steel | 1966-01-27 | Galvanized Steel
1010009 | 4 | [5 empty] | Removed from Ground | Gas (Historical Use) | 560 | Bare Steel | 1966-01-27 | Galvanized Steel
1010009 | 5 |  | 1995-09-01 |  | 1995-09-01 |  | Temporarily out of use | Diesel | 4000 | Galvanic (STIP-3) | 1985-01-22 | Double-Walled Fiberglass
1010009 | 6A |  | 1995-09-01 |  | 1995-09-01 |  | Temporarily out of use | Gas (Historical Use) | 9000 | Galvanic (STIP-3) | 1995-08-23 | Double-Walled Fiberglass | Safe Suction (Euro)
1010009 | 6B |  | 1995-09-01 |  | 1995-09-01 |  | Temporarily out of use | Gas (Historical Use) | 3000 | Galvanic (STIP-3) | 1995-08-23 | Double-Walled Fiberglass | Safe Suction (Euro)
1010011 | 1 | [5 empty] | Removed from Ground | Gas (Historical Use) | 4000 | Bare Steel | 1966-03-01 | Galvanized Steel
1010011 | 2 | [5 empty] | Removed from Ground | Diesel | 4000 | Bare Steel | 1966-03-01 | Galvanized Steel | Suction (American)
1010011 | 3 | [5 empty] | Removed from Ground | Gas (Historical Use) | 4000 | Bare Steel | 1976-02-27 | Galvanized Steel | Suction (American)
1010011 | 4A |  | 1995-07-10 |  | 1995-07-10 |  | Currently in Use | Gas (Historical Use) | 4000 | Composite | 1995-07-10 | Fiberglass Reinforced Plastic | Pressurized
1010011 | 4B |  | 1995-07-10 |  | 1995-07-10 |  | Currently in Use | Gas (Historical Use) | 6000 | Composite | 1995-07-10 | Fiberglass Reinforced Plastic | Pressurized
1010011 | 5 |  | 1995-07-10 |  | 1995-07-10 |  | Currently in Use | Diesel | 4000 | Composite | 1995-05-26 | Fiberglass Reinforced Plastic | Pressurized
1010015 | 1 | [5 empty] | Removed from Ground | Gas (Historical Use) | 6000 | Bare Steel | 1972-02-11 | Galvanized Steel
1010015 | 2 |  | 1990-01-01 |  | 1990-01-01 |  | Currently in Use | Gas (Historical Use) | 10000 | Composite | 1990-01-01 | Fiberglass Reinforced Plastic | Pressurized
1010015 | 3 |  | 1990-01-01 |  | 1990-01-01 |  | Currently in Use | Diesel | 10000 | Composite | 1990-01-01 | Fiberglass Reinforced Plastic | Pressurized
1010016 | 1 | [5 empty] | Removed from Ground | Gas (Historical Use) | 4000 | Bare Steel | 1961-02-13 | Galvanized Steel
1010016 | 2 |  | 1990-01-01 |  | 1990-01-01 |  | Currently in Use | Gas (Historical Use) | 10000 | Composite | 1990-01-01 | Fiberglass Reinforced Plastic | Pressurized
1010016 | 3 |  | 1990-01-01 |  | 1990-01-01 |  | Currently in Use | Diesel | 10000 | Composite | 1990-01-01 | Fiberglass Reinforced Plastic | Pressurized
1010018 | 1 | [5 empty] | Removed from Ground | Gas (Historical Use) | 1 | Bare Steel | 1986-01-17 | Galvanized Steel | Suction (American)
1010019 | 1 | [5 empty] | Removed from Ground | Gas (Historical Use) | 500 | Bare Steel | 1986-01-24 | Galvanized Steel | Suction (American)
1010019 | 2 | [5 empty] | Removed from Ground | Diesel | 10000 | Bare Steel | 1980-01-26 | Galvanized Steel | Suction (American)
1010020 | 1 | [5 empty] | Removed from Ground | Gas (Historical Use) | 1000 | Bare Steel | 1986-01-24 | Galvanized Steel | Suction (American)
1010020 | 2 | [5 empty] | Removed from Ground | Gas (Historical Use) | 2000 | Bare Steel | 1986-01-24 | Galvanized Steel | Suction (American)
1010020 | 3 | [5 empty] | Removed from Ground | Gas (Historical Use) | 6000 | Bare Steel | 1981-01-25 | Galvanized Steel | Suction (American)
1010020 | 4A |  | 2004-09-01 | no | 2004-09-01 | no | Temporarily out of use | Gas (Historical Use) | 2500 |  | 2004-09-01 | Fiberglass Reinforced Plastic | Suction (American)
1010020 | 4B |  | 2004-09-01 | no | 2004-09-01 | no | Temporarily out of use | Diesel | 2500 |  | 2004-09-01 | Fiberglass Reinforced Plastic | Suction (American)
1010023 | 1 | [5 empty] | Removed from Ground | Diesel | 14000 | Bare Steel | 1976-04-16 | Bare Steel
1010024 | 1 | [5 empty] | Removed from Ground | Gas (Historical Use) | 1000 | Bare Steel | 1971-04-19 | Unknown | Safe Suction (Euro)
1010024 | 2 | [5 empty] | Removed from Ground | Gas (Historical Use) | 1000 | Bare Steel | 1971-04-19 | Unknown | Safe Suction (Euro)
1010024 | 3A | Flapper Valve | 1999-12-02 | no | 1999-12-02 | no | Removed from Ground |  | 2000 | Galvanic (STIP-3) | 2011-06-01 | Fiberglass Reinforced Plastic | Safe Suction (Euro)
1010024 | 3B | Flapper Valve | 1999-12-02 | no | 1999-12-02 | no | Removed from Ground |  | 2000 | Galvanic (STIP-3) | 2011-06-01 | Fiberglass Reinforced Plastic | Safe Suction (Euro)
1010025 | 1 | Flapper Valve | 1997-02-06 |  | 1997-02-06 |  | Removed from Ground | Gas (Historical Use) | 6000 | Steel-Impressed Current | 1974-04-18 | Steel (Impressed Current) | Safe Suction (Euro)
1010025 | 2 | Flapper Valve | 1997-02-06 |  | 1997-02-06 |  | Removed from Ground | Gas (Historical Use) | 4000 | Steel-Impressed Current | 1974-04-18 | Steel (Impressed Current) | Safe Suction (Euro)
1010025 | 3 | Ball Float | 2014-09-19 | no | 2014-09-19 | no | Currently in Use | Gas (Historical Use) | 4000 | Tank Jacket | 2014-09-19 | Double-Walled Fiberglass | Pressurized
1010025 | 4 | Ball Float | 2014-09-19 | no | 2014-09-19 | no | Currently in Use | Gas (Historical Use) | 4000 | Tank Jacket | 2014-09-19 | Double-Walled Fiberglass | Pressurized
1010025 | 5 | Ball Float | 2014-09-19 | no | 2014-09-19 | no | Currently in Use | Diesel | 4000 | Tank Jacket | 2014-09-19 | Double-Walled Fiberglass | Pressurized
1010025 | 6 | Ball Float | 2014-09-19 | no | 2014-09-19 | no | Currently in Use | Diesel | 12000 | Tank Jacket | 2014-09-19 | Double-Walled Fiberglass | Pressurized
1010026 | 1 | [5 empty] | Removed from Ground | Diesel | 6000 | Bare Steel | 1971-04-20 | Galvanized Steel | Pressurized
1010026 | 2 | [5 empty] | Removed from Ground | Diesel | 6000 | Bare Steel | 1971-04-20 | Galvanized Steel | Pressurized
1010026 | 3 | [5 empty] | Removed from Ground | Gas (Historical Use) | 6000 | Bare Steel | 1971-04-20 | Galvanized Steel | Pressurized
1010026 | 4 | [5 empty] | Removed from Ground | Gas (Historical Use) | 6000 | Bare Steel | 1981-04-17 | Galvanized Steel | Pressurized
1010026 | 5 | [5 empty] | Removed from Ground | Gas (Historical Use) | 2000 | Bare Steel | 1984-04-16 | Galvanized Steel | Pressurized
1010026 | 6 |  | 1998-12-01 |  | 1998-12-01 |  | Currently in Use | Diesel | 10000 | Composite | 1998-12-01 | Double Walled | Pressurized
1010026 | 7A |  | 1998-12-01 |  | 1998-12-01 |  | Currently in Use | Gas (Historical Use) | 6000 | Composite | 1998-12-01 | Double Walled | Pressurized
1010026 | 7B |  | 1998-12-01 | no | 1998-12-01 | no | Currently in Use | Gas (Historical Use) | 6000 | Composite | 1995-12-01 | Double Walled | Pressurized
1010026 | 8 |  | 1998-12-01 |  | 1998-12-01 |  | Currently in Use | Gas (Historical Use) | 12000 | Composite | 1998-12-01 | Double Walled | Pressurized
1010026 | 9A |  | 2005-03-01 | no | 2005-03-01 | no | Currently in Use | Diesel | 6000 | Composite | 2005-03-01 | Not Marked | Pressurized
1010026 | 9B |  | 2005-03-01 | no | 2005-03-01 | no | Currently in Use | Diesel | 6000 | Composite | 2005-03-01 | Not Marked | Pressurized
1010027 | 1 | [5 empty] | Closed in Ground | Gas (Historical Use) | 1000 | Bare Steel | 1978-04-20 | Galvanized Steel | Safe Suction (Euro)
1010027 | 2 | [5 empty] | Closed in Ground | Gas (Historical Use) | 1000 | Bare Steel | 1978-04-20 | Galvanized Steel | Safe Suction (Euro)
1010027 | 3 | [5 empty] | Closed in Ground | Gas (Historical Use) | 500 | Bare Steel | 1971-04-22 | Galvanized Steel | Safe Suction (Euro)
1010027 | 4 | [5 empty] | Removed from Ground | Kerosene | 280 | Bare Steel | 1971-04-22 | Galvanized Steel | Safe Suction (Euro)
1010029 | D1 | [5 empty] | Removed from Ground | Diesel | 6000 | Marked Unknown | 1971-04-25 | Unknown | Suction (American)
1010029 | D2 | [5 empty] | Removed from Ground | Diesel | 8000 | Bare Steel | 1980-04-22 | Unknown | Suction (American)
1010029 | G1 | [5 empty] | Removed from Ground | Gas (Historical Use) | 3000 | Marked Unknown | 1971-04-25 | Unknown | Suction (American)
1010029 | G2 | [5 empty] | Removed from Ground | Gas (Historical Use) | 3000 | Marked Unknown | 1971-04-25 | Unknown | Suction (American)
1010029 | G3 | [5 empty] | Removed from Ground | Gas (Historical Use) | 6000 | Bare Steel | 1981-04-22 | Unknown | Suction (American)
1010030 | 1 | [5 empty] | Removed from Ground | Gas (Historical Use) | 2000 | Bare Steel | 1969-04-26 | Galvanized Steel
1010030 | 2 |  | 1991-10-15 |  | 1991-10-15 |  | Removed from Ground | Other | 2000 | Galvanic (STIP-3) | 1991-10-15 | Cathodically Protected | Safe Suction (Euro)
1010033 | 1 |  |  | yes |  | yes | Removed from Ground | Used Oil | 500 | Steel-Impressed Current | 1968-01-01 | Cathodically Protected | Gravity Fed
1010033 | 2 |  | 1997-04-01 |  | 1997-04-01 |  | Removed from Ground | Kerosene | 1000 | Steel-Impressed Current | 1968-01-01 | Cathodically Protected | Safe Suction (Euro)
1010033 | 3 |  | 1997-04-01 |  | 1997-04-01 |  | Removed from Ground | Gas (Historical Use) | 4000 | Steel-Impressed Current | 1968-01-01 | Cathodically Protected | Pressurized
1010033 | 4 |  | 1997-04-01 |  | 1997-04-01 |  | Removed from Ground | Diesel | 8000 | Steel-Impressed Current | 1968-01-01 | Cathodically Protected | Pressurized
1010033 | 5 |  | 1997-04-01 |  | 1997-04-01 |  | Removed from Ground | Gas (Historical Use) | 10000 | Steel-Impressed Current | 1968-01-01 | Cathodically Protected | Pressurized
1010033 | 6 |  | 1997-04-01 |  | 1997-04-01 |  | Removed from Ground | Gas (Historical Use) | 10000 | Steel-Impressed Current | 1968-01-01 | Cathodically Protected | Pressurized
1010034 | 10433-1 | [5 empty] | Removed from Ground | Other | 1 | Not Marked/Unknown |  | Not Marked
1010034 | 433D1 | [5 empty] | Removed from Ground | Diesel | 540 | Bare Steel | 1981-01-01 | Galvanized Steel | Suction (American)
1010034 | 433G1 | [5 empty] | Removed from Ground | Gas (Historical Use) | 1000 | Bare Steel | 1971-01-01 | Galvanized Steel | Suction (American)
1010035 | 10478-1 | [5 empty] | Removed from Ground | Empty | 0 | Bare Steel | 1986-04-29 | Galvanized Steel
1010036 | 1-REG | [5 empty] | Removed from Ground | Gas (Historical Use) | 2000 | Bare Steel | 1984-03-28 | Galvanized Steel | Suction (American)
1010036 | 2-UNL | [5 empty] | Removed from Ground | Gas (Historical Use) | 2000 | Bare Steel | 1984-03-28 | Galvanized Steel | Suction (American)
1010036 | 3-DF | [5 empty] | Removed from Ground | Gas (Historical Use) | 2000 | Bare Steel | 1984-03-28 | Galvanized Steel | Suction (American)
1010036 | 4A |  | 1999-01-01 |  | 1999-01-01 |  | Currently in Use | Gas (Historical Use) | 6000 | Composite | 1999-01-01 | Fiberglass Reinforced Plastic | Pressurized
1010036 | 4B |  | 1999-01-01 |  | 1999-01-01 |  | Currently in Use | Gas (Historical Use) | 4000 | Composite | 1999-01-01 | Fiberglass Reinforced Plastic | Pressurized
1010036 | 4C |  | 1999-01-01 |  | 1999-01-01 |  | Currently in Use | Diesel | 2000 | Composite | 1999-01-01 | Fiberglass Reinforced Plastic | Pressurized
1010039 | 1 | [5 empty] | Removed from Ground | Gas (Historical Use) | 1000 | Bare Steel | 1960-04-01 | Galvanized Steel
1010039 | 2 | [5 empty] | Removed from Ground | Gas (Historical Use) | 3000 | Bare Steel | 1960-04-01 | Galvanized Steel
1010039 | 3 | [5 empty] | Removed from Ground | Gas (Historical Use) | 3000 | Bare Steel | 1960-04-01 | Galvanized Steel
1010039 | 4 | [5 empty] | Removed from Ground | Gas (Historical Use) | 3000 | Bare Steel | 1960-04-01 | Galvanized Steel
1010040 | 1 | [5 empty] | Removed from Ground | Diesel | 4000 | Bare Steel | 1979-03-28 | Galvanized Steel
1010040 | 2 | [5 empty] | Removed from Ground | Gas (Historical Use) | 4000 | Bare Steel | 1979-03-28 | Galvanized Steel
1010040 | 3 | [5 empty] | Removed from Ground | Gas (Historical Use) | 2000 | Bare Steel | 1959-04-02 | Galvanized Steel
1010040 | 4 | [5 empty] | Removed from Ground | Gas (Historical Use) | 2000 | Bare Steel | 1959-04-02 | Galvanized Steel
1010040 | 5 | [5 empty] | Removed from Ground | Gas (Historical Use) | 1000 | Bare Steel | 1935-04-08 | Galvanized Steel
1010040 | 6 | [5 empty] | Removed from Ground | Gas (Historical Use) | 565 | Bare Steel | 1935-04-08 | Galvanized Steel
1010044 | 1 | [5 empty] | Removed from Ground | Gas (Historical Use) | 5000 | Marked Unknown | 1966-04-28 | Unknown
1010045 | 1 | [5 empty] | Removed from Ground | Other | 11000 | Bare Steel | 1946-05-09 | Bare Steel
1010045 | 2 | [5 empty] | Removed from Ground | Other | 25000 | Bare Steel | 1951-05-08 | Bare Steel
1010046 | 1 | [5 empty] | Removed from Ground | Diesel | 4000 | Bare Steel | 1971-04-12 | Galvanized Steel
1010046 | 2 | [5 empty] | Removed from Ground | Diesel | 3000 | Bare Steel | 1971-04-12 | Galvanized Steel
1010046 | 3 | [5 empty] | Removed from Ground | Diesel | 1000 | Bare Steel | 1971-04-12 | Galvanized Steel
1010047 | 1 | [5 empty] | Removed from Ground | Diesel | 2000 | Bare Steel | 1981-04-24 | Galvanized Steel
1010047 | 2 | [5 empty] | Removed from Ground | Gas (Historical Use) | 4000 | Bare Steel | 1966-04-28 | Galvanized Steel
1010047 | 3 | [5 empty] | Removed from Ground | Gas (Historical Use) | 4000 | Bare Steel | 1966-04-28 | Galvanized Steel
1010047 | 4 | [5 empty] | Removed from Ground | Gas (Historical Use) | 4000 | Bare Steel | 1966-04-28 | Galvanized Steel
1010048 | 1 | [5 empty] | Removed from Ground | Diesel | 5000 | Not Marked/Unknown | 1995-03-23 | Unknown
1010050 | N1 | [5 empty] | Removed from Ground | Empty | 3000 | Bare Steel | 1966-05-04 | Galvanized Steel
1010050 | P1 | [5 empty] | Removed from Ground | Empty | 1034 | Bare Steel | 1971-05-03 | Galvanized Steel
1010050 | R1 | [5 empty] | Removed from Ground | Empty | 4000 | Bare Steel | 1966-05-04 | Galvanized Steel
1010051 | 1 | [5 empty] | Removed from Ground | Empty | 1000 | Bare Steel | 1974-05-03 | Galvanized Steel | Safe Suction (Euro)
1010052 | 1A |  | 1998-09-01 |  | 1998-09-01 |  | Currently in Use | Gas (Historical Use) | 10000 | Steel-Impressed Current | 1980-05-01 | Aboveground | Pressurized
1010052 | 1B |  | 1998-09-01 |  | 1998-09-01 |  | Currently in Use | Gas (Historical Use) | 10000 | Steel-Impressed Current | 1980-05-01 | Aboveground | Pressurized
1010052 | 2 |  | 2000-12-05 |  | 2000-12-05 |  | Currently in Use | Gas (Historical Use) | 16000 | Steel-Impressed Current | 1980-05-01 | Aboveground | Pressurized
1010052 | 3 |  | 2000-12-05 |  | 2000-12-05 |  | Currently in Use | Diesel | 14000 | Steel-Impressed Current | 1980-05-01 | Aboveground | Pressurized
1010052 | 4 |  | 2000-12-05 |  | 2000-12-05 |  | Currently in Use | Diesel | 10000 | Steel-Impressed Current | 1980-05-01 | Aboveground | Pressurized
1010055 | 1 |  | 1989-03-01 |  | 1989-03-01 |  | Currently in Use | Gas (Historical Use) | 6000 | Tank Jacket | 1985-05-07 | Secondary Containment | Suction (American)
1010055 | 2 |  | 1989-03-01 |  | 1989-03-01 |  | Currently in Use | Gas (Historical Use) | 6000 | Tank Jacket | 1985-05-07 | Secondary Containment | Suction (American)
1010055 | 3 | [5 empty] | Removed from Ground | Gas (Historical Use) | 500 | Bare Steel | 1974-05-10 | Galvanized Steel
1010055 | 4 | [5 empty] | Removed from Ground | Gas (Historical Use) | 1000 | Bare Steel | 1974-05-10 | Galvanized Steel
1010056 | 1 | [5 empty] | Removed from Ground | Gas (Historical Use) | 5000 | Cathodically Protected Steel | 1985-05-07 | Galvanized Steel
1010056 | 2 | [5 empty] | Removed from Ground | Gas (Historical Use) | 5000 | Cathodically Protected Steel | 1985-05-07 | Galvanized Steel | Pressurized
1010056 | 3 | [5 empty] | Removed from Ground | Gas (Historical Use) | 5000 | Cathodically Protected Steel | 1985-05-07 | Galvanized Steel | Pressurized
1010057 | 1 | [5 empty] | Removed from Ground | Diesel | 500 | Bare Steel | 1956-05-13 | Galvanized Steel
1010057 | 2 | [5 empty] | Removed from Ground | Diesel | 2000 | Bare Steel | 1961-05-12 | Galvanized Steel
1010059 | T1 |  | 1998-12-03 |  | 1991-10-01 |  | Currently in Use | Diesel | 12000 | Steel-Impressed Current | 1972-05-11 | Cathodically Protected
1010059 | T2 |  | 1998-12-03 |  | 1991-10-01 |  | Currently in Use | Diesel | 12000 | Steel-Impressed Current | 1972-05-11 | Cathodically Protected
1010059 | T3 |  | 1998-12-03 |  | 1991-10-01 |  | Temporarily out of use | New Oil | 5000 | Steel-Impressed Current | 1972-05-11 | Cathodically Protected
1010059 | T4 |  | 1998-12-03 |  | 1991-10-01 |  | Currently in Use | Gas (Historical Use) | 12000 | Steel-Impressed Current | 1972-05-11 | Cathodically Protected
1010059 | T5 |  | 1998-12-03 |  | 1991-10-01 |  | Currently in Use | Diesel | 12000 | Steel-Impressed Current | 1972-05-11 | Cathodically Protected
1010059 | T7A | [5 empty] | Removed from Ground | Other | 8000 | Bare Steel | 1966-05-13 | Galvanized Steel
1010059 | T7B | [5 empty] | Removed from Ground | Other | 2000 | Bare Steel | 1982-05-09 | Galvanized Steel
1010060 | 1 | [5 empty] | Removed from Ground | Diesel | 10000 | Bare Steel | 1978-01-01 | Galvanized Steel | Safe Suction (Euro)
1010060 | 2 | [5 empty] | Removed from Ground | Empty | 10000 | Bare Steel | 1978-01-01 | Galvanized Steel | Safe Suction (Euro)
1010060 | T2 | [5 empty] | Closed in Ground | Gas (Historical Use) | 1000 | Bare Steel | 1986-05-08 | Galvanized Steel | Safe Suction (Euro)
1010061 | T1 | [5 empty] | Removed from Ground | Gas (Historical Use) | 560 | Bare Steel | 1980-05-09 | Galvanized Steel
1010062 | T1 | [5 empty] | Removed from Ground | Gas (Historical Use) | 1000 | Bare Steel | 1976-05-10 | Galvanized Steel
1010062 | T2 | [5 empty] | Removed from Ground | Gas (Historical Use) | 1000 | Bare Steel | 1976-05-10 | Galvanized Steel
1010063 | T1 | [5 empty] | Removed from Ground | Gas (Historical Use) | 560 | Bare Steel | 1979-05-10 | Galvanized Steel | Suction (American)
1010064 | T2 | [5 empty] | Removed from Ground | Gas (Historical Use) | 500 | Bare Steel | 1968-01-01 | Galvanized Steel | Safe Suction (Euro)
1010065 | T3 | [5 empty] | Removed from Ground | Gas (Historical Use) | 1000 | Bare Steel | 1982-05-09 | Galvanized Steel
1010067 | 1 | [5 empty] | Removed from Ground | Gas (Historical Use) | 4000 | Bare Steel | 1974-05-11 | Galvanized Steel
1010067 | 2 | [5 empty] | Removed from Ground | Gas (Historical Use) | 2000 | Bare Steel | 1971-05-12 | Galvanized Steel
1010067 | 3 | [5 empty] | Removed from Ground | Gas (Historical Use) | 1500 | Bare Steel | 1971-05-12 | Galvanized Steel
1010067 | 4 | [5 empty] | Removed from Ground | Gas (Historical Use) | 1000 | Bare Steel | 1971-05-12 | Galvanized Steel
1010068 | 1 | [5 empty] | Removed from Ground | Gas (Historical Use) | 3000 | Bare Steel | 1978-05-10 | Galvanized Steel
1010068 | 2 | [5 empty] | Removed from Ground | Gas (Historical Use) | 3000 | Bare Steel | 1978-05-10 | Galvanized Steel
1010072 | 1 | [5 empty] | Removed from Ground | Gas (Historical Use) | 5000 | Bare Steel | 1976-05-07 | Galvanized Steel | Suction (American)
1010072 | 2 | [5 empty] | Removed from Ground | Gas (Historical Use) | 5000 | Bare Steel | 1976-05-07 | Galvanized Steel | Suction (American)
1010072 | 3 | [5 empty] | Removed from Ground | Gas (Historical Use) | 5000 | Bare Steel | 1976-05-07 | Galvanized Steel | Suction (American)
1010072 | 4 | [5 empty] | Removed from Ground | Diesel | 10000 | Bare Steel | 1976-05-07 | Galvanized Steel | Suction (American)
1010073 | 1 |  | 1988-01-01 |  | 1988-01-01 |  | Currently in Use | Gas (Historical Use) | 8000 | Steel-Impressed Current | 1985-05-08 | Steel (Impressed Current) | Suction (American)
1010073 | 2 |  | 1988-01-01 |  | 1988-01-01 |  | Currently in Use | Gas (Historical Use) | 6000 | Steel-Impressed Current | 1985-05-08 | Steel (Impressed Current) | Suction (American)
1010073 | 3 |  | 1988-01-01 |  | 1988-01-01 |  | Currently in Use | Gas (Historical Use) | 6000 | Steel-Impressed Current | 1985-05-08 | Steel (Impressed Current) | Suction (American)
1010074 | 1 | Flapper Valve | 1986-01-01 |  | 1986-01-01 |  | Currently in Use | Gas (Historical Use) | 8000 | Fiberglass | 1986-05-08 | Fiberglass Reinforced Plastic | Safe Suction (Euro)
1010074 | 2 | Flapper Valve | 1986-01-01 |  | 1986-01-01 |  | Temporarily out of use | Gas (Historical Use) | 6000 | Fiberglass | 1986-05-08 | Fiberglass Reinforced Plastic | Safe Suction (Euro)
1010074 | 3 | Flapper Valve | 1986-01-01 |  | 1986-01-01 |  | Temporarily out of use | Gas (Historical Use) | 6000 | Fiberglass | 1986-05-08 | Fiberglass Reinforced Plastic | Safe Suction (Euro)
1010075 | T1 |  | 1994-12-21 |  | 1994-12-21 |  | Removed from Ground | Gas (Historical Use) | 10000 | Bare Steel | 1981-06-01 | Galvanized Steel | Safe Suction (Euro)
1010075 | T2 |  | 1994-12-21 |  | 1994-12-21 |  | Removed from Ground | Gas (Historical Use) | 10000 | Bare Steel | 1981-06-01 | Galvanized Steel | Safe Suction (Euro)
1010075 | T3 |  | 1994-12-21 |  | 1994-12-21 |  | Removed from Ground | Gas (Historical Use) | 10000 | Bare Steel | 1981-06-01 | Galvanized Steel | Safe Suction (Euro)
1010075 | T4 | Flapper Valve | 1998-12-05 | no | 1998-12-05 | no | Currently in Use | E-10 | 8000 | Galvanic (STIP-3) | 1998-12-01 |  | Pressurized
1010075 | T5 | Flapper Valve | 1998-12-05 | no | 1998-12-05 | no | Currently in Use | Premium | 10000 | Fiberglass | 1998-12-01 | Fiberglass Reinforced Plastic | Pressurized
1010076 | T1 | Flapper Valve | 1991-02-01 |  | 1991-02-01 |  | Currently in Use | Gas (Historical Use) | 6000 | Steel-Impressed Current | 1982-05-08 | Cathodically Protected | Pressurized
1010076 | T2 | Flapper Valve | 1991-02-01 |  | 1991-02-01 |  | Currently in Use | Gas (Historical Use) | 8000 | Steel-Impressed Current | 1982-05-08 | Cathodically Protected | Pressurized
1010076 | T3 | Flapper Valve | 1991-02-01 |  | 1991-02-01 |  | Currently in Use | Gas (Historical Use) | 6000 | Steel-Impressed Current | 1982-05-08 | Cathodically Protected | Pressurized
1010077 | 1 |  | 1997-10-17 |  | 1997-10-17 |  | Currently in Use | Gas (Historical Use) | 10000 | Steel-Impressed Current | 1978-05-09 | Fiberglass Reinforced Plastic | Pressurized
1010077 | 2 |  | 1997-10-17 |  | 1997-10-17 |  | Currently in Use | Gas (Historical Use) | 10000 | Steel-Impressed Current | 1978-05-09 | Cathodically Protected | Pressurized
1010077 | 3 |  | 1997-10-17 |  | 1997-10-17 |  | Currently in Use | Gas (Historical Use) | 6000 | Steel-Impressed Current | 1978-05-09 | Cathodically Protected | Pressurized
1010080 | 1 | [5 empty] | Closed in Ground | Other | 550 | Not Marked/Unknown | 1990-04-01 | Not Marked
1010080 | 2 | [5 empty] | Closed in Ground | Other | 1000 | Not Marked/Unknown | 1990-04-01 | Not Marked
1010082 | 1 | [5 empty] | Removed from Ground | Diesel | 3000 | Bare Steel | 1976-05-10 | Galvanized Steel | Suction (American)
1010083 | 1 | [5 empty] | Removed from Ground | Empty | 3000 | Bare Steel | 1971-05-12 | Galvanized Steel
1010083 | 2 | [5 empty] | Removed from Ground | Empty | 1000 | Bare Steel | 1971-05-12 | Galvanized Steel
1010083 | 3 | [5 empty] | Removed from Ground | Empty | 550 | Bare Steel | 1976-05-10 | Galvanized Steel
1010083 | 4 |  |  | yes |  | yes | Removed from Ground | Empty | 550 | Bare Steel | 1961-05-14 | Galvanized Steel
1010083 | 5 | [5 empty] | Closed in Ground | Empty | 280 | Bare Steel | 1966-05-13 | Galvanized Steel
1010083 | 6UR |  | 1990-02-27 |  | 1990-02-27 |  | Currently in Use | Gas (Historical Use) | 1000 | Galvanic (STIP-3) | 1990-02-27 | Fiberglass Reinforced Plastic | Suction (American)
1010083 | 7DIES |  | 1990-02-27 |  | 1990-02-27 |  | Currently in Use | Diesel | 1000 | Galvanic (STIP-3) | 1990-02-27 | Fiberglass Reinforced Plastic | Suction (American)
1010083 | 8-UMG |  | 1990-02-27 |  | 1990-02-27 |  | Currently in Use | Gas (Historical Use) | 1000 | Galvanic (STIP-3) | 1990-02-27 | Fiberglass Reinforced Plastic | Suction (American)
1010083 | 9UP |  | 1990-02-27 |  | 1990-02-27 |  | Currently in Use | Gas (Historical Use) | 1000 | Galvanic (STIP-3) | 1990-02-27 | Fiberglass Reinforced Plastic | Suction (American)
1010084 | 1 | [5 empty] | Removed from Ground | Empty | 1000 | Bare Steel | 1976-05-10 | Galvanized Steel
1010084 | 2 | [5 empty] | Removed from Ground | Empty | 1000 | Bare Steel | 1976-05-10 | Galvanized Steel
1010085 | 1 | [5 empty] | Removed from Ground | Gas (Historical Use) | 1000 | Bare Steel | 1980-05-09 | Galvanized Steel
1010085 | 2 | [5 empty] | Removed from Ground | Gas (Historical Use) | 1000 | Bare Steel | 1980-05-09 | Galvanized Steel
1010085 | 3 | [5 empty] | Removed from Ground | Diesel | 1000 | Bare Steel | 1980-05-09 | Galvanized Steel
1010086 | 1 | [5 empty] | Removed from Ground | Gas (Historical Use) | 2000 | Bare Steel | 1980-05-09 | Galvanized Steel
1010086 | 2 | [5 empty] | Removed from Ground | Gas (Historical Use) | 3000 | Bare Steel | 1970-05-12 | Galvanized Steel
1010087 | 1 | [5 empty] | Removed from Ground | Empty | 0 | Bare Steel | 1986-05-08 | Galvanized Steel
1010087 | 2 | [5 empty] | Removed from Ground | Empty | 0 | Bare Steel | 1986-05-08 | Galvanized Steel
1010088 | 1 | [5 empty] | Removed from Ground | Empty | 550 | Bare Steel | 1986-05-08 | Galvanized Steel
1010088 | 2 | [5 empty] | Removed from Ground | Empty | 550 | Bare Steel | 1986-05-08 | Galvanized Steel
1010088 | 3 | [5 empty] | Removed from Ground | Empty | 550 | Bare Steel | 1986-05-08 | Galvanized Steel
1010089 | 1 | [5 empty] | Removed from Ground | Diesel | 1000 | Cathodically Protected Steel | 1974-01-01 | Copper | Suction (American)
1010090 | 1 | [5 empty] | Removed from Ground | Other | 1000 | Bare Steel | 1973-01-01 | Copper | Suction (American)
1010091 | 1 |  | 1998-05-01 | no | 1998-05-01 | no | Removed from Ground | Gas (Historical Use) | 8000 | Composite | 1986-01-01 | Fiberglass Reinforced Plastic | Pressurized
1010091 | 2 |  | 1998-05-01 | no | 1998-05-01 | no | Removed from Ground | Gas (Historical Use) | 6000 | Composite | 1986-01-01 | Fiberglass Reinforced Plastic | Pressurized
1010091 | 3 |  | 1998-05-01 | no | 1998-05-01 | no | Removed from Ground | Gas (Historical Use) | 6000 | Composite | 1986-01-01 | Fiberglass Reinforced Plastic | Pressurized
1010093 | 1 | [5 empty] | Removed from Ground | Diesel | 12000 | Bare Steel | 1982-05-09 | Galvanized Steel
1010100 | 1 | [5 empty] | Removed from Ground | Empty | 5000 | Bare Steel | 1971-05-20 | Galvanized Steel
1010100 | 2 | [5 empty] | Removed from Ground | Empty | 4000 | Bare Steel | 1971-05-20 | Galvanized Steel
1010100 | 3 | [5 empty] | Removed from Ground | Empty | 4000 | Bare Steel | 1976-05-18 | Galvanized Steel
1020005 | 1 | [5 empty] | Removed from Ground | Gas (Historical Use) | 11750 | Bare Steel | 1937-02-19 | Unknown
1020005 | 2 | [5 empty] | Removed from Ground | Gas (Historical Use) | 3000 | Bare Steel | 1951-02-16 | Unknown
1020005 | 3 | [5 empty] | Removed from Ground | Gas (Historical Use) | 2500 | Bare Steel | 1961-02-13 | Unknown
1020006 | 1 | [5 empty] | Removed from Ground | Gas (Historical Use) | 3000 | Bare Steel | 1971-03-10 | Unknown
1020006 | 2 | [5 empty] | Removed from Ground | Gas (Historical Use) | 10000 | Cathodically Protected Steel | 1990-01-01 | Fiberglass Reinforced Plastic
1020007 | 1 | [5 empty] | Removed from Ground | Gas (Historical Use) | 1000 | Bare Steel | 1986-01-22 | Bare Steel
1020008 | 1 | [5 empty] | Removed from Ground | Gas (Historical Use) | 1000 | Bare Steel | 1993-01-13 | Galvanized Steel
1020009 | 1 | [5 empty] | Removed from Ground | Gas (Historical Use) | 500 | Bare Steel | 1993-01-14 | Galvanized Steel
1020009 | 2 | [5 empty] | Removed from Ground | Gas (Historical Use) | 1000 | Bare Steel | 1993-01-14 | Galvanized Steel
1020012 | 1 | [5 empty] | Removed from Ground | Gas (Historical Use) | 500 | Bare Steel | 1966-03-15 | Unknown
1020013 | 1 | [5 empty] | Permanently Out of Use - historical purposes | Gas (Historical Use) | 2500 | Marked Unknown | 1972-03-14 | Unknown
1020013 | 2 | [5 empty] | Permanently Out of Use - historical purposes | Gas (Historical Use) | 2500 | Marked Unknown | 1972-03-14 | Unknown
1020013 | 3 | [5 empty] | Permanently Out of Use - historical purposes | Gas (Historical Use) | 2500 | Marked Unknown | 1972-03-14 | Unknown
1020014 | 1 | [5 empty] | Removed from Ground | Diesel | 10000 | Bare Steel | 1983-03-08 | Galvanized Steel
1020015 | 1 | [5 empty] | Removed from Ground | Gas (Historical Use) | 4000 | Bare Steel | 1971-01-01 | Galvanized Steel
1020015 | 2 | [5 empty] | Removed from Ground | Gas (Historical Use) | 4000 | Bare Steel | 1971-01-01 | Galvanized Steel
1020015 | 3 | [5 empty] | Removed from Ground | Gas (Historical Use) | 4000 | Bare Steel | 1971-01-01 | Galvanized Steel
1020015 | 4 | [5 empty] | Removed from Ground | Gas (Historical Use) | 6000 | Bare Steel | 1961-04-22 | Galvanized Steel
1020015 | 5 |  |  | yes |  | yes | Permanently Out of Use - historical purposes | Used Oil | 500 | Not Marked/Unknown |  | Not Marked
1020016 | 1 | [5 empty] | Removed from Ground | Used Oil | 6000 | Bare Steel | 1966-01-01 | Galvanized Steel
1020016 | 10 |  | 1988-01-01 |  | 1988-01-01 |  | Currently in Use | Gas (Historical Use) | 10000 | Composite | 1988-01-01 | Fiberglass Reinforced Plastic | Pressurized
1020016 | 11 |  | 1988-01-01 |  | 1988-01-01 |  | Currently in Use | Diesel | 5000 | Composite | 1988-01-01 | Fiberglass Reinforced Plastic | Pressurized
1020016 | 12 | [5 empty] | Removed from Ground | Gas (Historical Use) | 3000 | Bare Steel | 1984-01-01 | Galvanized Steel
1020016 | 2 | [5 empty] | Removed from Ground | Diesel | 6000 | Bare Steel | 1966-01-01 | Galvanized Steel
1020016 | 3 | [5 empty] | Removed from Ground | Gas (Historical Use) | 6000 | Bare Steel | 1966-01-01 | Galvanized Steel
1020016 | 4 | [5 empty] | Removed from Ground | Gas (Historical Use) | 10000 | Bare Steel | 1966-01-01 | Galvanized Steel
1020016 | 5 | [5 empty] | Removed from Ground | Gas (Historical Use) | 3000 | Bare Steel | 1982-01-01 | Galvanized Steel
1020016 | 6 | [5 empty] | Removed from Ground | Diesel | 550 | Bare Steel | 1966-04-26 | Galvanized Steel
1020016 | 7 |  |  | yes |  | yes | Closed in Ground | Used Oil | 550 | Bare Steel | 1966-04-26 | Galvanized Steel | Gravity Fed
1020016 | 8 |  | 1988-01-01 | no | 1988-01-01 | no | Currently in Use | Gas (Historical Use) | 10000 | Composite | 1987-01-01 | Fiberglass Reinforced Plastic | Pressurized
1020016 | 9 |  | 1988-01-01 |  | 1988-01-01 |  | Currently in Use | Gas (Historical Use) | 10000 | Composite | 1987-01-01 | Fiberglass Reinforced Plastic | Pressurized
1020017 | 1 | Flapper Valve | 1995-10-26 |  | 1995-10-26 |  | Currently in Use | Gas (Historical Use) | 3000 | Galvanic (STIP-3) | 1987-09-01 | Fiberglass Reinforced Plastic | Pressurized
1020017 | 2 | Flapper Valve | 1995-10-26 |  | 1995-10-26 |  | Currently in Use | Gas (Historical Use) | 3000 | Galvanic (STIP-3) | 1987-09-01 | Fiberglass Reinforced Plastic | Pressurized
1020017 | 3 | Flapper Valve | 1995-10-26 |  | 1995-10-26 |  | Currently in Use | Gas (Historical Use) | 3000 | Galvanic (STIP-3) | 1987-09-01 | Fiberglass Reinforced Plastic | Pressurized
1020017 | 4 | Flapper Valve | 1995-10-26 |  | 1995-10-26 |  | Currently in Use | Diesel | 6000 | Composite | 1995-10-26 | Fiberglass Reinforced Plastic | Pressurized
1020018 | 1 | [5 empty] | Removed from Ground | Gas (Historical Use) | 10000 | Bare Steel | 1968-04-27 | Fiberglass Reinforced Plastic
1020018 | 2 | [5 empty] | Removed from Ground | Gas (Historical Use) | 10000 | Bare Steel | 1968-04-27 | Fiberglass Reinforced Plastic
1020018 | 3 | [5 empty] | Removed from Ground | Gas (Historical Use) | 5000 | Bare Steel | 1968-04-27 | Fiberglass Reinforced Plastic
1020018 | 4 |  |  | yes |  | yes | Removed from Ground | Used Oil | 550 | Bare Steel | 1968-04-27 | Galvanized Steel
1020019 | 1 | [5 empty] | Removed from Ground | Gas (Historical Use) | 10000 | Cathodically Protected Steel | 1965-04-28 | Fiberglass Reinforced Plastic
1020019 | 2 | [5 empty] | Removed from Ground | Gas (Historical Use) | 8000 | Cathodically Protected Steel | 1965-04-28 | Fiberglass Reinforced Plastic
1020019 | 3 | [5 empty] | Removed from Ground | Gas (Historical Use) | 5000 | Cathodically Protected Steel | 1965-04-28 | Fiberglass Reinforced Plastic
1020019 | 4 |  |  | yes |  | yes | Removed from Ground | Used Oil | 550 | Cathodically Protected Steel | 1965-04-28 | Galvanized Steel
1020020 | 1 | [5 empty] | Removed from Ground | Gas (Historical Use) | 5000 | Cathodically Protected Steel | 1966-04-28 | Galvanized Steel
1020020 | 2 | [5 empty] | Removed from Ground | Gas (Historical Use) | 10000 | Cathodically Protected Steel | 1966-04-28 | Galvanized Steel
1020020 | 3 | [5 empty] | Removed from Ground | Gas (Historical Use) | 10000 | Cathodically Protected Steel | 1966-04-28 | Galvanized Steel
1020020 | 4 | [5 empty] | Removed from Ground | Diesel | 10000 | Fiberglass | 1981-04-24 | Fiberglass Reinforced Plastic
1020020 | 5 |  |  | yes |  | yes | Removed from Ground | Used Oil | 550 | Cathodically Protected Steel | 1966-04-28 | Galvanized Steel
1020021 | 1 | [5 empty] | Removed from Ground | Gas (Historical Use) | 2000 | Bare Steel | 1966-04-27 | Galvanized Steel
1020021 | 2 | [5 empty] | Removed from Ground | Gas (Historical Use) | 560 | Bare Steel | 1986-04-27 | Galvanized Steel
1020021 | 3 | [5 empty] | Removed from Ground | Diesel | 550 | Bare Steel | 1961-04-28 | Galvanized Steel
1020021 | 4 |  | 1990-01-01 |  | 1990-01-01 |  | Removed from Ground | Gas (Historical Use) | 2000 | Galvanic (STIP-3) | 1990-01-01 | Cathodically Protected
1020021 | 5 |  | 1990-01-01 |  | 1990-01-01 |  | Removed from Ground | Diesel | 1000 | Galvanic (STIP-3) | 1990-01-01 | Cathodically Protected
1020022 | 304D1 | [5 empty] | Removed from Ground | Diesel | 1000 | Bare Steel | 1984-04-29 | Galvanized Steel | Suction (American)
1020022 | 304G1 | [5 empty] | Removed from Ground | Gas (Historical Use) | 2000 | Bare Steel | 1981-04-30 | Galvanized Steel | Suction (American)
1020024 | 1 | [5 empty] | Removed from Ground | Gas (Historical Use) | 6000 | Cathodically Protected Steel | 1968-05-10 | Galvanized Steel
1020024 | 2 | [5 empty] | Removed from Ground | Gas (Historical Use) | 6000 | Cathodically Protected Steel | 1968-05-10 | Galvanized Steel
1020024 | 3 | [5 empty] | Removed from Ground | Gas (Historical Use) | 8000 | Cathodically Protected Steel | 1988-04-01 | Galvanized Steel
1020024 | 4 |  |  | yes |  | yes | Removed from Ground | Used Oil | 500 | Cathodically Protected Steel | 1968-05-10 | Galvanized Steel
1020024 | 5 | Flapper Valve | 1988-05-01 |  | 1988-05-01 |  | Currently in Use | Gas (Historical Use) | 8000 | Galvanic (STIP-3) | 1988-05-15 | Fiberglass Reinforced Plastic | Pressurized
1020024 | 6 | Flapper Valve | 1988-05-01 |  | 1988-05-01 |  | Currently in Use | Gas (Historical Use) | 8000 | Galvanic (STIP-3) | 1988-05-15 | Fiberglass Reinforced Plastic | Pressurized
1020024 | 7 | Flapper Valve | 1988-05-01 |  | 1988-05-01 |  | Currently in Use | Diesel | 8000 | Galvanic (STIP-3) | 1988-05-15 | Fiberglass Reinforced Plastic | Pressurized
1020025 | 1 | [5 empty] | Currently in Use | Gas (Historical Use) | 2000 | Bare Steel | 1970-05-03 | Galvanized Steel
1020026 | 1 | [5 empty] | Removed from Ground | Gas (Historical Use) | 1000 | Bare Steel | 1968-05-03 | Galvanized Steel
1020026 | 2 | [5 empty] | Removed from Ground | Gas (Historical Use) | 1000 | Bare Steel | 1968-05-03 | Galvanized Steel
1020026 | 3 | [5 empty] | Currently in Use | Gas (Historical Use) | 500 | Bare Steel | 1968-05-03 | Galvanized Steel
1020027 | 1 | [5 empty] | Removed from Ground | Diesel | 1990 | Bare Steel | 1972-05-02 | Galvanized Steel
1020027 | 2 | [5 empty] | Removed from Ground | Gas (Historical Use) | 1990 | Bare Steel | 1972-05-02 | Galvanized Steel
1020028 | 1 | [5 empty] | Removed from Ground | Gas (Historical Use) | 6000 | Bare Steel | 1968-05-04 | Galvanized Steel
1020028 | 2 | [5 empty] | Removed from Ground | Gas (Historical Use) | 6000 | Bare Steel | 1968-05-04 | Galvanized Steel
1020028 | 3 | [5 empty] | Removed from Ground | Gas (Historical Use) | 6000 | Bare Steel | 1968-05-04 | Galvanized Steel
1020028 | 4 | [5 empty] | Removed from Ground | Gas (Historical Use) | 6000 | Bare Steel | 1968-05-04 | Galvanized Steel
1020028 | 5 | Flapper Valve | 1991-07-20 |  | 1991-07-20 |  | Currently in Use | Gas (Historical Use) | 10000 | Galvanic (STIP-3) | 1987-01-01 | Fiberglass Reinforced Plastic | Pressurized
1020028 | 6 | Flapper Valve | 1991-07-20 |  | 1991-07-20 |  | Currently in Use | Gas (Historical Use) | 10000 | Galvanic (STIP-3) | 1987-01-01 | Fiberglass Reinforced Plastic | Pressurized
1020028 | 7 | Flapper Valve | 1991-07-20 |  | 1991-07-20 |  | Currently in Use | Gas (Historical Use) | 10000 | Galvanic (STIP-3) | 1987-01-01 | Fiberglass Reinforced Plastic | Pressurized
1020031 | 1 | Ball Float | 1995-02-23 |  | 1995-02-23 |  | Currently in Use | Gas (Historical Use) | 6000 | Steel-Impressed Current | 1982-05-09 | Fiberglass Reinforced Plastic | Pressurized
1020031 | 2 | Ball Float | 1995-02-23 |  | 1995-02-23 |  | Currently in Use | Gas (Historical Use) | 10000 | Steel-Impressed Current | 1982-05-09 | Fiberglass Reinforced Plastic | Pressurized
1020031 | 3 | Ball Float | 1995-02-23 |  | 1995-02-23 |  | Currently in Use | Gas (Historical Use) | 6000 | Steel-Impressed Current | 1982-05-09 | Fiberglass Reinforced Plastic | Pressurized
1020031 | 4 | Ball Float | 1995-02-23 |  | 1995-02-23 |  | Currently in Use | Gas (Historical Use) | 6000 | Steel-Impressed Current | 1982-05-09 | Fiberglass Reinforced Plastic | Pressurized
1020032 | 1 | Ball Float | 1998-11-01 |  | 1998-11-01 | yes | Currently in Use | Gas (Historical Use) | 10000 | Steel-Impressed Current | 1983-05-09 | Cathodically Protected | Pressurized
1020032 | 2 | Ball Float | 1998-11-01 |  | 1998-11-01 | yes | Currently in Use | Gas (Historical Use) | 8000 | Steel-Impressed Current | 1983-05-09 | Cathodically Protected | Pressurized
1020032 | 3 | Ball Float | 1998-11-01 |  | 1998-11-01 | yes | Currently in Use | Gas (Historical Use) | 8000 | Steel-Impressed Current | 1983-05-09 | Cathodically Protected | Pressurized
1020032 | 4 | Ball Float | 1998-11-01 |  | 1998-11-01 | yes | Currently in Use | Diesel | 8000 | Steel-Impressed Current | 1983-05-09 | Cathodically Protected | Pressurized
1020036 | 1 | [5 empty] | Removed from Ground | Hazardous Substance | 2000 | Bare Steel | 1970-05-12 | Bare Steel
1020036 | 2 | [5 empty] | Removed from Ground | Gas (Historical Use) | 1200 | Bare Steel | 1968-01-01 | Bare Steel
1020037 | 1 | [5 empty] | Removed from Ground | Gas (Historical Use) | 500 | Bare Steel | 1986-05-06 | Unknown
1020039 | 1 | [5 empty] | Removed from Ground | Gas (Historical Use) | 1000 | Bare Steel | 1970-05-09 | Galvanized Steel
1020039 | 2 | [5 empty] | Removed from Ground | Gas (Historical Use) | 1000 | Bare Steel | 1970-05-09 | Galvanized Steel
1020040 | 1 | [5 empty] | Removed from Ground | Gas (Historical Use) | 6000 | Bare Steel | 1971-05-09 | Galvanized Steel
1020040 | 2 | [5 empty] | Removed from Ground | Gas (Historical Use) | 6000 | Bare Steel | 1971-05-09 | Galvanized Steel
1020040 | 3 | [5 empty] | Removed from Ground | Gas (Historical Use) | 6000 | Bare Steel | 1971-05-09 | Galvanized Steel
1020040 | 4 | [5 empty] | Removed from Ground | Gas (Historical Use) | 6000 | Bare Steel | 1971-05-09 | Galvanized Steel
1020041 | 1 | [5 empty] | Removed from Ground | Gas (Historical Use) | 10000 | Not Marked/Unknown | 1994-03-23 | Not Marked
1020041 | 2 | [5 empty] | Removed from Ground | Gas (Historical Use) | 10000 | Not Marked/Unknown | 1994-03-23 | Not Marked
1020041 | 3 | [5 empty] | Removed from Ground | Gas (Historical Use) | 10000 | Not Marked/Unknown | 1994-03-23 | Not Marked
1020041 | CENTER | [5 empty] | Removed from Ground | Gas (Historical Use) | 4000 | Marked Unknown | 1978-05-09 | Unknown
1020041 | NORTH | [5 empty] | Removed from Ground | Gas (Historical Use) | 4000 | Marked Unknown | 1978-05-09 | Unknown
1020041 | SOUTH | [5 empty] | Removed from Ground | Empty | 4000 | Marked Unknown | 1978-05-09 | Unknown
1020043 | 1 | [5 empty] | Removed from Ground | Gas (Historical Use) | 3000 | Bare Steel | 1971-05-12 | Bare Steel | Safe Suction (Euro)
1020043 | 2 | [5 empty] | Removed from Ground | Gas (Historical Use) | 3000 | Bare Steel | 1971-05-12 | Bare Steel | Safe Suction (Euro)
1020044 | 1 |  | 1998-05-27 |  | 1998-05-27 |  | Currently in Use | Gas (Historical Use) | 10000 | Galvanic (STIP-3) | 1987-11-01 | Fiberglass Reinforced Plastic | Pressurized
1020044 | 2 |  | 1998-05-27 |  | 1998-05-27 |  | Currently in Use | Gas (Historical Use) | 10000 | Galvanic (STIP-3) | 1987-11-01 | Fiberglass Reinforced Plastic | Pressurized
1020044 | 3 |  | 1998-05-27 |  | 1998-05-27 |  | Currently in Use | Gas (Historical Use) | 10000 | Galvanic (STIP-3) | 1987-11-01 | Fiberglass Reinforced Plastic | Pressurized
1020044 | 4 | [5 empty] | Removed from Ground | Gas (Historical Use) | 10000 | Bare Steel | 1981-05-08 | Galvanized Steel
1020046 | 1 |  | 1998-12-01 |  | 1998-12-01 |  | Removed from Ground | Gas (Historical Use) | 10000 | Steel-Impressed Current | 1979-05-09 | Cathodically Protected | Pressurized
1020046 | 2 |  | 1998-12-01 |  | 1998-12-01 |  | Removed from Ground | Gas (Historical Use) | 10000 | Cathodically Protected Steel | 1979-05-09 | Cathodically Protected | Pressurized
1020046 | 3 |  |  | no |  | no | Removed from Ground | Gas (Historical Use) | 4000 | Unknown | 2009-12-17 | Unknown
1020048 | 1 | [5 empty] | Removed from Ground | Gas (Historical Use) | 12000 | Bare Steel | 1980-01-01 | Galvanized Steel
1020048 | 2 | [5 empty] | Removed from Ground | Other | 1000 | Bare Steel | 1971-01-05 | Copper | Suction (American)
1020050 | 1 |  |  | yes |  | yes | Closed in Ground | Used Oil | 500 | Bare Steel | 1971-05-11 | Unknown
1020050 | 2 | [5 empty] | Removed from Ground | Gas (Historical Use) | 5000 | Bare Steel | 1971-05-11 | Unknown
1020050 | 3 | [5 empty] | Closed in Ground | Gas (Historical Use) | 3000 | Bare Steel | 1971-05-11 | Unknown
1020050 | 4 | [5 empty] | Removed from Ground | Gas (Historical Use) | 500 | Bare Steel | 1988-04-11 | Bare Steel
1020050 | 5 | [5 empty] | Removed from Ground | Diesel | 500 | Bare Steel | 1988-04-11 | Bare Steel
1020051 | 1 | [5 empty] | Closed in Ground | Gas (Historical Use) | 500 | Bare Steel | 1986-05-08 | Galvanized Steel
1020051 | 2 | [5 empty] | Closed in Ground | Gas (Historical Use) | 1000 | Bare Steel | 1985-01-01 | Galvanized Steel
1020053 | 1 |  | 1995-01-12 | no | 1995-01-12 | no | Currently in Use | Gas (Historical Use) | 8200 | Galvanic (STIP-3) | 1990-05-05 | Fiberglass Reinforced Plastic | Pressurized
1020053 | 2 |  | 1995-01-12 |  | 1995-01-12 |  | Currently in Use | Gas (Historical Use) | 8200 | Galvanic (STIP-3) | 1990-05-05 | Fiberglass Reinforced Plastic | Pressurized
1020053 | 3 |  | 1995-01-12 |  | 1995-01-12 |  | Currently in Use | Gas (Historical Use) | 8200 | Galvanic (STIP-3) | 1990-05-05 | Fiberglass Reinforced Plastic | Pressurized
1020056 | 1 | [5 empty] | Removed from Ground | Other | 4000 | Composite | 1986-01-01 | Not Marked
1020056 | 2 |  | 1998-06-01 |  | 1998-06-01 |  | Currently in Use | Other | 8000 | Fiberglass | 1998-06-01 | Copper | Suction (American)
1030001 | 1 | [5 empty] | Removed from Ground | Diesel | 10000 | Bare Steel | 1984-03-13 | Galvanized Steel | Suction (American)
1030001 | 2 | [5 empty] | Removed from Ground | Gas (Historical Use) | 3000 | Bare Steel | 1993-09-01 | Galvanized Steel | Suction (American)
1030002 | 1 | [5 empty] | Removed from Ground | Gas (Historical Use) | 6000 | Cathodically Protected Steel | 1984-03-20 | Bare Steel | Safe Suction (Euro)
1030002 | 2 | [5 empty] | Removed from Ground | Gas (Historical Use) | 6000 | Cathodically Protected Steel | 1984-03-20 | Bare Steel | Safe Suction (Euro)
1030002 | 3 | [5 empty] | Removed from Ground | Gas (Historical Use) | 3000 | Cathodically Protected Steel | 1984-03-20 | Bare Steel | Safe Suction (Euro)
1030002 | 4A |  | 1997-05-10 |  | 1997-05-10 |  | Currently in Use | Gas (Historical Use) | 8000 | Cathodically Protected Steel | 1997-05-10 | Double Walled | Pressurized
1030002 | 4B |  | 1997-05-10 |  | 1997-05-10 |  | Currently in Use | Gas (Historical Use) | 4000 | Cathodically Protected Steel | 1997-05-10 | Double Walled | Pressurized
1030003 | 1 |  | 1993-04-01 |  | 1993-04-01 |  | Removed from Ground | Diesel | 10000 | Bare Steel | 1983-04-16 | Galvanized Steel
1030004 | 1 | [5 empty] | Removed from Ground | Diesel | 560 | Bare Steel | 1983-08-01 | Galvanized Steel | Safe Suction (Euro)
1030004 | 194628 |  | 1993-08-20 |  | 1993-08-20 |  | Removed from Ground | Gas (Historical Use) | 1000 | Galvanic (STIP-3) | 1993-08-20 | Cathodically Protected | Safe Suction (Euro)
1030004 | 194638 |  | 1993-08-20 |  | 1993-08-20 |  | Removed from Ground | Diesel | 1000 | Galvanic (STIP-3) | 1993-08-20 | Cathodically Protected | Safe Suction (Euro)
1030004 | 2 | [5 empty] | Removed from Ground | Gas (Historical Use) | 2000 | Bare Steel | 1983-08-01 | Galvanized Steel | Safe Suction (Euro)
1030005 | 1 | [5 empty] | Removed from Ground | Diesel | 1000 | Bare Steel | 1982-04-11 | Unknown
1030005 | 2 | [5 empty] | Removed from Ground | Gas (Historical Use) | 550 | Bare Steel | 1982-04-11 | Unknown
1030006 | 1 | [5 empty] | Removed from Ground | Gas (Historical Use) | 7000 | Bare Steel | 1976-05-02 | Galvanized Steel
1030006 | 2 | [5 empty] | Removed from Ground | Gas (Historical Use) | 3000 | Bare Steel | 1976-05-02 | Galvanized Steel
1030006 | 3 | [5 empty] | Removed from Ground | Gas (Historical Use) | 3000 | Bare Steel | 1976-05-02 | Galvanized Steel
1030006 | 4 |  | 1989-08-08 |  | 1989-08-08 |  | Currently in Use | Gas (Historical Use) | 8200 | Composite | 1989-08-08 | Fiberglass Reinforced Plastic | Pressurized
1030006 | 5 |  | 1989-08-08 |  | 1989-08-08 |  | Currently in Use | Gas (Historical Use) | 8200 | Composite | 1989-08-08 | Fiberglass Reinforced Plastic | Pressurized
1030006 | 6 |  | 1989-08-08 |  | 1989-08-08 |  | Currently in Use | Gas (Historical Use) | 8200 | Composite | 1989-08-08 | Fiberglass Reinforced Plastic | Pressurized
1030007 | 1 | [5 empty] | Removed from Ground | Gas (Historical Use) | 2000 | Bare Steel | 1983-12-01 | Galvanized Steel
1030007 | 1A |  | 2001-07-10 |  | 2001-07-10 |  | Currently in Use | Gas (Historical Use) | 2000 | Composite | 2001-07-03 | Fiberglass Reinforced Plastic | Safe Suction (Euro)
1030007 | 1B |  | 2001-07-10 |  | 2001-07-10 |  | Currently in Use | Gas (Historical Use) | 1000 | Composite | 2001-07-03 | Fiberglass Reinforced Plastic | Safe Suction (Euro)
1030007 | 1C |  | 2001-07-10 |  | 2001-07-10 |  | Currently in Use | Diesel | 1000 | Composite | 2001-07-03 | Fiberglass Reinforced Plastic | Safe Suction (Euro)
1030007 | 2 | [5 empty] | Removed from Ground | Gas (Historical Use) | 550 | Bare Steel | 1983-12-01 | Galvanized Steel
1030007 | 3 | [5 empty] | Removed from Ground | Gas (Historical Use) | 1500 | Bare Steel | 1983-12-01 | Bare Steel | Safe Suction (Euro)
1030008 | 1 | [5 empty] | Removed from Ground | Empty | 6000 | Bare Steel | 1983-05-09 | Galvanized Steel
1030009 | 1 | [5 empty] | Removed from Ground | Gas (Historical Use) | 3000 | Bare Steel | 1974-05-11 | Galvanized Steel
1030011 | 1 |  | 1998-09-08 |  | 1998-09-08 |  | Currently in Use | Gas (Historical Use) | 6000 | Galvanic (STIP-3) | 1988-08-08 | Cathodically Protected | Pressurized
1030011 | 2 |  | 1998-09-08 |  | 1998-09-08 |  | Temporarily out of use | Gas (Historical Use) | 6000 | Galvanic (STIP-3) | 1988-08-08 | Cathodically Protected | Pressurized
1030011 | 3 |  | 1998-09-08 |  | 1998-09-08 |  | Currently in Use | Diesel | 6000 | Galvanic (STIP-3) | 1988-08-08 | Cathodically Protected | Pressurized
1030011 | 4 | [5 empty] | Removed from Ground | Gas (Historical Use) | 3000 | Bare Steel | 1968-05-12 | Galvanized Steel
1030012 | 1 | [5 empty] | Removed from Ground | Empty | 1000 | Bare Steel | 1976-05-10 | Galvanized Steel
1030012 | 2 | [5 empty] | Removed from Ground | Empty | 1000 | Bare Steel | 1976-05-10 | Galvanized Steel
1030013 | 1 | [5 empty] | Removed from Ground | Gas (Historical Use) | 1000 | Bare Steel | 1978-05-10 | Galvanized Steel
1030013 | 2 | [5 empty] | Permanently Out of Use - historical purposes | Gas (Historical Use) | 1000 | Bare Steel | 1978-05-10 | Galvanized Steel
1030015 | 1 | [5 empty] | Removed from Ground | Diesel | 4000 | Bare Steel | 1980-05-09 | Galvanized Steel | Suction (American)
1030015 | 1A |  | 1999-09-02 |  | 1999-09-02 |  | Temporarily out of use | Gas (Historical Use) | 8000 | Composite | 1999-08-30 | Fiberglass Reinforced Plastic | Safe Suction (Euro)
1030015 | 1B |  | 1999-09-02 |  | 1999-09-02 |  | Temporarily out of use | Gas (Historical Use) | 4000 | Composite | 1999-08-30 | Fiberglass Reinforced Plastic | Safe Suction (Euro)
1030015 | 2 | [5 empty] | Removed from Ground | Gas (Historical Use) | 2000 | Bare Steel | 1982-05-09 | Galvanized Steel | Suction (American)
1030015 | 3 | [5 empty] | Removed from Ground | Gas (Historical Use) | 6000 | Bare Steel | 1971-05-12 | Galvanized Steel | Safe Suction (Euro)
1030015 | 4 | [5 empty] | Removed from Ground | Gas (Historical Use) | 3000 | Bare Steel | 1971-05-12 | Galvanized Steel | Suction (American)
1030015 | 5 |  | 2002-02-01 | no | 2002-02-01 | no | Temporarily out of use | Gas (Historical Use) | 4000 | Composite | 2002-02-01
1030016 | 1 | [5 empty] | Removed from Ground | Gas (Historical Use) | 10000 | Bare Steel | 1985-05-08 | Galvanized Steel | Safe Suction (Euro)
1030016 | 1A |  | 1996-06-06 |  | 1996-06-06 |  | Removed from Ground | Gas (Historical Use) | 8000 | Fiberglass | 1996-06-05 | Double Walled | Pressurized
1030016 | 1B |  | 1996-06-06 |  | 1996-06-06 |  | Removed from Ground | Gas (Historical Use) | 4000 | Fiberglass | 1996-06-05 | Double Walled | Pressurized
1030016 | 2 | [5 empty] | Removed from Ground | Gas (Historical Use) | 10000 | Bare Steel | 1986-05-08 | Galvanized Steel | Safe Suction (Euro)
1030016 | 3 | [5 empty] | Removed from Ground | Gas (Historical Use) | 3000 | Bare Steel | 1986-05-08 | Galvanized Steel | Safe Suction (Euro)
1030016 | 4 | [5 empty] | Permanently Out of Use - historical purposes | Diesel | 0 | Bare Steel |  | Galvanized Steel | Safe Suction (Euro)
1030017 | 1 | [5 empty] | Removed from Ground | Gas (Historical Use) | 6000 | Bare Steel | 1974-05-10 | Galvanized Steel | Safe Suction (Euro)
1030017 | 2 | [5 empty] | Removed from Ground | Gas (Historical Use) | 6000 | Bare Steel | 1974-05-10 | Galvanized Steel | Safe Suction (Euro)
1030017 | 3 | [5 empty] | Removed from Ground | Diesel | 2000 | Bare Steel | 1974-05-10 | Galvanized Steel | Safe Suction (Euro)
1030017 | 4 | [5 empty] | Removed from Ground | Diesel | 1000 | Bare Steel | 1974-05-10 | Galvanized Steel | Safe Suction (Euro)
1030017 | 5 | [5 empty] | Removed from Ground | Gas (Historical Use) | 1000 | Bare Steel | 1974-05-10 | Galvanized Steel | Safe Suction (Euro)
1030017 | 6 |  | 1998-11-13 |  | 1998-11-13 |  | Currently in Use | Gas (Historical Use) | 6000 | Composite | 1998-11-11 | Fiberglass Reinforced Plastic | Pressurized
1030017 | 7 |  | 1998-11-13 |  | 1998-11-13 |  | Currently in Use | Gas (Historical Use) | 3000 | Composite | 1998-11-11 | Fiberglass Reinforced Plastic | Pressurized
1030017 | 8 |  | 1998-11-13 |  | 1998-11-13 |  | Currently in Use | Diesel | 3000 | Composite | 1998-11-11 | Fiberglass Reinforced Plastic | Safe Suction (Euro)
1030017 | 9 |  | 2000-07-01 | no | 2000-07-01 | no | Currently in Use | Diesel | 2000 | Composite | 2000-07-01 | Fiberglass Reinforced Plastic | Safe Suction (Euro)
1030018 | 1 | [5 empty] | Removed from Ground | Gas (Historical Use) | 2000 | Cathodically Protected Steel | 1985-05-07 | Galvanized Steel | Safe Suction (Euro)
1030019 | 1 | [5 empty] | Removed from Ground | Gas (Historical Use) | 0 | Bare Steel | 1986-05-07 | Galvanized Steel
1030019 | 2 | [5 empty] | Removed from Ground | Gas (Historical Use) | 0 | Bare Steel | 1986-05-07 | Galvanized Steel
1030020 | 1 |  | 1998-08-26 |  | 1998-08-26 |  | Currently in Use | Gas (Historical Use) | 1000 | Steel-Impressed Current | 1986-05-07 | Cathodically Protected | Safe Suction (Euro)
1030020 | 2 |  | 1998-08-26 |  | 1998-08-26 |  | Currently in Use | Gas (Historical Use) | 1000 | Steel-Impressed Current | 1986-05-07 | Cathodically Protected | Safe Suction (Euro)
1030021 | 1 |  | 1997-08-26 |  | 1997-08-26 |  | Removed from Ground | Gas (Historical Use) | 2000 | Steel-Impressed Current | 1986-05-07 | Steel (Impressed Current) | Safe Suction (Euro)
1030021 | 2 |  | 1997-08-26 |  | 1997-08-26 |  | Removed from Ground | Gas (Historical Use) | 2000 | Steel-Impressed Current | 1986-05-07 | Steel (Impressed Current) | Safe Suction (Euro)
1030021 | 3 |  | 1997-08-26 |  | 1997-08-26 |  | Removed from Ground | Gas (Historical Use) | 2000 | Steel-Impressed Current | 1986-05-07 | Steel (Impressed Current) | Safe Suction (Euro)
1030022 | DUMMY | [5 empty] | Removed from Ground | Other | 10000 | Not Marked/Unknown | 1998-06-30 | Not Marked
1030025 | 1 | [5 empty] | Removed from Ground | Gas (Historical Use) | 1000 | Bare Steel | 1971-05-12 | Galvanized Steel
1030026 | 1 | [5 empty] | Removed from Ground | Gas (Historical Use) | 500 | Bare Steel | 1971-05-12 | Galvanized Steel | Safe Suction (Euro)
1030026 | 4 | [5 empty] | Removed from Ground | Gas (Historical Use) | 1000 | Bare Steel | 1976-05-10 | Galvanized Steel | Safe Suction (Euro)
1030026 | 5 | [5 empty] | Removed from Ground | Diesel | 2000 | Bare Steel | 1984-05-08 | Galvanized Steel | Safe Suction (Euro)
1030027 | 1 | [5 empty] | Removed from Ground | Diesel | 550 | Bare Steel | 1965-01-06 | Galvanized Steel
1030027 | 2 | [5 empty] | Removed from Ground | Diesel | 1000 | Bare Steel | 1965-01-06 | Galvanized Steel
1030027 | 3 | [5 empty] | Removed from Ground | Diesel | 2000 | Bare Steel | 1969-01-05 | Galvanized Steel
1030027 | 4 | [5 empty] | Removed from Ground | Diesel | 6000 | Bare Steel | 1975-01-04 | Galvanized Steel
1030027 | 5 | [5 empty] | Removed from Ground | Diesel | 8000 | Bare Steel | 1984-01-02 | Galvanized Steel
1030027 | 6 |  | 1989-01-05 |  | 1989-01-05 |  | Currently in Use | Diesel | 4000 | Galvanic (STIP-3) | 1989-01-01 | Galvanized Steel | Safe Suction (Euro)
1030027 | 7 |  | 1989-01-05 |  | 1989-01-05 |  | Currently in Use | Diesel | 4000 | Galvanic (STIP-3) | 1989-01-01 | Galvanized Steel | Safe Suction (Euro)
1030028 | 1 | [5 empty] | Currently in Use | Diesel | 500 | Bare Steel | 1984-01-02 | Galvanized Steel
1030029 | 1 | [5 empty] | Removed from Ground | Gas (Historical Use) | 1000 | Bare Steel | 1972-01-05 | Unknown
1030029 | 2 | [5 empty] | Removed from Ground | Gas (Historical Use) | 500 | Bare Steel | 1978-01-03 | Unknown
1030029 | 3 | [5 empty] | Removed from Ground | Diesel | 500 | Bare Steel | 1978-01-03 | Unknown
1030029 | 4 |  | 1997-02-20 |  | 1997-02-20 |  | Currently in Use | Gas (Historical Use) | 2500 | Fiberglass Double Walled | 1997-01-15 | Fiberglass Reinforced Plastic | Safe Suction (Euro)
1030029 | 5 |  | 1997-02-20 |  | 1997-02-20 |  | Currently in Use | Diesel | 1000 | Fiberglass Double Walled | 1997-01-15 | Fiberglass Reinforced Plastic | Safe Suction (Euro)
1030312 | 1 |  | 1996-08-26 |  | 1996-08-26 |  | Removed from Ground | Gas (Historical Use) | 20000 | Steel-Impressed Current | 1972-05-11 | Fiberglass Reinforced Plastic | Safe Suction (Euro)
1030312 | 2 |  | 1996-08-26 |  | 1996-08-26 |  | Removed from Ground | Gas (Historical Use) | 20000 | Steel-Impressed Current | 1972-05-11 | Fiberglass Reinforced Plastic | Safe Suction (Euro)
1030312 | 3 |  | 1996-08-26 |  | 1996-08-26 |  | Removed from Ground | Gas (Historical Use) | 8000 | Steel-Impressed Current | 1972-05-11 | Fiberglass Reinforced Plastic | Safe Suction (Euro)
1032000 | 1 | [5 empty] | Closed in Ground | Empty | 1500 | Bare Steel | 1987-08-06 | Unknown
1032000 | 2 | [5 empty] | Closed in Ground | Empty | 1500 | Bare Steel | 1987-08-06 | Unknown
1032000 | 3 | [5 empty] | Closed in Ground | Empty | 1500 | Bare Steel | 1987-08-06 | Unknown
1040002 | 1 | [5 empty] | Removed from Ground | Diesel | 2000 | Bare Steel | 1976-05-08 | Galvanized Steel
1040002 | 2 | [5 empty] | Currently in Use | Diesel | 550 | Bare Steel | 1976-05-08 | Galvanized Steel
1040002 | 3 | [5 empty] | Currently in Use | Gas (Historical Use) | 1000 | Bare Steel | 1976-05-08 | Galvanized Steel
1040003 | 1 | [5 empty] | Removed from Ground | Diesel | 3000 | Bare Steel | 1971-05-10 | Galvanized Steel
1040003 | 2 | [5 empty] | Removed from Ground | Gas (Historical Use) | 3000 | Bare Steel | 1971-05-10 | Galvanized Steel
1040003 | 3 |  | 1990-02-01 |  | 1990-02-01 |  | Removed from Ground | Gas (Historical Use) | 10000 | Steel-Impressed Current | 1990-02-28 | Steel (Impressed Current) | Pressurized
1040003 | 4 |  | 1990-02-01 |  | 1990-02-01 |  | Removed from Ground | Diesel | 10000 | Steel-Impressed Current | 1990-02-28 | Steel (Impressed Current) | Safe Suction (Euro)
1040004 | 1 | [5 empty] | Removed from Ground | Other | 5000 | Bare Steel | 1985-10-01 | Galvanized Steel | Pressurized
1040005 | 1 | [5 empty] | Removed from Ground | Gas (Historical Use) | 3000 | Bare Steel | 1961-05-12 | Galvanized Steel | Safe Suction (Euro)
1040005 | 2 | [5 empty] | Removed from Ground | Gas (Historical Use) | 3000 | Bare Steel | 1961-05-12 | Galvanized Steel | Safe Suction (Euro)
1040005 | 3 | [5 empty] | Removed from Ground | Gas (Historical Use) | 3000 | Bare Steel | 1961-05-12 | Galvanized Steel | Safe Suction (Euro)
1040005 | 4 | [5 empty] | Removed from Ground | Gas (Historical Use) | 3000 | Bare Steel | 1961-05-12 | Galvanized Steel | Safe Suction (Euro)
1040005 | 5 | [5 empty] | Removed from Ground | Gas (Historical Use) | 560 | Marked Unknown | 1999-01-20 | Unknown
1040005 | 6 |  |  | yes |  | yes | Removed from Ground | Used Oil | 560 | Bare Steel | 1961-05-12 | Galvanized Steel
1040005 | 7 |  | 1999-01-28 |  | 1999-01-28 |  | Temporarily out of use | Gas (Historical Use) | 8000 | Composite | 1999-01-28 | Fiberglass Reinforced Plastic | Suction (American)
1040005 | 8 |  | 1999-01-28 |  | 1999-01-28 |  | Temporarily out of use | Gas (Historical Use) | 3000 | Composite | 1999-01-28 | Fiberglass Reinforced Plastic | Suction (American)
1040005 | 9 |  | 1999-01-28 |  | 1999-01-28 |  | Temporarily out of use | Gas (Historical Use) | 3000 | Composite | 1999-01-28 | Fiberglass Reinforced Plastic | Suction (American)
1040006 | 1 | [5 empty] | Removed from Ground | Gas (Historical Use) | 1000 | Bare Steel | 1966-05-11 | Galvanized Steel
1040006 | 2 | [5 empty] | Removed from Ground | Gas (Historical Use) | 2000 | Bare Steel | 1966-05-11 | Galvanized Steel
1040006 | 3 | [5 empty] | Removed from Ground | Gas (Historical Use) | 2000 | Bare Steel | 1966-05-11 | Galvanized Steel
1040006 | 4 | [5 empty] | Removed from Ground | Diesel | 1000 | Not Marked/Unknown |  | Not Marked
1040006 | 5 | [5 empty] | Removed from Ground | Diesel | 1000 | Not Marked/Unknown |  | Not Marked
1040007 | 1 | [5 empty] | Removed from Ground | Gas (Historical Use) | 8000 | Bare Steel | 1978-05-08 | Cathodically Protected
1040007 | 2 | [5 empty] | Removed from Ground | Kerosene | 8000 | Bare Steel | 1978-05-08 | Cathodically Protected
1040009 | 1 | [5 empty] | Removed from Ground | Gas (Historical Use) | 560 | Bare Steel | 1966-05-11 | Unknown | Safe Suction (Euro)
1040009 | 2 | [5 empty] | Removed from Ground | Gas (Historical Use) | 560 | Bare Steel | 1966-05-11 | Unknown | Safe Suction (Euro)
1040009 | 3 | [5 empty] | Removed from Ground | Gas (Historical Use) | 560 | Bare Steel | 1966-05-11 | Unknown | Safe Suction (Euro)
1040009 | 4 |  | 1999-09-07 |  | 1999-09-07 |  | Currently in Use | Gas (Historical Use) | 10000 | Composite | 1999-09-07 | Fiberglass Reinforced Plastic | Pressurized
1040009 | 5 |  | 1999-09-07 |  | 1999-09-07 |  | Currently in Use | Gas (Historical Use) | 6000 | Composite | 1999-09-07 | Fiberglass Reinforced Plastic | Pressurized
1040010 | 10223-1 | [5 empty] | Removed from Ground | Diesel | 1089 | Bare Steel | 1966-05-04 | Galvanized Steel
1040010 | 10223-2 | [5 empty] | Removed from Ground | Gas (Historical Use) | 1020 | Bare Steel | 1976-05-01 | Galvanized Steel
1040010 | 223D1 | [5 empty] | Removed from Ground | Diesel | 2000 | Cathodically Protected Steel | 1987-01-01 | Galvanized Steel | Suction (American)
1040010 | 223G1 | [5 empty] | Removed from Ground | Gas (Historical Use) | 4000 | Cathodically Protected Steel | 1987-01-01 | Galvanized Steel | Suction (American)
1040012 | 1 | [5 empty] | Removed from Ground | Hazardous Substance | 3000 | Bare Steel | 1980-04-18 | Bare Steel
1040013 | 1 |  | 1997-10-30 |  | 1997-10-30 |  | Currently in Use | Gas (Historical Use) | 6047 | Steel-Impressed Current | 1978-04-19 | Cathodically Protected | Pressurized
1040013 | 2 |  | 1997-10-30 |  | 1997-10-30 |  | Currently in Use | Gas (Historical Use) | 6047 | Steel-Impressed Current | 1978-04-19 | Cathodically Protected | Pressurized
1040013 | 3 |  | 1997-10-30 |  | 1997-10-30 |  | Currently in Use | Gas (Historical Use) | 6047 | Steel-Impressed Current | 1978-04-19 | Cathodically Protected | Pressurized
1040013 | 4 |  | 1997-10-30 |  | 1997-10-30 |  | Currently in Use | Diesel | 6047 | Steel-Impressed Current | 1978-04-19 | Cathodically Protected | Pressurized
1040014 | 1 | [5 empty] | Closed in Ground | Kerosene | 2000 | Bare Steel | 1986-03-10 | Galvanized Steel
1040015 | 1 |  | 1998-09-14 | no | 1998-09-14 | no | Removed from Ground | Empty | 10000 | Steel-Impressed Current | 1965-01-11 |  | Suction (American)
1040015 | 2 |  | 2001-05-10 | no | 2001-05-10 | no | Removed from Ground | Diesel | 10000 | Composite | 2001-05-01 | Fiberglass Reinforced Plastic | Suction (American)
1040015 | 3 |  | 2001-05-01 | no | 2001-05-01 | no | Removed from Ground | Gas (Historical Use) | 6000 | Composite | 2001-05-01 | Fiberglass Reinforced Plastic | Suction (American)
1040016 | 1 | [5 empty] | Removed from Ground | Gas (Historical Use) | 3000 | Bare Steel | 1974-03-09 | Galvanized Steel
1040023 | 1 |  | 1990-06-01 | no | 1990-06-01 | no | Removed from Ground | Gas (Historical Use) | 6000 | Lined Interior | 1977-01-01 | Fiberglass Reinforced Plastic | Pressurized
1040023 | 10 | [5 empty] | Removed from Ground | Gas (Historical Use) | 1000 | Bare Steel | 1989-11-01 | Galvanized Steel
1040023 | 2 |  | 1990-06-01 | no | 1990-06-01 | no | Removed from Ground | Gas (Historical Use) | 10000 | Lined Interior | 1977-01-01 | Fiberglass Reinforced Plastic | Pressurized
1040023 | 3 |  | 1990-06-01 | no | 1990-06-01 | no | Removed from Ground | Gas (Historical Use) | 10000 | Lined Interior | 1977-01-01 | Fiberglass Reinforced Plastic | Pressurized
1040023 | 4 |  | 1990-06-01 | no | 1990-06-01 | no | Removed from Ground | Diesel | 10000 | Lined Interior | 1977-01-01 | Fiberglass Reinforced Plastic | Pressurized
1040023 | 5 |  | 1990-06-01 | no | 1990-06-01 | no | Removed from Ground | Diesel | 10000 | Lined Interior | 1977-01-01 | Fiberglass Reinforced Plastic | Pressurized
1040023 | 6 | [5 empty] | Removed from Ground | Gas (Historical Use) | 20000 | Bare Steel | 1989-11-01 | Galvanized Steel
1040023 | 7 | [5 empty] | Removed from Ground | Diesel | 20000 | Bare Steel | 1989-11-01 | Galvanized Steel
1040023 | 8 | [5 empty] | Removed from Ground | Diesel | 20000 | Bare Steel | 1989-11-01 | Galvanized Steel
1040023 | 9 | [5 empty] | Removed from Ground | Diesel | 20000 | Bare Steel | 1989-11-01 | Galvanized Steel
1040026 | 1 |  | 1996-06-01 |  | 1996-06-01 |  | Currently in Use | Gas (Historical Use) | 10000 | Steel-Impressed Current | 1980-05-02 | Cathodically Protected | Pressurized
1040026 | 2 |  | 1996-06-01 |  | 1996-06-01 |  | Currently in Use | Gas (Historical Use) | 8000 | Steel-Impressed Current | 1980-05-02 | Cathodically Protected | Pressurized
1040026 | 3 |  | 1996-06-01 |  | 1996-06-01 |  | Currently in Use | Gas (Historical Use) | 8000 | Steel-Impressed Current | 1980-05-02 | Cathodically Protected | Pressurized
1040037 | 1 | [5 empty] | Removed from Ground | Gas (Historical Use) | 2000 | Bare Steel | 1986-05-01 | Galvanized Steel | Suction (American)
1040037 | 2 | [5 empty] | Removed from Ground | Gas (Historical Use) | 2000 | Bare Steel | 1986-05-01 | Galvanized Steel | Suction (American)
1040037 | 3 | [5 empty] | Removed from Ground | Diesel | 1000 | Bare Steel | 1986-05-01 | Galvanized Steel | Suction (American)
1040037 | 4 | [5 empty] | Removed from Ground | Used Oil | 180 | Bare Steel | 1986-05-01 | Galvanized Steel
1040037 | 5 |  | 1998-10-17 |  | 1998-10-17 |  | Currently in Use | Gas (Historical Use) | 2000 | Composite | 1998-10-17 | Fiberglass Reinforced Plastic | Safe Suction (Euro)
1040037 | 6 |  | 1998-10-17 | no | 1998-10-17 | no | Currently in Use | Gas (Historical Use) | 1000 | Composite | 1998-10-17 | Fiberglass Reinforced Plastic | Safe Suction (Euro)
1040039 | 1 | [5 empty] | Removed from Ground | Gas (Historical Use) | 2000 | Bare Steel | 1973-05-08 | Unknown
1040043 | 1 | [5 empty] | Removed from Ground | Diesel | 10000 | Bare Steel | 1980-05-09 | Galvanized Steel
1040043 | 2 | [5 empty] | Removed from Ground | Gas (Historical Use) | 10000 | Bare Steel | 1980-05-09 | Galvanized Steel
1040044 | 1 |  | 1998-12-23 |  | 1998-12-23 |  | Currently in Use | Gas (Historical Use) | 1000 | Galvanic (STIP-3) | 1981-05-09 | Steel (Impressed Current) | Suction (American)
1040044 | 2 |  | 1998-12-23 |  | 1998-12-23 |  | Closed in Ground | Gas (Historical Use) | 560 | Steel-Impressed Current | 1971-05-12 | Cathodically Protected | Suction (American)
1040045 | 1 |  | 1986-01-01 |  | 1986-01-01 |  | Removed from Ground | Gas (Historical Use) | 12000 | Cathodically Protected Steel | 1986-05-08 | Fiberglass Reinforced Plastic | Pressurized
1040045 | 2 |  | 1986-01-01 |  | 1986-01-01 |  | Removed from Ground | Gas (Historical Use) | 12000 | Cathodically Protected Steel | 1986-05-08 | Fiberglass Reinforced Plastic | Pressurized
1040045 | 3 |  | 1986-01-01 |  | 1986-01-01 |  | Removed from Ground | Gas (Historical Use) | 12000 | Fiberglass | 1986-05-08 | Fiberglass Reinforced Plastic | Pressurized
1040045 | 4 |  | 1980-01-01 |  | 1980-01-01 |  | Closed in Ground | Gas (Historical Use) | 12000 | Composite Double Walled | 1980-05-04 | Double-Walled Fiberglass | Pressurized
1040045 | 5 |  | 2004-05-13 | no | 2004-05-13 | no | Currently in Use | Gas (Historical Use) | 20000 | Composite Double Walled | 2004-05-13 | Double-Walled Fiberglass | Pressurized
1040045 | 6 |  | 2004-05-13 | no | 2004-05-13 | no | Currently in Use | Diesel | 12000 | Composite Double Walled | 2004-05-13 | Double-Walled Fiberglass | Pressurized
1040045 | 7 |  | 2004-05-13 | no | 2004-05-13 | no | Currently in Use | Gas (Historical Use) | 12000 | Composite Double Walled | 2004-05-13 | Double-Walled Fiberglass | Pressurized
1040046 | 1 | [5 empty] | Removed from Ground | Empty | 8000 | Bare Steel | 1974-05-10 | Galvanized Steel
1040046 | 2 | [5 empty] | Removed from Ground | Empty | 8000 | Bare Steel | 1974-05-10 | Galvanized Steel
1040047 | 1 |  | 1998-03-10 |  | 1998-03-10 |  | Currently in Use | Gas (Historical Use) | 8000 | Steel-Impressed Current | 1974-05-10 | Steel (Impressed Current) | Pressurized
1040047 | 2 |  | 1998-03-10 |  | 1998-03-10 |  | Currently in Use | Gas (Historical Use) | 8000 | Steel-Impressed Current | 1974-05-10 | Steel (Impressed Current) | Pressurized
1040047 | 3 |  | 1998-03-10 |  | 1998-03-10 |  | Currently in Use | Gas (Historical Use) | 8000 | Steel-Impressed Current | 1974-05-10 | Steel (Impressed Current) | Pressurized
1040047 | 4 |  | 1998-03-10 |  | 1998-03-10 |  | Currently in Use | Diesel | 9000 | Steel-Impressed Current | 1974-05-10 | Steel (Impressed Current) | Safe Suction (Euro)
1040048 | 1 | [5 empty] | Closed in Ground | Empty | 8000 | Bare Steel | 1966-05-12 | Galvanized Steel
1040048 | 2 | [5 empty] | Closed in Ground | Empty | 8000 | Bare Steel | 1966-05-12 | Galvanized Steel
1040049 | 1 | [5 empty] | Removed from Ground | Other | 1000 | Bare Steel | 1967-01-06 | Galvanized Steel | Suction (American)
1040050 | 1 | [5 empty] | Removed from Ground | Gas (Historical Use) | 12000 | Bare Steel | 1980-01-03 | Galvanized Steel | Pressurized
1040051 | 1 | Flapper Valve | 1999-03-15 |  | 1999-03-15 |  | Removed from Ground | Gas (Historical Use) | 2000 | Steel-Impressed Current | 1957-05-30 | Steel (Impressed Current) | Suction (American)
1040051 | 2 | Flapper Valve | 1999-03-15 |  | 1999-03-15 |  | Removed from Ground | Gas (Historical Use) | 1000 | Steel-Impressed Current | 1957-05-30 | Steel (Impressed Current) | Suction (American)
1040051 | 3 | Flapper Valve | 2001-01-04 | no | 2001-01-04 | no | Temporarily out of use | Diesel | 2000 | Composite | 2001-01-04 | Fiberglass Reinforced Plastic | Suction (American)
1040051 | 4 | Flapper Valve | 2001-01-04 | no | 2001-01-04 | no | Temporarily out of use | Diesel | 2000 | Composite | 2001-01-04 | Fiberglass Reinforced Plastic | Suction (American)
1040051 | 5 | Flapper Valve | 2001-01-04 | no | 2001-01-04 | no | Temporarily out of use | Kerosene | 1000 | Composite | 2001-01-04 | Fiberglass Reinforced Plastic | Suction (American)
1040054 | 1 | [5 empty] | Removed from Ground | Diesel | 250 | Bare Steel | 1977-01-03 | Unknown | Suction (American)
1040054 | 2 | [5 empty] | Removed from Ground | Gas (Historical Use) | 550 | Bare Steel | 1977-01-03 | Unknown | Suction (American)
1040054 | 3 | [5 empty] | Removed from Ground | Gas (Historical Use) | 1000 | Bare Steel | 1986-01-01 | Unknown | Suction (American)
1040054 | 4 | [5 empty] | Removed from Ground | Gas (Historical Use) | 500 | Bare Steel | 1977-01-03 | Unknown | Suction (American)
1040054 | 5 | [5 empty] | Removed from Ground | Gas (Historical Use) | 1000 | Not Marked/Unknown | 1996-12-10 | Not Marked
1040054 | 6 |  | 2002-07-01 | no | 2002-07-01 | no | Currently in Use | Gas (Historical Use) | 2500 | Fiberglass Double Walled | 2002-07-01 | Fiberglass Reinforced Plastic | Safe Suction (Euro)
1040054 | 7 |  | 2002-07-01 | no | 2002-07-01 | no | Currently in Use | Diesel | 1000 | Fiberglass Double Walled | 2002-07-01 | Fiberglass Reinforced Plastic | Safe Suction (Euro)
1040055 | 1 |  | 1998-12-12 | no | 1998-12-12 | no | Removed from Ground |  | 10000 |  | 2000-03-01 | Fiberglass Reinforced Plastic | Pressurized
1040055 | 2 |  | 1998-12-12 | no | 1998-12-12 | no | Removed from Ground |  | 10000 |  | 2000-03-01 | Fiberglass Reinforced Plastic | Pressurized
1040055 | 3 |  | 1998-12-12 | no | 1998-12-12 | no | Removed from Ground |  | 10000 |  | 2001-08-23 | Fiberglass Reinforced Plastic | Pressurized
1040055 | 4 |  | 1998-12-12 | no | 1998-12-12 | no | Removed from Ground |  | 10000 |  | 2000-03-01 | Fiberglass Reinforced Plastic | Pressurized
1040225 | 1 | [5 empty] | Removed from Ground | Diesel | 10000 | Bare Steel | 1974-04-26 | Unknown
1040225 | 2 | [5 empty] | Removed from Ground | Diesel | 10000 | Bare Steel | 1974-04-26 | Unknown
1050001 | 1 |  | 1994-10-12 |  | 1994-10-12 |  | Closed in Ground | Gas (Historical Use) | 10000 | Cathodically Protected Steel | 1984-05-08 | Cathodically Protected | Pressurized
1050001 | 2 | Flapper Valve | 1994-10-12 |  | 1994-10-12 |  | Currently in Use | Diesel | 10000 | Cathodically Protected Steel | 1984-05-08 | Steel (Impressed Current) | Pressurized
1050001 | 3 | Flapper Valve | 1994-10-12 |  | 1994-10-12 |  | Currently in Use | Gas (Historical Use) | 8000 | Cathodically Protected Steel | 1984-05-08 | Steel (Impressed Current) | Pressurized
1050001 | 4 | Flapper Valve | 1994-10-12 |  | 1994-10-12 |  | Currently in Use | Gas (Historical Use) | 6000 | Cathodically Protected Steel | 1984-05-08 | Steel (Impressed Current) | Pressurized
1050001 | 5 | Flapper Valve | 1994-10-12 |  | 1994-10-12 |  | Currently in Use | Diesel | 4000 | Cathodically Protected Steel | 1984-05-08 | Steel (Impressed Current) | Pressurized
1050002 | 2018-07-01 | [5 empty] | Removed from Ground | Gas (Historical Use) | 1000 | Bare Steel | 1979-02-15 | Unknown
1050002 | 2018-07-02 | [5 empty] | Removed from Ground | Diesel | 560 | Bare Steel | 1971-02-17 | Unknown
1050002 | 2018-07-03 | [5 empty] | Permanently Out of Use - historical purposes | Other | 500 | Bare Steel | 1971-02-17 | Unknown
1050003 | 379052-1 | [5 empty] | Removed from Ground | Diesel | 2000 | Concrete | 1994-12-23 | Galvanized Steel
1050005 | 11 | [5 empty] | Removed from Ground | Gas (Historical Use) | 250 | Bare Steel | 1984-01-23 | Unknown
1050005 | 12 | [5 empty] | Removed from Ground | Gas (Historical Use) | 500 | Bare Steel | 1979-01-24 | Unknown
1050005 | 13 | [5 empty] | Removed from Ground | Gas (Historical Use) | 300 | Bare Steel | 1995-08-01 | Not Marked
1050005 | 14 | Flapper Valve | 2002-11-01 | no | 2002-11-01 | no | Temporarily out of use | Gas (Historical Use) | 2500 | Fiberglass Double Walled | 2002-11-01 | Double-Walled Fiberglass | Safe Suction (Euro)
1050006 | 1 | [5 empty] | Removed from Ground | Gas (Historical Use) | 3000 | Bare Steel | 1978-02-07 | Bare Steel
1050006 | 2 | [5 empty] | Removed from Ground | Diesel | 10000 | Bare Steel | 1980-02-07 | Bare Steel
1050007 | 1 | [5 empty] | Removed from Ground | Empty | 2000 | Bare Steel | 1976-01-19 | Galvanized Steel | Suction (American)
1050007 | 2 | Flapper Valve | 1997-09-08 | no | 1997-09-08 | no | Currently in Use | Diesel | 10000 | Steel-Impressed Current | 1983-01-17 | Steel (Impressed Current) | Safe Suction (Euro)
1050007 | 3 | Flapper Valve | 1997-09-08 | no | 1997-09-08 | no | Currently in Use | Gas (Historical Use) | 10000 | Steel-Impressed Current | 1983-01-17 | Steel (Impressed Current) | Safe Suction (Euro)
1050008 | 1 | [5 empty] | Removed from Ground | Diesel | 1 | Bare Steel | 1986-01-16 | Galvanized Steel
1050009 | 1 | Ball Float | 1995-08-18 |  | 1995-08-18 |  | Currently in Use | Gas (Historical Use) | 10000 | Steel-Impressed Current | 1980-01-03 | Fiberglass Reinforced Plastic | Pressurized
1050009 | 2 | Ball Float | 1995-08-18 |  | 1995-08-18 |  | Currently in Use | Gas (Historical Use) | 10000 | Steel-Impressed Current | 1980-01-03 | Fiberglass Reinforced Plastic | Pressurized
1050009 | 3 | Ball Float | 1995-08-18 |  | 1995-08-18 |  | Currently in Use | Gas (Historical Use) | 10000 | Steel-Impressed Current | 1980-01-03 | Fiberglass Reinforced Plastic | Pressurized
1050009 | 4 | Flapper Valve | 1995-08-18 |  | 1995-08-18 |  | Currently in Use | Kerosene | 2000 | Steel-Impressed Current | 1986-01-01 | Fiberglass Reinforced Plastic | Pressurized
1050009 | 5 | Flapper Valve | 1995-08-18 |  | 1995-08-18 |  | Currently in Use | Diesel | 4000 | Steel-Impressed Current | 1986-01-01 | Fiberglass Reinforced Plastic | Pressurized
1050010 | 1 |  |  | no |  | no | Removed from Ground |  | 10000 | Bare Steel | 1978-03-26 | Galvanized Steel | Pressurized
1050010 | 2 |  |  | no |  | no | Removed from Ground |  | 10000 | Bare Steel | 1978-03-26 | Galvanized Steel | Pressurized
1050010 | 3 |  |  | no |  | no | Removed from Ground |  | 10000 | Bare Steel | 1978-03-26 | Galvanized Steel | Pressurized
1050010 | 4 | Flapper Valve | 1996-09-13 | no | 1996-09-13 | no | Currently in Use | Kerosene | 2000 | Galvanic (STIP-3) | 1985-03-24 | Double-Walled Flex | Pressurized
1050010 | 5 | Ball Float | 1996-09-13 | no | 1996-09-13 | no | Currently in Use | Regular | 10000 | Composite | 1996-09-13 | Double-Walled Flex | Pressurized
1050010 | 6 | Ball Float | 1996-09-13 | no | 1996-09-13 | no | Currently in Use | Plus | 10000 | Composite | 1996-09-13 | Double-Walled Flex | Pressurized
1050010 | 7 | Ball Float | 1996-09-13 | no | 1996-09-13 | no | Currently in Use | Premium | 10000 | Composite | 1996-09-13 | Double-Walled Flex | Pressurized
1050013 | 2 | [5 empty] | Removed from Ground | Diesel | 2000 | Bare Steel | 1994-12-28 | Not Marked
1050013 | 379051-1 | [5 empty] | Removed from Ground | Gas (Historical Use) | 12000 | Fiberglass | 1979-03-22 | Bare Steel | Pressurized
1050014 | 1 | [5 empty] | Currently in Use | Other | 20000 | Bare Steel | 1978-04-18 | Bare Steel
1050014 | 2 | [5 empty] | Currently in Use | Other | 20000 | Bare Steel | 1978-04-18 | Bare Steel
1050014 | 3 | [5 empty] | Removed from Ground | Gas (Historical Use) | 1000 | Cathodically Protected Steel | 1976-01-01 | Galvanized Steel
1050014 | 4 | [5 empty] | Removed from Ground | Gas (Historical Use) | 1000 | Cathodically Protected Steel | 1976-01-01 | Galvanized Steel
1050015 | 1 | [5 empty] | Removed from Ground | Gas (Historical Use) | 1000 | Bare Steel | 1980-04-17 | Galvanized Steel
1050015 | 2 | [5 empty] | Removed from Ground | Gas (Historical Use) | 1000 | Bare Steel | 1980-04-17 | Galvanized Steel
1050015 | 3 | [5 empty] | Removed from Ground | Gas (Historical Use) | 2000 | Bare Steel | 1997-09-16 | Bare Steel | Suction (American)
1050016 | 1 | Flapper Valve | 1997-08-01 |  | 1997-08-01 |  | Currently in Use | Diesel | 1000 | Fiberglass Double Walled | 1997-08-01 | Double-Walled Fiberglass | Safe Suction (Euro)
1050016 | 2 | Flapper Valve | 1997-08-01 |  | 1997-08-01 |  | Currently in Use | Gas (Historical Use) | 2500 | Fiberglass Double Walled | 1997-08-01 | Double-Walled Fiberglass | Safe Suction (Euro)
1050016 | 62102 | [5 empty] | Removed from Ground | Gas (Historical Use) | 1000 | Bare Steel | 1986-04-29 | Galvanized Steel | Safe Suction (Euro)
1050016 | 621D1 | [5 empty] | Removed from Ground | Diesel | 1000 | Bare Steel | 1953-05-07 | Galvanized Steel | Safe Suction (Euro)
1050016 | 621G1 | [5 empty] | Removed from Ground | Gas (Historical Use) | 1000 | Cathodically Protected Steel | 1987-02-01 | Galvanized Steel | Safe Suction (Euro)
1050018 | 1 |  | 1999-01-05 | no | 1999-01-05 | no | Currently in Use | Gas (Historical Use) | 5000 | Steel-Impressed Current | 1976-05-03 | Steel (Impressed Current) | Suction (American)
1050018 | 2 |  | 1999-01-05 |  | 1999-01-05 |  | Currently in Use | Gas (Historical Use) | 5000 | Steel-Impressed Current | 1976-05-03 | Steel (Impressed Current) | Suction (American)
1050019 | 1 | [5 empty] | Removed from Ground | Empty | 10000 | Bare Steel | 1983-04-30 | Galvanized Steel
1050021 | 1 | [5 empty] | Removed from Ground | Gas (Historical Use) | 1000 | Bare Steel | 1973-05-02 | Galvanized Steel
1050021 | 2 | [5 empty] | Removed from Ground | Diesel | 2000 | Bare Steel | 1973-05-02 | Galvanized Steel
1050021 | 3 | [5 empty] | Removed from Ground | Other | 8000 | Bare Steel | 1973-05-02 | Galvanized Steel
1050022 | 1-R | Ball Float | 1995-06-05 |  | 1995-06-05 |  | Currently in Use | Gas (Historical Use) | 7896 | Steel-Impressed Current | 1985-05-08 | Steel (Impressed Current) | Pressurized
1050022 | 2-UL | Ball Float | 1995-06-05 |  | 1995-06-05 |  | Currently in Use | Diesel | 7896 | Steel-Impressed Current | 1985-05-08 | Steel (Impressed Current) | Pressurized
1050022 | 3-SUL | Ball Float | 1995-06-05 |  | 1995-06-05 |  | Currently in Use | Gas (Historical Use) | 5000 | Steel-Impressed Current | 1985-05-08 | Steel (Impressed Current) | Pressurized
1050022 | 4-K | Ball Float | 1995-06-05 |  | 1995-06-05 |  | Currently in Use | Kerosene | 2005 | Steel-Impressed Current | 1992-09-30 | Steel (Impressed Current) | Pressurized
1050023 | 1 | [5 empty] | Removed from Ground | Gas (Historical Use) | 8000 | Bare Steel | 1972-05-11 | Galvanized Steel
1050023 | 2 | [5 empty] | Removed from Ground | Gas (Historical Use) | 8000 | Bare Steel | 1972-05-11 | Galvanized Steel
1050023 | 3A | Ball Float | 1993-02-08 |  | 1993-02-08 |  | Currently in Use | Gas (Historical Use) | 7961 | Composite | 1993-01-15 | Fiberglass Reinforced Plastic | Pressurized
1050023 | 3B | Ball Float | 1993-02-08 |  | 1993-02-08 |  | Currently in Use | Gas (Historical Use) | 4137 | Composite | 1992-01-15 | Fiberglass Reinforced Plastic | Pressurized
1050025 | R | [5 empty] | Removed from Ground | Gas (Historical Use) | 10000 | Bare Steel | 1980-05-09 | Galvanized Steel | Pressurized
1050025 | U | [5 empty] | Removed from Ground | Gas (Historical Use) | 10000 | Bare Steel | 1980-05-09 | Galvanized Steel | Pressurized
1050026 | 1 | [5 empty] | Removed from Ground | Gas (Historical Use) | 1000 | Bare Steel | 1971-05-12 | Galvanized Steel
1050026 | 2 | [5 empty] | Removed from Ground | Gas (Historical Use) | 1000 | Bare Steel | 1971-05-12 | Galvanized Steel
1050026 | 3 | [5 empty] | Removed from Ground | Gas (Historical Use) | 1000 | Bare Steel | 1971-05-12 | Galvanized Steel
1050028 | 1 | [5 empty] | Removed from Ground | Gas (Historical Use) | 5000 | Bare Steel | 1955-05-16 | Galvanized Steel
1050028 | 10 |  | 1998-10-05 |  | 1987-10-02 |  | Removed from Ground | Diesel | 1000 | Steel-Impressed Current | 1987-10-01 | Steel (Impressed Current) | Safe Suction (Euro)
1050028 | 2 | [5 empty] | Removed from Ground | Gas (Historical Use) | 1000 | Bare Steel | 1955-05-16 | Galvanized Steel
1050028 | 3 | [5 empty] | Removed from Ground | Gas (Historical Use) | 5000 | Bare Steel | 1955-05-16 | Galvanized Steel
1050028 | 4 | [5 empty] | Removed from Ground | Gas (Historical Use) | 5000 | Bare Steel | 1955-05-16 | Galvanized Steel
1050028 | 5 | [5 empty] | Removed from Ground | Diesel | 550 | Bare Steel | 1955-05-16 | Galvanized Steel
1050028 | 6 |  |  | yes |  | yes | Removed from Ground | Used Oil | 500 | Bare Steel | 1955-05-16 | Galvanized Steel
1050028 | 7 |  | 1998-10-05 |  | 1987-10-02 |  | Removed from Ground | Gas (Historical Use) | 5000 | Steel-Impressed Current | 1987-10-02 | Steel (Impressed Current) | Safe Suction (Euro)
1050028 | 8 |  | 1998-10-05 |  | 1987-10-02 |  | Removed from Ground | Gas (Historical Use) | 5000 | Steel-Impressed Current | 1987-10-02 | Steel (Impressed Current) | Safe Suction (Euro)
1050028 | 9 |  | 1998-10-05 |  | 1987-10-02 |  | Removed from Ground | Gas (Historical Use) | 5000 | Steel-Impressed Current | 1987-10-02 | Steel (Impressed Current) | Safe Suction (Euro)
1050029 | 1 |  | 1998-12-30 |  | 1998-12-30 |  | Removed from Ground | Gas (Historical Use) | 1000 | Steel-Impressed Current | 1961-05-14 | Cathodically Protected | Safe Suction (Euro)
1050029 | 2 |  | 1998-12-30 |  | 1998-12-30 |  | Removed from Ground | Gas (Historical Use) | 1000 | Steel-Impressed Current | 1961-05-14 | Cathodically Protected | Safe Suction (Euro)
1050029 | 3 |  | 1998-12-30 |  | 1998-12-30 |  | Removed from Ground | Gas (Historical Use) | 2000 | Steel-Impressed Current | 1968-05-12 | Cathodically Protected | Safe Suction (Euro)
1050032 | 1 | [5 empty] | Removed from Ground | Gas (Historical Use) | 5000 | Bare Steel | 1984-05-08 | Galvanized Steel
1050032 | 2 | [5 empty] | Removed from Ground | Gas (Historical Use) | 1000 | Bare Steel | 1986-05-08 | Galvanized Steel
1050032 | 3 | [5 empty] | Removed from Ground | Gas (Historical Use) | 1000 | Bare Steel | 1986-05-08 | Galvanized Steel
1050032 | 4 | Ball Float | 1990-11-01 |  | 1990-11-01 |  | Currently in Use | Gas (Historical Use) | 6000 | Galvanic (STIP-3) | 1990-11-01 | Fiberglass Reinforced Plastic | Pressurized
1050032 | 5 | Ball Float | 1990-11-01 |  | 1990-11-01 |  | Currently in Use | Gas (Historical Use) | 6000 | Galvanic (STIP-3) | 1990-11-01 | Fiberglass Reinforced Plastic | Pressurized
1050032 | 6 | Flapper Valve | 1990-11-01 |  | 1990-11-01 |  | Currently in Use | Kerosene | 1000 | Galvanic (STIP-3) | 1990-11-01 | Fiberglass Reinforced Plastic | Safe Suction (Euro)
1050032 | 7 | Flapper Valve | 1990-11-01 |  | 1990-11-01 |  | Currently in Use | Diesel | 1000 | Galvanic (STIP-3) | 1990-11-01 | Fiberglass Reinforced Plastic | Safe Suction (Euro)
1050032 | 8 |  | 1990-11-01 |  | 1990-11-01 |  | Removed from Ground | Gas (Historical Use) | 5000 | Galvanic (STIP-3) | 1990-11-01 | Fiberglass Reinforced Plastic | Suction (American)
1050032 | 9 | Flapper Valve | 2002-01-10 | no | 2002-01-10 | no | Currently in Use | Gas (Historical Use) | 6000 | Galvanic (STIP-3) | 2002-01-10 | Fiberglass Reinforced Plastic | Pressurized
1050033 | 1 |  |  |  | 1993-06-01 |  | Removed from Ground | Gas (Historical Use) | 3000 | Bare Steel | 1986-05-08 | Galvanized Steel | Suction (American)
1050033 | 2 |  |  |  | 1993-06-01 |  | Removed from Ground | Gas (Historical Use) | 3000 | Bare Steel | 1986-05-08 | Galvanized Steel | Suction (American)
1050033 | 3 | [5 empty] | Removed from Ground | Diesel | 500 | Bare Steel | 1986-05-08 | Galvanized Steel | Suction (American)
1050033 | 4 |  |  | yes |  | yes | Removed from Ground | Used Oil | 500 | Bare Steel | 1986-05-08 | Galvanized Steel
1050034 | 1 | [5 empty] | Removed from Ground | Kerosene | 2000 | Bare Steel | 1957-01-01 | Copper | Suction (American)
1050034 | 2 | [5 empty] | Removed from Ground | Kerosene | 560 | Bare Steel | 1957-01-01 | Copper | Suction (American)
1050037 | 1 | [5 empty] | Closed in Ground | Gas (Historical Use) | 560 | Bare Steel | 1986-05-08 | Galvanized Steel
1050038 | 1 | [5 empty] | Removed from Ground | Gas (Historical Use) | 3000 | Bare Steel | 1978-05-10 | Galvanized Steel
1050038 | 2 | [5 empty] | Removed from Ground | Gas (Historical Use) | 3000 | Bare Steel | 1978-05-10 | Galvanized Steel
1050038 | 3 | [5 empty] | Removed from Ground | Gas (Historical Use) | 2000 | Bare Steel | 1983-05-09 | Galvanized Steel
1050039 | 1 | [5 empty] | Removed from Ground | Gas (Historical Use) | 4000 | Bare Steel | 1976-05-10 | Galvanized Steel | Safe Suction (Euro)
1050039 | 2 |  | 1996-05-10 |  | 1996-05-10 |  | Removed from Ground | Gas (Historical Use) | 2000 | Cathodically Protected Steel | 1996-05-10 | Galvanized Steel | Safe Suction (Euro)
1050039 | 3 | [5 empty] | Removed from Ground | Diesel | 1000 | Bare Steel | 1976-05-10 | Galvanized Steel
1050040 | 1 | [5 empty] | Removed from Ground | Gas (Historical Use) | 1000 | Bare Steel | 1986-05-08 | Galvanized Steel
1050040 | 2 | [5 empty] | Removed from Ground | Gas (Historical Use) | 1000 | Bare Steel | 1986-05-08 | Galvanized Steel
1050040 | 3 | [5 empty] | Removed from Ground | Gas (Historical Use) | 1000 | Bare Steel | 1986-05-08 | Galvanized Steel
1050041 | 1 | [5 empty] | Removed from Ground | Diesel | 1000 | Bare Steel | 1975-05-11 | Galvanized Steel
1050041 | 2 | [5 empty] | Removed from Ground | Gas (Historical Use) | 1000 | Bare Steel | 1975-05-11 | Galvanized Steel
1050041 | 3 | [5 empty] | Removed from Ground | Gas (Historical Use) | 3000 | Cathodically Protected Steel | 1987-05-21 | Galvanized Steel | Suction (American)
1050043 | 1 | Overfill Alarm | 1998-07-23 |  | 1998-07-23 |  | Currently in Use | Diesel | 10000 | Epoxy | 1993-07-25 | Fiberglass Reinforced Plastic | Safe Suction (Euro)
1050043 | 2 | Overfill Alarm | 1998-07-23 |  | 1998-07-23 |  | Currently in Use | Gas (Historical Use) | 10000 | Epoxy | 1993-07-25 | Fiberglass Reinforced Plastic | Safe Suction (Euro)
1050044 | 185-1 | [5 empty] | Removed from Ground | Diesel | 1 | Bare Steel | 1984-05-08 | Unknown
1050044 | 185-2 | [5 empty] | Removed from Ground | Other | 1 | Bare Steel | 1984-05-08 | Galvanized Steel
1050044 | 185-3 |  |  | yes |  | yes | Removed from Ground | Used Oil | 1 | Bare Steel | 1984-05-08 | Unknown
1050045 | 1 | [5 empty] | Removed from Ground | Gas (Historical Use) | 0 | Bare Steel | 1983-05-09 | Galvanized Steel
1050046 | 1 | [5 empty] | Removed from Ground | Diesel | 1000 | Bare Steel | 1982-05-09 | Galvanized Steel | Safe Suction (Euro)
1050046 | 2 | [5 empty] | Removed from Ground | Gas (Historical Use) | 2000 | Bare Steel | 1979-05-10 | Galvanized Steel | Pressurized
1050046 | 3 | [5 empty] | Removed from Ground | Diesel | 3000 | Bare Steel | 1979-05-10 | Galvanized Steel | Safe Suction (Euro)
1050046 | 4 | [5 empty] | Removed from Ground | Gas (Historical Use) | 3000 | Bare Steel | 1983-05-09 | Galvanized Steel | Safe Suction (Euro)
1050046 | 5 | [5 empty] | Removed from Ground | Gas (Historical Use) | 6000 | Cathodically Protected Steel | 1985-05-08 | Galvanized Steel | Safe Suction (Euro)
1050046 | 6 | [5 empty] | Removed from Ground | Kerosene | 1000 | Bare Steel | 1984-01-01 | Galvanized Steel | Safe Suction (Euro)
1050046 | 7 | Ball Float | 1999-03-23 |  | 1999-03-23 |  | Currently in Use | Gas (Historical Use) | 6000 | Epoxy | 1999-03-23 | Fiberglass Reinforced Plastic | Pressurized
1050046 | 8 | Ball Float | 1999-03-23 |  | 1999-03-23 |  | Currently in Use | Gas (Historical Use) | 6000 | Epoxy | 1999-03-23 | Fiberglass Reinforced Plastic | Pressurized
1050046 | 9A | Ball Float | 1999-03-23 |  | 1999-03-23 |  | Currently in Use | Diesel | 3000 | Epoxy | 1999-03-23 | Fiberglass Reinforced Plastic | Pressurized
1050046 | 9B | Ball Float | 1999-03-23 |  | 1999-03-23 |  | Currently in Use | Kerosene | 3000 | Epoxy | 1999-03-23 | Fiberglass Reinforced Plastic | Pressurized
1050048 | 1 | [5 empty] | Removed from Ground | Diesel | 10000 | Fiberglass | 1985-05-08 | Galvanized Steel
1050048 | 2 |  |  | yes |  | yes | Removed from Ground | Used Oil | 500 | Bare Steel | 1978-05-10 | Bare Steel
1050049 | 1 | [5 empty] | Removed from Ground | Diesel | 10000 | Bare Steel | 1977-01-03 | Bare Steel
1050050 | R | [5 empty] | Removed from Ground | Gas (Historical Use) | 8000 | Bare Steel | 1973-01-04 | Galvanized Steel
1050050 | UL | [5 empty] | Removed from Ground | Gas (Historical Use) | 8000 | Bare Steel | 1973-01-04 | Galvanized Steel
1050052 | 1 |  |  | no |  | no | Removed from Ground | Gas (Historical Use) | 6000 | Bare Steel | 1958-05-15 | Galvanized Steel
1050052 | 10 |  | 1991-08-01 |  | 1991-08-01 |  | Removed from Ground | Gas (Historical Use) | 6000 | Composite | 1991-01-01 | Fiberglass Reinforced Plastic | Suction (American)
1050052 | 2 |  |  | no |  | no | Removed from Ground | Gas (Historical Use) | 0 | Bare Steel | 1956-05-15 | Galvanized Steel
1050052 | 3 | [5 empty] | Removed from Ground | Gas (Historical Use) | 6000 | Bare Steel | 1966-05-13 | Galvanized Steel
1050052 | 4 | [5 empty] | Removed from Ground | Diesel | 1000 | Bare Steel | 1975-05-11 | Galvanized Steel
1050052 | 5 | [5 empty] | Removed from Ground | Diesel | 4000 | Bare Steel | 1979-05-10 | Galvanized Steel
1050052 | 6 | [5 empty] | Removed from Ground | Diesel | 4000 | Bare Steel | 1983-05-09 | Galvanized Steel
1050052 | 7 | [5 empty] | Removed from Ground | Gas (Historical Use) | 3000 | Bare Steel | 1998-08-31 | Bare Steel | Suction (American)
1050052 | 8 |  | 1991-08-01 |  | 1991-08-01 |  | Removed from Ground | Gas (Historical Use) | 6000 | Composite | 1991-01-01 | Fiberglass Reinforced Plastic | Suction (American)
1050052 | 9 |  | 1991-08-01 |  | 1991-08-01 |  | Removed from Ground | Gas (Historical Use) | 6000 | Composite | 1991-01-01 | Fiberglass Reinforced Plastic | Suction (American)
1050053 | 1 | [5 empty] | Removed from Ground | Gas (Historical Use) | 1 | Bare Steel | 1958-05-15 | Galvanized Steel
1050053 | 2 | [5 empty] | Removed from Ground | Gas (Historical Use) | 1 | Bare Steel | 1958-05-15 | Galvanized Steel
1050053 | 3 | [5 empty] | Removed from Ground | Gas (Historical Use) | 1 | Bare Steel | 1958-05-15 | Galvanized Steel
1050053 | 4 | [5 empty] | Removed from Ground | Gas (Historical Use) | 1 | Bare Steel | 1958-05-15 | Galvanized Steel
1050054 | 1 | [5 empty] | Removed from Ground | Gas (Historical Use) | 1000 | Bare Steel | 1966-05-18 | Galvanized Steel
1050054 | 2 | [5 empty] | Removed from Ground | Gas (Historical Use) | 550 | Bare Steel | 1966-05-18 | Galvanized Steel
1050055 | 1 | [5 empty] | Removed from Ground | Empty | 1000 | Bare Steel | 1974-05-16 | Galvanized Steel
1050055 | 2 | [5 empty] | Removed from Ground | Empty | 1000 | Bare Steel | 1974-05-16 | Galvanized Steel
1050055 | 3 | [5 empty] | Removed from Ground | Empty | 1000 | Bare Steel | 1974-05-16 | Galvanized Steel
1050057 | 1 | Ball Float | 1996-01-08 |  | 1996-01-08 |  | Currently in Use | Gas (Historical Use) | 10000 | Steel-Impressed Current | 1986-06-19 | Steel (Impressed Current) | Pressurized
1050057 | 2 | Ball Float | 1996-01-08 |  | 1996-01-08 |  | Currently in Use | Gas (Historical Use) | 10000 | Steel-Impressed Current | 1986-06-19 | Steel (Impressed Current) | Pressurized
1050057 | 3 | Ball Float | 1996-01-08 |  | 1996-01-08 |  | Currently in Use | Gas (Historical Use) | 10000 | Steel-Impressed Current | 1986-06-19 | Steel (Impressed Current) | Pressurized
1050057 | 4 | Flapper Valve | 1996-01-08 |  | 1996-01-08 |  | Currently in Use | Kerosene | 2000 | Steel-Impressed Current | 1986-06-19 | Steel (Impressed Current) | Pressurized
1050058 | 1 | Ball Float | 1994-05-26 |  | 1994-05-26 |  | Currently in Use | Gas (Historical Use) | 10000 | Steel-Impressed Current | 1986-06-19 | Steel (Impressed Current) | Pressurized
1050058 | 2 | Ball Float | 1994-05-26 |  | 1994-05-26 |  | Currently in Use | Gas (Historical Use) | 10000 | Steel-Impressed Current | 1986-06-19 | Steel (Impressed Current) | Pressurized
1050058 | 3 | Ball Float | 1994-05-26 |  | 1994-05-26 |  | Currently in Use | Gas (Historical Use) | 10000 | Steel-Impressed Current | 1986-06-19 | Steel (Impressed Current) | Pressurized
1050058 | 4 | Flapper Valve | 1994-05-26 |  | 1994-05-26 |  | Currently in Use | Kerosene | 2000 | Steel-Impressed Current | 1986-06-19 | Steel (Impressed Current) | Pressurized
1050060 | 1 | [5 empty] | Removed from Ground | Empty | 4000 | Bare Steel | 1981-05-22 | Galvanized Steel
1050060 | 2 | [5 empty] | Removed from Ground | Empty | 4000 | Bare Steel | 1981-05-22 | Galvanized Steel
1050061 | 1 | [5 empty] | Removed from Ground | Gas (Historical Use) | 1000 | Bare Steel | 1975-01-01 | Galvanized Steel | Pressurized
1050062 | 3101 | Flapper Valve | 1987-01-01 |  | 1998-11-01 |  | Currently in Use | Gas (Historical Use) | 10000 | Fiberglass | 1987-01-01 | Fiberglass Reinforced Plastic | Pressurized
1050062 | 3102 | Flapper Valve | 1987-01-01 |  | 1998-11-01 |  | Currently in Use | Gas (Historical Use) | 10000 | Fiberglass | 1987-01-01 | Fiberglass Reinforced Plastic | Pressurized
1050062 | 3103 | Flapper Valve | 1987-01-01 |  | 1998-11-01 |  | Currently in Use | Gas (Historical Use) | 8000 | Fiberglass | 1987-01-01 | Fiberglass Reinforced Plastic | Pressurized
1050062 | 3104 | Flapper Valve | 1987-01-01 |  | 1998-11-01 |  | Currently in Use | Diesel | 10000 | Fiberglass | 1987-01-01 | Fiberglass Reinforced Plastic | Pressurized
1050062 | 3105 | Flapper Valve | 1987-01-01 |  | 1998-11-01 |  | Currently in Use | Kerosene | 2000 | Fiberglass | 1987-01-01 | Fiberglass Reinforced Plastic | Pressurized
1050064 | 1 | Flapper Valve | 1998-01-01 | no | 1998-01-01 | no | Currently in Use | Premium | 10000 | Steel-Impressed Current | 1979-01-03 | Steel (Impressed Current) | Pressurized
1050064 | 2 | Flapper Valve | 1998-01-01 | no | 1998-01-01 | no | Currently in Use | Regular | 10000 | Steel-Impressed Current | 1979-01-03 | Steel (Impressed Current) | Pressurized
1050064 | 3 | Flapper Valve | 1998-01-01 | no | 1998-01-01 | no | Currently in Use | Plus | 10000 | Steel-Impressed Current | 1979-01-03 | Steel (Impressed Current) | Pressurized
1050064 | 4 | Flapper Valve | 1998-01-01 | no | 1998-01-01 | no | Currently in Use | Kerosene | 2000 | Steel-Impressed Current | 1986-01-01 | Fiberglass Reinforced Plastic | Pressurized
1052000 | 3801 | Overfill Alarm | 1987-11-01 | no | 1998-10-01 | no | Currently in Use | Gas (Historical Use) | 10000 | Galvanic (STIP-3) | 1987-11-04 | Fiberglass Reinforced Plastic | Pressurized
1052000 | 3802 | Overfill Alarm | 1987-11-01 |  | 1998-10-01 |  | Currently in Use | Gas (Historical Use) | 10000 | Galvanic (STIP-3) | 1987-11-04 | Fiberglass Reinforced Plastic | Pressurized
1052000 | 3803 | Overfill Alarm | 1987-11-01 |  | 1998-10-01 |  | Currently in Use | Gas (Historical Use) | 8000 | Galvanic (STIP-3) | 1987-11-04 | Fiberglass Reinforced Plastic | Pressurized
1060005 | 1 | [5 empty] | Removed from Ground | Gas (Historical Use) | 10000 | Bare Steel | 1982-05-08 | Galvanized Steel
1060005 | 2 | [5 empty] | Removed from Ground | Gas (Historical Use) | 10000 | Bare Steel | 1982-05-08 | Galvanized Steel
1060005 | 4 |  |  | yes |  | yes | Removed from Ground | Used Oil | 500 | Marked Unknown | 1968-01-01 | Unknown
1060007 | 1 | [5 empty] | Removed from Ground | Gas (Historical Use) | 5000 | Bare Steel | 1966-05-13 | Unknown
1060007 | 2 | [5 empty] | Removed from Ground | Diesel | 1000 | Bare Steel | 1971-05-12 | Unknown
1060007 | 3 | [5 empty] | Removed from Ground | Diesel | 2000 | Bare Steel | 1971-05-12 | Unknown
1060007 | 4 |  | 1999-02-08 |  | 1999-02-08 |  | Removed from Ground | Diesel | 10000 | Cathodically Protected Steel | 1990-12-01 | Double Walled | Suction (American)
1060008 | 1 | [5 empty] | Removed from Ground | Gas (Historical Use) | 2000 | Bare Steel | 1956-05-15 | Galvanized Steel
1060008 | 2 | [5 empty] | Removed from Ground | Gas (Historical Use) | 3000 | Bare Steel | 1956-05-15 | Galvanized Steel
1060008 | 3 | [5 empty] | Removed from Ground | Gas (Historical Use) | 4000 | Bare Steel | 1956-05-15 | Galvanized Steel
1060008 | 4 | [5 empty] | Removed from Ground | Diesel | 3000 | Bare Steel | 1973-05-11 | Galvanized Steel
1060008 | 5 |  |  | yes |  | yes | Removed from Ground | Used Oil | 560 | Bare Steel | 1992-11-09 | Not Marked | Gravity Fed
106001 | 1 | [5 empty] | Removed from Ground | Diesel | 1000 | Bare Steel | 1980-01-03 | Copper | Suction (American)
1060010 | 1 | [5 empty] | Removed from Ground | Gas (Historical Use) | 1000 | Marked Unknown | 1993-02-11 | Not Marked
1060010 | 2 | [5 empty] | Removed from Ground | Diesel | 1000 | Marked Unknown | 1993-02-11 | Not Marked
1060011 | 1 |  |  | yes |  | yes | Removed from Ground | Used Oil | 500 | Bare Steel | 1979-01-03 | Bare Steel
1060012 | 1 | [5 empty] | Removed from Ground | Gas (Historical Use) | 10000 | Bare Steel | 1975-05-11 | Unknown
1060012 | 2 | [5 empty] | Removed from Ground | Gas (Historical Use) | 10000 | Bare Steel | 1975-05-11 | Unknown
1060012 | 3 |  |  | yes |  | yes | Removed from Ground | Used Oil | 2000 | Bare Steel | 1975-05-11 | Unknown
1060012 | 4 |  |  | yes |  | yes | Removed from Ground | Used Oil | 2000 | Bare Steel | 1975-05-11 | Unknown
1060012 | 5 | [5 empty] | Removed from Ground | Other | 2000 | Bare Steel | 1975-05-11 | Unknown
1060012 | 6 | [5 empty] | Removed from Ground | Other | 2000 | Bare Steel | 1975-05-11 | Unknown
1060012 | 7 | [5 empty] | Removed from Ground | Other | 2000 | Bare Steel | 1975-05-11 | Unknown
1060012 | 8 | [5 empty] | Removed from Ground | Other | 2000 | Bare Steel | 1975-05-11 | Unknown
1060012 | 9 | [5 empty] | Removed from Ground | Other | 2000 | Bare Steel | 1975-05-11 | Unknown
1060014 | 1 | [5 empty] | Removed from Ground | Gas (Historical Use) | 2005 | Marked Unknown | 1975-01-04 | Unknown | Suction (American)
1060014 | 2 |  |  | no |  | no | Removed from Ground | Diesel | 1500 | Marked Unknown | 1997-05-30 | Unknown | Safe Suction (Euro)
1060014 | 3 |  | 1997-06-01 | yes | 1997-06-01 |  | Currently in Use | Gas (Historical Use) | 2500 | Fiberglass Double Walled | 1997-06-01 | Fiberglass Reinforced Plastic | Safe Suction (Euro)
1060014 | 4 |  | 1997-06-01 | yes | 1997-06-01 |  | Currently in Use | Diesel | 1000 | Fiberglass Double Walled | 1997-06-01 | Fiberglass Reinforced Plastic | Suction (American)
1060014 | 5 |  | 1997-06-01 | yes | 1997-06-01 | no | Currently in Use | Diesel | 1000 | Fiberglass Double Walled | 1997-06-01 | Copper | Safe Suction (Euro)
1060015 | 1 | [5 empty] | Closed in Ground | Gas (Historical Use) | 10000 | Bare Steel | 1981-05-08 | Galvanized Steel
1060015 | 2 | [5 empty] | Closed in Ground | Gas (Historical Use) | 6000 | Bare Steel | 1966-05-12 | Bare Steel
1060015 | 3 | [5 empty] | Closed in Ground | Gas (Historical Use) | 6000 | Bare Steel | 1966-05-12 | Bare Steel
1060015 | 4 | [5 empty] | Permanently Out of Use - historical purposes | Diesel | 10 | Bare Steel | 1982-05-08 | Unknown
1060015 | 5 |  |  | yes |  | yes | Permanently Out of Use - historical purposes | Used Oil | 0 | Bare Steel | 1966-05-12 | Unknown
1060015 | 5# |  |  | yes |  | yes | Removed from Ground | Used Oil | 270 | Bare Steel | 1987-01-01 | Not Marked
1060015 | DIESEL | [5 empty] | Removed from Ground | Diesel | 10000 | Bare Steel | 1975-01-01 | Galvanized Steel | Pressurized
1060015 | L235027 | Ball Float | 1990-07-02 | no | 1990-07-02 | no | Currently in Use | Diesel | 10000 | Composite | 1990-08-02 | Fiberglass Reinforced Plastic | Pressurized
1060015 | L235029 | Ball Float | 1990-07-02 | no | 1990-07-20 | no | Currently in Use | Gas (Historical Use) | 10000 | Composite | 1990-08-02 | Fiberglass Reinforced Plastic | Pressurized
1060016 | 1 | [5 empty] | Removed from Ground | Diesel | 500 | Fiberglass | 1985-05-13 | Galvanized Steel
1060016 | 2 | [5 empty] | Removed from Ground | Other | 3000 | Bare Steel | 1985-05-13 | Galvanized Steel
1060016 | 3 | [5 empty] | Removed from Ground | Other | 3000 | Bare Steel | 1985-05-13 | Galvanized Steel
1060016 | 4 | [5 empty] | Removed from Ground | Other | 3000 | Bare Steel | 1985-05-13 | Galvanized Steel
1060016 | 5 | [5 empty] | Removed from Ground | Other | 500 | Bare Steel | 1985-05-13 | Galvanized Steel
1060017 | 1 | [5 empty] | Removed from Ground | Gas (Historical Use) | 5000 | Bare Steel | 1975-01-04 | Galvanized Steel
1060017 | 2 | [5 empty] | Removed from Ground | Gas (Historical Use) | 5000 | Bare Steel | 1975-01-04 | Galvanized Steel
1060017 | 3 | [5 empty] | Removed from Ground | Other | 1000 | Bare Steel | 1975-01-04 | Galvanized Steel
1060017 | 4 |  |  | yes |  | yes | Removed from Ground | Used Oil | 1000 | Bare Steel | 1975-01-04 | Galvanized Steel
1060017 | 5 | [5 empty] | Removed from Ground | Gas (Historical Use) | 12000 | Double Walled | 1991-05-01 | Fiberglass Reinforced Plastic | Pressurized
1060017 | 6 |  |  | yes |  | yes | Removed from Ground | Used Oil | 1000 | Double Walled | 1991-05-01 | Fiberglass Reinforced Plastic | Pressurized
1060017 | 7 | [5 empty] | Removed from Ground | Other | 1000 | Double Walled | 1991-05-01 | Fiberglass Reinforced Plastic | Pressurized
1060018 | 1 | [5 empty] | Removed from Ground | Empty | 4000 | Bare Steel | 1967-01-06 | Galvanized Steel
1060018 | 2 | [5 empty] | Removed from Ground | Empty | 4000 | Bare Steel | 1967-01-06 | Galvanized Steel
1060018 | 3 | [5 empty] | Removed from Ground | Empty | 4000 | Bare Steel | 1967-01-06 | Galvanized Steel
106002 | 1 | [5 empty] | Closed in Ground | Other | 30000 | Bare Steel | 1971-01-05 | Copper | Suction (American)
106002 | 2 |  |  | yes |  | yes | Removed from Ground | Used Oil | 280 | Bare Steel | 1971-01-05 | Galvanized Steel | Suction (American)
106002 | 3 | [5 empty] | Closed in Ground | Diesel | 1500 | Bare Steel | 1970-01-01 | Galvanized Steel | Suction (American)
106002 | 4 |  | 1998-04-20 |  | 1998-04-20 |  | Removed from Ground | Diesel | 8000 | Double Walled | 1994-03-15 | Copper | Suction (American)
106002 | 5 | [5 empty] | Permanently Out Of Use | Diesel | 10000 | Not Marked/Unknown | 1994-10-31 | Not Marked
106002 | 6 | [5 empty] | Removed from Ground | Gas (Historical Use) | 550 | Not Marked/Unknown | 1995-03-15 | Not Marked
106002 | 7 |  | 2002-07-12 | no | 2002-07-12 | no | Currently in Use | Diesel | 15000 | Fiberglass Double Walled | 2002-07-12 | Copper | Safe Suction (Euro)
1060020 | 1 | [5 empty] | Removed from Ground | Gas (Historical Use) | 500 | Marked Unknown | 1976-05-24 | Unknown
1060020 | 2 | [5 empty] | Removed from Ground | Other | 0 | Marked Unknown | 1992-03-20 | Unknown
1060021 | 1 | Flapper Valve | 1995-04-01 |  | 1995-04-01 |  | Removed from Ground | Gas (Historical Use) | 10000 | Steel-Impressed Current | 1966-05-13 | Steel (Impressed Current) | Pressurized
1060021 | 2 | Flapper Valve | 1995-04-01 |  | 1995-04-01 |  | Removed from Ground | Gas (Historical Use) | 10000 | Steel-Impressed Current | 1966-05-13 | Steel (Impressed Current) | Pressurized
1060021 | 3 | [5 empty] | Removed from Ground | Gas (Historical Use) | 3000 | Bare Steel | 1976-05-10 | Fiberglass Reinforced Plastic | Pressurized
1060021 | 4 | [5 empty] | Removed from Ground | Diesel | 1000 | Bare Steel | 1966-05-13 | Galvanized Steel
1060021 | 5 |  |  | yes |  | yes | Removed from Ground | Used Oil | 560 | Bare Steel | 1994-12-14 | Galvanized Steel
1060021 | 6A | Ball Float | 2005-01-21 | no | 2005-01-21 | no | Currently in Use | Regular | 8000 | Composite | 2005-01-21 | Fiberglass Reinforced Plastic | Pressurized
1060021 | 6B | Ball Float | 2005-01-21 | no | 2005-01-21 | no | Currently in Use | Premium | 4000 | Composite | 2005-01-21 | Fiberglass Reinforced Plastic | Pressurized
1060022 | 1 | Flapper Valve | 1996-08-01 | no | 1996-08-01 | no | Currently in Use | Gas (Historical Use) | 10000 | Steel-Impressed Current | 1985-05-08 | Steel (Impressed Current) | Pressurized
1060022 | 2 | Flapper Valve | 1996-08-01 | no | 1996-08-01 | no | Currently in Use | Gas (Historical Use) | 10000 | Steel-Impressed Current | 1985-05-08 | Steel (Impressed Current) | Pressurized
1060022 | 3 | Flapper Valve | 1996-08-01 | no | 1996-08-01 | no | Currently in Use | Gas (Historical Use) | 10000 | Steel-Impressed Current | 1985-05-08 | Steel (Impressed Current) | Pressurized
1060022 | 4 | Flapper Valve | 1996-08-01 | no | 1996-08-01 | no | Currently in Use | Diesel | 10000 | Steel-Impressed Current | 1985-05-08 | Steel (Impressed Current) | Pressurized
1060023 | 1 | Flapper Valve | 1996-08-01 | no | 1996-08-01 | no | Currently in Use | Regular | 10000 | Steel-Impressed Current | 1982-05-09 | Fiberglass Reinforced Plastic | Pressurized
1060023 | 2 | Flapper Valve | 1996-08-01 | no | 1996-08-01 | no | Currently in Use | Premium | 10000 | Steel-Impressed Current | 1982-05-09 | Fiberglass Reinforced Plastic | Pressurized
1060023 | 3 | Flapper Valve | 1996-08-01 | no | 1996-08-01 | no | Currently in Use | Diesel | 10000 | Steel-Impressed Current | 1982-05-09 | Fiberglass Reinforced Plastic | Pressurized
1060025 | 1 |  | 1996-08-01 |  | 1996-08-01 |  | Removed from Ground | Gas (Historical Use) | 6000 | Steel-Impressed Current | 1971-05-12 | Cathodically Protected | Safe Suction (Euro)
1060025 | 2 |  | 1996-08-01 |  | 1996-08-01 |  | Removed from Ground | Gas (Historical Use) | 8000 | Steel-Impressed Current | 1971-05-12 | Cathodically Protected | Safe Suction (Euro)
1060025 | 3 |  | 1996-08-01 |  | 1996-08-01 |  | Removed from Ground | Gas (Historical Use) | 6000 | Steel-Impressed Current | 1971-05-12 | Cathodically Protected | Safe Suction (Euro)
1060025 | 4A | Ball Float | 2004-11-05 | no | 2004-11-05 | no | Currently in Use | Gas (Historical Use) | 8000 | Composite | 2004-11-05 | Double-Walled Fiberglass | Pressurized
1060025 | 4B | Ball Float | 2004-11-05 | no | 2004-11-05 | no | Currently in Use | Gas (Historical Use) | 4000 | Composite | 2004-11-05 | Double-Walled Fiberglass | Pressurized
1060026 | 1 | Flapper Valve | 1998-10-01 |  | 1998-10-01 |  | Removed from Ground | Gas (Historical Use) | 8000 | Steel-Impressed Current | 1971-05-12 | Steel (Impressed Current) | Suction (American)
1060026 | 2 | Flapper Valve | 1998-10-01 |  | 1998-10-01 |  | Removed from Ground | Gas (Historical Use) | 8000 | Steel-Impressed Current | 1971-05-12 | Steel (Impressed Current) | Suction (American)
1060026 | 3 | Flapper Valve | 1998-10-01 |  | 1998-10-01 |  | Removed from Ground | Gas (Historical Use) | 8000 | Steel-Impressed Current | 1971-05-12 | Steel (Impressed Current) | Suction (American)
1060026 | 4 | Ball Float | 2007-05-15 | no | 2014-08-05 | no | Currently in Use | Regular | 12000 | Composite Double Walled | 2007-05-15 | Double-Walled Fiberglass | Pressurized
1060026 | 5 | Ball Float | 2007-05-15 | no | 2014-08-05 | no | Currently in Use | Plus | 4000 | Composite Double Walled | 2007-05-15 | Double-Walled Fiberglass | Pressurized
1060026 | 6 | Ball Float | 2007-05-15 | no | 2014-08-05 | no | Currently in Use | Diesel | 4000 | Composite Double Walled | 2007-05-15 | Double-Walled Fiberglass | Pressurized
1060027 | 1 | Flapper Valve | 1998-12-12 | no | 1992-01-01 | no | Currently in Use | Premium | 10000 | Steel-Impressed Current | 1976-05-10 | Steel (Impressed Current) | Safe Suction (Euro)
1060027 | 2 | Flapper Valve | 1998-12-12 | no | 1992-01-01 | no | Currently in Use | Regular | 8000 | Steel-Impressed Current | 1976-05-10 | Steel (Impressed Current) | Safe Suction (Euro)
1060027 | 3 | Flapper Valve | 1998-12-12 | no | 1992-01-01 | no | Currently in Use | Regular | 8000 | Steel-Impressed Current | 1976-05-10 | Steel (Impressed Current) | Safe Suction (Euro)
1060027 | 4 | Flapper Valve | 1998-12-12 | no | 1998-11-20 | no | Temporarily out of use | Kerosene | 6000 | Steel-Impressed Current | 1976-05-10 | Steel (Impressed Current) | Suction (American)
1060028 | 1 | Flapper Valve | 1998-09-03 |  | 1998-09-03 |  | Currently in Use | Gas (Historical Use) | 6000 | Steel-Impressed Current | 1986-05-08 | Steel (Impressed Current) | Suction (American)
1060028 | 2 | Flapper Valve | 1998-09-03 |  | 1998-09-03 |  | Currently in Use | Gas (Historical Use) | 6000 | Steel-Impressed Current | 1986-05-08 | Steel (Impressed Current) | Suction (American)
1060028 | 3 | Flapper Valve | 1998-09-03 |  | 1998-09-03 |  | Temporarily out of use | Gas (Historical Use) | 6000 | Steel-Impressed Current | 1986-05-08 | Steel (Impressed Current) | Suction (American)
1060029 | 1 |  | 1991-08-01 |  | 1991-08-01 |  | Currently in Use | Gas (Historical Use) | 6000 | Galvanic (STIP-3) | 1976-05-10 | Fiberglass Reinforced Plastic | Pressurized
1060029 | 2 |  | 1991-08-01 |  | 1991-08-01 |  | Currently in Use | Gas (Historical Use) | 10000 | Galvanic (STIP-3) | 1976-05-10 | Fiberglass Reinforced Plastic | Pressurized
1060029 | 3 |  | 1991-08-01 |  | 1991-08-01 |  | Currently in Use | Gas (Historical Use) | 10000 | Galvanic (STIP-3) | 1976-05-10 | Fiberglass Reinforced Plastic | Pressurized
1060029 | 4 |  | 1992-06-01 |  | 1992-06-01 |  | Currently in Use | Diesel | 6000 | Galvanic (STIP-3) | 1976-05-10 | Fiberglass Reinforced Plastic | Pressurized
106003 | 1 | [5 empty] | Removed from Ground | Diesel | 1000 | Bare Steel | 1963-01-01 | Copper | Suction (American)
106003 | 2 |  | 1997-08-29 | no | 1997-08-29 | no | Currently in Use | Diesel | 2500 | Tank Jacket | 1994-11-01 | Copper | Suction (American)
1060032 | 1 | [5 empty] | Removed from Ground | Diesel | 10000 | Bare Steel | 1978-05-10 | Unknown
1060032 | 2 | [5 empty] | Removed from Ground | Gas (Historical Use) | 1000 | Bare Steel | 1978-05-10 | Unknown
1060032 | 3 | [5 empty] | Removed from Ground | Gas (Historical Use) | 1000 | Bare Steel | 1978-05-10 | Unknown
1060032 | 4 | [5 empty] | Removed from Ground | Empty | 1000 | Bare Steel | 1978-05-10 | Unknown
1060032 | 5 | [5 empty] | Removed from Ground | Empty | 1000 | Bare Steel | 1978-05-10 | Unknown
1060033 | 1 | [5 empty] | Removed from Ground | Gas (Historical Use) | 12000 | Bare Steel | 1976-05-10 | Galvanized Steel
1060033 | 2 | [5 empty] | Removed from Ground | Gas (Historical Use) | 8000 | Bare Steel | 1976-05-10 | Galvanized Steel
1060033 | 3 | [5 empty] | Removed from Ground | Diesel | 2000 | Bare Steel | 1976-05-10 | Galvanized Steel
1060033 | 4 |  | 1991-01-01 |  | 1991-01-01 | yes | Currently in Use | Gas (Historical Use) | 10000 | Galvanic (STIP-3) | 1991-04-01 | Fiberglass Reinforced Plastic | Safe Suction (Euro)
1060033 | 5 |  | 1991-01-01 |  | 1991-01-01 | yes | Currently in Use | Gas (Historical Use) | 10000 | Galvanic (STIP-3) | 1991-04-01 | Fiberglass Reinforced Plastic | Safe Suction (Euro)
1060033 | 6 |  | 1991-01-01 |  | 1991-01-01 | yes | Currently in Use | Diesel | 2000 | Galvanic (STIP-3) | 1991-04-01 | Fiberglass Reinforced Plastic | Safe Suction (Euro)
1060033 | 7 |  |  | yes |  | yes | Removed from Ground | Used Oil | 500 | Bare Steel | 1976-05-10 | Galvanized Steel | Gravity Fed
1060034 | 1 |  |  | yes |  | yes | Removed from Ground | Used Oil | 750 | Bare Steel | 1993-03-02 | Unknown
1060034 | 2 | [5 empty] | Removed from Ground | Kerosene | 2000 | Bare Steel | 1956-05-15 | Unknown
1060034 | 3 | [5 empty] | Removed from Ground | Gas (Historical Use) | 6000 | Bare Steel | 1956-05-15 | Unknown
1060034 | 4 | [5 empty] | Removed from Ground | Gas (Historical Use) | 6000 | Bare Steel | 1956-05-15 | Unknown
1060035 | 1 | [5 empty] | Closed in Ground | Gas (Historical Use) | 1000 | Bare Steel | 1956-05-15 | Galvanized Steel
1060035 | 2 | [5 empty] | Closed in Ground | Gas (Historical Use) | 500 | Bare Steel | 1956-05-15 | Galvanized Steel
1060035 | 3 | [5 empty] | Closed in Ground | Gas (Historical Use) | 1000 | Bare Steel | 1956-05-15 | Galvanized Steel
1060035 | 4 | [5 empty] | Closed in Ground | Gas (Historical Use) | 1000 | Bare Steel | 1956-05-15 | Galvanized Steel
1060036 | 1 | [5 empty] | Removed from Ground | Gas (Historical Use) | 4000 | Bare Steel | 1951-05-17 | Galvanized Steel
1060036 | 2 | [5 empty] | Removed from Ground | Gas (Historical Use) | 1000 | Bare Steel | 1951-05-17 | Galvanized Steel
1060036 | 3 | [5 empty] | Removed from Ground | Diesel | 3000 | Bare Steel | 1951-05-17 | Unknown
1060036 | 4 | [5 empty] | Removed from Ground | Gas (Historical Use) | 3000 | Bare Steel | 1951-05-17 | Galvanized Steel
1060037 | 1 | [5 empty] | Removed from Ground | Gas (Historical Use) | 6000 | Bare Steel | 1970-05-12 | Galvanized Steel
1060037 | 2 | [5 empty] | Removed from Ground | Gas (Historical Use) | 6000 | Bare Steel | 1970-05-12 | Galvanized Steel
1060037 | 3 | [5 empty] | Removed from Ground | Gas (Historical Use) | 6000 | Bare Steel | 1970-05-12 | Galvanized Steel
1060038 | 1 | [5 empty] | Removed from Ground | Diesel | 6000 | Bare Steel | 1999-04-13 | Bare Steel
1060038 | 2 | [5 empty] | Removed from Ground | Diesel | 6000 | Bare Steel | 1999-04-13 | Bare Steel
1060038 | 3 |  |  | yes |  | yes | Removed from Ground | Used Oil | 550 | Bare Steel | 1999-04-13 | Bare Steel
1060038 | DUMMY | [5 empty] | Currently in Use | Other | 0 | Not Marked/Unknown |  | Not Marked
1060039 | 1 | [5 empty] | Removed from Ground | Diesel | 1000 | Marked Unknown | 1968-05-12 | Unknown
1060042 | 1 |  | 1995-10-16 |  | 1995-10-16 |  | Removed from Ground | Gas (Historical Use) | 10000 | Steel-Impressed Current | 1984-05-08 | Cathodically Protected | Pressurized
1060042 | 2 |  | 1995-10-16 |  | 1995-10-16 |  | Removed from Ground | Gas (Historical Use) | 10000 | Steel-Impressed Current | 1984-05-08 | Cathodically Protected | Pressurized
1060042 | 3 |  | 1995-10-16 |  | 1995-10-16 |  | Removed from Ground | Gas (Historical Use) | 10000 | Steel-Impressed Current | 1984-05-08 | Steel (Impressed Current) | Pressurized
1060043 | 1 | [5 empty] | Removed from Ground | Gas (Historical Use) | 5000 | Cathodically Protected Steel | 1981-05-09 | Galvanized Steel
1060043 | 2 | [5 empty] | Removed from Ground | Gas (Historical Use) | 5000 | Cathodically Protected Steel | 1981-05-09 | Galvanized Steel
1060043 | 3 | [5 empty] | Removed from Ground | Gas (Historical Use) | 5000 | Cathodically Protected Steel | 1981-05-09 | Galvanized Steel
1060043 | 4 | [5 empty] | Removed from Ground | Gas (Historical Use) | 5000 | Cathodically Protected Steel | 1981-05-09 | Galvanized Steel
1060043 | 5 | [5 empty] | Removed from Ground | Gas (Historical Use) | 10000 | Cathodically Protected Steel | 1985-05-08 | Galvanized Steel
1060044 | 1 | Ball Float | 1996-06-10 |  | 1996-06-10 |  | Currently in Use | Gas (Historical Use) | 10000 | Steel-Impressed Current | 1985-05-08 | Double-Walled Fiberglass | Pressurized
1060044 | 2 | Ball Float | 1996-06-10 |  | 1996-06-10 |  | Currently in Use | Gas (Historical Use) | 10000 | Steel-Impressed Current | 1985-05-08 | Double-Walled Fiberglass | Pressurized
1060044 | 3 | Ball Float | 2000-02-23 |  | 1996-06-10 |  | Currently in Use | Diesel | 10000 | Steel-Impressed Current | 1985-05-08 | Double-Walled Fiberglass | Pressurized
1060045 | 1 |  | 1996-06-10 |  | 1996-06-10 |  | Removed from Ground | Gas (Historical Use) | 10000 | Steel-Impressed Current | 1985-05-08 | Cathodically Protected | Pressurized
1060045 | 2 |  | 1996-06-10 |  | 1996-06-10 |  | Removed from Ground | Gas (Historical Use) | 10000 | Steel-Impressed Current | 1985-05-08 | Cathodically Protected | Pressurized
1060045 | 3 |  | 1996-06-10 |  | 1996-06-10 |  | Removed from Ground | Gas (Historical Use) | 10000 | Steel-Impressed Current | 1985-05-08 | Cathodically Protected | Pressurized
1060045 | 4 | Ball Float | 2002-01-28 |  | 2002-01-28 |  | Currently in Use | Gas (Historical Use) | 10000 | Fiberglass Double Walled | 2002-01-28 | Double-Walled Fiberglass | Pressurized
1060045 | 5 | Ball Float | 2002-01-28 |  | 2002-01-28 |  | Currently in Use | Gas (Historical Use) | 8000 | Fiberglass Double Walled | 2002-01-28 | Double-Walled Fiberglass | Pressurized
1060045 | 6 | Ball Float | 2002-01-28 |  | 2002-01-28 |  | Currently in Use | Diesel | 8000 | Fiberglass Double Walled | 2002-01-28 | Double-Walled Fiberglass | Pressurized
1060046 | 1 |  | 1996-06-10 |  | 1996-06-10 |  | Removed from Ground | Gas (Historical Use) | 10000 | Fiberglass | 1985-05-08 | Fiberglass Reinforced Plastic | Pressurized
1060046 | 2 |  | 1996-06-10 |  | 1996-06-10 |  | Removed from Ground | Gas (Historical Use) | 10000 | Fiberglass | 1985-05-08 | Fiberglass Reinforced Plastic | Pressurized
1060046 | 3 |  | 1996-06-10 |  | 1996-06-10 |  | Removed from Ground | Gas (Historical Use) | 10000 | Fiberglass | 1985-05-08 | Fiberglass Reinforced Plastic | Pressurized
1060047 | 1 | [5 empty] | Permanently Out Of Use | Empty | 560 | Bare Steel | 1961-05-14 | Galvanized Steel
1060047 | 2 | [5 empty] | Removed from Ground | Gas (Historical Use) | 4000 | Bare Steel | 1984-01-01 | Unknown | Pressurized
1060047 | 3 | [5 empty] | Removed from Ground | Gas (Historical Use) | 4000 | Bare Steel | 1984-01-01 | Unknown | Pressurized
1060047 | 4 | [5 empty] | Removed from Ground | Gas (Historical Use) | 4000 | Bare Steel | 1984-01-01 | Unknown | Pressurized
1060047 | 5 | [5 empty] | Removed from Ground | Gas (Historical Use) | 4000 | Bare Steel | 1984-01-01 | Unknown | Pressurized
1060047 | 6A | Ball Float | 1999-06-18 | no | 1999-06-18 | no | Currently in Use | Plus | 4000 | Composite | 1999-06-18 | Double-Walled Fiberglass | Pressurized
1060047 | 6B | Ball Float | 1999-06-18 | no | 1999-06-18 | no | Currently in Use | Regular | 8000 | Composite | 1999-06-18 | Double-Walled Fiberglass | Pressurized
1060050 | 1 | [5 empty] | Removed from Ground | Diesel | 10000 | Bare Steel | 1962-05-13 | Not Marked | Safe Suction (Euro)
1060050 | 2 | [5 empty] | Removed from Ground | Diesel | 10000 | Bare Steel | 1978-05-09 | Not Marked | Safe Suction (Euro)
1060050 | 3 | [5 empty] | Removed from Ground | Gas (Historical Use) | 1000 | Bare Steel | 1993-01-15 | Bare Steel | Safe Suction (Euro)
1060050 | 4 | [5 empty] | Removed from Ground | Diesel | 10000 | Bare Steel | 1993-01-14 | Bare Steel | Safe Suction (Euro)
1060050 | 5 |  |  | yes |  | yes | Removed from Ground | Used Oil | 500 | Bare Steel | 1993-01-16 | Not Marked
1060050 | 6 | [5 empty] | Removed from Ground | Gas (Historical Use) | 12000 | Bare Steel | 1962-01-01 | Bare Steel | Safe Suction (Euro)
1060051 | 1 | [5 empty] | Removed from Ground | Gas (Historical Use) | 2000 | Bare Steel | 1979-05-10 | Galvanized Steel
1060051 | 2 | [5 empty] | Removed from Ground | Diesel | 10000 | Bare Steel | 1979-05-10 | Galvanized Steel
1060052 | 1 | [5 empty] | Removed from Ground | Gas (Historical Use) | 6000 | Bare Steel | 1986-05-08 | Cathodically Protected
1060052 | 2 | [5 empty] | Removed from Ground | Gas (Historical Use) | 6000 | Bare Steel | 1986-05-08 | Unknown
1060052 | 3 | [5 empty] | Removed from Ground | Diesel | 560 | Bare Steel | 1985-05-08 | Unknown
1060052 | 4 | [5 empty] | Removed from Ground | Empty | 6000 | Bare Steel | 1986-05-08 | Unknown
1060052 | 5 | [5 empty] | Removed from Ground | Empty | 6000 | Bare Steel | 1986-05-08 | Unknown
1060052 | 6 |  |  | no |  | no | Removed from Ground | Used Oil | 560 | Bare Steel | 2009-07-10 | Bare Steel | Gravity Fed
1060053 | 1 | [5 empty] | Removed from Ground | Diesel | 4000 | Bare Steel | 1980-05-09 | Galvanized Steel | Safe Suction (Euro)
1060055 | 1 | [5 empty] | Removed from Ground | Diesel | 10000 | Bare Steel | 1981-05-09 | Galvanized Steel
1060057 | 1 | [5 empty] | Removed from Ground | Gas (Historical Use) | 500 | Bare Steel | 1986-05-08 | Unknown
1060058 | 1 | [5 empty] | Removed from Ground | Diesel | 8000 | Bare Steel | 1975-05-09 | Double-Walled Flex
1060058 | 2 |  | 1991-10-01 |  | 1991-10-01 |  | Currently in Use | Diesel | 10000 | Composite | 1991-10-01 | Double-Walled Flex | Safe Suction (Euro)
1060058 | T1 |  | 1991-10-01 |  | 1991-10-01 |  | Removed from Ground | Diesel | 10000 | Composite | 1991-10-01 | Galvanized Steel | Safe Suction (Euro)
1060059 | 1 | [5 empty] | Removed from Ground | Gas (Historical Use) | 10000 | Fiberglass | 1983-04-24 | Fiberglass Reinforced Plastic
1060059 | 2 | [5 empty] | Removed from Ground | Gas (Historical Use) | 10000 | Fiberglass | 1983-04-24 | Fiberglass Reinforced Plastic
1060059 | 3 | [5 empty] | Removed from Ground | Gas (Historical Use) | 10000 | Fiberglass | 1983-04-24 | Fiberglass Reinforced Plastic
1060059 | 4 |  |  | yes |  | yes | Removed from Ground | Used Oil | 1000 | Fiberglass | 1983-04-24 | Fiberglass Reinforced Plastic
1060060 | 1 | [5 empty] | Removed from Ground | Gas (Historical Use) | 10000 | Bare Steel | 1969-04-27 | Galvanized Steel
1060060 | 2 | [5 empty] | Removed from Ground | Gas (Historical Use) | 10000 | Bare Steel | 1969-04-27 | Galvanized Steel
1060060 | 3 | [5 empty] | Removed from Ground | Gas (Historical Use) | 5000 | Bare Steel | 1969-04-27 | Galvanized Steel
1060060 | 4 |  |  | yes |  | yes | Removed from Ground | Used Oil | 550 | Bare Steel | 1969-04-27 | Galvanized Steel
1060061 | 1 | Ball Float | 1988-08-01 | no | 1988-08-01 | no | Currently in Use |  | 10000 | Fiberglass Double Walled | 2015-04-14 | Double-Walled Fiberglass | Pressurized
1060061 | 2 | Ball Float | 1988-08-01 | no | 1988-08-01 | no | Currently in Use |  | 10000 | Fiberglass Double Walled | 2015-04-14 | Double-Walled Fiberglass | Pressurized
1060061 | 3 |  | 1988-08-01 | no | 1988-08-01 | no | Currently in Use | Diesel | 10000 | Fiberglass Double Walled | 2015-04-14 | Double-Walled Fiberglass | Pressurized
1060061 | 4 |  | 1998-09-01 | yes | 1998-12-01 | yes | Removed from Ground | Used Oil | 1000 | Fiberglass Double Walled | 2015-07-15 | Double-Walled Fiberglass | Pressurized
1060062 | 1 | [5 empty] | Removed from Ground | Gas (Historical Use) | 3000 | Cathodically Protected Steel | 1966-04-28 | Galvanized Steel
1060062 | 10 | Ball Float | 1998-12-01 | yes | 1998-12-01 | yes | Currently in Use | Diesel | 1000 | Fiberglass Double Walled | 1989-11-17 | Fiberglass Reinforced Plastic | Pressurized
1060062 | 2 | [5 empty] | Removed from Ground | Gas (Historical Use) | 3000 | Cathodically Protected Steel | 1966-04-28 | Galvanized Steel
1060062 | 3 | [5 empty] | Removed from Ground | Gas (Historical Use) | 8000 | Cathodically Protected Steel | 1966-04-28 | Galvanized Steel
1060062 | 4 | [5 empty] | Removed from Ground | Gas (Historical Use) | 3000 | Cathodically Protected Steel | 1966-04-28 | Galvanized Steel
1060062 | 5 | [5 empty] | Removed from Ground | Gas (Historical Use) | 3000 | Cathodically Protected Steel | 1966-04-28 | Galvanized Steel
1060062 | 6 |  |  | yes |  | yes | Removed from Ground | Used Oil | 550 | Cathodically Protected Steel | 1966-04-28 | Galvanized Steel
1060062 | 7 | Ball Float | 1989-11-01 |  | 1989-11-01 |  | Currently in Use | Gas (Historical Use) | 10000 | Fiberglass Double Walled | 1989-11-17 | Fiberglass Reinforced Plastic | Pressurized
1060062 | 8 | Ball Float | 1989-11-01 |  | 1989-11-01 |  | Currently in Use | Gas (Historical Use) | 10000 | Fiberglass Double Walled | 1989-11-17 | Fiberglass Reinforced Plastic | Pressurized
1060062 | 9 | Ball Float | 1989-11-01 |  | 1989-11-01 |  | Currently in Use | Gas (Historical Use) | 10000 | Fiberglass Double Walled | 1989-11-17 | Fiberglass Reinforced Plastic | Pressurized
1060063 | 1 | [5 empty] | Removed from Ground | Gas (Historical Use) | 4000 | Cathodically Protected Steel | 1964-04-28 | Galvanized Steel
1060063 | 2 | [5 empty] | Removed from Ground | Gas (Historical Use) | 10000 | Cathodically Protected Steel | 1970-04-27 | Galvanized Steel
1060063 | 3 | [5 empty] | Removed from Ground | Gas (Historical Use) | 10000 | Cathodically Protected Steel | 1970-04-27 | Galvanized Steel
1060063 | 4 |  |  | yes |  | yes | Removed from Ground | Used Oil | 550 | Cathodically Protected Steel | 1962-04-29 | Galvanized Steel
1060063 | 5 |  | 1991-05-01 |  | 1991-05-01 |  | Currently in Use | Gas (Historical Use) | 10000 | Galvanic (STIP-3) | 1991-05-01 | Fiberglass Reinforced Plastic | Pressurized
1060063 | 6 |  | 1991-05-01 |  | 1991-05-01 |  | Currently in Use | Gas (Historical Use) | 6000 | Galvanic (STIP-3) | 1991-05-01 | Fiberglass Reinforced Plastic | Pressurized
1060063 | 7 |  | 1991-05-01 |  | 1991-05-01 |  | Currently in Use | Gas (Historical Use) | 10000 | Galvanic (STIP-3) | 1991-05-01 | Fiberglass Reinforced Plastic | Pressurized
1060064 | 1 | Flapper Valve | 1985-04-01 | no | 1985-04-01 | no | Currently in Use | Premium | 10000 | Fiberglass | 1983-04-24 | Fiberglass Reinforced Plastic | Pressurized
1060064 | 2 | Flapper Valve | 1985-04-01 | no | 1985-04-01 | no | Currently in Use | Regular | 10000 | Fiberglass | 1983-04-24 | Fiberglass Reinforced Plastic | Pressurized
1060064 | 3 | Flapper Valve | 1985-04-01 | no | 1985-04-01 | no | Currently in Use | Plus | 10000 | Fiberglass | 1983-04-24 | Fiberglass Reinforced Plastic | Pressurized
1060065 | 1 |  |  | yes |  | yes | Removed from Ground | Used Oil | 1000 | Fiberglass | 1984-04-23 | Galvanized Steel
1060065 | 2 |  |  | yes |  | yes | Closed in Ground | Used Oil | 3000 | Bare Steel | 1971-04-27 | Not Marked
1060067 | 1 |  | 1995-07-31 |  | 1995-07-31 |  | Closed in Ground | Other | 12000 | Fiberglass | 1984-03-05 | Fiberglass Reinforced Plastic | Pressurized
1060067 | 2 | Overfill Alarm | 1998-04-13 |  | 1998-04-13 |  | Currently in Use | Jet Fuel | 12000 | Fiberglass Double Walled | 1998-04-12 | Double-Walled Flex | Safe Suction (Euro)
1060067 | 3 | Overfill Alarm | 1998-04-13 |  | 1998-04-13 |  | Currently in Use | Jet Fuel | 12000 | Fiberglass Double Walled | 1998-04-12 | Double-Walled Flex | Safe Suction (Euro)
1060068 | 1 | [5 empty] | Removed from Ground | Diesel | 8000 | Bare Steel | 1966-02-10 | Galvanized Steel
1060068 | 2 | [5 empty] | Removed from Ground | Gas (Historical Use) | 2000 | Bare Steel | 1966-02-10 | Galvanized Steel
1060068 | 3 |  |  | yes |  | yes | Removed from Ground | Used Oil | 1000 | Bare Steel | 1966-02-10 | Galvanized Steel
1060068 | 4 | Ball Float | 1996-06-28 |  | 1996-06-28 |  | Removed from Ground | Diesel | 20000 | Composite | 1996-06-28 | Double-Walled Fiberglass | Pressurized
1060068 | 5 | Ball Float | 1996-06-28 |  | 1996-06-28 |  | Removed from Ground | Gas (Historical Use) | 12000 | Composite | 1996-06-28 | Double-Walled Fiberglass | Pressurized
1060070 | 1 | [5 empty] | Removed from Ground | Empty | 1000 | Bare Steel | 1983-02-27 | Galvanized Steel | Suction (American)
1060075 | 1 | [5 empty] | Removed from Ground | Empty | 10026 | Composite | 1980-01-30 | Galvanized Steel | Suction (American)
1060075 | 10 | Flapper Valve | 1998-11-10 | no | 1998-11-10 | no | Currently in Use | Regular | 15000 | Composite | 1998-11-08 | Double-Walled Flex | Pressurized
1060075 | 11 | Flapper Valve | 1998-11-10 | no | 1998-11-10 | no | Currently in Use | Regular | 15000 | Composite | 1998-11-08 | Double-Walled Flex | Pressurized
1060075 | 12 | Flapper Valve | 1998-11-10 | no | 1998-11-10 | no | Currently in Use | Diesel | 15000 | Composite | 1998-11-08 | Double-Walled Flex | Pressurized
1060075 | 2 | [5 empty] | Removed from Ground | Empty | 10026 | Composite | 1980-01-30 | Galvanized Steel | Suction (American)
1060075 | 3 | [5 empty] | Removed from Ground | Empty | 10025 | Composite | 1980-01-30 | Galvanized Steel | Suction (American)
1060075 | 4 | [5 empty] | Removed from Ground | Empty | 10026 | Composite | 1980-01-30 | Galvanized Steel | Suction (American)
1060075 | 5 | [5 empty] | Removed from Ground | Gas (Historical Use) | 10026 | Composite | 1980-01-30 | Galvanized Steel | Suction (American)
1060075 | 6 |  | 1993-05-01 |  | 1993-04-14 |  | Removed from Ground | Empty | 10026 | Composite | 1980-01-30 | Galvanized Steel | Suction (American)
1060075 | 7 |  |  | yes |  | yes | Removed from Ground | Used Oil | 1500 | Composite | 1986-01-28 | Galvanized Steel
1060075 | 8 |  |  | yes |  | yes | Removed from Ground | Used Oil | 1500 | Composite | 1986-01-28 | Galvanized Steel
1060075 | 9 | Flapper Valve | 1998-11-10 | no | 1998-11-10 | no | Currently in Use | Regular | 15000 | Composite | 1998-11-08 | Double-Walled Flex | Pressurized
1060076 | 1 | [5 empty] | Removed from Ground | Diesel | 3500 | Bare Steel | 1976-01-31 | Galvanized Steel
1060076 | 2 | [5 empty] | Removed from Ground | Diesel | 3500 | Bare Steel | 1976-01-31 | Galvanized Steel
1060076 | 3 | Ball Float | 1999-06-01 | no | 1999-06-01 | no | Currently in Use | Regular | 12000 | Composite | 1999-06-01 | Double-Walled Flex | Pressurized
1060076 | 4 | Ball Float | 1999-06-01 | no | 1999-06-01 | no | Currently in Use | Diesel | 12000 | Composite | 1999-06-01 | Double-Walled Flex | Pressurized
1060076 | 5 | Ball Float | 1999-06-01 | no | 1999-06-01 | no | Currently in Use | Diesel | 12000 | Composite | 1999-06-01 | Double-Walled Flex | Pressurized
1060077 | 1D | [5 empty] | Removed from Ground | Diesel | 300 | Bare Steel | 1976-01-31 | Bare Steel | Safe Suction (Euro)
1060078 | 1 | [5 empty] | Removed from Ground | Diesel | 500 | Bare Steel | 1971-02-01 | Galvanized Steel
1060079 | 1 | [5 empty] | Removed from Ground | Diesel | 300 | Bare Steel | 1971-02-01 | Galvanized Steel
1060080 | 1 | [5 empty] | Removed from Ground | Diesel | 550 | Bare Steel | 1976-01-31 | Galvanized Steel
1060081 | 1 | [5 empty] | Removed from Ground | Diesel | 500 | Bare Steel | 1983-01-29 | Galvanized Steel
1060082 | 1 | [5 empty] | Removed from Ground | Diesel | 300 | Bare Steel | 1986-01-28 | Galvanized Steel
1060083 | 1 | [5 empty] | Removed from Ground | Other | 300 | Not Marked/Unknown | 1993-09-08 | Not Marked
1060084 | 1 | [5 empty] | Removed from Ground | Diesel | 550 | Bare Steel | 1976-01-31 | Galvanized Steel
1060085 | 1 | [5 empty] | Removed from Ground | Diesel | 300 | Not Marked/Unknown | 1995-04-24 | Not Marked
1060086 | 1 | [5 empty] | Removed from Ground | Diesel | 300 | Bare Steel | 1971-02-01 | Galvanized Steel
1060087 | 1 | [5 empty] | Removed from Ground | Diesel | 550 | Bare Steel | 1974-01-31 | Galvanized Steel
1060088 | 1 | [5 empty] | Removed from Ground | Diesel | 10000 | Bare Steel | 1986-01-28 | Galvanized Steel
1060088 | 2 |  | 1999-01-28 |  | 1999-01-28 |  | Currently in Use | Diesel | 5000 | Composite | 1999-01-28 | Not Marked | Suction (American)
1060089 | 1 | Ball Float | 1990-11-07 | no | 1990-11-07 | no | Currently in Use | Diesel | 20000 | Fiberglass Double Walled | 1990-11-07 | Fiberglass Reinforced Plastic | Pressurized
1060089 | 2 | Ball Float | 1990-11-07 | no | 1990-11-07 | no | Currently in Use | Diesel | 20000 | Fiberglass Double Walled | 1990-11-07 | Double-Walled Fiberglass | Pressurized
1060089 | 3 | [5 empty] | Removed from Ground | Diesel | 20000 | Bare Steel | 1975-01-01 | Galvanized Steel
1060089 | 4 | [5 empty] | Removed from Ground | Diesel | 8000 | Bare Steel | 1975-01-01 | Galvanized Steel
1060089 | 5 | [5 empty] | Removed from Ground | Diesel | 8000 | Bare Steel | 1975-01-01 | Galvanized Steel
1060089 | 6 | [5 empty] | Removed from Ground | Diesel | 6000 | Bare Steel | 1971-02-01 | Galvanized Steel
1060089 | 7 | [5 empty] | Removed from Ground | Diesel | 6000 | Bare Steel | 1971-02-01 | Galvanized Steel
1060089 | 8 |  |  | yes |  | yes | Removed from Ground | Used Oil | 1500 | Bare Steel | 1971-02-01 | Galvanized Steel | Gravity Fed
1060089 | 9 | [5 empty] | Removed from Ground | Other | 1500 | Bare Steel | 1971-02-01 | Galvanized Steel | Gravity Fed
1060089 | OLD#1 | [5 empty] | Removed from Ground | Diesel | 15000 | Bare Steel | 1975-01-31 | Galvanized Steel
1060089 | OLD#2 | [5 empty] | Removed from Ground | Diesel | 5000 | Bare Steel | 1975-01-31 | Galvanized Steel
1060089 | OLD#3 | [5 empty] | Removed from Ground | Diesel | 3500 | Bare Steel | 1971-02-01 | Galvanized Steel
1060089 | OLD#4 | [5 empty] | Removed from Ground | Diesel | 3500 | Bare Steel | 1971-02-01 | Galvanized Steel | Suction (American)
1060089 | OLD#5 | [5 empty] | Removed from Ground | Diesel | 3500 | Bare Steel | 1971-02-01 | Galvanized Steel | Suction (American)
1060090 | 1 | [5 empty] | Removed from Ground | Diesel | 3000 | Bare Steel | 1984-01-29 | Galvanized Steel
1060090 | 2 | [5 empty] | Removed from Ground | Diesel | 1000 | Bare Steel | 1984-01-29 | Galvanized Steel
1060091 | 1 |  | 1998-07-28 |  | 1998-07-28 |  | Removed from Ground | Diesel | 6000 | Steel-Impressed Current | 1986-02-18 | Cathodically Protected | Pressurized
1060091 | 2 |  | 1998-07-28 |  | 1998-07-28 |  | Removed from Ground | Gas (Historical Use) | 6000 | Steel-Impressed Current | 1986-02-18 | Cathodically Protected | Pressurized
1060091 | 3 |  | 1998-07-28 |  | 1998-07-28 |  | Removed from Ground | Gas (Historical Use) | 8000 | Steel-Impressed Current | 1986-02-18 | Cathodically Protected | Pressurized
1060091 | 4 | [5 empty] | Removed from Ground | Gas (Historical Use) | 8000 | Steel-Impressed Current | 1986-02-18 | Galvanized Steel | Pressurized
1060093 | 1 | [5 empty] | Removed from Ground | Diesel | 2000 | Bare Steel | 1971-03-09 | Galvanized Steel | Suction (American)
1060093 | 2 | [5 empty] | Removed from Ground | Diesel | 10000 | Double Walled | 1993-03-20 | Fiberglass Reinforced Plastic | Suction (American)
1060094 | 1 | [5 empty] | Closed in Ground | Gas (Historical Use) | 1000 | Bare Steel | 1969-03-07 | Bare Steel | Safe Suction (Euro)
1060095 | 1 | [5 empty] | Removed from Ground | Gas (Historical Use) | 5000 | Bare Steel | 1980-02-26 | Galvanized Steel
1060096 | 1 | [5 empty] | Permanently Out of Use - historical purposes | Gas (Historical Use) | 2000 | Bare Steel | 1966-02-10 | Galvanized Steel
1060096 | 2 | [5 empty] | Permanently Out of Use - historical purposes | Gas (Historical Use) | 8000 | Bare Steel | 1980-02-07 | Galvanized Steel
1060096 | 3 |  |  | yes |  | yes | Permanently Out of Use - historical purposes | Used Oil | 300 | Bare Steel | 1966-02-10 | Galvanized Steel
1060097 | 1 | [5 empty] | Removed from Ground | Gas (Historical Use) | 10000 | Bare Steel | 1975-01-26 | Galvanized Steel
1060097 | 2 | [5 empty] | Removed from Ground | Gas (Historical Use) | 8000 | Bare Steel | 1975-01-26 | Galvanized Steel
1060097 | 3 | [5 empty] | Removed from Ground | Gas (Historical Use) | 8000 | Bare Steel | 1975-01-26 | Galvanized Steel
1060098 | 1 | [5 empty] | Removed from Ground | Gas (Historical Use) | 10000 | Bare Steel | 1976-01-26 | Galvanized Steel
1060098 | 2 | [5 empty] | Removed from Ground | Gas (Historical Use) | 8000 | Bare Steel | 1976-01-26 | Galvanized Steel
1060098 | 3 | [5 empty] | Removed from Ground | Gas (Historical Use) | 8000 | Bare Steel | 1976-01-26 | Galvanized Steel
1060101 | 1 |  | 1998-06-01 |  | 1998-06-01 |  | Removed from Ground | Gas (Historical Use) | 8000 | Steel-Impressed Current | 1975-06-01 | Steel (Impressed Current) | Suction (American)
1060101 | 2 |  | 1998-06-01 |  | 1998-06-01 |  | Removed from Ground | Gas (Historical Use) | 8000 | Steel-Impressed Current | 1975-06-01 | Steel (Impressed Current) | Suction (American)
1060101 | 3 |  | 1998-06-01 |  | 1998-06-01 |  | Removed from Ground | Gas (Historical Use) | 3000 | Steel-Impressed Current | 1975-06-01 | Steel (Impressed Current) | Suction (American)
1060101 | 4 |  |  | yes |  | yes | Removed from Ground | Used Oil | 1000 | Steel-Impressed Current | 1960-03-12 | Steel (Impressed Current)
1060102 | 1 | [5 empty] | Removed from Ground | Gas (Historical Use) | 1000 | Bare Steel | 1974-02-22 | Galvanized Steel
1060102 | 2 | [5 empty] | Removed from Ground | Other | 1000 | Bare Steel | 1974-02-22 | Galvanized Steel
1060102 | 3 | [5 empty] | Closed in Ground | Other | 1500 | Concrete | 1974-02-22 | Not Marked
1060103 | 1 | [5 empty] | Removed from Ground | Other | 300 | Bare Steel | 1946-03-06 | Bare Steel
1060103 | 2 | [5 empty] | Removed from Ground | Other | 300 | Bare Steel | 1946-03-06 | Bare Steel
1060106 | 1 | [5 empty] | Removed from Ground | Diesel | 10000 | Cathodically Protected Steel | 1981-02-06 | Galvanized Steel | Safe Suction (Euro)
1060106 | 2 | [5 empty] | Closed in Ground | Gas (Historical Use) | 10000 | Cathodically Protected Steel | 1971-02-09 | Galvanized Steel
1060106 | 3 |  |  | yes |  | yes | Removed from Ground | Other | 250 | Cathodically Protected Steel | 1971-02-09 | Galvanized Steel
1060107 | 1 |  |  | yes |  | yes | Removed from Ground | Used Oil | 300 | Bare Steel | 1972-03-01 | Unknown
1060108 | 1 | [5 empty] | Removed from Ground | Diesel | 8000 | Bare Steel | 1985-12-27 | Bare Steel
1060108 | 2 | [5 empty] | Removed from Ground | Diesel | 8000 | Bare Steel | 1953-01-04 | Bare Steel
1060108 | 3 | [5 empty] | Removed from Ground | Diesel | 1000 | Bare Steel | 1958-01-03 | Bare Steel
1060108 | 4 |  | 1989-01-18 |  | 1989-01-18 |  | Removed from Ground | Diesel | 6000 | Double Walled | 1989-01-18 | Fiberglass Reinforced Plastic | Suction (American)
1060110 | 1 |  |  | yes |  | yes | Removed from Ground | Used Oil | 1000 | Bare Steel | 1983-02-05 | Galvanized Steel
1060110 | 2 | [5 empty] | Removed from Ground | Other | 3000 | Bare Steel | 1983-02-05 | Galvanized Steel
1060112 | 1 | [5 empty] | Removed from Ground | Gas (Historical Use) | 10000 | Bare Steel | 1986-01-24 | Galvanized Steel | Pressurized
1060112 | 2 |  |  | yes |  | yes | Removed from Ground | Used Oil | 550 | Bare Steel | 1986-01-24 | Galvanized Steel | Safe Suction (Euro)
1060112 | 3 | [5 empty] | Removed from Ground | Other | 550 | Bare Steel | 1986-01-24 | Galvanized Steel
1060116 | 1 | [5 empty] | Removed from Ground | Empty | 10000 | Bare Steel | 1966-03-15 | Unknown
1060117 | 1 | [5 empty] | Removed from Ground | Hazardous Substance | 2000 | Composite | 1980-03-15 | Bare Steel
1060117 | 2 | [5 empty] | Removed from Ground | Hazardous Substance | 1000 | Composite | 1980-03-15 | Bare Steel
1060117 | 3 | [5 empty] | Removed from Ground | Hazardous Substance | 1000 | Composite | 1980-03-15 | Bare Steel
1060117 | 4 | [5 empty] | Removed from Ground | Hazardous Substance | 1000 | Composite | 1980-03-15 | Bare Steel
1060117 | 5 | [5 empty] | Removed from Ground | Hazardous Substance | 1000 | Composite | 1980-03-15 | Bare Steel
1060118 | 1 | [5 empty] | Removed from Ground | Gas (Historical Use) | 2000 | Bare Steel | 1956-03-14 | Galvanized Steel
1060118 | 2 | [5 empty] | Removed from Ground | Gas (Historical Use) | 8000 | Bare Steel | 1956-03-14 | Galvanized Steel
1060118 | 3 | [5 empty] | Removed from Ground | Gas (Historical Use) | 6000 | Bare Steel | 1956-03-14 | Galvanized Steel
1060118 | 4 | [5 empty] | Removed from Ground | Gas (Historical Use) | 3000 | Bare Steel | 1956-03-14 | Galvanized Steel
1060118 | 5 | [5 empty] | Removed from Ground | Gas (Historical Use) | 3000 | Bare Steel | 1956-03-14 | Galvanized Steel
1060118 | 6 |  |  | yes |  | yes | Removed from Ground | Used Oil | 500 | Bare Steel | 1956-03-14 | Galvanized Steel
1060118 | 7 |  | 1989-03-01 |  | 1989-03-01 |  | Currently in Use | Gas (Historical Use) | 8000 | Fiberglass | 1989-03-01 | Fiberglass Reinforced Plastic | Pressurized
1060118 | 8 |  | 1989-03-01 |  | 1989-03-01 |  | Currently in Use | Gas (Historical Use) | 8000 | Fiberglass | 1989-03-01 | Fiberglass Reinforced Plastic | Pressurized
1060118 | 9 |  | 1989-03-01 |  | 1989-03-01 |  | Currently in Use | Gas (Historical Use) | 8000 | Fiberglass | 1989-03-01 | Fiberglass Reinforced Plastic | Pressurized
1060119 | 1 | [5 empty] | Removed from Ground | Other | 10000 | Bare Steel | 1978-03-19 | Not Marked | Pressurized
1060120 | 1 |  |  | yes |  | yes | Removed from Ground | Used Oil | 0 | Marked Unknown | 1966-03-22 | Unknown
1060122 | 1 | [5 empty] | Removed from Ground | Empty | 1000 | Bare Steel | 1968-03-23 | Unknown
1060124 | 1 | [5 empty] | Removed from Ground | Diesel | 1000 | Marked Unknown | 1976-03-21 | Galvanized Steel
1060124 | 2 | [5 empty] | Removed from Ground | Gas (Historical Use) | 1000 | Marked Unknown | 1976-03-21 | Galvanized Steel
1060125 | 1 | [5 empty] | Removed from Ground | Diesel | 2000 | Bare Steel | 1972-04-18 | Galvanized Steel
1060125 | 2 | [5 empty] | Removed from Ground | Gas (Historical Use) | 2000 | Bare Steel | 1972-04-18 | Galvanized Steel
1060127 | 1 | [5 empty] | Permanently Out Of Use | Gas (Historical Use) | 8084 | Bare Steel | 1977-04-17 | Galvanized Steel
1060127 | 2 | [5 empty] | Permanently Out Of Use | Gas (Historical Use) | 8084 | Bare Steel | 1977-04-17 | Galvanized Steel
1060127 | 3 | [5 empty] | Permanently Out Of Use | Gas (Historical Use) | 5000 | Bare Steel | 1988-11-01 | Galvanized Steel
1060129 | 1 | [5 empty] | Removed from Ground | Diesel | 1000 | Bare Steel | 1985-04-14 | Galvanized Steel
1060130 | 3 |  |  | yes |  | yes | Removed from Ground | Used Oil | 500 | Bare Steel | 1975-04-24 | Not Marked
1060130 | 4 |  |  | yes |  | yes | Removed from Ground | Used Oil | 500 | Bare Steel | 1975-04-24 | Not Marked
1060131 | 1 | [5 empty] | Removed from Ground | Diesel | 2500 | Bare Steel | 1976-04-23 | Galvanized Steel
1060131 | 2 | [5 empty] | Removed from Ground | Diesel | 2000 | Bare Steel | 1976-04-23 | Galvanized Steel
1060132 | 1 | [5 empty] | Removed from Ground | Gas (Historical Use) | 6045 | Bare Steel | 1968-04-25 | Galvanized Steel | Suction (American)
1060132 | 2 | [5 empty] | Removed from Ground | Gas (Historical Use) | 6045 | Bare Steel | 1968-04-25 | Galvanized Steel
1060132 | 3 | [5 empty] | Removed from Ground | Gas (Historical Use) | 6045 | Bare Steel | 1968-04-25 | Fiberglass Reinforced Plastic | Suction (American)
1060132 | 4 | [5 empty] | Removed from Ground | Gas (Historical Use) | 12000 | Bare Steel | 1977-04-23 | Galvanized Steel | Suction (American)
1060132 | 5 | [5 empty] | Removed from Ground | Diesel | 15000 | Bare Steel | 1981-04-22 | Fiberglass Reinforced Plastic | Suction (American)
1060132 | 6 |  |  | yes |  | yes | Removed from Ground | Used Oil | 2000 | Bare Steel | 1968-04-25 | Galvanized Steel
1060132 | 7 | Flapper Valve | 1998-07-01 | no | 1998-07-01 | no | Currently in Use | Gas (Historical Use) | 15000 | Fiberglass | 1998-07-27 | Fiberglass Reinforced Plastic | Safe Suction (Euro)
1060132 | 8 | Flapper Valve | 1998-07-01 | no | 1998-07-01 | no | Currently in Use | Diesel | 20000 | Fiberglass | 1998-07-27 | Fiberglass Reinforced Plastic | Safe Suction (Euro)
1060132 | 9 | Exempted | 2009-04-21 | yes | 1998-07-27 | no | Currently in Use | Used Oil | 500 | Fiberglass | 1998-07-27 | Fiberglass Reinforced Plastic | Gravity
1060133 | 1 | [5 empty] | Removed from Ground | Gas (Historical Use) | 1000 | Bare Steel | 1969-04-25 | Galvanized Steel
1060134 | 1 | [5 empty] | Removed from Ground | Diesel | 550 | Not Marked/Unknown | 1996-11-16 | Not Marked
1060134 | 2 | [5 empty] | Removed from Ground | Gas (Historical Use) | 1000 | Bare Steel | 1994-01-13 | Galvanized Steel | Suction (American)
1060134 | 3 |  |  | yes |  | yes | Removed from Ground | Used Oil | 1000 | Bare Steel | 1994-01-13 | Galvanized Steel | Gravity Fed
1060134 | 4 |  | 1998-09-25 |  | 1998-09-25 |  | Currently in Use | Gas (Historical Use) | 12000 | Composite | 1998-09-25 | Double-Walled Flex | Pressurized
1060134 | 5 |  | 1998-09-25 |  | 1998-09-25 |  | Currently in Use | Gas (Historical Use) | 15000 | Composite | 1998-09-25 | Double-Walled Flex | Pressurized
1060135 | 1 | [5 empty] | Permanently Out of Use - historical purposes | Gas (Historical Use) | 8200 | Bare Steel | 1970-04-15 | Galvanized Steel
1060135 | 2 | [5 empty] | Permanently Out of Use - historical purposes | Diesel | 8200 | Bare Steel | 1970-04-15 | Galvanized Steel
1060135 | 3 |  |  | yes |  | yes | Permanently Out of Use - historical purposes | Used Oil | 1000 | Bare Steel | 1970-04-15 | Galvanized Steel
1060136 | 1 | [5 empty] | Removed from Ground | Diesel | 1000 | Bare Steel | 1975-04-26 | Galvanized Steel
1060137 | 1 | [5 empty] | Removed from Ground | Diesel | 1000 | Bare Steel | 1978-04-25 | Galvanized Steel | Safe Suction (Euro)
1060138 | 1 | [5 empty] | Removed from Ground | Gas (Historical Use) | 1000 | Bare Steel | 1970-04-27 | Bare Steel
1060139 | 1 | Flapper Valve | 1988-06-01 |  | 1988-06-01 |  | Currently in Use | Gas (Historical Use) | 10000 | Fiberglass | 1983-04-18 | Fiberglass Reinforced Plastic | Pressurized
1060139 | 2 | Flapper Valve | 1988-06-01 |  | 1988-06-01 |  | Currently in Use | Gas (Historical Use) | 10000 | Fiberglass | 1983-04-18 | Fiberglass Reinforced Plastic | Pressurized
1060139 | 3 | Flapper Valve | 1988-06-01 |  | 1988-06-01 |  | Currently in Use | Gas (Historical Use) | 10000 | Fiberglass | 1983-04-18 | Fiberglass Reinforced Plastic | Pressurized
1060140 | 1 |  |  | yes |  | yes | Removed from Ground | Used Oil | 500 | Bare Steel | 1977-04-20 | Galvanized Steel
1060141 | 1 | [5 empty] | Removed from Ground | Gas (Historical Use) | 4000 | Bare Steel | 1958-04-28 | Unknown
1060141 | 2 | [5 empty] | Removed from Ground | Gas (Historical Use) | 3000 | Bare Steel | 1958-04-28 | Unknown
1060141 | 3 | [5 empty] | Removed from Ground | Gas (Historical Use) | 3000 | Bare Steel | 1958-04-28 | Unknown
1060141 | 4 |  |  | yes |  | yes | Removed from Ground | Used Oil | 560 | Bare Steel | 1958-04-28 | Unknown
1060141 | 5A |  | 1997-05-13 |  | 1997-05-13 |  | Currently in Use | Gas (Historical Use) | 12000 | Composite | 1997-05-13 | Fiberglass Reinforced Plastic | Pressurized
1060141 | 5B |  | 1997-05-13 |  | 1997-05-13 |  | Currently in Use | Gas (Historical Use) | 8000 | Composite | 1997-05-13 | Fiberglass Reinforced Plastic | Pressurized
1060142 | 1 | [5 empty] | Removed from Ground | Gas (Historical Use) | 3000 | Bare Steel | 1957-04-28 | Unknown
1060142 | 2 | [5 empty] | Removed from Ground | Gas (Historical Use) | 3000 | Bare Steel | 1957-04-28 | Unknown
1060142 | 3 | [5 empty] | Removed from Ground | Gas (Historical Use) | 4000 | Bare Steel | 1957-04-28 | Unknown
1060142 | 4 |  |  | yes |  | yes | Removed from Ground | Used Oil | 560 | Bare Steel | 1957-04-28 | Unknown
1060143 | 1 | [5 empty] | Removed from Ground | Diesel | 1000 | Bare Steel | 1957-04-28 | Unknown
1060143 | 2 | [5 empty] | Removed from Ground | Gas (Historical Use) | 3000 | Bare Steel | 1957-04-28 | Unknown
1060143 | 3 | [5 empty] | Removed from Ground | Gas (Historical Use) | 3000 | Bare Steel | 1957-04-28 | Unknown
1060143 | 4 | [5 empty] | Removed from Ground | Gas (Historical Use) | 3000 | Bare Steel | 1957-04-28 | Unknown
1060143 | 5 | [5 empty] | Removed from Ground | Gas (Historical Use) | 4000 | Bare Steel | 1957-04-28 | Unknown
1060143 | 6 |  |  | yes |  | yes | Removed from Ground | Used Oil | 560 | Bare Steel | 1957-04-28 | Unknown
1060144 | 1 | [5 empty] | Removed from Ground | Diesel | 3000 | Bare Steel | 1957-04-28 | Unknown
1060144 | 2 | [5 empty] | Removed from Ground | Gas (Historical Use) | 3000 | Bare Steel | 1957-04-28 | Unknown
1060144 | 3 | [5 empty] | Removed from Ground | Gas (Historical Use) | 3000 | Bare Steel | 1957-04-28 | Unknown
1060144 | 4 | [5 empty] | Removed from Ground | Gas (Historical Use) | 3000 | Bare Steel | 1957-04-28 | Unknown
1060144 | 5 |  |  | yes |  | yes | Removed from Ground | Used Oil | 560 | Bare Steel | 1957-04-28 | Unknown
1060145 | 1 | [5 empty] | Removed from Ground | Gas (Historical Use) | 4000 | Bare Steel | 1957-04-28 | Unknown
1060145 | 2 | [5 empty] | Removed from Ground | Gas (Historical Use) | 3000 | Bare Steel | 1957-04-28 | Unknown
1060145 | 3 |  |  | yes |  | yes | Removed from Ground | Used Oil | 3000 | Bare Steel | 1957-04-28 | Galvanized Steel
1060145 | 4 | [5 empty] | Removed from Ground | Kerosene | 4000 | Marked Unknown | 1994-04-01 | Unknown
1060145 | 5 |  |  | yes |  | yes | Removed from Ground | Used Oil | 550 | Marked Unknown | 1994-04-01 | Unknown
1060145 | 6 | [5 empty] | Removed from Ground | Gas (Historical Use) | 300 | Marked Unknown |  | Unknown
1060148 | 1 | [5 empty] | Permanently Out of Use - historical purposes | Gas (Historical Use) | 10000 | Bare Steel | 1976-04-13 | Galvanized Steel
1060148 | 2 | [5 empty] | Permanently Out of Use - historical purposes | Diesel | 10000 | Bare Steel | 1976-04-13 | Galvanized Steel
1060148 | 3 | [5 empty] | Permanently Out of Use - historical purposes | Gas (Historical Use) | 10000 | Bare Steel | 1976-04-13 | Galvanized Steel
1060149 | 1 | [5 empty] | Permanently Out of Use - historical purposes | Gas (Historical Use) | 19000 | Bare Steel | 1966-04-16 | Galvanized Steel
1060149 | 2 | [5 empty] | Permanently Out of Use - historical purposes | Diesel | 6000 | Bare Steel | 1966-04-16 | Galvanized Steel
1060149 | 3 | [5 empty] | Permanently Out of Use - historical purposes | Diesel | 7500 | Bare Steel | 1966-04-16 | Galvanized Steel
1060149 | 4 | [5 empty] | Permanently Out of Use - historical purposes | Gas (Historical Use) | 2000 | Bare Steel | 1966-04-16 | Galvanized Steel
1060149 | 5 |  |  | yes |  | yes | Removed from Ground | Used Oil | 500 | Bare Steel | 1966-04-16 | Galvanized Steel
1060151 | 1 |  | 1985-04-01 |  | 1985-04-01 |  | Currently in Use | Gas (Historical Use) | 10000 | Fiberglass | 1985-04-23 | Fiberglass Reinforced Plastic | Pressurized
1060151 | 2 |  | 1985-04-01 |  | 1985-04-01 |  | Currently in Use | Gas (Historical Use) | 10000 | Fiberglass | 1985-04-23 | Fiberglass Reinforced Plastic | Pressurized
1060151 | 3 |  | 1985-04-01 |  | 1985-04-01 |  | Currently in Use | Gas (Historical Use) | 10000 | Fiberglass | 1985-04-23 | Fiberglass Reinforced Plastic | Pressurized
1060152 | 1 |  | 1988-04-01 |  | 1988-04-01 |  | Currently in Use | Gas (Historical Use) | 10000 | Fiberglass | 1983-04-24 | Fiberglass Reinforced Plastic | Pressurized
1060152 | 2 |  | 1988-04-01 |  | 1988-04-01 |  | Currently in Use | Gas (Historical Use) | 10000 | Fiberglass | 1983-04-24 | Fiberglass Reinforced Plastic | Pressurized
1060152 | 3 |  | 1988-04-01 |  | 1988-04-01 |  | Currently in Use | Gas (Historical Use) | 10000 | Fiberglass | 1983-04-24 | Fiberglass Reinforced Plastic | Pressurized
1060152 | 4 |  |  | yes |  | yes | Removed from Ground | Used Oil | 1000 | Fiberglass | 1983-04-24 | Fiberglass Reinforced Plastic
1060154 | 1 | [5 empty] | Removed from Ground | Gas (Historical Use) | 2000 | Bare Steel | 1982-04-24 | Galvanized Steel
1060154 | 2 | [5 empty] | Removed from Ground | Gas (Historical Use) | 2000 | Bare Steel | 1982-04-24 | Galvanized Steel
1060154 | 3 | [5 empty] | Removed from Ground | Diesel | 2000 | Bare Steel | 1982-04-24 | Galvanized Steel
1060155 | 1 | [5 empty] | Removed from Ground | Gas (Historical Use) | 2000 | Bare Steel | 1979-08-01 | Galvanized Steel | Safe Suction (Euro)
1060155 | 212516 |  | 1993-06-23 |  | 1993-06-23 |  | Removed from Ground | Gas (Historical Use) | 1000 | Galvanic (STIP-3) | 1993-06-23 | Cathodically Protected | Safe Suction (Euro)
1060157 | 1 |  |  | yes |  | yes | Removed from Ground | Used Oil | 1000 | Bare Steel | 1967-04-09 | Galvanized Steel
1060159 | 1 | [5 empty] | Removed from Ground | Empty | 500 | Bare Steel | 1985-04-10 | Galvanized Steel
1060160 | 1 | Flapper Valve | 1989-12-01 | no | 1989-12-01 | no | Currently in Use | Regular | 15060 | Steel-Impressed Current | 1978-04-06 | Fiberglass Reinforced Plastic | Pressurized
1060160 | 2 | Flapper Valve | 1989-12-01 | no | 1989-12-01 | no | Currently in Use | Regular | 15060 | Steel-Impressed Current | 1974-04-07 | Fiberglass Reinforced Plastic | Pressurized
1060160 | 3 | Flapper Valve | 1989-12-01 | no | 1989-12-01 | no | Currently in Use | Premium | 15060 | Steel-Impressed Current | 1974-04-07 | Fiberglass Reinforced Plastic | Pressurized
1060163 | 326D1 | [5 empty] | Removed from Ground | Diesel | 1000 | Bare Steel | 1982-04-30 | Bare Steel | Safe Suction (Euro)
1060163 | 326G1 | [5 empty] | Removed from Ground | Gas (Historical Use) | 557 | Bare Steel | 1982-04-30 | Bare Steel | Safe Suction (Euro)
1060163 | 326G2 | [5 empty] | Removed from Ground | Gas (Historical Use) | 1000 | Bare Steel | 1982-04-30 | Bare Steel | Safe Suction (Euro)
1060164 | 1 | [5 empty] | Removed from Ground | Diesel | 6000 | Bare Steel | 1975-04-07 | Bare Steel | Safe Suction (Euro)
1060164 | 2 | [5 empty] | Permanently Out of Use - historical purposes | Other | 550 | Bare Steel | 1983-01-01 | Bare Steel
1060164 | 3 | [5 empty] | Permanently Out of Use - historical purposes | Other | 3000 | Unknown | 1989-01-01 | Galvanized Steel
1060164 | 4 | [5 empty] | Removed from Ground | Gas (Historical Use) | 1000 | Bare Steel | 1982-04-05 | Galvanized Steel
1060164 | 5 | [5 empty] | Removed from Ground | Other | 285 | Bare Steel | 1991-04-01 | Galvanized Steel
1060164 | 6 | [5 empty] | Removed from Ground | Other | 1000 | Bare Steel | 1994-01-19 | Bare Steel
1060165 | 1 |  | 1989-11-01 |  | 1989-11-01 |  | Closed in Ground | Gas (Historical Use) | 10270 | Steel-Impressed Current | 1980-04-05 | Fiberglass Reinforced Plastic | Pressurized
1060165 | 2 |  | 1989-11-01 |  | 1989-11-04 |  | Closed in Ground | Gas (Historical Use) | 10270 | Steel-Impressed Current | 1980-04-05 | Fiberglass Reinforced Plastic | Pressurized
1060165 | 3 |  | 1989-11-01 |  | 1989-11-01 |  | Closed in Ground | Gas (Historical Use) | 10270 | Steel-Impressed Current | 1980-04-05 | Fiberglass Reinforced Plastic | Pressurized
1060165 | 4 |  | 1989-11-01 |  | 1989-11-01 |  | Closed in Ground | Diesel | 10270 | Steel-Impressed Current | 1980-04-05 | Fiberglass Reinforced Plastic | Pressurized
1060165 | 5 | Ball Float | 2007-11-07 | yes | 2007-11-07 | yes | Currently in Use | Gas (Historical Use) | 12000 | Tank Jacket | 2008-03-10 | Double-Walled Fiberglass | Pressurized
1060165 | 6 | Ball Float | 2007-11-07 | yes | 2007-11-07 | yes | Currently in Use | Gas (Historical Use) | 10000 | Tank Jacket | 2008-03-10 | Double-Walled Fiberglass | Pressurized
1060165 | 7 | Ball Float | 2007-11-07 | yes | 2007-11-07 | yes | Currently in Use | Diesel | 4000 | Tank Jacket | 2008-03-10 | Double-Walled Fiberglass | Pressurized
1060166 | 1 | [5 empty] | Removed from Ground | Gas (Historical Use) | 10270 | Bare Steel | 1980-04-05 | Galvanized Steel | Pressurized
1060166 | 1A | Flapper Valve | 1995-05-10 |  | 1995-05-10 |  | Currently in Use | Gas (Historical Use) | 12000 | Fiberglass | 1995-05-05 | Fiberglass Reinforced Plastic | Pressurized
1060166 | 2 | [5 empty] | Removed from Ground | Gas (Historical Use) | 10270 | Bare Steel | 1980-04-05 | Galvanized Steel | Pressurized
1060166 | 2A | Flapper Valve | 1995-05-10 |  | 1995-05-10 |  | Currently in Use | Gas (Historical Use) | 10000 | Fiberglass | 1995-05-05 | Fiberglass Reinforced Plastic | Pressurized
1060166 | 3 | [5 empty] | Removed from Ground | Gas (Historical Use) | 10270 | Bare Steel | 1980-04-05 | Galvanized Steel | Pressurized
1060166 | 3A | Flapper Valve | 1995-05-10 |  | 1995-05-10 |  | Currently in Use | Gas (Historical Use) | 10000 | Fiberglass | 1995-05-05 | Fiberglass Reinforced Plastic | Pressurized
1060166 | 4 | [5 empty] | Removed from Ground | Gas (Historical Use) | 10270 | Bare Steel | 1980-04-05 | Galvanized Steel | Pressurized
1060167 | 1 | [5 empty] | Removed from Ground | Gas (Historical Use) | 10270 | Bare Steel | 1978-04-06 | Galvanized Steel
1060167 | 2 | [5 empty] | Removed from Ground | Gas (Historical Use) | 15060 | Bare Steel | 1974-04-07 | Galvanized Steel | Pressurized
1060167 | 3 | [5 empty] | Removed from Ground | Gas (Historical Use) | 15060 | Bare Steel | 1974-04-07 | Galvanized Steel | Pressurized
1060167 | 4 | Flapper Valve | 1996-07-25 |  | 1996-07-25 |  | Currently in Use | Gas (Historical Use) | 15000 | Fiberglass | 1996-06-20 | Fiberglass Reinforced Plastic | Pressurized
1060167 | 5 | Flapper Valve | 1996-07-25 |  | 1996-07-25 |  | Currently in Use | Gas (Historical Use) | 15000 | Fiberglass | 1996-06-20 | Fiberglass Reinforced Plastic | Pressurized
1060167 | 6 | Flapper Valve | 1996-07-25 |  | 1996-07-25 |  | Currently in Use | Diesel | 10000 | Fiberglass | 1996-06-20 | Fiberglass Reinforced Plastic | Pressurized
1060167 | F | Flapper Valve | 1996-07-25 |  | 1996-07-25 |  | Currently in Use | Kerosene | 4000 | Fiberglass | 1996-06-20 | Fiberglass Reinforced Plastic | Pressurized
1060168 | 1 | Flapper Valve | 1989-11-01 |  | 1989-11-01 |  | Currently in Use | Gas (Historical Use) | 10270 | Steel-Impressed Current | 1977-04-06 | Fiberglass Reinforced Plastic | Pressurized
1060168 | 2 | Flapper Valve | 1989-11-01 |  | 1989-11-01 |  | Currently in Use | Gas (Historical Use) | 10270 | Steel-Impressed Current | 1977-04-06 | Fiberglass Reinforced Plastic | Pressurized
1060168 | 3 | Flapper Valve | 1989-11-01 |  | 1989-11-01 |  | Currently in Use | Gas (Historical Use) | 10270 | Steel-Impressed Current | 1977-04-06 | Fiberglass Reinforced Plastic | Pressurized
1060168 | 4 | Flapper Valve | 1989-11-01 |  | 1989-11-01 |  | Currently in Use | Gas (Historical Use) | 10270 | Steel-Impressed Current | 1977-04-06 | Fiberglass Reinforced Plastic | Pressurized
1060170 | 1 | [5 empty] | Removed from Ground | Gas (Historical Use) | 1000 | Bare Steel | 1975-03-31 | Galvanized Steel
1060171 | 1 | [5 empty] | Removed from Ground | Diesel | 20000 | Bare Steel | 1982-03-29 | Not Marked
1060172 | 1 | [5 empty] | Removed from Ground | Gas (Historical Use) | 500 | Bare Steel | 1986-03-28 | Galvanized Steel | Safe Suction (Euro)
1060172 | 2 | [5 empty] | Removed from Ground | Diesel | 500 | Bare Steel | 1986-03-28 | Galvanized Steel | Safe Suction (Euro)
1060175 | 1 | [5 empty] | Removed from Ground | Other | 500 | Bare Steel | 1971-04-27 | Galvanized Steel | Gravity Fed
1060175 | 2 | [5 empty] | Closed in Ground | Other | 500 | Bare Steel | 1971-04-27 | Galvanized Steel | Gravity Fed
1060175 | 3 | [5 empty] | Closed in Ground | Other | 500 | Bare Steel | 1971-04-27 | Galvanized Steel | Gravity Fed
1060177 | 1 | [5 empty] | Permanently Out of Use - historical purposes | Other | 1000 | Bare Steel | 1982-04-24 | Galvanized Steel
1060177 | 2 | [5 empty] | Permanently Out of Use - historical purposes | Other | 1000 | Bare Steel | 1971-04-27 | Galvanized Steel
1060178 | 1 | [5 empty] | Closed in Ground | Empty | 560 | Bare Steel | 1966-04-28 | Galvanized Steel | Gravity Fed
1060178 | 2 | [5 empty] | Removed from Ground | Other | 560 | Bare Steel | 1971-04-27 | Galvanized Steel | Gravity Fed
1060178 | 3 | [5 empty] | Closed in Ground | Other | 560 | Bare Steel | 1971-04-27 | Galvanized Steel | Gravity Fed
1060178 | 4 | [5 empty] | Removed from Ground | Other | 560 | Bare Steel | 1971-04-27 | Galvanized Steel | Gravity Fed
1060179 | 1 | [5 empty] | Removed from Ground | Diesel | 10000 | Bare Steel | 1970-04-26 | Unknown
1060179 | 2 | [5 empty] | Removed from Ground | Diesel | 10000 | Bare Steel | 1970-04-26 | Unknown
1060181 | 1 |  |  | no |  | no | Closed in Ground | Gas (Historical Use) | 4000 | Bare Steel | 1961-05-07 | Galvanized Steel | Safe Suction (Euro)
1060181 | 2 |  |  | no |  | no | Closed in Ground | Gas (Historical Use) | 4000 | Bare Steel | 1961-05-07 | Galvanized Steel | Safe Suction (Euro)
1060181 | 3 |  |  | no |  | no | Closed in Ground | Gas (Historical Use) | 4000 | Bare Steel | 1961-05-07 | Galvanized Steel | Safe Suction (Euro)
1060181 | 4 |  |  | no |  | no | Closed in Ground | Gas (Historical Use) | 4000 | Bare Steel | 1961-05-07 | Galvanized Steel | Safe Suction (Euro)
1060181 | 5 |  |  | no |  | no | Closed in Ground | Gas (Historical Use) | 4000 | Bare Steel | 1961-05-07 | Galvanized Steel | Safe Suction (Euro)
1060181 | 6 | Flapper Valve | 1988-01-01 | no | 1988-01-01 | no | Currently in Use | Gas (Historical Use) | 6000 | Galvanic (STIP-3) | 1988-01-15 | Fiberglass Reinforced Plastic | Pressurized
1060181 | 7 | Flapper Valve | 1988-01-01 | no | 1988-01-01 | no | Currently in Use | Gas (Historical Use) | 4000 | Galvanic (STIP-3) | 1988-01-15 | Fiberglass Reinforced Plastic | Pressurized
1060181 | 8 | Flapper Valve | 1988-01-01 | no | 1988-01-01 | no | Currently in Use | Gas (Historical Use) | 4000 | Galvanic (STIP-3) | 1988-01-15 | Fiberglass Reinforced Plastic | Pressurized
1060182 | 1 | [5 empty] | Removed from Ground | Gas (Historical Use) | 6000 | Bare Steel | 1969-05-10 | Galvanized Steel | Pressurized
1060182 | 2 | [5 empty] | Removed from Ground | Gas (Historical Use) | 6000 | Bare Steel | 1969-05-10 | Galvanized Steel | Pressurized
1060182 | 3 | [5 empty] | Removed from Ground | Gas (Historical Use) | 4000 | Bare Steel | 1969-05-10 | Galvanized Steel | Pressurized
1060182 | 5 | [5 empty] | Removed from Ground | Diesel | 500 | Bare Steel | 1969-05-10 | Galvanized Steel
1060184 | 1 | [5 empty] | Removed from Ground | Gas (Historical Use) | 8000 | Bare Steel | 1965-01-01 | Galvanized Steel
1060192 | 1 | [5 empty] | Removed from Ground | Gas (Historical Use) | 4000 | Marked Unknown | 1990-04-01 | Unknown
1060192 | 2 | [5 empty] | Removed from Ground | Gas (Historical Use) | 4000 | Marked Unknown | 1990-04-01 | Unknown
1060192 | 3 | [5 empty] | Removed from Ground | Gas (Historical Use) | 4000 | Marked Unknown | 1990-04-01 | Unknown
1060192 | 4 | [5 empty] | Removed from Ground | Gas (Historical Use) | 4000 | Marked Unknown | 1990-04-01 | Unknown
1060192 | 5 |  |  | yes |  | yes | Removed from Ground | Used Oil | 550 | Marked Unknown |  | Unknown
1060193 | 1 | [5 empty] | Removed from Ground | Gas (Historical Use) | 4000 | Marked Unknown |  | Unknown
1060193 | 2 | [5 empty] | Removed from Ground | Gas (Historical Use) | 4000 | Marked Unknown |  | Unknown
1060193 | 3 | [5 empty] | Removed from Ground | Gas (Historical Use) | 4000 | Marked Unknown |  | Unknown
1060193 | 4 | [5 empty] | Removed from Ground | Gas (Historical Use) | 4000 | Marked Unknown |  | Unknown
1060193 | 5 | [5 empty] | Removed from Ground | Gas (Historical Use) | 4000 | Marked Unknown |  | Unknown
1060193 | 6 |  |  | yes |  | yes | Removed from Ground | Used Oil | 550 | Marked Unknown |  | Unknown
1060195 | 1 |  | 1997-06-01 |  | 1997-06-01 |  | Currently in Use | Diesel | 3000 | Steel-Impressed Current | 1966-05-05 | Steel (Impressed Current) | Safe Suction (Euro)
1060195 | 2 |  | 1997-06-01 |  | 1997-06-01 |  | Currently in Use | Gas (Historical Use) | 5000 | Steel-Impressed Current | 1966-05-05 | Steel (Impressed Current) | Safe Suction (Euro)
1060195 | 3 |  | 1997-06-01 |  | 1997-06-01 |  | Currently in Use | Gas (Historical Use) | 5000 | Steel-Impressed Current | 1966-05-05 | Steel (Impressed Current) | Safe Suction (Euro)
1060195 | 4 |  | 1997-06-01 |  | 1997-06-01 |  | Currently in Use | Gas (Historical Use) | 6000 | Steel-Impressed Current | 1966-05-05 | Steel (Impressed Current) | Safe Suction (Euro)
1060195 | 5 |  |  | yes |  | yes | Closed in Ground | Used Oil | 550 | Bare Steel | 1966-05-05 | Galvanized Steel | Suction (American)
1060197 | 1 | [5 empty] | Removed from Ground | Gas (Historical Use) | 1000 | Bare Steel | 1977-05-03 | Galvanized Steel | Safe Suction (Euro)
1060197 | 2 | [5 empty] | Removed from Ground | Gas (Historical Use) | 1000 | Bare Steel | 1975-05-04 | Galvanized Steel | Safe Suction (Euro)
1060197 | 3 | [5 empty] | Removed from Ground | Diesel | 12000 | Bare Steel | 1959-05-08 | Galvanized Steel | Safe Suction (Euro)
1060197 | 4 | [5 empty] | Removed from Ground | Diesel | 10000 | Bare Steel | 1974-05-04 | Galvanized Steel | Safe Suction (Euro)
1060199 | 1 | [5 empty] | Removed from Ground | Other | 18000 | Bare Steel | 1956-05-06 | Galvanized Steel
1060199 | 2 | [5 empty] | Removed from Ground | Other | 18000 | Bare Steel | 1956-05-06 | Galvanized Steel
1060199 | 3 | [5 empty] | Removed from Ground | Other | 18000 | Bare Steel | 1956-05-06 | Galvanized Steel
1060199 | 4 | [5 empty] | Removed from Ground | Other | 18000 | Bare Steel | 1956-05-06 | Galvanized Steel
1060199 | 5 | [5 empty] | Removed from Ground | Other | 18000 | Bare Steel | 1956-05-06 | Galvanized Steel
1060199 | 6 | [5 empty] | Removed from Ground | Other | 18000 | Bare Steel | 1956-05-06 | Galvanized Steel
1060199 | 7 | [5 empty] | Removed from Ground | Other | 30000 | Bare Steel | 1966-05-04 | Galvanized Steel
1060199 | 8 | [5 empty] | Removed from Ground | Other | 30000 | Bare Steel | 1966-05-04 | Galvanized Steel
1060199 | 9 | [5 empty] | Removed from Ground | Other | 500 | Bare Steel | 1966-05-04 | Galvanized Steel
1060200 | 1 | [5 empty] | Closed in Ground | Gas (Historical Use) | 10000 | Bare Steel | 1966-05-04 | Bare Steel
1060200 | 2 | [5 empty] | Removed from Ground | Gas (Historical Use) | 550 | Bare Steel | 1962-05-05 | Bare Steel
1060200 | 3 | [5 empty] | Removed from Ground | Gas (Historical Use) | 125 | Bare Steel | 1950-05-08 | Copper
1060201 | 1 | [5 empty] | Currently in Use | Diesel | 30000 | Bare Steel | 1971-05-03 | Galvanized Steel
1060201 | 2 | [5 empty] | Currently in Use | Diesel | 30000 | Bare Steel | 1971-05-03 | Galvanized Steel
1060201 | 3 | [5 empty] | Currently in Use | Diesel | 30000 | Bare Steel | 1971-05-03 | Galvanized Steel
1060201 | 4 | [5 empty] | Removed from Ground | Diesel | 5000 | Bare Steel | 1966-05-04 | Galvanized Steel
1060201 | 5 | [5 empty] | Removed from Ground | Diesel | 15000 | Bare Steel | 1966-05-04 | Galvanized Steel
1060201 | 6 | [5 empty] | Currently in Use | Diesel | 8000 | Bare Steel | 1956-05-06 | Galvanized Steel
1060201 | 7 | [5 empty] | Currently in Use | Diesel | 8000 | Bare Steel | 1956-05-06 | Galvanized Steel
1060201 | 8 | [5 empty] | Removed from Ground | Gas (Historical Use) | 1000 | Bare Steel | 1956-05-06 | Galvanized Steel
1060202 | 1 |  | 1998-09-01 |  | 1998-09-01 |  | Removed from Ground | Gas (Historical Use) | 10000 | Steel-Impressed Current | 1980-04-30 | Cathodically Protected | Pressurized
1060202 | 2 |  | 1998-09-01 |  | 1998-09-01 |  | Removed from Ground | Gas (Historical Use) | 10000 | Steel-Impressed Current | 1980-04-30 | Cathodically Protected | Pressurized
1060202 | 3 |  | 1998-09-01 |  | 1998-09-01 |  | Removed from Ground | Gas (Historical Use) | 10000 | Steel-Impressed Current | 1980-04-30 | Cathodically Protected | Pressurized
1060202 | 4 |  | 1998-09-01 |  | 1998-09-01 |  | Removed from Ground | Gas (Historical Use) | 10000 | Steel-Impressed Current | 1980-04-30 | Cathodically Protected | Pressurized
1060203 | 1 |  | 1990-06-01 |  | 1990-06-01 |  | Removed from Ground | Gas (Historical Use) | 1500 | Bare Steel | 1957-04-03 | Fiberglass Reinforced Plastic | Suction (American)
1060203 | 2 |  | 1990-06-01 |  | 1990-06-01 |  | Removed from Ground | Diesel | 10000 | Bare Steel | 1972-03-30 | Unknown | Suction (American)
1060203 | 3 | [5 empty] | Removed from Ground | Gas (Historical Use) | 10000 | Not Marked/Unknown | 1972-01-01 | Not Marked
1060204 | 1 | [5 empty] | Removed from Ground | Gas (Historical Use) | 500 | Bare Steel | 1954-04-04 | Unknown
1060204 | 2 |  | 1990-06-01 |  | 1990-06-01 |  | Removed from Ground | Diesel | 10000 | Bare Steel | 1981-03-28 | Unknown
1060207 | 1 | [5 empty] | Removed from Ground | Diesel | 10000 | Bare Steel | 1972-04-05 | Galvanized Steel
1060207 | 10 | [5 empty] | Removed from Ground | Gas (Historical Use) | 1000 | Marked Unknown | 1966-04-07 | Unknown
1060207 | 11 |  | 1992-10-15 |  | 1992-10-15 |  | Removed from Ground | Diesel | 15000 | Double Walled | 1992-01-01 | Fiberglass Reinforced Plastic | Suction (American)
1060207 | 12 |  | 1992-10-15 |  | 1992-10-15 |  | Removed from Ground | Gas (Historical Use) | 1000 | Double Walled | 1992-01-01 | Fiberglass Reinforced Plastic | Suction (American)
1060207 | 13 |  |  | yes | 1992-10-15 | yes | Removed from Ground | Used Oil | 600 | Double Walled | 1992-01-01 | Fiberglass Reinforced Plastic | Suction (American)
1060207 | 2 | [5 empty] | Removed from Ground | Diesel | 10000 | Bare Steel | 1974-04-05 | Galvanized Steel
1060207 | 3 |  |  | yes |  | yes | Removed from Ground | Used Oil | 500 | Bare Steel | 1972-04-05 | Galvanized Steel
1060207 | 4 | [5 empty] | Removed from Ground | Gas (Historical Use) | 500 | Bare Steel | 1976-04-04 | Galvanized Steel
1060207 | 5 | [5 empty] | Removed from Ground | Gas (Historical Use) | 1000 | Bare Steel | 1976-04-04 | Galvanized Steel
1060207 | 6 | [5 empty] | Removed from Ground | Gas (Historical Use) | 1000 | Marked Unknown | 1986-04-02 | Unknown
1060207 | 7 | [5 empty] | Removed from Ground | Gas (Historical Use) | 1 | Marked Unknown | 1986-04-02 | Unknown
1060207 | 8 | [5 empty] | Removed from Ground | Gas (Historical Use) | 1 | Marked Unknown | 1986-04-02 | Unknown
1060207 | 9 | [5 empty] | Removed from Ground | Gas (Historical Use) | 1000 | Marked Unknown | 1966-04-07 | Unknown
1060209 | 1 |  |  | yes |  | yes | Removed from Ground | Used Oil | 550 | Bare Steel | 1973-03-29 | Not Marked
1060209 | 2 |  | 1987-07-13 |  | 1987-07-13 |  | Temporarily out of use | Gas (Historical Use) | 8000 | Steel-Impressed Current | 1987-07-13 | Steel (Impressed Current) | Pressurized
1060209 | 3 |  | 1987-07-13 |  | 1987-07-13 |  | Currently in Use | Gas (Historical Use) | 8000 | Steel-Impressed Current | 1987-07-13 | Steel (Impressed Current) | Pressurized
1060209 | 4 |  | 1987-07-13 |  | 1987-07-13 |  | Currently in Use | Gas (Historical Use) | 8000 | Steel-Impressed Current | 1987-07-13 | Steel (Impressed Current) | Pressurized
1060210 | 1 |  |  | yes |  | yes | Removed from Ground | Used Oil | 800 | Bare Steel | 1959-04-02 | Unknown
1060210 | 2 | [5 empty] | Removed from Ground | Gas (Historical Use) | 800 | Bare Steel | 1959-04-02 | Unknown
1060210 | 3 | [5 empty] | Removed from Ground | Gas (Historical Use) | 800 | Bare Steel | 1959-04-02 | Unknown
1060211 | 1 | [5 empty] | Removed from Ground | Empty | 1500 | Bare Steel | 1972-04-03 | Galvanized Steel
1060211 | 2 | [5 empty] | Removed from Ground | Empty | 1500 | Bare Steel | 1972-04-03 | Galvanized Steel
1060212 | 1 |  |  | yes |  | yes | Removed from Ground | Used Oil | 550 | Bare Steel | 1965-04-09 | Bare Steel
1060212 | 2 | [5 empty] | Closed in Ground | Gas (Historical Use) | 10000 | Bare Steel | 1965-04-09 | Bare Steel
1060212 | 3 | [5 empty] | Closed in Ground | Gas (Historical Use) | 10000 | Bare Steel | 1965-04-09 | Bare Steel
1060212 | 4 |  |  | no |  | no | Removed from Ground | Gas (Historical Use) | 8000 | Unknown | 2002-01-30 | Unknown
1060213 | 1 | [5 empty] | Removed from Ground | Gas (Historical Use) | 6000 | Bare Steel | 1962-04-06 | Unknown | Suction (American)
1060213 | 2 | [5 empty] | Removed from Ground | Gas (Historical Use) | 6000 | Bare Steel | 1962-04-06 | Unknown
1060213 | 3 | [5 empty] | Removed from Ground | Gas (Historical Use) | 3000 | Bare Steel | 1962-04-06 | Unknown
1060213 | 4 |  |  | yes |  | yes | Removed from Ground | Used Oil | 500 | Bare Steel | 1962-04-06 | Unknown
1060214 | 1 | [5 empty] | Closed in Ground | Gas (Historical Use) | 500 | Marked Unknown | 1986-04-01 | Unknown
1060216 | 1 | [5 empty] | Removed from Ground | Diesel | 10000 | Bare Steel | 1973-04-26 | Galvanized Steel | Suction (American)
1060216 | 2 | [5 empty] | Removed from Ground | Gas (Historical Use) | 10000 | Bare Steel | 1973-04-26 | Galvanized Steel | Suction (American)
1060216 | 3 | [5 empty] | Removed from Ground | Gas (Historical Use) | 10000 | Bare Steel | 1966-04-28 | Galvanized Steel | Suction (American)
1060216 | 4 |  |  | yes |  | yes | Removed from Ground | Used Oil | 2000 | Bare Steel | 1973-04-26 | Galvanized Steel | Gravity Fed
1060216 | 5 | [5 empty] | Removed from Ground | Other | 5000 | Bare Steel | 1973-04-26 | Galvanized Steel | Gravity Fed
1060218 | 1 |  |  | yes |  | yes | Removed from Ground | Used Oil | 2000 | Bare Steel | 1980-07-11 | Galvanized Steel
1060218 | 2 | [5 empty] | Removed from Ground | Other | 1000 | Bare Steel | 1980-07-11 | Galvanized Steel
1060218 | 3 |  |  | yes |  | yes | Removed from Ground | Used Oil | 2000 | Bare Steel | 1981-04-24 | Galvanized Steel
1060218 | 4 | [5 empty] | Removed from Ground | Other | 560 | Cathodically Protected Steel | 1987-07-13 | Galvanized Steel
1060218 | 5 | [5 empty] | Removed from Ground | Other | 560 | Cathodically Protected Steel | 1987-07-13 | Galvanized Steel
1060218 | 6 | [5 empty] | Removed from Ground | Other | 560 | Cathodically Protected Steel | 1987-07-13 | Galvanized Steel
1060218 | 7 | [5 empty] | Removed from Ground | Other | 560 | Cathodically Protected Steel | 1987-07-13 | Galvanized Steel
1060220 | 1 | [5 empty] | Removed from Ground | Gas (Historical Use) | 2000 | Fiberglass | 1983-04-30 | Galvanized Steel
1060220 | 2 | [5 empty] | Removed from Ground | Gas (Historical Use) | 2000 | Fiberglass | 1986-04-29 | Galvanized Steel
1060220 | 3 | [5 empty] | Removed from Ground | Gas (Historical Use) | 2000 | Fiberglass | 1986-04-29 | Galvanized Steel
1060220 | 4 | Ball Float | 1993-05-14 |  | 1993-05-14 |  | Currently in Use | Gas (Historical Use) | 5000 | Galvanic (STIP-3) | 1993-05-14 | Fiberglass Reinforced Plastic | Pressurized
1060220 | 5 | Ball Float | 1993-05-14 |  | 1993-05-14 |  | Currently in Use | Gas (Historical Use) | 4000 | Galvanic (STIP-3) | 1993-05-14 | Fiberglass Reinforced Plastic | Pressurized
1060220 | 6 | Ball Float | 1993-05-14 |  | 1993-05-14 |  | Currently in Use | Gas (Historical Use) | 4000 | Galvanic (STIP-3) | 1993-05-14 | Fiberglass Reinforced Plastic | Pressurized
1060221 | 1 | [5 empty] | Removed from Ground | Diesel | 8068 | Bare Steel | 1967-05-04 | Galvanized Steel
1060224 | 1 | [5 empty] | Removed from Ground | Gas (Historical Use) | 6000 | Bare Steel | 1968-04-27 | Galvanized Steel
1060224 | 2 | [5 empty] | Removed from Ground | Diesel | 8000 | Bare Steel | 1968-04-27 | Galvanized Steel
1060224 | 3 |  | 2001-09-18 |  | 2001-09-18 |  | Closed in Ground | Diesel | 12000 | Composite | 2001-09-17 | Flex | Safe Suction (Euro)
1060225 | 1 |  |  | yes |  | yes | Removed from Ground | Used Oil | 180 | Bare Steel | 1967-05-04 | Galvanized Steel
1060226 | 1G | [5 empty] | Removed from Ground | Gas (Historical Use) | 10000 | Epoxy | 1981-04-30 | Galvanized Steel | Suction (American)
1060226 | 2D | [5 empty] | Removed from Ground | Diesel | 10000 | Epoxy | 1981-04-30 | Galvanized Steel | Suction (American)
1060227 | 1 | [5 empty] | Removed from Ground | Diesel | 0 | Bare Steel | 1972-04-26 | Galvanized Steel
1060227 | 2 | [5 empty] | Removed from Ground | Gas (Historical Use) | 0 | Bare Steel | 1972-04-26 | Galvanized Steel
1060227 | 3A | Flapper Valve | 1999-01-25 | no | 1999-01-25 | no | Currently in Use | Diesel | 10000 | Composite | 1999-01-25 | Fiberglass Reinforced Plastic | Safe Suction (Euro)
1060227 | 3B | Flapper Valve | 1999-01-25 | no | 1999-01-25 | no | Currently in Use | Gas (Historical Use) | 2000 | Composite | 1999-01-25 | Fiberglass Reinforced Plastic | Safe Suction (Euro)
1060229 | 1 | [5 empty] | Removed from Ground | Gas (Historical Use) | 5000 | Bare Steel | 1963-04-29 | Unknown
1060229 | 2 | [5 empty] | Removed from Ground | Gas (Historical Use) | 500 | Bare Steel | 1963-04-29 | Unknown
1060229 | 3 | [5 empty] | Removed from Ground | Empty | 250 | Bare Steel | 1963-04-29 | Unknown
1060229 | 4 | [5 empty] | Removed from Ground | Gas (Historical Use) | 500 | Bare Steel | 1963-04-29 | Galvanized Steel
1060229 | 5 | [5 empty] | Removed from Ground | Other | 5000 | Not Marked/Unknown | 1997-07-09 | Not Marked
1060229 | 6 | [5 empty] | Removed from Ground | Other | 5000 | Not Marked/Unknown | 1997-07-09 | Not Marked
1060230 | 1 | [5 empty] | Removed from Ground | Gas (Historical Use) | 10000 | Fiberglass | 1973-05-02 | Fiberglass Reinforced Plastic
1060230 | 2 | [5 empty] | Removed from Ground | Diesel | 10000 | Fiberglass | 1973-05-02 | Fiberglass Reinforced Plastic
1060230 | 3 | [5 empty] | Removed from Ground | Diesel | 10000 | Fiberglass | 1974-05-02 | Fiberglass Reinforced Plastic
1060230 | 4 | [5 empty] | Removed from Ground | Gas (Historical Use) | 10000 | Bare Steel | 1974-05-02 | Bare Steel
1060230 | 5 |  |  | yes |  | yes | Currently in Use | Used Oil | 560 | Bare Steel | 1974-05-02 | Bare Steel
1060232 | 1 | [5 empty] | Closed in Ground | Gas (Historical Use) | 4000 | Bare Steel | 1979-05-01 | Galvanized Steel
1060232 | 2 | [5 empty] | Closed in Ground | Diesel | 2000 | Bare Steel | 1976-05-01 | Galvanized Steel
1060232 | 3 |  |  | yes |  | yes | Closed in Ground | Used Oil | 1000 | Bare Steel | 1976-05-01 | Galvanized Steel
1060233 | 1 | [5 empty] | Removed from Ground | Gas (Historical Use) | 4000 | Bare Steel | 1961-05-05 | Galvanized Steel
1060233 | 2 | [5 empty] | Removed from Ground | Gas (Historical Use) | 4000 | Bare Steel | 1961-05-05 | Galvanized Steel
1060233 | 3 | [5 empty] | Removed from Ground | Gas (Historical Use) | 4000 | Bare Steel | 1961-05-05 | Galvanized Steel
1060233 | 4 | [5 empty] | Removed from Ground | Diesel | 1000 | Cathodically Protected Steel | 1985-04-29 | Galvanized Steel
1060233 | 5 |  |  | yes |  | yes | Removed from Ground | Used Oil | 560 | Not Marked/Unknown | 1995-07-25 | Unknown
1060235 | 2 | [5 empty] | Removed from Ground | Gas (Historical Use) | 1000 | Bare Steel | 1966-01-01 | Bare Steel
1060238 | 1 |  | 1998-07-01 |  | 1998-07-01 |  | Currently in Use | Gas (Historical Use) | 8000 | Steel-Impressed Current | 1980-03-18 | Fiberglass Reinforced Plastic | Pressurized
1060238 | 2 |  | 1998-07-01 |  | 1998-07-01 |  | Currently in Use | Diesel | 10000 | Steel-Impressed Current | 1980-03-18 | Fiberglass Reinforced Plastic | Pressurized
1060238 | 3 |  | 1998-07-01 |  | 1998-07-01 |  | Currently in Use | Gas (Historical Use) | 12000 | Steel-Impressed Current | 1980-03-18 | Fiberglass Reinforced Plastic | Pressurized
1060238 | 4 |  | 1998-07-01 |  | 1998-07-01 |  | Currently in Use | Gas (Historical Use) | 12000 | Steel-Impressed Current | 1980-03-18 | Fiberglass Reinforced Plastic | Pressurized
1060239 | 1 | Flapper Valve | 1996-07-01 |  | 1996-07-01 |  | Currently in Use | Kerosene | 3000 | Steel-Impressed Current | 1982-03-18 | Fiberglass Reinforced Plastic | Safe Suction (Euro)
1060239 | 2 | Flapper Valve | 1996-07-01 |  | 1996-07-01 |  | Currently in Use | Diesel | 8000 | Steel-Impressed Current | 1982-03-18 | Fiberglass Reinforced Plastic | Pressurized
1060239 | 3 | Flapper Valve | 1996-07-01 |  | 1996-07-01 |  | Currently in Use | Gas (Historical Use) | 8000 | Steel-Impressed Current | 1982-03-18 | Fiberglass Reinforced Plastic | Pressurized
1060239 | 4 | Flapper Valve | 1996-07-01 |  | 1996-07-01 |  | Currently in Use | Gas (Historical Use) | 12000 | Steel-Impressed Current | 1982-03-18 | Fiberglass Reinforced Plastic | Pressurized
1060239 | 5 | Flapper Valve | 1996-07-01 |  | 1996-07-01 |  | Currently in Use | Gas (Historical Use) | 12000 | Steel-Impressed Current | 1982-03-18 | Fiberglass Reinforced Plastic | Pressurized
1060240 | 1 |  | 1998-07-01 |  | 1998-07-01 |  | Removed from Ground | Gas (Historical Use) | 8000 | Steel-Impressed Current | 1982-03-18 | Fiberglass Reinforced Plastic | Pressurized
1060240 | 2 |  | 1998-07-01 |  | 1998-07-01 |  | Removed from Ground | Diesel | 10000 | Steel-Impressed Current | 1982-03-18 | Fiberglass Reinforced Plastic | Pressurized
1060240 | 3 |  | 1998-07-01 |  | 1998-07-01 |  | Removed from Ground | Gas (Historical Use) | 12000 | Steel-Impressed Current | 1982-03-18 | Fiberglass Reinforced Plastic | Pressurized
1060240 | 4 |  | 1998-07-01 |  | 1998-07-01 |  | Removed from Ground | Gas (Historical Use) | 12000 | Steel-Impressed Current | 1982-03-18 | Fiberglass Reinforced Plastic | Pressurized
1060241 | 1 | [5 empty] | Permanently Out of Use - historical purposes | Diesel | 1000 | Bare Steel | 1956-05-08 | Unknown
1060241 | 2 | [5 empty] | Permanently Out of Use - historical purposes | Diesel | 1200 | Bare Steel | 1966-05-06 | Unknown
1060243 | 1 | [5 empty] | Removed from Ground | Gas (Historical Use) | 8000 | Bare Steel | 1961-05-07 | Galvanized Steel
1060243 | 2 | [5 empty] | Removed from Ground | Diesel | 8000 | Bare Steel | 1961-05-07 | Galvanized Steel
1060247 | 1 | [5 empty] | Removed from Ground | Gas (Historical Use) | 10000 | Bare Steel | 1971-05-11 | Galvanized Steel
1060247 | 2 | [5 empty] | Removed from Ground | Gas (Historical Use) | 8000 | Bare Steel | 1950-01-07 | Galvanized Steel
1060247 | 3 | [5 empty] | Removed from Ground | Gas (Historical Use) | 6000 | Bare Steel | 1971-05-11 | Galvanized Steel
1060247 | 4 |  |  | yes |  | yes | Removed from Ground | Used Oil | 550 | Bare Steel | 1971-05-11 | Galvanized Steel
1060247 | 5 | Ball Float | 1990-03-05 |  | 1990-03-05 |  | Currently in Use | Gas (Historical Use) | 10000 | Galvanic (STIP-3) | 1990-01-11 | Fiberglass Reinforced Plastic | Pressurized
1060247 | 6 | Ball Float | 1990-03-05 |  | 1990-03-05 |  | Currently in Use | Gas (Historical Use) | 10000 | Galvanic (STIP-3) | 1990-01-11 | Fiberglass Reinforced Plastic | Pressurized
1060247 | 7 | Ball Float | 1990-03-05 |  | 1990-03-05 |  | Currently in Use | Gas (Historical Use) | 10000 | Galvanic (STIP-3) | 1990-01-11 | Fiberglass Reinforced Plastic | Pressurized
1060248 | 2 | [5 empty] | Temporarily out of use | Gas (Historical Use) | 1000 | Not Marked/Unknown | 1973-01-01 | Not Marked
1060248 | 3 | [5 empty] | Removed from Ground | Used Oil | 550 | Not Marked/Unknown | 1973-01-01 | Not Marked
1060253 | 1 | [5 empty] | Closed in Ground | Gas (Historical Use) | 1000 | Bare Steel | 1961-05-11 | Galvanized Steel
1060253 | 2 | [5 empty] | Closed in Ground | Gas (Historical Use) | 1000 | Bare Steel | 1961-05-11 | Galvanized Steel
1060253 | 3 | [5 empty] | Closed in Ground | Gas (Historical Use) | 1000 | Bare Steel | 1961-05-11 | Galvanized Steel
1060253 | 4 |  |  | yes |  | yes | Closed in Ground | Used Oil | 500 | Bare Steel | 1961-05-11 | Galvanized Steel
1060253 | 5 |  | 1990-04-30 |  | 1990-04-30 |  | Removed from Ground | Gas (Historical Use) | 4000 | Cathodically Protected Steel | 1990-10-02 | Cathodically Protected | Pressurized
1060253 | 6 |  | 1990-04-30 |  | 1990-04-30 |  | Removed from Ground | Gas (Historical Use) | 4000 | Cathodically Protected Steel | 1990-10-02 | Cathodically Protected | Pressurized
1060253 | 7 |  | 1991-10-29 |  | 1991-10-29 |  | Removed from Ground | Gas (Historical Use) | 4000 | Cathodically Protected Steel | 1991-10-29 | Cathodically Protected | Pressurized
1060253 | 8 |  |  | yes |  | yes | Closed in Ground | Used Oil | 500 | Not Marked/Unknown | 2000-02-08 | Not Marked
1060254 | 1 | [5 empty] | Removed from Ground | Diesel | 10000 | Bare Steel | 1979-05-07 | Bare Steel
1060254 | 2 | [5 empty] | Removed from Ground | Diesel | 2000 | Bare Steel | 1973-05-08 | Bare Steel
1060254 | 3 |  |  | yes |  | yes | Removed from Ground | Used Oil | 2000 | Bare Steel | 1973-05-08 | Bare Steel
1060255 | 1 | [5 empty] | Removed from Ground | Gas (Historical Use) | 4000 | Fiberglass | 1985-05-05 | Bare Steel
1060255 | 2 | [5 empty] | Removed from Ground | Gas (Historical Use) | 4000 | Fiberglass | 1985-05-05 | Bare Steel
1060255 | 3 | [5 empty] | Removed from Ground | Diesel | 550 | Bare Steel |  | Unknown
1060255 | 4 | [5 empty] | Removed from Ground | Diesel | 1000 | Bare Steel |  | Unknown
1060256 | 1 | [5 empty] | Removed from Ground | Gas (Historical Use) | 10000 | Bare Steel | 1977-05-07 | Bare Steel
1060266 | 1 | [5 empty] | Removed from Ground | Diesel | 1000 | Not Marked/Unknown | 1974-05-11 | Not Marked
1060266 | 2 | [5 empty] | Removed from Ground | Gas (Historical Use) | 500 | Not Marked/Unknown | 1974-05-11 | Not Marked
1060267 | 1 | [5 empty] | Removed from Ground | Gas (Historical Use) | 550 | Bare Steel | 1974-05-11 | Galvanized Steel
1060267 | 2 | [5 empty] | Removed from Ground | Gas (Historical Use) | 550 | Bare Steel | 1974-05-11 | Galvanized Steel
1060267 | 3 | [5 empty] | Removed from Ground | Gas (Historical Use) | 550 | Bare Steel | 1974-05-11 | Galvanized Steel
1060268 | 1 | [5 empty] | Removed from Ground | Gas (Historical Use) | 6000 | Bare Steel | 1974-05-11 | Bare Steel
1060268 | 2 | [5 empty] | Removed from Ground | Gas (Historical Use) | 3000 | Bare Steel | 1974-05-11 | Bare Steel
1060268 | 3 | [5 empty] | Removed from Ground | Gas (Historical Use) | 3000 | Bare Steel | 1974-05-11 | Bare Steel
1060268 | 4 | [5 empty] | Removed from Ground | Gas (Historical Use) | 0 | Bare Steel | 1991-04-30 | Bare Steel
1060269 | 1 | [5 empty] | Removed from Ground | Diesel | 5200 | Bare Steel | 1972-05-11 | Galvanized Steel
1060269 | 2 | [5 empty] | Removed from Ground | Gas (Historical Use) | 5200 | Bare Steel | 1972-05-11 | Galvanized Steel
1060269 | 3 | [5 empty] | Removed from Ground | Diesel | 2000 | Bare Steel | 1982-05-09 | Galvanized Steel
1060269 | 4 |  |  | yes |  | yes | Removed from Ground | Used Oil | 1000 | Bare Steel | 1982-05-09 | Galvanized Steel
1060270 | 1 | [5 empty] | Removed from Ground | Gas (Historical Use) | 10000 | Bare Steel | 1976-05-10 | Galvanized Steel
1060270 | 2 | [5 empty] | Removed from Ground | Gas (Historical Use) | 10000 | Bare Steel | 1976-05-10 | Galvanized Steel
1060270 | 3 | [5 empty] | Removed from Ground | Gas (Historical Use) | 3000 | Bare Steel | 1984-05-08 | Galvanized Steel
1060270 | 4 | [5 empty] | Removed from Ground | Diesel | 1000 | Not Marked/Unknown | 1993-11-01 | Not Marked
1060270 | 5 |  |  | yes |  | yes | Removed from Ground | Used Oil | 1000 | Not Marked/Unknown | 1993-11-01 | Not Marked
1060271 | 1 | [5 empty] | Removed from Ground | Gas (Historical Use) | 8000 | Bare Steel | 1978-05-10 | Galvanized Steel
1060271 | 2 | [5 empty] | Removed from Ground | Diesel | 8000 | Bare Steel | 1978-05-10 | Galvanized Steel
1060271 | 3 |  |  | no |  | no | Removed from Ground | Not Marked/Tank Removed | 1000 | Bare Steel | 2006-09-11 | Bare Steel
1060272 | 1 | [5 empty] | Removed from Ground | Gas (Historical Use) | 560 | Bare Steel | 1976-05-10 | Bare Steel
1060273 | 1 | [5 empty] | Removed from Ground | Gas (Historical Use) | 10000 | Bare Steel | 1978-05-10 | Galvanized Steel | Pressurized
1060273 | 2 | [5 empty] | Removed from Ground | Gas (Historical Use) | 10000 | Bare Steel | 1978-05-10 | Galvanized Steel | Pressurized
1060273 | 3 | [5 empty] | Removed from Ground | Gas (Historical Use) | 6000 | Bare Steel | 1983-05-09 | Galvanized Steel | Pressurized
1060273 | 4 | [5 empty] | Removed from Ground | Diesel | 6000 | Bare Steel | 1983-05-09 | Galvanized Steel | Pressurized
1060273 | 5 |  |  | yes |  | yes | Removed from Ground | Used Oil | 1000 | Marked Unknown | 1995-08-22 | Unknown
1060273 | 6 |  |  | yes |  | yes | Removed from Ground | Used Oil | 550 | Marked Unknown | 1995-08-22 | Unknown
1060274 | 1 | [5 empty] | Removed from Ground | Gas (Historical Use) | 1 | Galvanic (STIP-3) | 1994-04-29 | Not Marked
1060274 | 1#NEW |  | 1991-02-20 |  | 1991-02-20 |  | Currently in Use | Diesel | 8000 | Galvanic (STIP-3) | 1991-02-20 | Fiberglass Reinforced Plastic | Pressurized
1060274 | 2 | [5 empty] | Removed from Ground | Gas (Historical Use) | 1 | Galvanic (STIP-3) | 1994-04-29 | Not Marked
1060274 | 2#NEW |  | 1991-02-20 |  | 1991-02-20 |  | Currently in Use | Gas (Historical Use) | 3000 | Galvanic (STIP-3) | 1991-02-20 | Fiberglass Reinforced Plastic | Pressurized
1060274 | 3 |  | 1994-02-14 |  | 1995-02-14 |  | Currently in Use | Diesel | 2000 | Galvanic (STIP-3) | 1994-02-14 | Fiberglass Reinforced Plastic | Pressurized
1060276 | 1 | [5 empty] | Removed from Ground | Gas (Historical Use) | 6000 | Bare Steel | 1977-05-10 | Galvanized Steel
1060276 | 2 | [5 empty] | Removed from Ground | Diesel | 6000 | Bare Steel | 1977-05-10 | Galvanized Steel
1060276 | 3 | [5 empty] | Removed from Ground | Gas (Historical Use) | 3000 | Bare Steel |  | Galvanized Steel
1060276 | 5 |  |  | yes |  | yes | Removed from Ground | Used Oil | 550 | Bare Steel | 1960-01-01 | Galvanized Steel
1060276 | MISS10 | [5 empty] | Removed from Ground | Gas (Historical Use) | 3000 | Bare Steel | 1986-05-08 | Galvanized Steel
1060278 | 1 | [5 empty] | Removed from Ground | Gas (Historical Use) | 6000 | Bare Steel | 1966-05-13 | Galvanized Steel
1060278 | 2 | [5 empty] | Removed from Ground | Gas (Historical Use) | 6000 | Bare Steel | 1966-05-13 | Galvanized Steel
1060278 | 3 | [5 empty] | Removed from Ground | Gas (Historical Use) | 6000 | Bare Steel | 1966-05-13 | Galvanized Steel
1060278 | 4 | [5 empty] | Removed from Ground | Gas (Historical Use) | 6000 | Bare Steel | 1966-05-13 | Galvanized Steel
1060278 | 5 |  |  | yes |  | yes | Removed from Ground | Used Oil | 550 | Bare Steel | 1966-05-13 | Galvanized Steel
1060279 | 1 |  | 1998-12-08 |  | 1998-12-08 |  | Currently in Use | Gas (Historical Use) | 10000 | Steel-Impressed Current | 1973-05-11 | Steel (Impressed Current) | Pressurized
1060279 | 2 |  | 1998-12-08 |  | 1998-12-08 |  | Currently in Use | Gas (Historical Use) | 10000 | Steel-Impressed Current | 1973-05-11 | Steel (Impressed Current) | Pressurized
1060279 | 3 |  | 1998-12-08 |  | 1998-12-08 |  | Removed from Ground | Gas (Historical Use) | 10000 | Steel-Impressed Current | 1973-05-11 | Cathodically Protected | Pressurized
1060279 | 4 |  |  | yes |  | yes | Removed from Ground | Used Oil | 550 | Bare Steel | 1973-05-11 | Galvanized Steel
1060280 | 1 | [5 empty] | Removed from Ground | Gas (Historical Use) | 10000 | Bare Steel | 1973-05-11 | Galvanized Steel | Pressurized
1060280 | 2 | [5 empty] | Removed from Ground | Gas (Historical Use) | 10000 | Bare Steel | 1973-05-11 | Galvanized Steel | Pressurized
1060280 | 3 | [5 empty] | Removed from Ground | Gas (Historical Use) | 10000 | Bare Steel | 1973-05-11 | Galvanized Steel | Pressurized
1060280 | 4 |  |  | yes |  | yes | Removed from Ground | Used Oil | 550 | Bare Steel | 1973-05-11 | Galvanized Steel | Pressurized
1060280 | 5 |  | 1999-11-01 |  | 1999-11-01 |  | Currently in Use | Gas (Historical Use) | 8000 | Composite | 1973-05-11 | Fiberglass Reinforced Plastic | Pressurized
1060280 | 6 |  | 1999-11-01 |  | 1999-11-01 |  | Currently in Use | Gas (Historical Use) | 12000 | Composite | 1973-05-11 | Fiberglass Reinforced Plastic | Pressurized
1060281 | 1 | [5 empty] | Removed from Ground | Empty | 1000 | Bare Steel | 1966-05-13 | Galvanized Steel
1060282 | 1 | [5 empty] | Removed from Ground | Gas (Historical Use) | 1000 | Bare Steel | 1966-05-13 | Galvanized Steel
1060282 | 2 | [5 empty] | Removed from Ground | Diesel | 550 | Bare Steel | 1966-05-13 | Galvanized Steel
1060283 | 1 | [5 empty] | Removed from Ground | Diesel | 1 | Bare Steel | 1986-05-08 | Galvanized Steel
1060285 | 1 | [5 empty] | Removed from Ground | Gas (Historical Use) | 5000 | Bare Steel | 1966-05-13 | Galvanized Steel
1060285 | 2 | [5 empty] | Removed from Ground | Gas (Historical Use) | 5000 | Bare Steel | 1966-05-13 | Galvanized Steel
1060285 | 3 | [5 empty] | Removed from Ground | Gas (Historical Use) | 5000 | Bare Steel | 1966-05-13 | Galvanized Steel
1060285 | 4 | [5 empty] | Removed from Ground | Gas (Historical Use) | 6000 | Bare Steel | 1971-05-12 | Galvanized Steel
1060285 | 5 |  |  | yes |  | yes | Removed from Ground | Used Oil | 550 | Bare Steel | 1966-05-13 | Galvanized Steel
1060286 | 1 | [5 empty] | Removed from Ground | Gas (Historical Use) | 6000 | Bare Steel | 1966-05-13 | Galvanized Steel | Safe Suction (Euro)
1060286 | 2 | [5 empty] | Removed from Ground | Gas (Historical Use) | 6000 | Bare Steel | 1966-05-13 | Galvanized Steel | Safe Suction (Euro)
1060286 | 3 | [5 empty] | Removed from Ground | Gas (Historical Use) | 6000 | Bare Steel | 1966-05-13 | Galvanized Steel | Safe Suction (Euro)
1060286 | 4 |  |  | yes |  | yes | Removed from Ground | Used Oil | 550 | Bare Steel | 1966-05-13 | Galvanized Steel | Gravity Fed
1060287 | 1 | Ball Float | 1997-06-01 |  | 1997-06-01 |  | Removed from Ground | Diesel | 10000 | Steel-Impressed Current | 1969-05-12 | Steel (Impressed Current) | Pressurized
1060287 | 2 | Ball Float | 1997-06-01 |  | 1997-06-01 |  | Removed from Ground | Gas (Historical Use) | 10000 | Steel-Impressed Current | 1969-05-12 | Steel (Impressed Current) | Pressurized
1060287 | 3 | Flapper Valve | 1997-06-01 |  | 1997-06-01 |  | Removed from Ground | Gas (Historical Use) | 10000 | Steel-Impressed Current | 1969-05-12 | Steel (Impressed Current) | Pressurized
1060287 | 4 | Flapper Valve | 1997-06-01 |  | 1997-06-01 |  | Removed from Ground | Gas (Historical Use) | 10000 | Composite | 1981-05-09 | Steel (Impressed Current) | Pressurized
1060287 | 5 |  |  | yes |  | yes | Removed from Ground | Used Oil | 1000 | Bare Steel | 1969-05-12 | Galvanized Steel
1060288 | 1 | [5 empty] | Removed from Ground | Gas (Historical Use) | 2000 | Bare Steel | 1969-05-12 | Galvanized Steel
1060289 | 1 | [5 empty] | Removed from Ground | Gas (Historical Use) | 0 | Bare Steel | 1962-05-14 | Galvanized Steel
1060289 | G#CO | [5 empty] | Removed from Ground | Gas (Historical Use) | 0 | Bare Steel | 1986-05-08 | Galvanized Steel
1060291 | 1 | [5 empty] | Removed from Ground | Gas (Historical Use) | 500 | Bare Steel | 1966-05-13 | Galvanized Steel
1060292 | 1 | [5 empty] | Removed from Ground | Empty | 1000 | Bare Steel | 1970-05-12 | Galvanized Steel
1060292 | 2 | [5 empty] | Removed from Ground | Empty | 500 | Bare Steel | 1956-05-15 | Galvanized Steel
1060295 | 1 | [5 empty] | Removed from Ground | Gas (Historical Use) | 550 | Bare Steel | 1965-05-13 | Galvanized Steel
1060297 | 1 | [5 empty] | Removed from Ground | Gas (Historical Use) | 550 | Bare Steel | 1970-05-12 | Galvanized Steel
1060297 | 2 | [5 empty] | Removed from Ground | Gas (Historical Use) | 1000 | Not Marked/Unknown | 1994-11-10 | Not Marked
1060297 | 3 | [5 empty] | Removed from Ground | Gas (Historical Use) | 1000 | Not Marked/Unknown | 1994-11-10 | Not Marked
1060298 | 1 | [5 empty] | Removed from Ground | Gas (Historical Use) | 6000 | Bare Steel | 1966-05-13 | Galvanized Steel
1060298 | 2 | [5 empty] | Removed from Ground | Gas (Historical Use) | 6000 | Bare Steel | 1966-05-13 | Galvanized Steel
1060298 | 3 | [5 empty] | Removed from Ground | Gas (Historical Use) | 3000 | Bare Steel | 1966-05-13 | Galvanized Steel
1060298 | 4 | [5 empty] | Removed from Ground | Gas (Historical Use) | 3000 | Bare Steel | 1966-05-13 | Galvanized Steel
1060298 | 5 |  |  | yes |  | yes | Removed from Ground | Used Oil | 550 | Bare Steel | 1966-05-13 | Galvanized Steel
1060300 | 1 | [5 empty] | Closed in Ground | Gas (Historical Use) | 1000 | Bare Steel | 1956-05-15 | Galvanized Steel
1060300 | 2 | [5 empty] | Closed in Ground | Gas (Historical Use) | 1000 | Bare Steel | 1956-05-15 | Galvanized Steel
1060300 | 3 | [5 empty] | Closed in Ground | Gas (Historical Use) | 3000 | Bare Steel | 1956-05-15 | Galvanized Steel
1060300 | 4 | [5 empty] | Closed in Ground | Gas (Historical Use) | 3000 | Bare Steel | 1956-05-15 | Galvanized Steel
1060300 | 5 |  |  | yes |  | yes | Closed in Ground | Used Oil | 550 | Bare Steel | 1956-05-15 | Galvanized Steel
1060301 | 1 | [5 empty] | Removed from Ground | Gas (Historical Use) | 2000 | Bare Steel | 1961-05-14 | Galvanized Steel | Suction (American)
1060301 | 2 | [5 empty] | Removed from Ground | Gas (Historical Use) | 2000 | Bare Steel | 1961-05-14 | Galvanized Steel | Suction (American)
1060301 | 3 | [5 empty] | Removed from Ground | Gas (Historical Use) | 2000 | Bare Steel | 1961-05-14 | Galvanized Steel | Suction (American)
1060301 | 4 | [5 empty] | Removed from Ground | Gas (Historical Use) | 3000 | Bare Steel | 1972-05-11 | Galvanized Steel | Suction (American)
1060301 | 5 |  |  | yes |  | yes | Removed from Ground | Used Oil | 530 | Bare Steel | 1961-05-14 | Galvanized Steel
1060302 | 1 | [5 empty] | Removed from Ground | Gas (Historical Use) | 2000 | Bare Steel | 1976-05-10 | Galvanized Steel
1060302 | 2 | [5 empty] | Removed from Ground | Gas (Historical Use) | 1000 | Bare Steel | 1956-05-15 | Galvanized Steel
1060302 | 3 | [5 empty] | Removed from Ground | Gas (Historical Use) | 1000 | Bare Steel | 1956-05-15 | Galvanized Steel
1060302 | 4 | [5 empty] | Removed from Ground | Gas (Historical Use) | 1000 | Bare Steel | 1956-05-15 | Galvanized Steel
1060302 | 5 |  |  | yes |  | yes | Removed from Ground | Used Oil | 550 | Bare Steel | 1956-05-15 | Galvanized Steel
1060303 | 1 | [5 empty] | Closed in Ground | Gas (Historical Use) | 3000 | Bare Steel | 1966-05-13 | Galvanized Steel
1060303 | 2 | [5 empty] | Closed in Ground | Gas (Historical Use) | 3000 | Bare Steel | 1966-05-13 | Galvanized Steel
1060303 | 3 | [5 empty] | Closed in Ground | Gas (Historical Use) | 3000 | Bare Steel | 1966-05-13 | Galvanized Steel
1060303 | 4 | [5 empty] | Closed in Ground | Gas (Historical Use) | 3000 | Bare Steel | 1966-05-13 | Galvanized Steel
1060304 | 1 | Flapper Valve | 1998-12-17 |  | 1998-12-17 |  | Removed from Ground | Gas (Historical Use) | 6000 | Steel-Impressed Current | 1966-05-13 | Steel (Impressed Current) | Pressurized
1060304 | 2 | Flapper Valve | 1998-12-17 |  | 1998-12-17 |  | Removed from Ground | Gas (Historical Use) | 6000 | Steel-Impressed Current | 1966-05-13 | Steel (Impressed Current) | Pressurized
1060304 | 3 | Flapper Valve | 1998-12-17 |  | 1998-12-17 |  | Removed from Ground | Gas (Historical Use) | 6000 | Steel-Impressed Current | 1966-05-13 | Steel (Impressed Current) | Pressurized
1060304 | 4 | Flapper Valve | 1998-12-17 |  | 1998-12-17 |  | Removed from Ground | Gas (Historical Use) | 6000 | Steel-Impressed Current | 1966-05-13 | Steel (Impressed Current) | Pressurized
1060304 | 5 |  |  | yes |  | yes | Removed from Ground | Used Oil | 550 | Steel-Impressed Current | 1966-05-13 | Steel (Impressed Current) | Gravity Fed
1060305 | 1 | [5 empty] | Removed from Ground | Gas (Historical Use) | 8000 | Bare Steel | 1970-05-12 | Galvanized Steel
1060305 | 2 | [5 empty] | Removed from Ground | Gas (Historical Use) | 6000 | Bare Steel | 1970-05-12 | Galvanized Steel
1060305 | 3 | [5 empty] | Removed from Ground | Gas (Historical Use) | 2000 | Bare Steel | 1961-05-14 | Galvanized Steel
1060305 | 4 | [5 empty] | Removed from Ground | Gas (Historical Use) | 2000 | Bare Steel | 1961-05-14 | Galvanized Steel
1060305 | 5 | [5 empty] | Removed from Ground | Gas (Historical Use) | 4000 | Bare Steel | 1983-05-09 | Galvanized Steel
1060305 | 6 |  |  | yes |  | yes | Removed from Ground | Used Oil | 550 | Bare Steel | 1970-05-12 | Galvanized Steel
1060306 | 1 | [5 empty] | Removed from Ground | Gas (Historical Use) | 1000 | Bare Steel | 1974-05-11 | Galvanized Steel
1060306 | 2 | [5 empty] | Removed from Ground | Gas (Historical Use) | 550 | Bare Steel | 1970-05-12 | Galvanized Steel
1060308 | 1 | [5 empty] | Removed from Ground | Gas (Historical Use) | 5000 | Bare Steel | 1962-05-14 | Galvanized Steel
1060308 | 2 | [5 empty] | Removed from Ground | Gas (Historical Use) | 5000 | Bare Steel | 1962-05-14 | Galvanized Steel
1060308 | 3 | [5 empty] | Removed from Ground | Gas (Historical Use) | 5000 | Bare Steel | 1962-05-14 | Galvanized Steel
1060308 | 4 | [5 empty] | Removed from Ground | Gas (Historical Use) | 6000 | Bare Steel | 1968-05-12 | Galvanized Steel
1060308 | 5 |  |  | yes |  | yes | Removed from Ground | Used Oil | 550 | Bare Steel | 1962-05-14 | Galvanized Steel
1060309 | 1 | [5 empty] | Removed from Ground | Gas (Historical Use) | 1000 | Bare Steel | 1968-05-12 | Galvanized Steel
1060309 | 2 | [5 empty] | Removed from Ground | Diesel | 1000 | Bare Steel | 1968-05-12 | Galvanized Steel
1060311 | 1 | [5 empty] | Permanently Out of Use - historical purposes | Gas (Historical Use) | 560 | Bare Steel | 1986-01-01 | Galvanized Steel
1060311 | 2 | [5 empty] | Permanently Out of Use - historical purposes | Gas (Historical Use) | 560 | Bare Steel | 1986-05-08 | Galvanized Steel
1060311 | 3 | Ball Float | 1998-01-01 |  | 1998-01-01 |  | Temporarily out of use | Gas (Historical Use) | 4000 | Galvanic (STIP-3) | 1998-01-01 | Fiberglass Reinforced Plastic | Pressurized
1060311 | 4 | Ball Float | 1998-01-01 |  | 1998-01-01 |  | Temporarily out of use | Gas (Historical Use) | 4000 | Galvanic (STIP-3) | 1998-01-01 | Fiberglass Reinforced Plastic | Pressurized
1060311 | 5 | Ball Float | 1998-01-01 |  | 1998-01-01 |  | Temporarily out of use | Gas (Historical Use) | 2000 | Galvanic (STIP-3) | 1998-01-01 | Fiberglass Reinforced Plastic | Pressurized
1060311 | 6 | Ball Float | 1998-01-01 |  | 1998-01-01 |  | Temporarily out of use | Diesel | 2000 | Galvanic (STIP-3) | 1998-01-01 | Fiberglass Reinforced Plastic | Pressurized
1060313 | 1 | [5 empty] | Removed from Ground | Diesel | 12000 | Bare Steel | 1984-05-01 | Copper | Suction (American)
1060314 | 1 | [5 empty] | Removed from Ground | Gas (Historical Use) | 10000 | Marked Unknown | 1970-01-01 | Unknown
1060314 | 2 | [5 empty] | Removed from Ground | Empty | 600 | Bare Steel | 1970-01-01 | Bare Steel | Gravity Fed
1060315 | 1 | [5 empty] | Removed from Ground | Diesel | 30000 | Bare Steel | 1956-05-15 | Bare Steel
1060315 | 2 | [5 empty] | Removed from Ground | Hazardous Substance | 3000 | Bare Steel | 1982-05-09 | Not Marked
1060316 | 1 | [5 empty] | Removed from Ground | Diesel | 20000 | Bare Steel | 1956-05-15 | Galvanized Steel
1060317 | 1 | [5 empty] | Removed from Ground | Gas (Historical Use) | 500 | Bare Steel | 1972-05-05 | Unknown
1060317 | 2 |  |  | yes |  | yes | Removed from Ground | Used Oil | 500 | Bare Steel | 1972-05-05 | Unknown
1060318 | 1 | [5 empty] | Removed from Ground | Diesel | 1000 | Bare Steel | 1976-05-04 | Bare Steel | Safe Suction (Euro)
1060319 | 1 | [5 empty] | Removed from Ground | Gas (Historical Use) | 5200 | Bare Steel | 1979-05-04 | Bare Steel | Safe Suction (Euro)
1060319 | 2 | [5 empty] | Removed from Ground | Diesel | 2000 | Bare Steel | 1985-05-02 | Galvanized Steel
1060319 | 3 | [5 empty] | Removed from Ground | Diesel | 200 | Bare Steel | 1978-05-04 | Galvanized Steel
1060319 | 4 |  |  | yes |  | yes | Removed from Ground | Used Oil | 280 | Bare Steel | 1979-05-04 | Bare Steel | Gravity Fed
1060319 | 5 |  | 2004-01-01 | no | 2004-01-01 | no | Temporarily out of use | Diesel | 2000 | Tank Jacket | 2004-01-01 | Double-Walled Flex | Safe Suction (Euro)
1060321 | 1 | [5 empty] | Removed from Ground | Empty | 280 | Bare Steel | 1957-05-09 | Unknown
1060322 | 1 | [5 empty] | Removed from Ground | Empty | 5000 | Bare Steel | 1962-05-08 | Unknown
1060322 | 2 | [5 empty] | Removed from Ground | Empty | 5000 | Bare Steel | 1962-05-08 | Unknown
1060322 | 3 | [5 empty] | Removed from Ground | Empty | 2000 | Bare Steel | 1962-05-08 | Unknown
1060322 | 4 | [5 empty] | Removed from Ground | Empty | 1000 | Bare Steel | 1968-05-06 | Cathodically Protected
1060322 | 5 | [5 empty] | Removed from Ground | Empty | 500 | Bare Steel | 1962-05-08 | Unknown
1060323 | 1 | Flapper Valve | 1998-12-01 |  | 1998-12-01 |  | Currently in Use | Gas (Historical Use) | 4000 | Steel-Impressed Current | 1985-05-02 | Steel (Impressed Current) | Pressurized
1060323 | 2 | Flapper Valve | 1998-12-01 |  | 1998-12-01 |  | Currently in Use | Gas (Historical Use) | 4000 | Steel-Impressed Current | 1985-05-02 | Steel (Impressed Current) | Pressurized
1060323 | 3 | Flapper Valve | 1998-12-01 |  | 1998-12-01 |  | Currently in Use | Gas (Historical Use) | 4000 | Steel-Impressed Current | 1985-05-02 | Steel (Impressed Current) | Pressurized
1060323 | 4 | Flapper Valve | 1998-12-01 |  | 1998-12-01 |  | Currently in Use | Gas (Historical Use) | 3000 | Steel-Impressed Current | 1985-05-02 | Steel (Impressed Current) | Pressurized
1060324 | 1 |  | 1998-12-01 |  | 1983-05-01 |  | Removed from Ground | Gas (Historical Use) | 10000 | Steel-Impressed Current | 1976-05-04 | Cathodically Protected
1060324 | 10 |  | 2001-04-19 |  | 2001-04-19 |  | Currently in Use | Gas (Historical Use) | 6000 | Composite | 2001-04-05 | Fiberglass Reinforced Plastic | Pressurized
1060324 | 2 |  | 1998-12-01 |  | 1983-05-01 |  | Removed from Ground | Gas (Historical Use) | 10000 | Steel-Impressed Current | 1976-05-04 | Cathodically Protected
1060324 | 3 |  | 1998-12-01 |  | 1983-05-01 |  | Removed from Ground | Gas (Historical Use) | 10000 | Steel-Impressed Current | 1976-05-04 | Cathodically Protected
1060324 | 4 |  | 1998-12-01 |  | 1983-05-01 |  | Removed from Ground | Gas (Historical Use) | 10000 | Steel-Impressed Current | 1983-05-03 | Cathodically Protected
1060324 | 5 |  | 1998-12-01 |  | 1983-05-01 |  | Removed from Ground | Gas (Historical Use) | 10000 | Steel-Impressed Current | 1983-05-03 | Cathodically Protected
1060324 | 6 |  | 1998-12-01 |  | 1983-05-01 |  | Removed from Ground | Gas (Historical Use) | 10000 | Steel-Impressed Current | 1983-05-03 | Cathodically Protected
1060324 | 7 |  | 1998-12-01 |  | 1983-05-01 |  | Removed from Ground | Diesel | 3000 | Steel-Impressed Current | 1982-05-03 | Cathodically Protected
1060324 | 8 |  | 1998-12-01 |  | 1983-05-01 |  | Removed from Ground | Kerosene | 1000 | Steel-Impressed Current | 1983-05-03 | Cathodically Protected
1060324 | 9A |  | 2001-04-19 |  | 2001-04-19 |  | Currently in Use | Gas (Historical Use) | 12000 | Composite | 2001-04-05 | Fiberglass Reinforced Plastic | Pressurized
1060324 | 9B |  | 2001-04-19 |  | 2001-04-19 |  | Currently in Use | Gas (Historical Use) | 3000 | Composite | 2001-04-05 | Fiberglass Reinforced Plastic | Pressurized
1060324 | A | [5 empty] | Removed from Ground | Gas (Historical Use) | 1000 | Not Marked/Unknown | 2001-05-03 | Not Marked
1060324 | B | [5 empty] | Removed from Ground | Gas (Historical Use) | 1000 | Not Marked/Unknown | 2001-05-03 | Not Marked
1060324 | C | [5 empty] | Removed from Ground | Gas (Historical Use) | 1000 | Not Marked/Unknown | 2001-05-03 | Not Marked
1060325 | 1 | Flapper Valve | 1998-12-01 |  | 1988-09-01 |  | Removed from Ground | Gas (Historical Use) | 3000 | Steel-Impressed Current | 1982-05-03 | Steel (Impressed Current) | Pressurized
1060325 | 2 |  | 1998-12-01 |  | 1988-09-01 |  | Removed from Ground | Gas (Historical Use) | 5000 | Steel-Impressed Current | 1982-05-03 | Steel (Impressed Current) | Pressurized
1060325 | 3 | Flapper Valve | 1998-12-01 |  | 1988-09-01 |  | Removed from Ground | Gas (Historical Use) | 5000 | Steel-Impressed Current | 1982-05-03 | Steel (Impressed Current) | Pressurized
1060325 | 4 | Flapper Valve | 1998-12-01 |  | 1988-09-01 |  | Removed from Ground | Gas (Historical Use) | 6000 | Steel-Impressed Current | 1982-05-03 | Steel (Impressed Current) | Pressurized
1060325 | 5A | Flapper Valve | 2013-10-15 | no | 2013-10-15 | no | Currently in Use | Gas (Historical Use) | 8000 | Composite Double Walled | 2013-10-15 | Steel (Impressed Current) | Pressurized
1060325 | 5B | Flapper Valve | 2013-10-15 | no | 2013-10-15 | no | Currently in Use | Gas (Historical Use) | 4000 | Composite Double Walled | 2013-10-15 | Steel (Impressed Current) | Pressurized
1060326 | 1 | Ball Float | 1996-10-15 |  | 1996-10-15 |  | Currently in Use | Gas (Historical Use) | 10000 | Galvanic (STIP-3) | 1985-05-08 | Fiberglass Reinforced Plastic | Pressurized
1060326 | 2 | Ball Float | 1996-10-15 |  | 1996-10-15 |  | Currently in Use | Gas (Historical Use) | 10000 | Galvanic (STIP-3) | 1985-05-08 | Fiberglass Reinforced Plastic | Pressurized
1060326 | 3 | Ball Float | 1996-10-15 |  | 1996-10-15 |  | Currently in Use | Gas (Historical Use) | 10000 | Galvanic (STIP-3) | 1985-05-08 | Fiberglass Reinforced Plastic | Pressurized
1060326 | 4 | Ball Float | 1996-10-15 |  | 1996-10-15 |  | Currently in Use | Diesel | 10000 | Galvanic (STIP-3) | 1985-05-08 | Fiberglass Reinforced Plastic | Pressurized
1060326 | 5 | [5 empty] | Removed from Ground | Kerosene | 1000 | Cathodically Protected Steel | 1985-05-08 | Galvanized Steel | Pressurized
1060326 | 6 | Ball Float | 1997-06-05 |  | 1997-06-05 |  | Currently in Use | Kerosene | 1000 | Galvanic (STIP-3) | 1997-06-01 | Fiberglass Reinforced Plastic | Suction (American)
1060327 | 1 | Flapper Valve | 1996-08-23 |  | 1996-08-23 |  | Closed in Ground | Gas (Historical Use) | 10000 | Steel-Impressed Current | 1985-05-08 | Fiberglass Reinforced Plastic | Pressurized
1060327 | 10 | Flapper Valve | 2010-02-01 | no | 2010-02-01 | no | Currently in Use | Gas (Historical Use) | 8000 | Fiberglass Double Walled | 2010-02-01 | Double-Walled Fiberglass | Pressurized
1060327 | 11 | Flapper Valve | 2010-02-01 | no | 2010-02-01 | no | Currently in Use | Diesel | 8000 | Fiberglass Double Walled | 2010-02-01 | Double-Walled Fiberglass | Pressurized
1060327 | 2 | Flapper Valve | 1996-08-23 |  | 1996-08-23 |  | Closed in Ground | Gas (Historical Use) | 10000 | Steel-Impressed Current | 1985-05-08 | Fiberglass Reinforced Plastic | Pressurized
1060327 | 3 | Flapper Valve | 1996-08-23 |  | 1996-08-23 |  | Closed in Ground | Gas (Historical Use) | 10000 | Steel-Impressed Current | 1985-05-08 | Fiberglass Reinforced Plastic | Pressurized
1060327 | 4 | Flapper Valve | 1996-08-23 |  | 1996-08-23 |  | Closed in Ground | Gas (Historical Use) | 10000 | Steel-Impressed Current | 1985-05-08 | Steel (Impressed Current) | Pressurized
1060327 | 5 | Flapper Valve | 1996-08-23 |  | 1996-08-23 |  | Closed in Ground | Diesel | 10000 | Steel-Impressed Current | 1985-05-08 | Steel (Impressed Current) | Pressurized
1060327 | 6 | Flapper Valve | 1996-08-23 |  | 1996-08-23 |  | Closed in Ground | Gas (Historical Use) | 8000 | Steel-Impressed Current | 1985-05-08 | Steel (Impressed Current) | Pressurized
1060327 | 7 | Flapper Valve | 1996-08-23 |  | 1996-08-23 |  | Closed in Ground | Gas (Historical Use) | 8000 | Steel-Impressed Current | 1985-05-08 | Steel (Impressed Current) | Pressurized
1060327 | 8 | Flapper Valve | 1996-08-23 |  | 1996-08-23 |  | Removed from Ground | Kerosene | 1000 | Steel-Impressed Current | 1985-05-08 | Steel (Impressed Current) | Safe Suction (Euro)
1060327 | 9 | Flapper Valve | 2010-02-01 | no | 2010-02-01 | no | Currently in Use | Gas (Historical Use) | 12000 | Fiberglass Double Walled | 2010-02-01 | Double-Walled Fiberglass | Pressurized
1060328 | 1 | Flapper Valve | 1995-01-06 |  | 1995-01-06 |  | Currently in Use | Gas (Historical Use) | 10000 | Steel-Impressed Current | 1984-05-08 | Fiberglass Reinforced Plastic | Pressurized
1060328 | 2 | Flapper Valve | 1995-01-06 |  | 1995-01-06 |  | Currently in Use | Gas (Historical Use) | 10000 | Steel-Impressed Current | 1984-05-08 | Fiberglass Reinforced Plastic | Pressurized
1060328 | 3 | Ball Float | 1995-01-06 |  | 1995-01-06 |  | Currently in Use | Gas (Historical Use) | 10000 | Steel-Impressed Current | 1984-05-08 | Fiberglass Reinforced Plastic | Pressurized
1060328 | 4 | Flapper Valve | 1995-01-06 |  | 1995-01-06 |  | Currently in Use | Gas (Historical Use) | 10000 | Steel-Impressed Current | 1984-05-08 | Fiberglass Reinforced Plastic | Pressurized
1060328 | 5 | Flapper Valve | 1995-01-06 |  | 1995-01-06 |  | Currently in Use | Diesel | 10000 | Steel-Impressed Current | 1984-05-08 | Fiberglass Reinforced Plastic | Pressurized
1060328 | 6 | Flapper Valve | 1995-01-06 |  | 1995-01-06 |  | Currently in Use | Gas (Historical Use) | 8000 | Steel-Impressed Current | 1984-05-08 | Steel (Impressed Current) | Pressurized
1060328 | 7 | Flapper Valve | 1995-01-06 |  | 1995-01-06 |  | Currently in Use | Gas (Historical Use) | 8000 | Steel-Impressed Current | 1984-05-08 | Steel (Impressed Current) | Pressurized
1060330 | 1 | [5 empty] | Removed from Ground | Empty | 1065 | Bare Steel | 1966-05-13 | Galvanized Steel
1060330 | 2 | [5 empty] | Removed from Ground | Empty | 1065 | Fiberglass | 1966-05-13 | Galvanized Steel
1060330 | 3 | [5 empty] | Removed from Ground | Empty | 1065 | Bare Steel | 1966-05-13 | Galvanized Steel
1060330 | 4 | [5 empty] | Removed from Ground | Empty | 1990 | Bare Steel | 1966-05-13 | Galvanized Steel
1060330 | 5 | [5 empty] | Removed from Ground | Empty | 10000 | Bare Steel | 1966-05-13 | Galvanized Steel
1060331 | 1 | [5 empty] | Removed from Ground | Gas (Historical Use) | 6000 | Bare Steel | 1971-05-12 | Galvanized Steel
1060331 | 2 | [5 empty] | Removed from Ground | Gas (Historical Use) | 6000 | Bare Steel | 1971-05-12 | Galvanized Steel
1060331 | 3 | [5 empty] | Removed from Ground | Gas (Historical Use) | 8000 | Bare Steel | 1971-05-12 | Galvanized Steel
1060331 | 4 | [5 empty] | Removed from Ground | Diesel | 1000 | Bare Steel | 1981-05-09 | Galvanized Steel
1060332 | 1 | [5 empty] | Removed from Ground | Gas (Historical Use) | 20000 | Bare Steel | 1981-05-09 | Galvanized Steel
1060332 | 2 | [5 empty] | Removed from Ground | Gas (Historical Use) | 20000 | Bare Steel | 1981-05-09 | Galvanized Steel
1060332 | 3 | [5 empty] | Removed from Ground | Gas (Historical Use) | 20000 | Bare Steel | 1981-05-09 | Galvanized Steel
1060332 | 4 | [5 empty] | Removed from Ground | Diesel | 20000 | Bare Steel | 1981-05-09 | Galvanized Steel
1060332 | 5 | [5 empty] | Removed from Ground | Kerosene | 4000 | Bare Steel | 1981-05-09 | Galvanized Steel
1060332 | 6 | [5 empty] | Removed from Ground | Kerosene | 4000 | Bare Steel | 1982-05-09 | Galvanized Steel
1060332 | 7 | [5 empty] | Removed from Ground | Other | 4000 | Bare Steel | 1982-05-09 | Galvanized Steel
1060332 | 8 | [5 empty] | Removed from Ground | Other | 4000 | Bare Steel | 1982-05-09 | Not Marked
1060332 | 9 |  |  | yes |  | yes | Removed from Ground | Used Oil | 1000 | Bare Steel | 1981-05-09 | Galvanized Steel
1060333 | 1 |  | 1999-12-01 |  | 1999-12-01 |  | Removed from Ground | Gas (Historical Use) | 6000 | Cathodically Protected Steel | 1981-05-09 | Double-Walled Fiberglass | Pressurized
1060333 | 2 |  | 1999-12-01 |  | 1999-12-01 |  | Removed from Ground | Gas (Historical Use) | 6000 | Cathodically Protected Steel | 1981-05-09 | Double-Walled Fiberglass | Pressurized
1060333 | 3 |  | 1999-12-01 |  | 1999-12-01 |  | Removed from Ground | Gas (Historical Use) | 8000 | Cathodically Protected Steel | 1981-05-09 | Double-Walled Fiberglass | Pressurized
1060333 | 4 |  | 1999-12-01 |  | 1999-12-01 |  | Removed from Ground | Diesel | 8000 | Cathodically Protected Steel | 1981-05-09 | Double-Walled Fiberglass | Pressurized
1060333 | 5 | [5 empty] | Closed in Ground | Diesel | 4000 | Bare Steel | 1981-05-09 | Galvanized Steel
1060333 | 6 | [5 empty] | Removed from Ground | Gas (Historical Use) | 560 | Bare Steel | 1999-12-21 | Unknown
1060334 | 1 | [5 empty] | Removed from Ground | Gas (Historical Use) | 4000 | Bare Steel | 1950-05-17 | Galvanized Steel
1060334 | 2 | [5 empty] | Removed from Ground | Gas (Historical Use) | 3000 | Bare Steel | 1950-05-17 | Galvanized Steel
1060334 | 3 | [5 empty] | Removed from Ground | Gas (Historical Use) | 3000 | Bare Steel | 1950-05-17 | Galvanized Steel
1060334 | 4 | [5 empty] | Removed from Ground | Gas (Historical Use) | 3000 | Bare Steel | 1970-05-12 | Galvanized Steel
1060335 | 1 |  | 1990-01-01 |  | 1990-01-01 |  | Removed from Ground | Gas (Historical Use) | 4000 | Cathodically Protected Steel | 1990-01-01 | Fiberglass Reinforced Plastic | Pressurized
1060335 | 2 |  | 1990-01-01 |  | 1990-01-01 |  | Removed from Ground | Gas (Historical Use) | 4000 | Cathodically Protected Steel | 1990-01-01 | Fiberglass Reinforced Plastic | Pressurized
1060335 | 3 |  | 1990-01-01 |  | 1990-01-01 |  | Removed from Ground | Gas (Historical Use) | 4000 | Cathodically Protected Steel | 1990-01-01 | Fiberglass Reinforced Plastic | Pressurized
1060335 | 4 |  | 1990-01-01 |  | 1990-01-01 |  | Removed from Ground | Diesel | 4000 | Cathodically Protected Steel | 1990-01-01 | Fiberglass Reinforced Plastic | Pressurized
1060335 | 5 | [5 empty] | Permanently Out of Use - historical purposes | Gas (Historical Use) | 2000 | Bare Steel | 1971-05-12 | Galvanized Steel
1060335 | 6 |  |  | yes |  | yes | Permanently Out of Use - historical purposes | Used Oil | 560 | Bare Steel | 1972-01-01 | Galvanized Steel
1060336 | 1 | [5 empty] | Temporarily out of use | Gas (Historical Use) | 4000 | Bare Steel | 1971-05-12 | Galvanized Steel
1060336 | 2 | [5 empty] | Temporarily out of use | Gas (Historical Use) | 4000 | Bare Steel | 1971-05-12 | Galvanized Steel
1060336 | 3 | [5 empty] | Temporarily out of use | Gas (Historical Use) | 4000 | Bare Steel | 1971-05-12 | Galvanized Steel
1060336 | 4 | [5 empty] | Permanently Out of Use - historical purposes | Gas (Historical Use) | 4000 | Bare Steel | 1971-05-12 | Galvanized Steel
1060336 | 5 | [5 empty] | Removed from Ground | Diesel | 3000 | Bare Steel | 1984-05-08 | Galvanized Steel
1060336 | 6 | [5 empty] | Removed from Ground | Kerosene | 560 | Bare Steel | 1984-05-08 | Galvanized Steel
1060336 | 7 |  |  | yes |  | yes | Removed from Ground | Used Oil | 560 | Bare Steel | 1971-05-12 | Galvanized Steel
1060338 | 4 |  | 1998-12-22 | no | 1998-12-22 | no | Removed from Ground |  | 20000 |  | 2013-05-07 |  | Pressurized
1060338 | 5 |  | 1998-12-22 | no | 1998-12-22 | no | Removed from Ground |  | 20000 |  | 2013-05-07 |  | Pressurized
1060338 | 6 |  | 1998-12-22 | no | 1998-12-22 | no | Removed from Ground |  | 20000 |  | 2013-05-07 |  | Pressurized
1060338 | 7 |  | 1998-12-22 | no | 1998-12-22 | no | Removed from Ground |  | 20000 |  | 2013-05-07 |  | Pressurized
1060338 | 8 |  |  | no |  | no | Removed from Ground | Kerosene | 10000 |  | 2013-05-07 | Galvanized Steel | Pressurized
1060338 | 9 |  |  | no |  | no | Removed from Ground | Diesel | 10000 |  | 2013-05-07 | Galvanized Steel | Pressurized
1060339 | 1 | [5 empty] | Temporarily out of use | Gas (Historical Use) | 3000 | Bare Steel | 1971-05-12 | Galvanized Steel
1060339 | 2 | [5 empty] | Temporarily out of use | Gas (Historical Use) | 3000 | Bare Steel | 1971-05-12 | Galvanized Steel
1060339 | 3 |  | 1999-01-01 |  | 1999-01-01 |  | Temporarily out of use | Gas (Historical Use) | 6000 | Composite | 1975-05-11 | Fiberglass Reinforced Plastic | Pressurized
1060339 | 4 | [5 empty] | Temporarily out of use | Gas (Historical Use) | 4000 | Bare Steel | 1971-05-12 | Galvanized Steel
1060339 | 5 | [5 empty] | Temporarily out of use | Diesel | 3000 | Bare Steel | 1971-05-12 | Galvanized Steel
1060339 | 6 |  |  | yes |  | yes | Permanently Out Of Use | Used Oil | 560 | Bare Steel | 1971-05-12 | Galvanized Steel
1060340 | 1 |  | 1998-11-28 |  | 1998-11-12 |  | Currently in Use | Gas (Historical Use) | 10000 | Steel-Impressed Current | 1978-05-10 | Fiberglass Reinforced Plastic | Pressurized
1060340 | 2 |  | 1998-11-28 |  | 1998-11-12 |  | Currently in Use | Gas (Historical Use) | 10000 | Steel-Impressed Current | 1978-05-10 | Fiberglass Reinforced Plastic | Pressurized
1060340 | 3 |  | 1998-11-28 |  | 1998-11-12 |  | Currently in Use | Gas (Historical Use) | 10000 | Steel-Impressed Current | 1978-05-10 | Fiberglass Reinforced Plastic | Pressurized
1060340 | 4 |  | 1998-11-28 |  | 1997-12-15 |  | Currently in Use | Diesel | 2000 | Steel-Impressed Current | 1986-05-08 | Fiberglass Reinforced Plastic | Pressurized
1060340 | 5 |  | 1998-11-28 |  | 1998-11-12 |  | Temporarily out of use | Kerosene | 550 | Steel-Impressed Current | 1986-05-08 | Fiberglass Reinforced Plastic | Safe Suction (Euro)
1060341 | 1 | [5 empty] | Removed from Ground | Gas (Historical Use) | 4000 | Bare Steel | 1982-05-09 | Galvanized Steel
1060341 | 2 | [5 empty] | Removed from Ground | Gas (Historical Use) | 4000 | Bare Steel | 1982-05-09 | Galvanized Steel
1060341 | 3 | [5 empty] | Removed from Ground | Gas (Historical Use) | 4000 | Bare Steel | 1982-05-09 | Galvanized Steel
1060341 | 4 |  | 1994-09-16 |  | 1994-09-16 |  | Currently in Use | Gas (Historical Use) | 10000 | Galvanic (STIP-3) | 1994-09-16 | Fiberglass Reinforced Plastic | Pressurized
1060341 | 5 |  | 1994-09-16 |  | 1994-09-16 |  | Currently in Use | Gas (Historical Use) | 8000 | Galvanic (STIP-3) | 1994-09-16 | Fiberglass Reinforced Plastic | Pressurized
1060341 | 6 |  | 1994-09-16 |  | 1994-09-16 |  | Currently in Use | Diesel | 6000 | Galvanic (STIP-3) | 1994-09-14 | Fiberglass Reinforced Plastic | Pressurized
1060342 | 1 | Flapper Valve | 2004-11-18 |  | 1996-07-24 |  | Removed from Ground | Gas (Historical Use) | 5000 | Steel-Impressed Current | 1976-05-10 | Steel (Impressed Current) | Pressurized
1060342 | 2 | Flapper Valve | 2004-11-18 |  | 1996-07-24 |  | Removed from Ground | Gas (Historical Use) | 5000 | Steel-Impressed Current | 1976-05-10 | Steel (Impressed Current) | Pressurized
1060342 | 3 | Flapper Valve | 2004-11-18 |  | 1996-07-24 |  | Removed from Ground | Gas (Historical Use) | 5000 | Steel-Impressed Current | 1976-05-10 | Steel (Impressed Current) | Pressurized
1060342 | 4 | Flapper Valve | 2004-11-18 |  | 1996-07-24 |  | Removed from Ground | Diesel | 5000 | Steel-Impressed Current | 1976-05-10 | Steel (Impressed Current) | Pressurized
1060344 | 1 | [5 empty] | Removed from Ground | Gas (Historical Use) | 1000 | Bare Steel | 1974-05-11 | Galvanized Steel | Suction (American)
1060345 | 1 | [5 empty] | Removed from Ground | Gas (Historical Use) | 1000 | Bare Steel | 1973-05-11 | Galvanized Steel
1060345 | 1#NEW |  | 1990-03-08 |  | 1990-03-08 |  | Removed from Ground | Gas (Historical Use) | 2000 | Galvanic (STIP-3) | 1990-03-08 | Fiberglass Reinforced Plastic | Pressurized
1060345 | 2 | [5 empty] | Removed from Ground | Gas (Historical Use) | 1000 | Bare Steel | 1973-05-11 | Galvanized Steel
1060345 | 2#NEW |  | 1990-03-08 |  | 1990-03-08 |  | Removed from Ground | Gas (Historical Use) | 2000 | Galvanic (STIP-3) | 1990-03-08 | Fiberglass Reinforced Plastic | Pressurized
1060345 | 3 | [5 empty] | Removed from Ground | Gas (Historical Use) | 1000 | Bare Steel | 1973-05-11 | Galvanized Steel
1060345 | 3#NEW |  | 1990-03-08 |  | 1990-03-08 |  | Removed from Ground | Gas (Historical Use) | 3000 | Galvanic (STIP-3) | 1990-03-08 | Fiberglass Reinforced Plastic
1060346 | 1 | [5 empty] | Removed from Ground | Gas (Historical Use) | 6000 | Bare Steel | 1974-05-11 | Galvanized Steel
1060346 | 1#NEW | [5 empty] | Removed from Ground | Gas (Historical Use) | 2000 | Cathodically Protected Steel | 1991-07-10 | Fiberglass Reinforced Plastic
1060346 | 2 | [5 empty] | Removed from Ground | Gas (Historical Use) | 6000 | Bare Steel | 1974-05-11 | Galvanized Steel
1060346 | 2#NEW | [5 empty] | Removed from Ground | Gas (Historical Use) | 3000 | Cathodically Protected Steel | 1991-07-10 | Fiberglass Reinforced Plastic | Safe Suction (Euro)
1060346 | 3 | [5 empty] | Removed from Ground | Gas (Historical Use) | 2000 | Bare Steel | 1974-05-11 | Galvanized Steel
1060346 | 3#NEW | [5 empty] | Removed from Ground | Gas (Historical Use) | 4000 | Cathodically Protected Steel | 1991-07-10 | Fiberglass Reinforced Plastic | Safe Suction (Euro)
1060348 | 1 | [5 empty] | Removed from Ground | Gas (Historical Use) | 1000 | Bare Steel | 1973-05-11 | Galvanized Steel
1060348 | 2 | [5 empty] | Removed from Ground | Gas (Historical Use) | 1000 | Bare Steel | 1973-05-11 | Galvanized Steel
1060349 | 1 | [5 empty] | Removed from Ground | Gas (Historical Use) | 2000 | Bare Steel | 1972-05-11 | Galvanized Steel
1060349 | 2 | [5 empty] | Removed from Ground | Gas (Historical Use) | 2000 | Bare Steel | 1972-05-11 | Galvanized Steel
1060349 | 3 | [5 empty] | Removed from Ground | Gas (Historical Use) | 2000 | Bare Steel | 1972-05-11 | Galvanized Steel
1060351 | 1 | [5 empty] | Removed from Ground | Gas (Historical Use) | 1000 | Bare Steel | 1975-01-01 | Galvanized Steel
1060352 | 1 | [5 empty] | Removed from Ground | Gas (Historical Use) | 6000 | Bare Steel | 1975-05-11 | Galvanized Steel | Safe Suction (Euro)
1060352 | 2 | [5 empty] | Removed from Ground | Gas (Historical Use) | 6000 | Bare Steel | 1975-05-11 | Galvanized Steel | Safe Suction (Euro)
1060352 | 3 | [5 empty] | Removed from Ground | Gas (Historical Use) | 2000 | Bare Steel | 1975-05-11 | Galvanized Steel | Safe Suction (Euro)
1060352 | 4 | [5 empty] | Removed from Ground | Diesel | 560 | Bare Steel | 1975-05-11 | Galvanized Steel | Safe Suction (Euro)
1060352 | 5 |  |  | yes |  | yes | Removed from Ground | Used Oil | 560 | Bare Steel | 1975-05-11 | Galvanized Steel | Safe Suction (Euro)
1060353 | 1 | [5 empty] | Removed from Ground | Gas (Historical Use) | 1000 | Bare Steel | 1974-10-23 | Bare Steel | Suction (American)
1060354 | 1 | [5 empty] | Closed in Ground | Diesel | 1000 | Bare Steel | 1985-05-08 | Galvanized Steel
1060354 | 2 | [5 empty] | Closed in Ground | Gas (Historical Use) | 560 | Bare Steel | 1976-05-10 | Galvanized Steel
1060356 | 1 | [5 empty] | Removed from Ground | Gas (Historical Use) | 1000 | Bare Steel | 1976-05-10 | Galvanized Steel
1060357 | 1 | [5 empty] | Currently in Use | Gas (Historical Use) | 2000 | Bare Steel | 1974-05-11 | Galvanized Steel
1060357 | 2 | [5 empty] | Currently in Use | Gas (Historical Use) | 2000 | Bare Steel | 1974-05-11 | Galvanized Steel
1060357 | 3 | [5 empty] | Currently in Use | Gas (Historical Use) | 2000 | Bare Steel | 1974-05-11 | Galvanized Steel
1060358 | 1 | [5 empty] | Removed from Ground | Gas (Historical Use) | 2000 | Bare Steel | 1975-05-11 | Galvanized Steel | Suction (American)
1060358 | 2 | [5 empty] | Removed from Ground | Gas (Historical Use) | 1000 | Bare Steel | 1975-05-11 | Bare Steel | Suction (American)
1060358 | 3 | [5 empty] | Removed from Ground | Gas (Historical Use) | 2000 | Bare Steel | 1975-05-11 | Bare Steel | Suction (American)
1060361 | 1 | [5 empty] | Removed from Ground | Gas (Historical Use) | 2000 | Bare Steel | 1978-05-10 | Galvanized Steel
1060361 | 1#NEW |  | 1990-04-19 |  | 1990-04-19 |  | Removed from Ground | Gas (Historical Use) | 2000 | Cathodically Protected Steel | 1990-04-19 | Galvanized Steel | Safe Suction (Euro)
1060361 | 1A | Ball Float | 2003-03-21 | no | 2003-03-21 | no | Currently in Use | Regular | 8000 | Fiberglass | 2003-03-21 | Fiberglass Reinforced Plastic | Pressurized
1060361 | 1B | Ball Float | 2003-03-21 | no | 2003-03-21 | no | Currently in Use | Premium | 4000 | Fiberglass | 2003-03-21 | Fiberglass Reinforced Plastic | Pressurized
1060361 | 2 | [5 empty] | Removed from Ground | Gas (Historical Use) | 4000 | Bare Steel | 1978-05-10 | Galvanized Steel
1060361 | 2#NEW |  | 1990-04-19 |  | 1990-04-19 |  | Removed from Ground | Gas (Historical Use) | 3000 | Cathodically Protected Steel | 1990-04-19 | Galvanized Steel | Safe Suction (Euro)
1060361 | 3 | [5 empty] | Removed from Ground | Gas (Historical Use) | 2000 | Bare Steel | 1978-05-10 | Galvanized Steel
1060361 | 3#NEW |  | 1990-04-19 |  | 1990-04-19 |  | Removed from Ground | Gas (Historical Use) | 4000 | Cathodically Protected Steel | 1990-04-19 | Galvanized Steel | Safe Suction (Euro)
1060363 | 1 |  | 1998-07-27 |  | 1998-07-27 |  | Removed from Ground | Gas (Historical Use) | 5000 | Steel-Impressed Current | 1978-05-10 | Cathodically Protected | Suction (American)
1060363 | 2 |  | 1998-07-27 |  | 1998-07-27 |  | Removed from Ground | Gas (Historical Use) | 8000 | Steel-Impressed Current | 1978-05-10 | Cathodically Protected | Suction (American)
1060363 | 3 |  | 1998-07-27 |  | 1998-07-27 |  | Removed from Ground | Gas (Historical Use) | 5000 | Steel-Impressed Current | 1978-05-10 | Cathodically Protected | Suction (American)
1060365 | 1 |  | 1990-08-17 |  | 1990-08-17 |  | Removed from Ground | Gas (Historical Use) | 1000 | Bare Steel | 1975-05-11 | Galvanized Steel | Pressurized
1060365 | 2 | [5 empty] | Removed from Ground | Gas (Historical Use) | 2000 | Bare Steel | 1975-05-11 | Galvanized Steel
1060365 | 3 | [5 empty] | Removed from Ground | Gas (Historical Use) | 2000 | Bare Steel | 1975-05-11 | Cathodically Protected
1060365 | 4 | [5 empty] | Removed from Ground | Diesel | 1000 | Bare Steel | 1975-05-11 | Galvanized Steel
1060365 | 5 | Ball Float | 1990-08-17 | no | 1990-08-17 | no | Currently in Use | E-10 | 10000 | Galvanic (STIP-3) | 1990-08-17 | Fiberglass Reinforced Plastic | Pressurized
1060365 | 6 | Ball Float | 1990-08-17 | no | 1990-08-17 | no | Currently in Use | E-10 | 10000 | Galvanic (STIP-3) | 1990-08-17 | Fiberglass Reinforced Plastic | Pressurized
1060365 | 7 | Ball Float | 1990-08-17 | no | 1990-08-17 | no | Currently in Use | E-10 | 10000 | Galvanic (STIP-3) | 1990-08-17 | Fiberglass Reinforced Plastic | Pressurized
1060365 | 8 | Ball Float | 1990-08-17 | no | 1990-08-17 | no | Currently in Use | Diesel | 6000 | Galvanic (STIP-3) | 1990-08-17 | Fiberglass Reinforced Plastic | Pressurized
1060366 | 1 | [5 empty] | Removed from Ground | Gas (Historical Use) | 1000 | Bare Steel | 1980-05-09 | Galvanized Steel
1060366 | 2 | [5 empty] | Removed from Ground | Diesel | 1000 | Bare Steel | 1980-05-09 | Galvanized Steel
1060369 | 1 | [5 empty] | Removed from Ground | Gas (Historical Use) | 3000 | Bare Steel | 1976-05-10 | Galvanized Steel
1060369 | 2 | [5 empty] | Removed from Ground | Gas (Historical Use) | 3000 | Bare Steel | 1976-05-10 | Galvanized Steel
1060369 | 3 | [5 empty] | Removed from Ground | Gas (Historical Use) | 2000 | Bare Steel | 1976-05-10 | Galvanized Steel
1060369 | 4 |  | 1990-03-07 |  | 1990-03-07 |  | Removed from Ground | Gas (Historical Use) | 3000 | Cathodically Protected Steel | 1990-03-07 | Cathodically Protected | Suction (American)
1060369 | 5 |  | 1990-03-07 |  | 1990-03-07 |  | Removed from Ground | Gas (Historical Use) | 2000 | Cathodically Protected Steel | 1990-03-07 | Cathodically Protected | Suction (American)
1060369 | 6 |  | 1990-03-07 |  | 1990-03-07 |  | Removed from Ground | Gas (Historical Use) | 2000 | Steel-Impressed Current | 1990-03-07 | Cathodically Protected | Suction (American)
1060370 | 1 | [5 empty] | Removed from Ground | Gas (Historical Use) | 2000 | Bare Steel | 1975-05-11 | Galvanized Steel
1060370 | 2 | [5 empty] | Removed from Ground | Gas (Historical Use) | 2000 | Bare Steel | 1975-05-11 | Galvanized Steel
1060370 | 3 | [5 empty] | Removed from Ground | Gas (Historical Use) | 2000 | Bare Steel | 1975-05-11 | Galvanized Steel
1060371 | 1 | [5 empty] | Removed from Ground | Gas (Historical Use) | 3000 | Bare Steel | 1974-05-11 | Galvanized Steel
1060371 | 2 | [5 empty] | Removed from Ground | Gas (Historical Use) | 3000 | Bare Steel | 1974-05-11 | Galvanized Steel
1060371 | 3 | [5 empty] | Removed from Ground | Gas (Historical Use) | 3000 | Bare Steel | 1974-05-11 | Galvanized Steel
1060371 | 4 | [5 empty] | Removed from Ground | Diesel | 1000 | Bare Steel | 1986-05-08 | Galvanized Steel
1060371 | 5 | [5 empty] | Removed from Ground | Diesel | 560 | Bare Steel | 1986-05-08 | Galvanized Steel
1060371 | 6 |  |  | yes |  | yes | Removed from Ground | Used Oil | 560 | Bare Steel | 1999-02-01 | Not Marked
1060372 | 1 | [5 empty] | Removed from Ground | Gas (Historical Use) | 2000 | Bare Steel | 1974-05-11 | Bare Steel
1060372 | 2 | [5 empty] | Removed from Ground | Gas (Historical Use) | 2000 | Bare Steel | 1974-05-11 | Bare Steel
1060372 | 3 | [5 empty] | Removed from Ground | Gas (Historical Use) | 2000 | Bare Steel | 1974-05-11 | Bare Steel
1060372 | 4A | Ball Float | 1993-03-11 |  | 1993-03-11 |  | Currently in Use | Gas (Historical Use) | 5000 | Steel-Impressed Current | 1993-03-11 | Fiberglass Reinforced Plastic | Pressurized
1060372 | 4B | Ball Float | 1993-03-11 |  | 1993-03-11 |  | Currently in Use | Gas (Historical Use) | 3000 | Steel-Impressed Current | 1993-03-11 | Fiberglass Reinforced Plastic | Pressurized
1060372 | 5 | Ball Float | 1993-03-11 |  | 1993-03-11 |  | Currently in Use | Gas (Historical Use) | 8000 | Steel-Impressed Current | 1993-03-11 | Fiberglass Reinforced Plastic | Pressurized
1060372 | 6 | Ball Float | 1993-03-11 |  | 1993-03-11 |  | Currently in Use | Diesel | 6000 | Steel-Impressed Current | 1993-03-11 | Fiberglass Reinforced Plastic | Pressurized
1060373 | 1 | [5 empty] | Removed from Ground | Gas (Historical Use) | 8000 | Bare Steel | 1974-05-10 | Galvanized Steel
1060374 | 1 | [5 empty] | Removed from Ground | Gas (Historical Use) | 1000 | Bare Steel | 1971-05-11 | Galvanized Steel
1060374 | 2 | [5 empty] | Removed from Ground | Diesel | 1000 | Bare Steel | 1971-05-11 | Galvanized Steel
1060375 | 1 | [5 empty] | Removed from Ground | Gas (Historical Use) | 10000 | Bare Steel | 1974-05-10 | Galvanized Steel
1060375 | 2 | [5 empty] | Removed from Ground | Gas (Historical Use) | 10000 | Bare Steel | 1974-05-10 | Galvanized Steel
1060375 | 3 | [5 empty] | Removed from Ground | Gas (Historical Use) | 20000 | Bare Steel | 1974-05-10 | Galvanized Steel
1060376 | 1 | [5 empty] | Removed from Ground | Gas (Historical Use) | 0 | Marked Unknown | 1986-05-01 | Unknown
1060376 | 2 | [5 empty] | Permanently Out of Use - historical purposes | Gas (Historical Use) | 0 | Marked Unknown | 1986-05-07 | Unknown
1060377 | 1 | [5 empty] | Removed from Ground | Gas (Historical Use) | 1 | Marked Unknown | 1986-05-07 | Unknown
1060379 | 1 | [5 empty] | Removed from Ground | Gas (Historical Use) | 8000 | Bare Steel | 1966-05-12 | Galvanized Steel
1060381 | 1 | [5 empty] | Removed from Ground | Diesel | 1000 | Bare Steel | 1974-05-11 | Bare Steel
1060382 | 1 | [5 empty] | Removed from Ground | Gas (Historical Use) | 10000 | Bare Steel | 1979-05-09 | Bare Steel | Pressurized
1060382 | 2 | [5 empty] | Removed from Ground | Diesel | 15000 | Bare Steel | 1979-05-09 | Bare Steel | Pressurized
1060382 | 3 | [5 empty] | Removed from Ground | Diesel | 15000 | Bare Steel | 1979-05-09 | Not Marked
1060382 | 4 | [5 empty] | Removed from Ground | Other | 8000 | Bare Steel | 1979-05-09 | Bare Steel | Suction (American)
1060382 | 5 |  |  | yes |  | yes | Removed from Ground | Used Oil | 6000 | Bare Steel | 1975-05-09 | Bare Steel | Gravity Fed
1060382 | 6 | Flapper Valve | 1996-12-01 | no | 1996-12-01 | no | Currently in Use | Diesel | 20000 | Fiberglass Double Walled | 1996-12-01 | Double-Walled Fiberglass | Pressurized
1060385 | 1 |  |  | yes |  | yes | Closed in Ground | Used Oil | 0 | Bare Steel | 1986-05-05 | Unknown
1060386 | 1 | [5 empty] | Removed from Ground | Gas (Historical Use) | 3000 | Bare Steel | 1978-05-10 | Galvanized Steel
1060386 | 2 | [5 empty] | Removed from Ground | Gas (Historical Use) | 3000 | Bare Steel | 1978-05-10 | Galvanized Steel
1060386 | 3 | [5 empty] | Removed from Ground | Gas (Historical Use) | 3000 | Bare Steel | 1986-05-08 | Galvanized Steel
1060386 | 4 | [5 empty] | Removed from Ground | Gas (Historical Use) | 4000 | Bare Steel | 1978-05-10 | Galvanized Steel
1060386 | 5 | [5 empty] | Removed from Ground | Gas (Historical Use) | 3000 | Bare Steel | 1978-05-10 | Galvanized Steel
1060386 | 6 |  |  | no |  | no | Removed from Ground | Used Oil | 550 | Bare Steel | 1991-07-11 | Bare Steel | Gravity Fed
1060387 | 1 | [5 empty] | Removed from Ground | Gas (Historical Use) | 6000 | Fiberglass | 1981-05-09 | Fiberglass Reinforced Plastic
1060387 | 2 | [5 empty] | Removed from Ground | Gas (Historical Use) | 10000 | Fiberglass | 1981-05-09 | Fiberglass Reinforced Plastic
1060387 | 3 | [5 empty] | Removed from Ground | Gas (Historical Use) | 10000 | Fiberglass | 1981-05-09 | Fiberglass Reinforced Plastic
1060387 | 4 | [5 empty] | Removed from Ground | Gas (Historical Use) | 10000 | Fiberglass | 1981-05-09 | Fiberglass Reinforced Plastic
1060387 | 5 | [5 empty] | Removed from Ground | Diesel | 3000 | Fiberglass | 1978-05-10 | Fiberglass Reinforced Plastic
1060388 | 1 | [5 empty] | Removed from Ground | Diesel | 3000 | Bare Steel | 1980-05-07 | Galvanized Steel | Safe Suction (Euro)
1060389 | 1 | [5 empty] | Closed in Ground | Gas (Historical Use) | 1000 | Bare Steel | 1951-05-17 | Galvanized Steel
1060389 | 2 | [5 empty] | Closed in Ground | Other | 550 | Bare Steel | 1951-05-17 | Galvanized Steel
1060389 | 3 | [5 empty] | Closed in Ground | Other | 550 | Bare Steel | 1951-05-17 | Galvanized Steel
1060389 | 4 | [5 empty] | Removed from Ground | Diesel | 2000 | Bare Steel | 1951-05-17 | Galvanized Steel
1060389 | 5 | [5 empty] | Closed in Ground | Other | 550 | Bare Steel | 1951-05-17 | Galvanized Steel
1060390 | 1 |  | 1982-01-01 |  | 1982-01-01 |  | Removed from Ground | Gas (Historical Use) | 11600 | Fiberglass | 1982-05-09 | Fiberglass Reinforced Plastic | Pressurized
1060390 | 2 |  | 1982-01-01 |  | 1982-01-01 |  | Removed from Ground | Gas (Historical Use) | 11600 | Fiberglass | 1982-05-09 | Fiberglass Reinforced Plastic | Pressurized
1060390 | 3 |  | 1982-01-01 |  | 1982-01-01 |  | Removed from Ground | Gas (Historical Use) | 11600 | Fiberglass | 1982-05-09 | Fiberglass Reinforced Plastic | Pressurized
1060390 | 4 |  | 1982-01-01 |  | 1982-01-01 |  | Removed from Ground | Diesel | 11600 | Fiberglass | 1982-05-09 | Fiberglass Reinforced Plastic | Pressurized
1060390 | 5 | Overfill Alarm | 1996-06-01 |  | 1996-06-01 |  | Currently in Use | Gas (Historical Use) | 15000 | Composite Double Walled | 1996-06-01 | Double-Walled Fiberglass | Pressurized
1060390 | 6 | Overfill Alarm | 1996-06-01 |  | 1996-06-01 |  | Currently in Use | Diesel | 12000 | Composite Double Walled | 1996-06-01 | Double-Walled Fiberglass | Pressurized
1060390 | 7 | Overfill Alarm | 1996-06-01 |  | 1996-06-01 |  | Currently in Use | Gas (Historical Use) | 12000 | Composite Double Walled | 1996-06-01 | Double-Walled Fiberglass | Pressurized
1060391 | 1 | [5 empty] | Removed from Ground | Empty | 8000 | Bare Steel | 1971-05-12 | Galvanized Steel
1060391 | 2 | [5 empty] | Removed from Ground | Empty | 8000 | Bare Steel | 1971-05-12 | Galvanized Steel
1060391 | 3 | [5 empty] | Removed from Ground | Empty | 6000 | Bare Steel | 1974-05-11 | Galvanized Steel
1060391 | 4 |  | 1999-05-12 |  | 1999-05-12 |  | Currently in Use | Gas (Historical Use) | 10000 | Composite | 1999-05-01 | Double-Walled Fiberglass | Pressurized
1060391 | 5 |  | 1999-05-12 |  | 1999-05-12 |  | Currently in Use | Gas (Historical Use) | 10000 | Composite | 1999-05-01 | Double-Walled Fiberglass | Pressurized
1060391 | 6 |  | 2014-09-01 | no | 2015-07-13 | no | Currently in Use | Diesel | 4000 | Composite | 2014-09-01 | Double-Walled Fiberglass
1060392 | 1 | [5 empty] | Removed from Ground | Diesel | 8000 | Bare Steel | 1955-05-15 | Galvanized Steel
1060392 | 2 | [5 empty] | Removed from Ground | Empty | 5000 | Bare Steel | 1955-05-15 | Galvanized Steel
1060392 | 3 | [5 empty] | Removed from Ground | Empty | 4000 | Bare Steel | 1992-05-27 | Galvanized Steel
1060392 | 4 | [5 empty] | Removed from Ground | Gas (Historical Use) | 1000 | Marked Unknown | 1992-05-27 | Unknown
1060392 | 5 | [5 empty] | Removed from Ground | Gas (Historical Use) | 1000 | Marked Unknown | 1992-05-27 | Unknown
1060393 | 1 | [5 empty] | Removed from Ground | Gas (Historical Use) | 3000 | Bare Steel | 1978-11-20 | Galvanized Steel
1060393 | 2 | [5 empty] | Removed from Ground | Gas (Historical Use) | 3000 | Bare Steel | 1986-07-10 | Galvanized Steel
1060394 | 1 | [5 empty] | Removed from Ground | Gas (Historical Use) | 6000 | Epoxy | 1974-05-23 | Cathodically Protected | Pressurized
1060394 | 2 | [5 empty] | Removed from Ground | Gas (Historical Use) | 6000 | Epoxy | 1974-05-23 | Cathodically Protected | Pressurized
1060394 | 3 | [5 empty] | Removed from Ground | Gas (Historical Use) | 6000 | Epoxy | 1974-05-23 | Cathodically Protected | Pressurized
1060394 | 4 | [5 empty] | Removed from Ground | Kerosene | 2000 | Epoxy | 1974-05-23 | Cathodically Protected | Pressurized
1060394 | 5 | [5 empty] | Removed from Ground | Gas (Historical Use) | 6000 | Bare Steel | 1974-05-23 | Galvanized Steel
1060394 | 6 |  | 1988-10-01 | no | 1988-10-01 | no | Removed from Ground |  | 6000 | Galvanic (STIP-3) | 2014-03-18 | Cathodically Protected | Pressurized
1060394 | 7 |  | 1988-10-01 | no | 1988-10-01 | no | Removed from Ground |  | 6000 | Galvanic (STIP-3) | 2014-03-18 | Cathodically Protected | Pressurized
1060394 | 8 |  | 1988-10-01 | no | 1988-10-01 | no | Removed from Ground |  | 6000 | Galvanic (STIP-3) | 2014-03-18 | Cathodically Protected | Pressurized
1060394 | 9 |  | 1988-10-01 | no | 1988-10-01 | no | Removed from Ground | Kerosene | 2000 | Galvanic (STIP-3) | 2014-03-18 | Cathodically Protected | Pressurized
1060397 | 1 | Overfill Alarm | 1997-03-23 | no | 1997-05-02 | no | Currently in Use | Jet fuel | 15000 | Fiberglass | 1986-06-01 | Steel/FG Secondary containment | Safe Suction (Euro)
1060397 | 2 | Overfill Alarm | 2006-02-09 | no | 2006-02-09 | no | Currently in Use | Jet fuel | 25000 | Fiberglass Double Walled | 2006-02-09 | Steel/FG Secondary containment | Gravity
1060399 | 1 | Flapper Valve | 1998-10-18 |  | 1998-10-18 |  | Removed from Ground | Gas (Historical Use) | 10000 | Steel-Impressed Current | 1973-05-16 | Steel (Impressed Current) | Pressurized
1060399 | 2 | Flapper Valve | 1998-10-18 |  | 1998-10-18 |  | Removed from Ground | Gas (Historical Use) | 10000 | Steel-Impressed Current | 1973-05-16 | Steel (Impressed Current) | Pressurized
1060399 | 3 |  | 2013-04-23 | no | 2013-04-23 | no | Currently in Use | Gas (Historical Use) | 12000 | Tank Jacket | 2013-04-23 | Double-Walled Fiberglass | Pressurized
1060399 | 4 |  | 2013-04-23 | no | 2013-04-23 | no | Currently in Use | Gas (Historical Use) | 4000 | Tank Jacket | 2013-04-23 | Double-Walled Fiberglass | Pressurized
1060399 | 5 |  | 2013-04-23 | no | 2013-04-23 | no | Currently in Use | Gas (Historical Use) | 4000 | Tank Jacket | 2013-04-23 | Double-Walled Fiberglass | Pressurized
1060399 | 6 |  | 2013-04-23 | no | 2013-04-23 | no | Currently in Use | Diesel | 4000 | Tank Jacket | 2013-04-23 | Double-Walled Fiberglass | Pressurized
1060400 | 1 | [5 empty] | Removed from Ground | Gas (Historical Use) | 550 | Bare Steel | 1966-05-21 | Galvanized Steel
1060402 | 1 |  | 1990-06-01 |  | 1990-06-01 |  | Removed from Ground | Gas (Historical Use) | 10000 | Double Walled | 1990-06-01 | Fiberglass Reinforced Plastic | Pressurized
1060402 | 2 |  | 1990-06-01 |  | 1990-06-01 |  | Removed from Ground | Diesel | 10000 | Double Walled | 1990-06-01 | Fiberglass Reinforced Plastic | Pressurized
1060402 | 3 | [5 empty] | Removed from Ground | Other | 1000 | Bare Steel | 1975-06-16 | Unknown
1060402 | 4 |  |  | yes |  | yes | Removed from Ground | Used Oil | 1000 | Bare Steel | 1975-06-16 | Unknown
1060402 | A | [5 empty] | Removed from Ground | Diesel | 10000 | Bare Steel | 1975-06-16 | Unknown
1060402 | B | [5 empty] | Removed from Ground | Diesel | 10000 | Bare Steel | 1975-06-16 | Unknown
1060402 | OLD1 | [5 empty] | Closed in Ground | Gas (Historical Use) | 10000 | Bare Steel | 1975-01-01 | Unknown
1060402 | OLD2 | [5 empty] | Closed in Ground | Diesel | 10000 | Bare Steel | 1975-01-01 | Unknown
1060405 | 1 | [5 empty] | Removed from Ground | Gas (Historical Use) | 1000 | Bare Steel | 1978-05-10 | Galvanized Steel
1060406 | 1 | [5 empty] | Removed from Ground | Gas (Historical Use) | 1000 | Bare Steel | 1961-04-29 | Bare Steel
1060406 | 2 | [5 empty] | Removed from Ground | Diesel | 2000 | Bare Steel | 1961-04-29 | Bare Steel
1060408 | 1 | [5 empty] | Removed from Ground | Gas (Historical Use) | 550 | Bare Steel | 1986-05-08 | Galvanized Steel
1060409 | 1 | [5 empty] | Removed from Ground | Diesel | 10000 | Fiberglass | 1978-04-23 | Fiberglass Reinforced Plastic | Suction (American)
1060410 | 1 | [5 empty] | Removed from Ground | Gas (Historical Use) | 1000 | Bare Steel | 1976-04-16 | Galvanized Steel
1060411 | 1 | [5 empty] | Removed from Ground | Gas (Historical Use) | 4000 | Bare Steel | 1973-01-04 | Galvanized Steel
1060411 | 2 | Flapper Valve | 2004-02-12 | no | 1991-01-01 | no | Currently in Use | Regular | 12000 | Fiberglass | 1988-01-01 | Fiberglass Reinforced Plastic | Pressurized
1060411 | 3 | Flapper Valve | 1991-01-01 | no | 1991-01-01 | no | Currently in Use | Diesel | 6000 | Fiberglass | 1988-01-01 | Fiberglass Reinforced Plastic | Pressurized
1060411 | 4 |  | 2003-07-08 | yes | 1991-01-01 | yes | Removed from Ground | Used Oil | 1000 | Fiberglass | 1988-01-01 | Fiberglass Reinforced Plastic | Gravity Fed
1060412 | 1 | [5 empty] | Removed from Ground | Gas (Historical Use) | 8000 | Bare Steel | 1966-05-04 | Galvanized Steel
1060412 | 2 | [5 empty] | Removed from Ground | Gas (Historical Use) | 8000 | Bare Steel | 1966-05-04 | Galvanized Steel
1060412 | 3 | [5 empty] | Removed from Ground | Gas (Historical Use) | 8000 | Bare Steel | 1966-05-04 | Galvanized Steel
1060412 | 4 |  |  | no |  | no | Removed from Ground | Used Oil | 560 | Unknown | 1994-01-01
1060413 | 1 | [5 empty] | Removed from Ground | Gas (Historical Use) | 10000 | Marked Unknown | 1986-04-29 | Galvanized Steel
1060413 | 1003 | [5 empty] | Removed from Ground | Gas (Historical Use) | 10000 | Marked Unknown | 1986-04-29 | Unknown
1060413 | 2 | [5 empty] | Removed from Ground | Gas (Historical Use) | 10000 | Marked Unknown | 1986-04-29 | Unknown
1060415 | 1 | [5 empty] | Removed from Ground | Gas (Historical Use) | 10000 | Bare Steel | 1980-05-07 | Galvanized Steel
1060415 | 2 | [5 empty] | Removed from Ground | Gas (Historical Use) | 12000 | Bare Steel | 1966-05-11 | Unknown
1060415 | 3 | [5 empty] | Permanently Out of Use - historical purposes | Gas (Historical Use) | 1000 | Bare Steel | 1951-05-15 | Unknown
1060416 | 1 | [5 empty] | Closed in Ground | Diesel | 1000 | Bare Steel | 1983-11-05 | Galvanized Steel
1060416 | 2 |  |  | yes |  | yes | Closed in Ground | Used Oil | 1000 | Bare Steel | 1983-11-05 | Galvanized Steel
1060416 | 3 | [5 empty] | Closed in Ground | Gas (Historical Use) | 1000 | Bare Steel | 1983-11-05 | Galvanized Steel
106176 | 1 | [5 empty] | Removed from Ground | Other | 1000 | Bare Steel | 1971-04-27 | Galvanized Steel
106176 | 2 | [5 empty] | Removed from Ground | Other | 500 | Bare Steel | 1971-04-27 | Galvanized Steel
106176 | 3 | [5 empty] | Removed from Ground | Other | 500 | Bare Steel | 1971-04-27 | Galvanized Steel
106184 | 1 | Flapper Valve | 1998-12-17 | no | 1998-12-17 | no | Currently in Use | Premium | 8000 | Steel-Impressed Current | 1983-04-24 | Steel (Impressed Current) | Pressurized
106184 | 2 | Flapper Valve | 1998-12-17 | no | 1998-12-17 | no | Currently in Use | Diesel On Road | 6000 | Steel-Impressed Current | 1983-04-24 | Steel (Impressed Current) | Pressurized
106184 | 3 |  | 1998-12-17 | no | 1998-12-17 | no | Currently in Use | Diesel Off Road | 5000 | Steel-Impressed Current | 1983-04-24 | Steel (Impressed Current) | Pressurized
106184 | 4 |  |  | yes |  | yes | Removed from Ground | Used Oil | 560 | Steel-Impressed Current | 1983-04-24 | Galvanized Steel
106184 | 5 | Flapper Valve | 1998-12-17 | no | 1998-12-17 | no | Currently in Use | Diesel | 10000 | Steel-Impressed Current | 1995-11-06 | Steel (Impressed Current) | Pressurized
106185 | 1 | [5 empty] | Removed from Ground | Gas (Historical Use) | 1000 | Marked Unknown | 1981-04-22 | Galvanized Steel
1062000 | 1 |  | 1991-04-30 |  | 1991-04-30 |  | Removed from Ground | Diesel | 10000 | Bare Steel | 1973-11-07 | Double Walled | Suction (American)
1062000 | 2 |  | 1991-04-30 |  | 1991-04-30 |  | Removed from Ground | Diesel | 10000 | Bare Steel | 1973-11-07 | Fiberglass Reinforced Plastic | Suction (American)
1062000 | 3 | Overfill Alarm | 1996-07-31 | yes | 1996-07-31 | yes | Currently in Use | Diesel | 10000 | Fiberglass Double Walled | 1996-07-31 | Fiberglass Reinforced Plastic | Safe Suction (Euro)
106265 | 1 | [5 empty] | Removed from Ground | Gas (Historical Use) | 1000 | Bare Steel | 1975-05-11 | Galvanized Steel
1070001 | 1 | [5 empty] | Removed from Ground | Gas (Historical Use) | 3000 | Cathodically Protected Steel | 1965-04-28 | Galvanized Steel
1070001 | 2 | [5 empty] | Removed from Ground | Gas (Historical Use) | 3000 | Cathodically Protected Steel | 1965-04-28 | Galvanized Steel
1070001 | 3 | [5 empty] | Removed from Ground | Gas (Historical Use) | 8000 | Cathodically Protected Steel | 1977-04-25 | Galvanized Steel
1070001 | 4 | [5 empty] | Removed from Ground | Gas (Historical Use) | 3000 | Cathodically Protected Steel | 1965-04-28 | Galvanized Steel
1070001 | 5 | [5 empty] | Removed from Ground | Gas (Historical Use) | 3000 | Cathodically Protected Steel | 1965-04-28 | Galvanized Steel
1070001 | 6 |  |  | yes |  | yes | Removed from Ground | Used Oil | 550 | Cathodically Protected Steel | 1965-04-28 | Galvanized Steel
1070003 | 1 | [5 empty] | Removed from Ground | Gas (Historical Use) | 500 | Bare Steel | 1983-04-19 | Galvanized Steel
1070004 | 1 | [5 empty] | Removed from Ground | Diesel | 560 | Bare Steel | 1976-03-09 | Bare Steel
1070005 | 1 | [5 empty] | Removed from Ground | Gas (Historical Use) | 3000 | Bare Steel | 1974-03-03 | Bare Steel | Suction (American)
1070005 | 2 | [5 empty] | Removed from Ground | Gas (Historical Use) | 2000 | Bare Steel | 1974-03-03 | Bare Steel | Suction (American)
1070005 | 3 | [5 empty] | Removed from Ground | Gas (Historical Use) | 2000 | Bare Steel | 1974-03-03 | Bare Steel | Suction (American)
1070005 | 4 | Ball Float | 1997-01-01 | no | 1997-01-01 | no | Currently in Use | Regular | 12000 | Epoxy | 1997-01-01 | Fiberglass Reinforced Plastic | Pressurized
1070005 | 5 | Ball Float | 1997-01-01 | no | 1997-01-01 | no | Currently in Use | Plus | 8000 | Epoxy | 1997-01-01 | Fiberglass Reinforced Plastic | Pressurized
1070005 | 6 | Ball Float | 1997-01-01 | no | 1997-01-01 | no | Currently in Use | Diesel | 6000 | Epoxy | 1997-01-01 | Fiberglass Reinforced Plastic | Pressurized
1070005 | 7 | Ball Float | 1997-01-01 | no | 1997-01-01 | no | Currently in Use | Kerosene | 2000 | Epoxy | 1997-01-01 | Fiberglass Reinforced Plastic | Pressurized
1070005 | 8 | Ball Float | 2016-11-01 | no | 2016-11-01 | no | Currently in Use | Premium | 6000 | Composite Double Walled | 2016-11-01 | Double-Walled Fiberglass | Pressurized
1070006 | 1 | [5 empty] | Removed from Ground | Empty | 4000 | Marked Unknown | 1971-01-12 | Unknown
1070006 | 2 | [5 empty] | Removed from Ground | Empty | 10000 | Marked Unknown | 1971-01-12 | Unknown
1070007 | 1 | [5 empty] | Removed from Ground | Diesel | 6000 | Marked Unknown | 1956-01-16 | Unknown
1070007 | 2 | [5 empty] | Removed from Ground | Diesel | 6000 | Marked Unknown | 1956-01-16 | Unknown
1070008 | 1 | [5 empty] | Removed from Ground | Diesel | 1000 | Bare Steel | 1963-02-06 | Galvanized Steel
1070008 | 2 |  |  | yes |  | yes | Removed from Ground | Empty | 550 | Bare Steel | 1963-02-06 | Bare Steel
1070008 | 3 |  |  | yes |  | yes | Removed from Ground | Used Oil | 1000 | Bare Steel | 1981-02-01 | Bare Steel
1070010 | 1 | [5 empty] | Removed from Ground | Empty | 8000 | Bare Steel | 1971-03-24 | Not Marked
1070010 | 2 | [5 empty] | Removed from Ground | Empty | 8000 | Bare Steel | 1971-03-24 | Not Marked
1070012 | 1 | [5 empty] | Removed from Ground | Gas (Historical Use) | 2000 | Bare Steel | 1976-04-24 | Galvanized Steel
1070012 | 2 | [5 empty] | Removed from Ground | Diesel | 560 | Bare Steel | 1964-04-27 | Galvanized Steel
1070012 | 3 |  | 1991-01-01 |  | 1991-01-01 |  | Removed from Ground | Diesel | 1000 | Galvanic (STIP-3) | 1991-01-01 | Cathodically Protected | Safe Suction (Euro)
1070012 | 4 |  | 1991-01-01 |  | 1991-01-01 |  | Removed from Ground | Gas (Historical Use) | 2000 | Galvanic (STIP-3) | 1991-01-01 | Cathodically Protected | Safe Suction (Euro)
1070013 | 1 |  |  | yes |  | yes | Removed from Ground | Used Oil | 1000 | Bare Steel | 1977-04-06 | Galvanized Steel
1070014 | 10225-1 | [5 empty] | Removed from Ground | Gas (Historical Use) | 2060 | Bare Steel | 1971-05-03 | Unknown
1070014 | 10225-2 | [5 empty] | Removed from Ground | Diesel | 1 | Bare Steel | 1971-05-03 | Cathodically Protected
1070014 | 225D1 | [5 empty] | Removed from Ground | Empty | 2000 | Cathodically Protected Steel | 1986-04-29 | Galvanized Steel
1070014 | 225G1 | [5 empty] | Removed from Ground | Gas (Historical Use) | 2000 | Cathodically Protected Steel | 1986-04-29 | Galvanized Steel | Suction (American)
1070016 | 1 | [5 empty] | Removed from Ground | Gas (Historical Use) | 1000 | Bare Steel | 1978-03-29 | Galvanized Steel
1070016 | 2 | [5 empty] | Removed from Ground | Diesel | 560 | Bare Steel | 1975-03-30 | Galvanized Steel
1070018 | 1 | [5 empty] | Removed from Ground | Other | 25000 | Bare Steel | 1977-04-25 | Bare Steel | Gravity Fed
1070018 | 2 | [5 empty] | Closed in Ground | Other | 12000 | Bare Steel | 1970-04-27 | Bare Steel | Pressurized
1070018 | 3 | [5 empty] | Removed from Ground | Other | 12000 | Bare Steel | 1974-04-26 | Not Marked
1070018 | 911 | Overfill Alarm | 1991-07-07 |  | 1991-07-07 |  | Currently in Use | Other | 30000 | Cathodically Protected Steel | 1991-07-07 | Double-Walled Fiberglass | Gravity Fed
1070018 | 912 | Overfill Alarm | 1991-07-07 |  | 1991-07-01 |  | Currently in Use | Other | 30000 | Cathodically Protected Steel | 1991-07-07 | Double-Walled Fiberglass | Pressurized
1070019 | 1 |  | 1996-09-20 |  | 1996-09-20 |  | Removed from Ground | Gas (Historical Use) | 10000 | Cathodically Protected Steel | 1985-04-29 | Fiberglass Reinforced Plastic | Pressurized
1070019 | 2 |  | 1996-09-20 |  | 1996-09-20 |  | Removed from Ground | Gas (Historical Use) | 10000 | Cathodically Protected Steel | 1985-04-29 | Fiberglass Reinforced Plastic | Pressurized
1070019 | 3 |  | 1996-09-20 |  | 1996-09-20 |  | Removed from Ground | Gas (Historical Use) | 10000 | Cathodically Protected Steel | 1985-04-29 | Fiberglass Reinforced Plastic | Pressurized
1070019 | 4 |  | 1996-09-20 |  | 1996-09-20 |  | Removed from Ground | Kerosene | 6000 | Composite | 1985-04-29 | Fiberglass Reinforced Plastic | Suction (American)
1070019 | 5 |  | 1996-09-20 |  | 1996-09-20 |  | Removed from Ground | Diesel | 12000 | Cathodically Protected Steel | 1985-04-29 | Fiberglass Reinforced Plastic | Pressurized
1070020 | 1 | [5 empty] | Removed from Ground | Diesel | 25000 | Bare Steel | 1967-05-06 | Not Marked
1070020 | 2 | [5 empty] | Currently in Use | Other | 10000 | Bare Steel | 1981-10-16 | Not Marked | Pressurized
1070021 | 1 | Flapper Valve | 1998-12-01 | no | 1998-12-01 | no | Currently in Use | Regular | 10000 | Steel-Impressed Current | 1986-04-23 | Bare Steel | Safe Suction (Euro)
1070021 | 2 | Flapper Valve | 1998-12-01 | no | 1998-12-01 | no | Currently in Use | Diesel | 10000 | Steel-Impressed Current | 1986-04-23 | Bare Steel | Safe Suction (Euro)
1070022 | 1 | [5 empty] | Removed from Ground | Gas (Historical Use) | 6000 | Bare Steel | 1976-04-25 | Galvanized Steel
1070022 | 2 | [5 empty] | Removed from Ground | Gas (Historical Use) | 3000 | Bare Steel | 1976-04-25 | Galvanized Steel
1070022 | 3 | [5 empty] | Removed from Ground | Diesel | 1000 | Bare Steel | 1976-04-25 | Galvanized Steel
1070024 | 1 | [5 empty] | Removed from Ground | Gas (Historical Use) | 4000 | Bare Steel | 1974-01-01 | Galvanized Steel | Safe Suction (Euro)
1070024 | 2 | [5 empty] | Removed from Ground | Gas (Historical Use) | 4000 | Bare Steel | 1974-01-01 | Galvanized Steel | Safe Suction (Euro)
1070024 | 3 | [5 empty] | Removed from Ground | Gas (Historical Use) | 4000 | Bare Steel | 1974-01-01 | Galvanized Steel | Safe Suction (Euro)
1070024 | 4 | [5 empty] | Removed from Ground | Diesel | 3000 | Bare Steel | 1974-01-01 | Galvanized Steel | Safe Suction (Euro)
1070026 | 1 | [5 empty] | Removed from Ground | Gas (Historical Use) | 0 | Bare Steel | 1986-04-29 | Galvanized Steel
1070026 | 2 | [5 empty] | Removed from Ground | Kerosene | 0 | Bare Steel | 1986-04-29 | Galvanized Steel
1070026 | 3 | [5 empty] | Removed from Ground | Diesel | 0 | Bare Steel | 1986-04-29 | Galvanized Steel
1070026 | 4 | [5 empty] | Removed from Ground | Diesel | 0 | Bare Steel | 1986-04-29 | Galvanized Steel
1070026 | 5 | [5 empty] | Removed from Ground | Diesel | 0 | Bare Steel | 1986-04-29 | Galvanized Steel
1070026 | 6 | [5 empty] | Removed from Ground | Diesel | 0 | Bare Steel | 1986-04-29 | Galvanized Steel
1070027 | 1 | [5 empty] | Removed from Ground | Gas (Historical Use) | 500 | Bare Steel | 1981-04-24 | Galvanized Steel
1070028 | 1 | [5 empty] | Removed from Ground | Gas (Historical Use) | 10000 | Bare Steel | 1986-04-30 | Galvanized Steel
1070028 | 2 | [5 empty] | Removed from Ground | Gas (Historical Use) | 10000 | Bare Steel | 1986-04-30 | Galvanized Steel
1070028 | 3 | [5 empty] | Removed from Ground | Gas (Historical Use) | 6000 | Bare Steel | 1986-04-30 | Galvanized Steel
1070028 | 4 | [5 empty] | Removed from Ground | Diesel | 5000 | Bare Steel | 1986-04-30 | Galvanized Steel
1070029 | 1 |  | 1996-08-01 |  | 1996-08-01 |  | Currently in Use | Gas (Historical Use) | 10000 | Steel-Impressed Current | 1982-05-06 | Cathodically Protected | Pressurized
1070029 | 2 |  | 1996-08-01 |  | 1996-08-01 |  | Currently in Use | Gas (Historical Use) | 10000 | Steel-Impressed Current | 1982-05-06 | Cathodically Protected | Pressurized
1070029 | 3 |  | 1996-08-01 |  | 1996-08-01 |  | Currently in Use | Gas (Historical Use) | 10000 | Steel-Impressed Current | 1982-05-06 | Cathodically Protected | Pressurized
1070032 | 1 | [5 empty] | Removed from Ground | Gas (Historical Use) | 2000 | Bare Steel | 1956-05-12 | Galvanized Steel
1070032 | 2 | [5 empty] | Removed from Ground | Gas (Historical Use) | 2000 | Bare Steel | 1956-05-12 | Galvanized Steel
1070032 | 3 | [5 empty] | Removed from Ground | Gas (Historical Use) | 2000 | Bare Steel | 1956-05-12 | Galvanized Steel
1070032 | 4 | [5 empty] | Removed from Ground | Gas (Historical Use) | 2000 | Bare Steel | 1956-05-12 | Galvanized Steel
1070032 | 5 | [5 empty] | Removed from Ground | Diesel | 500 | Bare Steel | 1956-05-12 | Galvanized Steel
1070033 | 1 | [5 empty] | Removed from Ground | Gas (Historical Use) | 500 | Bare Steel | 1966-05-10 | Bare Steel
1070033 | 2 | [5 empty] | Removed from Ground | Gas (Historical Use) | 500 | Bare Steel | 1966-05-10 | Bare Steel
1070033 | 3 | [5 empty] | Removed from Ground | Gas (Historical Use) | 500 | Bare Steel | 1966-05-10 | Bare Steel
1070034 | 1 | [5 empty] | Removed from Ground | Gas (Historical Use) | 560 | Bare Steel | 1978-05-07 | Galvanized Steel
1070034 | 2 | [5 empty] | Removed from Ground | Gas (Historical Use) | 4000 | Bare Steel | 1978-05-07 | Not Marked
1070035 | 1 | [5 empty] | Removed from Ground | Empty | 1000 | Bare Steel | 1978-05-10 | Galvanized Steel
1070035 | 2 | [5 empty] | Removed from Ground | Empty | 550 | Bare Steel | 1966-05-13 | Galvanized Steel
1070036 | 1 | [5 empty] | Permanently Out of Use - historical purposes | Gas (Historical Use) | 1000 | Bare Steel | 1971-05-12 | Galvanized Steel
1070036 | 2 | [5 empty] | Permanently Out of Use - historical purposes | Gas (Historical Use) | 1000 | Bare Steel | 1971-05-12 | Galvanized Steel
1070036 | 3 | [5 empty] | Permanently Out of Use - historical purposes | Diesel | 1000 | Bare Steel | 1976-05-10 | Galvanized Steel
1070037 | 1 | [5 empty] | Removed from Ground | Gas (Historical Use) | 1000 | Bare Steel | 1974-05-11 | Galvanized Steel
1070037 | 2 | [5 empty] | Removed from Ground | Gas (Historical Use) | 1000 | Bare Steel | 1974-05-11 | Galvanized Steel
1070037 | 3 | [5 empty] | Removed from Ground | Gas (Historical Use) | 560 | Bare Steel | 1966-05-13 | Unknown
1070037 | 4 | [5 empty] | Permanently Out of Use - historical purposes | Empty | 560 | Bare Steel | 1966-05-13 | Unknown
1070038 | 1 |  | 1998-12-01 |  | 1998-12-01 |  | Currently in Use | Gas (Historical Use) | 2000 | Steel-Impressed Current | 1980-05-09 | Steel (Impressed Current) | Suction (American)
1070038 | 2 |  | 1998-12-01 |  | 1998-12-01 |  | Currently in Use | Gas (Historical Use) | 2000 | Steel-Impressed Current | 1980-05-09 | Cathodically Protected | Suction (American)
1070038 | 3 |  | 1998-12-01 |  | 1998-12-01 |  | Currently in Use | Gas (Historical Use) | 1000 | Steel-Impressed Current | 1983-05-09 | Cathodically Protected | Suction (American)
1070038 | 4 |  | 1998-12-01 |  | 1998-12-01 |  | Currently in Use | Diesel | 1000 | Steel-Impressed Current | 1983-05-09 | Cathodically Protected | Suction (American)
1070039 | 1 | [5 empty] | Removed from Ground | Gas (Historical Use) | 1000 | Bare Steel | 1976-05-10 | Galvanized Steel
1070040 | 1 | [5 empty] | Permanently Out of Use - historical purposes | Gas (Historical Use) | 560 | Bare Steel | 1961-05-14 | Galvanized Steel
1070040 | 2 | [5 empty] | Permanently Out of Use - historical purposes | Diesel | 560 | Bare Steel | 1961-05-14 | Galvanized Steel
1070041 | 1 | [5 empty] | Removed from Ground | Gas (Historical Use) | 560 | Bare Steel | 1966-05-13 | Galvanized Steel
1070042 | 1 | [5 empty] | Closed in Ground | Gas (Historical Use) | 560 | Bare Steel | 1961-05-14 | Galvanized Steel
1070043 | 1 | [5 empty] | Removed from Ground | Gas (Historical Use) | 560 | Bare Steel | 1978-05-10 | Galvanized Steel
1070044 | 1 | [5 empty] | Removed from Ground | Gas (Historical Use) | 1000 | Bare Steel | 1978-05-10 | Galvanized Steel
1070045 | 1 | [5 empty] | Removed from Ground | Gas (Historical Use) | 2000 | Bare Steel | 1978-05-10 | Galvanized Steel | Suction (American)
1070045 | 2 | [5 empty] | Removed from Ground | Gas (Historical Use) | 2000 | Bare Steel | 1978-05-10 | Galvanized Steel | Suction (American)
1070045 | 3 | [5 empty] | Removed from Ground | Gas (Historical Use) | 1000 | Bare Steel | 1979-05-10 | Galvanized Steel | Suction (American)
1070045 | 4A |  | 1998-05-01 |  | 1998-05-01 |  | Currently in Use | Gas (Historical Use) | 3000 | Composite | 1998-05-01 | Fiberglass Reinforced Plastic | Pressurized
1070045 | 4B |  | 1998-05-01 |  | 1998-05-01 |  | Currently in Use | Gas (Historical Use) | 7000 | Epoxy | 1998-04-10 | Fiberglass Reinforced Plastic
1070045 | 5 |  | 1998-05-01 |  | 1998-05-01 |  | Currently in Use | Diesel | 1000 | Epoxy | 1998-04-10 | Fiberglass Reinforced Plastic
1070046 | 1 | [5 empty] | Permanently Out of Use - historical purposes | Gas (Historical Use) | 1000 | Bare Steel | 1966-05-13 | Galvanized Steel
1070046 | 2 | [5 empty] | Permanently Out of Use - historical purposes | Gas (Historical Use) | 1000 | Bare Steel | 1966-05-13 | Galvanized Steel
1070046 | 3 | [5 empty] | Permanently Out of Use - historical purposes | Gas (Historical Use) | 560 | Bare Steel | 1966-05-13 | Galvanized Steel
1070047 | 2 | [5 empty] | Removed from Ground | Gas (Historical Use) | 560 | Bare Steel | 1971-05-12 | Galvanized Steel
1070047 | 3 | [5 empty] | Removed from Ground | Gas (Historical Use) | 560 | Bare Steel | 1971-05-12 | Galvanized Steel
1070047 | 4 | [5 empty] | Removed from Ground | Gas (Historical Use) | 560 | Bare Steel | 1966-05-13 | Galvanized Steel
1070047 | 5 | [5 empty] | Removed from Ground | Gas (Historical Use) | 560 | Bare Steel | 1966-05-13 | Galvanized Steel
1070047 | DUP162 | [5 empty] | Removed from Ground | Gas (Historical Use) | 3000 | Bare Steel | 1971-05-12 | Galvanized Steel
1070048 | 1 |  | 1998-12-22 |  | 1998-12-22 |  | Removed from Ground | Gas (Historical Use) | 4000 | Steel-Impressed Current | 1971-05-12 | Cathodically Protected | Suction (American)
1070048 | 2 |  | 1998-12-22 |  | 1998-12-22 |  | Removed from Ground | Gas (Historical Use) | 4000 | Steel-Impressed Current | 1971-05-12 | Cathodically Protected | Suction (American)
1070049 | 1 | [5 empty] | Closed in Ground | Gas (Historical Use) | 560 | Bare Steel | 1966-05-13 | Galvanized Steel
1070049 | 2 | [5 empty] | Closed in Ground | Gas (Historical Use) | 560 | Bare Steel | 1976-05-10 | Galvanized Steel
1070050 | 1 | [5 empty] | Removed from Ground | Gas (Historical Use) | 550 | Bare Steel | 1966-05-13 | Galvanized Steel | Suction (American)
1070050 | 2 | [5 empty] | Removed from Ground | Gas (Historical Use) | 550 | Bare Steel | 1966-05-13 | Galvanized Steel | Suction (American)
1070050 | 3A | Flapper Valve | 2002-05-01 | no | 2002-05-01 | no | Currently in Use | Gas (Historical Use) | 1000 | Fiberglass | 2002-05-01 | Fiberglass Reinforced Plastic | Suction (American)
1070050 | 3B | Flapper Valve | 2002-05-01 | no | 2002-05-01 | no | Currently in Use | Gas (Historical Use) | 1000 | Fiberglass | 2002-05-01 | Fiberglass Reinforced Plastic | Safe Suction (Euro)
1070051 | 1 |  | 1998-11-01 |  | 1998-11-01 |  | Currently in Use | Gas (Historical Use) | 6000 | Steel-Impressed Current | 1976-05-10 | Fiberglass Reinforced Plastic | Pressurized
1070051 | 2 |  | 1998-11-01 |  | 1998-11-01 |  | Currently in Use | Gas (Historical Use) | 6000 | Steel-Impressed Current | 1976-05-10 | Fiberglass Reinforced Plastic | Pressurized
1070051 | 3 |  | 1998-11-01 |  | 1998-11-01 |  | Removed from Ground | Gas (Historical Use) | 2000 | Steel-Impressed Current | 1976-05-10 | Cathodically Protected | Safe Suction (Euro)
1070051 | 4 |  | 2004-06-01 | no | 2004-06-01 | no | Currently in Use | Diesel | 10000 | Epoxy | 2004-05-01 | Fiberglass Reinforced Plastic | Pressurized
1070053 | 1 | [5 empty] | Removed from Ground | Gas (Historical Use) | 1000 | Bare Steel | 1981-05-09 | Galvanized Steel
1070053 | 2 | [5 empty] | Removed from Ground | Gas (Historical Use) | 1000 | Bare Steel | 1981-05-09 | Galvanized Steel
1070054 | 1 |  | 1998-12-21 |  | 1998-12-21 |  | Currently in Use | Gas (Historical Use) | 10000 | Steel-Impressed Current | 1976-05-10 | Cathodically Protected | Pressurized
1070054 | 2 |  | 1998-12-21 |  | 1998-12-21 |  | Currently in Use | Gas (Historical Use) | 10000 | Steel-Impressed Current | 1976-05-10 | Cathodically Protected | Pressurized
1070054 | 3 |  | 1998-12-21 |  | 1998-12-21 |  | Currently in Use | Diesel | 2000 | Steel-Impressed Current | 1982-05-09 | Cathodically Protected | Pressurized
1070054 | 4 |  | 1998-12-21 |  | 1998-12-21 |  | Currently in Use | Gas (Historical Use) | 2000 | Steel-Impressed Current | 1982-05-09 | Cathodically Protected | Pressurized
1070054 | 5 |  |  | yes |  | yes | Closed in Ground | Used Oil | 550 | Steel-Impressed Current | 1976-05-10 | Cathodically Protected
1070055 | 1 | Flapper Valve | 1998-12-20 |  | 1998-12-20 |  | Currently in Use | Gas (Historical Use) | 560 | Steel-Impressed Current | 1961-05-14 | Steel (Impressed Current) | Suction (American)
1070055 | 2 | Flapper Valve | 1998-12-20 |  | 1998-12-20 |  | Temporarily out of use | Gas (Historical Use) | 1020 | Steel-Impressed Current | 1961-05-14 | Steel (Impressed Current) | Suction (American)
1070055 | 3 | Flapper Valve | 1998-12-20 |  | 1998-12-20 |  | Temporarily out of use | Gas (Historical Use) | 1020 | Steel-Impressed Current | 1961-05-14 | Steel (Impressed Current) | Suction (American)
1070055 | 4 | Flapper Valve | 1998-12-20 |  | 1998-12-20 |  | Currently in Use | Diesel | 1000 | Steel-Impressed Current | 1976-05-10 | Steel (Impressed Current) | Suction (American)
1070055 | 5 | Flapper Valve | 1998-12-20 |  | 1998-12-20 |  | Removed from Ground | Diesel | 1000 | Steel-Impressed Current | 1976-05-10 | Steel (Impressed Current) | Suction (American)
1070055 | 6A | Flapper Valve | 2007-01-01 | no | 2007-01-01 | no | Currently in Use | Diesel | 1000 | Composite | 2007-01-01 | Fiberglass Reinforced Plastic | Pressurized
1070055 | 6B | Flapper Valve | 2007-01-01 | no | 2007-01-01 | no | Currently in Use | Diesel | 1000 | Composite | 2007-01-01 | Fiberglass Reinforced Plastic | Pressurized
1070056 | 1 | [5 empty] | Removed from Ground | Gas (Historical Use) | 4000 | Bare Steel | 1976-05-09 | Unknown
1070056 | 2 | [5 empty] | Removed from Ground | Gas (Historical Use) | 3000 | Bare Steel | 1976-05-09 | Unknown
1070056 | 3 | [5 empty] | Removed from Ground | Gas (Historical Use) | 1000 | Bare Steel | 1976-05-09 | Unknown
1070056 | 4 | [5 empty] | Removed from Ground | Kerosene | 1000 | Bare Steel | 1976-05-09 | Unknown
1070056 | 5 |  | 1998-11-01 |  | 1998-11-01 |  | Currently in Use | Gas (Historical Use) | 8000 | Galvanic (STIP-3) | 1988-05-01 | Cathodically Protected | Pressurized
1070056 | 6 |  | 1998-11-01 |  | 1998-11-01 |  | Currently in Use | Diesel | 8000 | Steel-Impressed Current | 1988-01-01 | Cathodically Protected | Pressurized
1070056 | 7 |  | 1998-11-01 |  | 1998-11-01 |  | Currently in Use | Gas (Historical Use) | 8000 | Galvanic (STIP-3) | 1988-01-01 | Cathodically Protected | Pressurized
1070057 | 1 | [5 empty] | Removed from Ground | Gas (Historical Use) | 550 | Bare Steel | 1976-05-09 | Unknown
1070057 | 2 | [5 empty] | Removed from Ground | Gas (Historical Use) | 550 | Bare Steel | 1976-05-09 | Unknown
1070058 | 1 | [5 empty] | Removed from Ground | Empty | 550 | Bare Steel | 1976-05-09 | Unknown
1070058 | 2 | [5 empty] | Removed from Ground | Empty | 550 | Bare Steel | 1976-05-09 | Unknown
1070059 | 1 | [5 empty] | Removed from Ground | Gas (Historical Use) | 1000 | Bare Steel | 1978-05-09 | Unknown
1070059 | 2 | [5 empty] | Removed from Ground | Gas (Historical Use) | 1000 | Bare Steel | 1978-05-09 | Unknown
1070060 | 1 | [5 empty] | Removed from Ground | Gas (Historical Use) | 3000 | Bare Steel | 1972-05-10 | Unknown
1070060 | 2 | [5 empty] | Removed from Ground | Gas (Historical Use) | 3000 | Bare Steel | 1972-05-10 | Unknown
1070060 | 3 | [5 empty] | Removed from Ground | Gas (Historical Use) | 3000 | Bare Steel | 1972-05-10 | Unknown
1070060 | 4 | Flapper Valve | 1994-05-26 | no | 1994-05-26 | no | Currently in Use | Regular | 8000 | Fiberglass | 1986-09-01 | Fiberglass Reinforced Plastic | Pressurized
1070060 | 5 | Flapper Valve | 1994-05-26 | no | 1994-05-26 | no | Currently in Use | Premium | 8000 | Fiberglass | 1984-06-01 | Fiberglass Reinforced Plastic | Pressurized
1070060 | 6 | Flapper Valve | 1994-05-26 | no | 1994-05-26 | no | Currently in Use | Plus | 8000 | Fiberglass | 1986-07-01 | Fiberglass Reinforced Plastic | Pressurized
1070060 | 7 | Flapper Valve | 1994-05-26 | no | 1994-05-26 | no | Currently in Use | Diesel | 4000 | Fiberglass | 1984-06-01 | Fiberglass Reinforced Plastic | Pressurized
1070061 | 1 | [5 empty] | Removed from Ground | Gas (Historical Use) | 3000 | Bare Steel | 1966-05-12 | Unknown
1070061 | 2 | [5 empty] | Removed from Ground | Gas (Historical Use) | 3000 | Bare Steel | 1966-05-12 | Unknown
1070061 | 3 | [5 empty] | Removed from Ground | Gas (Historical Use) | 2000 | Bare Steel | 1966-05-12 | Unknown
1070062 | 1 | [5 empty] | Removed from Ground | Gas (Historical Use) | 10000 | Bare Steel | 1976-05-09 | Unknown
1070062 | 2 | [5 empty] | Removed from Ground | Gas (Historical Use) | 10000 | Not Marked/Unknown | 1993-02-01 | Not Marked
1070062 | 3 | [5 empty] | Removed from Ground | Gas (Historical Use) | 2000 | Not Marked/Unknown | 1993-02-01 | Not Marked
1070063 | 1 | [5 empty] | Removed from Ground | Kerosene | 3000 | Bare Steel | 1983-05-08 | Unknown
1070063 | 2 | [5 empty] | Closed in Ground | Gas (Historical Use) | 550 | Not Marked/Unknown | 1983-05-08 | Not Marked
1070064 | 1 | [5 empty] | Removed from Ground | Gas (Historical Use) | 1000 | Bare Steel | 1966-05-12 | Unknown
1070064 | 2 | [5 empty] | Removed from Ground | Gas (Historical Use) | 1000 | Bare Steel | 1966-05-12 | Unknown
1070064 | 3 | [5 empty] | Removed from Ground | Gas (Historical Use) | 550 | Bare Steel | 1966-05-12 | Unknown
1070065 | 1 |  | 1999-02-10 |  | 1998-12-01 |  | Currently in Use | Kerosene | 550 | Steel-Impressed Current | 1978-01-01 | Cathodically Protected
1070065 | 2 |  | 1999-02-10 |  | 1998-12-01 |  | Currently in Use | Diesel | 1000 | Steel-Impressed Current | 1963-01-01 | Cathodically Protected
1070065 | 3 |  | 1999-02-10 |  | 1998-12-01 |  | Currently in Use | Gas (Historical Use) | 1000 | Steel-Impressed Current | 1963-01-01
1070066 | 1 | Ball Float | 1997-04-02 | no | 1997-04-02 | no | Currently in Use | Regular | 8000 | Steel-Impressed Current | 1985-01-01 | Fiberglass Reinforced Plastic | Pressurized
1070066 | 2 | Ball Float | 1997-04-02 | no | 1997-04-02 | no | Currently in Use | Diesel | 4000 | Steel-Impressed Current | 1971-05-12 | Fiberglass Reinforced Plastic | Pressurized
1070066 | 3 |  | 1997-04-02 |  | 1997-04-02 |  | Temporarily out of use | Gas (Historical Use) | 5000 | Steel-Impressed Current | 1971-05-12 | Fiberglass Reinforced Plastic | Pressurized
1070066 | 4 |  | 1997-04-02 |  | 1997-04-02 |  | Currently in Use | Other | 1000 | Cathodically Protected Steel | 1971-05-12 | Cathodically Protected | Suction (American)
1070066 | 5 |  | 1997-02-01 |  | 1997-02-01 |  | Currently in Use | Gas (Historical Use) | 8000 | Epoxy | 1997-01-01 | Fiberglass Reinforced Plastic | Pressurized
1070067 | 1 | Flapper Valve | 1994-01-01 |  | 1994-01-01 |  | Currently in Use | Gas (Historical Use) | 8000 | Galvanic (STIP-3) | 1986-01-01 | Fiberglass Reinforced Plastic | Pressurized
1070067 | 2 | Flapper Valve | 1994-01-01 |  | 1994-01-01 |  | Currently in Use | Gas (Historical Use) | 8000 | Galvanic (STIP-3) | 1986-01-01 | Fiberglass Reinforced Plastic | Pressurized
1070067 | 3 | Flapper Valve | 1994-01-01 |  | 1994-01-01 |  | Currently in Use | Gas (Historical Use) | 8000 | Galvanic (STIP-3) | 1986-01-01 | Fiberglass Reinforced Plastic | Pressurized
1070067 | 4 | Flapper Valve | 1994-01-01 |  | 1994-01-01 |  | Currently in Use | Diesel | 8000 | Galvanic (STIP-3) | 1986-01-01 | Fiberglass Reinforced Plastic | Pressurized
1070067 | 5 | Flapper Valve | 1994-01-01 |  | 1994-01-01 |  | Currently in Use | Kerosene | 2000 | Galvanic (STIP-3) | 1986-01-01 | Fiberglass Reinforced Plastic | Pressurized
1070070 | 1 |  | 1998-11-20 | no | 1998-11-20 | no | Temporarily out of use | Gas (Historical Use) | 10000 | Steel-Impressed Current | 1978-05-10 |  | Pressurized
1070070 | 2 |  | 1998-11-20 | no | 1998-11-20 | no | Temporarily out of use | Gas (Historical Use) | 10000 | Steel-Impressed Current | 1978-05-10 |  | Pressurized
1070070 | 3 |  | 1998-11-20 | no | 1998-11-20 | no | Temporarily out of use | Gas (Historical Use) | 10000 | Steel-Impressed Current | 1978-05-10 |  | Pressurized
1070071 | 1 | [5 empty] | Removed from Ground | Gas (Historical Use) | 3000 | Bare Steel | 1961-05-12 | Galvanized Steel
1070071 | 2 | [5 empty] | Removed from Ground | Gas (Historical Use) | 3000 | Bare Steel | 1961-05-12 | Galvanized Steel
1070071 | 3 | [5 empty] | Removed from Ground | Gas (Historical Use) | 3000 | Bare Steel | 1961-05-12 | Galvanized Steel
1070071 | 4 | [5 empty] | Removed from Ground | Diesel | 560 | Bare Steel | 1961-05-12 | Galvanized Steel
1070071 | 5 | [5 empty] | Removed from Ground | Kerosene | 560 | Bare Steel | 1961-05-12 | Galvanized Steel
1070073 | 1 | [5 empty] | Removed from Ground | Gas (Historical Use) | 1000 | Bare Steel | 1972-05-09 | Galvanized Steel
1070073 | 2 | [5 empty] | Removed from Ground | Gas (Historical Use) | 1000 | Bare Steel | 1972-05-09 | Galvanized Steel
1070073 | 3 | [5 empty] | Removed from Ground | Gas (Historical Use) | 550 | Bare Steel | 1972-05-09 | Galvanized Steel
1070074 | 1 | [5 empty] | Removed from Ground | Gas (Historical Use) | 1000 | Bare Steel | 1981-05-07 | Galvanized Steel
1070075 | 1 | [5 empty] | Currently in Use | Gas (Historical Use) | 1000 | Bare Steel | 1984-05-06 | Galvanized Steel
1070075 | 2 | [5 empty] | Currently in Use | Diesel | 1000 | Bare Steel | 1984-05-06 | Galvanized Steel
1070075 | 3 | [5 empty] | Currently in Use | Diesel | 1000 | Bare Steel | 1984-05-06 | Galvanized Steel
1070076 | 1 | [5 empty] | Removed from Ground | Diesel | 1000 | Bare Steel | 1984-05-06 | Galvanized Steel
1070076 | 2 | [5 empty] | Removed from Ground | Diesel | 550 | Bare Steel | 1984-05-06 | Galvanized Steel
1070077 | 1 | [5 empty] | Removed from Ground | Gas (Historical Use) | 1000 | Bare Steel | 1986-05-06 | Galvanized Steel
1070077 | 2 | [5 empty] | Removed from Ground | Diesel | 1000 | Bare Steel | 1986-05-06 | Galvanized Steel
1070078 | 1 | [5 empty] | Removed from Ground | Other | 4000 | Bare Steel | 1981-05-07 | Galvanized Steel
1070078 | 2 | [5 empty] | Removed from Ground | Other | 4000 | Bare Steel | 1981-05-07 | Galvanized Steel
1070078 | 3 | [5 empty] | Removed from Ground | Other | 6000 | Bare Steel | 1981-05-07 | Galvanized Steel
1070078 | 4 |  |  | yes |  | yes | Removed from Ground | Used Oil | 560 | Bare Steel | 1983-06-11 | Galvanized Steel
1070078 | 5 | [5 empty] | Removed from Ground | Other | 10000 | Composite | 1992-08-05 | Fiberglass Reinforced Plastic | Pressurized
1070079 | 1 | [5 empty] | Removed from Ground | Diesel | 20000 | Bare Steel | 1956-05-15 | Bare Steel
1070079 | 2 | [5 empty] | Removed from Ground | Diesel | 20000 | Bare Steel | 1956-05-15 | Galvanized Steel
1070079 | 3 | [5 empty] | Removed from Ground | Other | 6000 | Bare Steel | 1977-05-10 | Bare Steel
1070080 | 1 | [5 empty] | Removed from Ground | Gas (Historical Use) | 1000 | Bare Steel | 1978-05-10 | Galvanized Steel
1070080 | 2 | [5 empty] | Removed from Ground | Gas (Historical Use) | 1000 | Bare Steel | 1971-05-12 | Galvanized Steel
1070080 | 3 | [5 empty] | Removed from Ground | Gas (Historical Use) | 560 | Bare Steel | 1971-05-12 | Galvanized Steel
1070082 | 1 |  | 1998-10-23 | no | 1998-10-23 | no | Currently in Use | Gas (Historical Use) | 8000 | Steel-Impressed Current | 1985-05-05 |  | Pressurized
1070082 | 2 |  | 1998-10-23 | no | 1998-10-23 | no | Currently in Use | Gas (Historical Use) | 8000 | Steel-Impressed Current | 1985-05-05 | Cathodically Protected | Pressurized
1070082 | 3 |  | 1998-10-23 | no | 1998-10-23 | no | Currently in Use | Gas (Historical Use) | 8000 | Steel-Impressed Current | 1985-05-05 |  | Pressurized
1070083 | 1 | [5 empty] | Removed from Ground | Gas (Historical Use) | 550 | Bare Steel | 1986-05-06 | Galvanized Steel
1070083 | 2 | [5 empty] | Removed from Ground | Gas (Historical Use) | 550 | Bare Steel | 1986-05-06 | Galvanized Steel
1070084 | 1 | [5 empty] | Removed from Ground | Gas (Historical Use) | 1000 | Bare Steel | 1971-05-12 | Galvanized Steel
1070085 | 1 | [5 empty] | Removed from Ground | Gas (Historical Use) | 1000 | Bare Steel | 1960-05-13 | Galvanized Steel
1070085 | 2 | [5 empty] | Removed from Ground | Other | 550 | Bare Steel | 1985-05-07 | Galvanized Steel | Safe Suction (Euro)
1070086 | 1 | [5 empty] | Removed from Ground | Other | 10000 | Bare Steel | 1971-05-11 | Galvanized Steel
1070086 | 2 | [5 empty] | Removed from Ground | Other | 10000 | Bare Steel | 1971-05-11 | Galvanized Steel
1070087 | 1 | [5 empty] | Removed from Ground | Gas (Historical Use) | 10000 | Bare Steel | 1956-05-14 | Galvanized Steel | Suction (American)
1070087 | 2 | [5 empty] | Removed from Ground | Gas (Historical Use) | 6600 | Bare Steel | 1978-05-09 | Galvanized Steel | Suction (American)
1070087 | 3 | [5 empty] | Removed from Ground | Diesel | 6600 | Bare Steel | 1978-05-09 | Galvanized Steel | Pressurized
1070087 | 4 | [5 empty] | Removed from Ground | Diesel | 1000 | Bare Steel | 1971-05-11 | Galvanized Steel | Suction (American)
1070088 | 1 |  | 1998-11-01 |  | 1998-11-01 |  | Removed from Ground | Gas (Historical Use) | 12000 | Steel-Impressed Current | 1980-01-01 | Cathodically Protected | Pressurized
1070088 | 2 |  | 1998-11-01 |  | 1998-11-01 |  | Removed from Ground | Gas (Historical Use) | 12000 | Steel-Impressed Current | 1980-01-01 | Cathodically Protected | Pressurized
1070088 | 3 |  | 1998-11-01 |  | 1998-11-01 |  | Removed from Ground | Gas (Historical Use) | 12000 | Steel-Impressed Current | 1980-01-01 | Cathodically Protected | Pressurized
1070088 | 4 |  | 1998-11-01 |  | 1998-11-01 |  | Removed from Ground | Diesel | 12000 | Steel-Impressed Current | 1980-01-01 | Cathodically Protected | Pressurized
1070089 | 1 | [5 empty] | Removed from Ground | Gas (Historical Use) | 6000 | Bare Steel | 1961-05-14 | Galvanized Steel
1070089 | 2 | [5 empty] | Removed from Ground | Gas (Historical Use) | 8000 | Bare Steel | 1961-05-14 | Galvanized Steel
1070089 | 3 | [5 empty] | Removed from Ground | Gas (Historical Use) | 2000 | Bare Steel | 1978-05-10 | Galvanized Steel
1070090 | 1 | [5 empty] | Removed from Ground | Gas (Historical Use) | 6000 | Bare Steel | 1962-05-14 | Galvanized Steel
1070090 | D-1 | [5 empty] | Removed from Ground | Diesel | 2000 | Bare Steel | 1974-05-11 | Galvanized Steel
1070090 | P-1 | [5 empty] | Removed from Ground | Diesel | 4000 | Bare Steel | 1962-05-14 | Galvanized Steel
1070090 | U-1 | [5 empty] | Removed from Ground | Gas (Historical Use) | 1000 | Bare Steel | 1974-05-11 | Galvanized Steel
1070091 | 1 |  | 1985-05-01 |  | 1985-05-01 |  | Removed from Ground | Gas (Historical Use) | 8000 | Galvanic (STIP-3) | 1985-05-01 | Fiberglass Reinforced Plastic | Pressurized
1070091 | 2 |  | 1985-05-01 |  | 1985-05-01 |  | Removed from Ground | Gas (Historical Use) | 8000 | Galvanic (STIP-3) | 1985-05-01 | Fiberglass Reinforced Plastic | Pressurized
1070091 | 3 |  | 1985-05-01 |  | 1985-05-01 |  | Removed from Ground | Gas (Historical Use) | 8000 | Galvanic (STIP-3) | 1985-05-01 | Fiberglass Reinforced Plastic | Pressurized
1070091 | 4 |  | 2006-02-24 | no | 2006-02-24 | no | Currently in Use | Gas (Historical Use) | 12000 | Fiberglass | 2006-02-01 | Fiberglass Reinforced Plastic | Pressurized
1070091 | 5 |  | 2006-02-24 | no | 2006-02-24 | no | Currently in Use | Gas (Historical Use) | 12000 | Fiberglass | 2006-02-01 | Fiberglass Reinforced Plastic | Pressurized
1070091 | 6 |  | 2006-02-20 | no | 2006-02-20 | no | Currently in Use | Gas (Historical Use) | 6000 | Fiberglass | 2006-02-01 | Fiberglass Reinforced Plastic | Pressurized
1070091 | 7 |  | 2006-02-20 | no | 2006-02-20 | no | Currently in Use | Gas (Historical Use) | 6000 | Fiberglass | 2006-02-20 | Fiberglass Reinforced Plastic | Pressurized
1070092 | 1 |  | 1997-02-20 |  | 1997-02-20 |  | Removed from Ground | Diesel | 10000 | Galvanic (STIP-3) | 1986-01-01 | Fiberglass Reinforced Plastic | Pressurized
1070092 | 2 |  | 1997-02-20 |  | 1997-02-20 |  | Removed from Ground | Gas (Historical Use) | 8000 | Galvanic (STIP-3) | 1986-01-01 | Fiberglass Reinforced Plastic | Pressurized
1070092 | 3 |  | 1997-02-20 |  | 1997-02-20 |  | Removed from Ground | Gas (Historical Use) | 8000 | Galvanic (STIP-3) | 1986-01-01 | Fiberglass Reinforced Plastic | Pressurized
1070092 | 4 |  | 1997-02-20 |  | 1997-02-20 |  | Removed from Ground | Gas (Historical Use) | 8000 | Galvanic (STIP-3) | 1986-01-01 | Fiberglass Reinforced Plastic | Pressurized
1070092 | 5 | Ball Float | 2010-02-01 | no | 2010-02-01 | no | Currently in Use | Gas (Historical Use) | 14000 | Composite Double Walled | 2010-02-01 | Double-Walled Fiberglass | Pressurized
1070092 | 6 | Ball Float | 2010-02-01 | no | 2010-02-01 | no | Currently in Use | Gas (Historical Use) | 6000 | Composite Double Walled | 2010-02-01 | Double-Walled Fiberglass | Pressurized
1070092 | 7 | Ball Float | 2010-02-01 | no | 2010-02-01 | no | Currently in Use | Diesel | 8000 | Composite Double Walled | 2010-02-01 | Double-Walled Fiberglass | Pressurized
1070092 | 8 | Ball Float | 2010-02-01 | no | 2010-02-01 | no | Currently in Use | Diesel | 4000 | Composite Double Walled | 2010-02-01 | Double-Walled Fiberglass | Pressurized
1070093 | 1 |  | 1998-12-22 |  | 1998-12-22 |  | Currently in Use | Gas (Historical Use) | 8000 | Steel-Impressed Current | 1984-05-07 | Cathodically Protected | Pressurized
1070093 | 2 |  | 1998-12-22 |  | 1998-12-22 |  | Currently in Use | Gas (Historical Use) | 8000 | Steel-Impressed Current | 1984-05-07 | Cathodically Protected | Pressurized
1070093 | 3 |  | 1998-12-22 |  | 1998-12-22 |  | Currently in Use | Gas (Historical Use) | 8000 | Steel-Impressed Current | 1984-05-07 | Cathodically Protected | Pressurized
1070095 | 1 |  | 1998-03-01 |  | 1998-04-01 |  | Temporarily out of use | Gas (Historical Use) | 8000 | Steel-Impressed Current | 1985-05-07 | Cathodically Protected | Pressurized
1070095 | 2 |  | 1998-03-01 |  | 1998-04-01 |  | Temporarily out of use | Diesel | 8000 | Steel-Impressed Current | 1985-05-07 | Cathodically Protected | Pressurized
1070095 | 3 |  | 1998-03-01 |  | 1998-04-01 |  | Temporarily out of use | Gas (Historical Use) | 8000 | Steel-Impressed Current | 1985-05-07 | Cathodically Protected | Pressurized
1070095 | 4 |  | 1998-03-01 |  | 1998-04-01 |  | Temporarily out of use | Gas (Historical Use) | 8000 | Steel-Impressed Current | 1985-05-07 | Cathodically Protected | Pressurized
1070097 | 1 | [5 empty] | Removed from Ground | Diesel | 10000 | Bare Steel | 1980-05-09 | Galvanized Steel
1070097 | 2 | [5 empty] | Removed from Ground | Gas (Historical Use) | 5000 | Bare Steel | 1974-05-11 | Galvanized Steel
1070097 | 3 | [5 empty] | Removed from Ground | Gas (Historical Use) | 3000 | Bare Steel | 1974-05-11 | Galvanized Steel
1070097 | 4 | [5 empty] | Removed from Ground | Gas (Historical Use) | 3000 | Bare Steel | 1974-05-11 | Galvanized Steel
1070098 | 1 | [5 empty] | Removed from Ground | Gas (Historical Use) | 550 | Bare Steel | 1995-01-01 | Unknown
1070098 | 2 | [5 empty] | Removed from Ground | Gas (Historical Use) | 550 | Bare Steel | 1995-01-01 | Unknown
1070098 | 3 | [5 empty] | Removed from Ground | Gas (Historical Use) | 550 | Bare Steel | 1995-01-01 | Unknown
1070098 | 4 | [5 empty] | Removed from Ground | Gas (Historical Use) | 550 | Bare Steel | 1995-01-01 | Unknown
1070098 | 5 | [5 empty] | Removed from Ground | Gas (Historical Use) | 3000 | Bare Steel | 1995-01-01 | Unknown
1070100 | 1 | [5 empty] | Removed from Ground | Gas (Historical Use) | 12000 | Bare Steel | 1980-01-03 | Unknown | Pressurized
1070100 | 2 |  |  | yes |  | yes | Removed from Ground | Used Oil | 550 | Bare Steel | 1980-01-03 | Unknown | Gravity Fed
1070101 | 1 | [5 empty] | Removed from Ground | Kerosene | 2000 | Bare Steel | 1968-01-05 | Copper | Safe Suction (Euro)
1070102 | 1 | [5 empty] | Removed from Ground | Other | 4000 | Bare Steel | 1981-06-11 | Galvanized Steel
1070102 | 2 | [5 empty] | Removed from Ground | Other | 4000 | Bare Steel | 1981-06-11 | Galvanized Steel
1070102 | 3 | [5 empty] | Removed from Ground | Other | 6000 | Bare Steel | 1981-06-11 | Galvanized Steel
1070102 | 4 |  |  | yes |  | yes | Removed from Ground | Used Oil | 560 | Bare Steel | 1983-06-11 | Galvanized Steel
1070103 | 1 | [5 empty] | Removed from Ground | Other | 1000 | Marked Unknown | 1984-05-13 | Unknown
1070103 | 2 | [5 empty] | Removed from Ground | Other | 1000 | Marked Unknown | 1984-05-13 | Unknown
1070104 | 1 | [5 empty] | Removed from Ground | Gas (Historical Use) | 560 | Bare Steel | 1965-06-18 | Galvanized Steel | Suction (American)
1070104 | 2 | [5 empty] | Removed from Ground | Diesel | 250 | Bare Steel | 1971-06-17 | Galvanized Steel | Suction (American)
1070105 | 1AST | [5 empty] | Removed from Ground | Diesel | 10000 | Bare Steel | 1986-06-13 | Bare Steel
1070106 | 1 | [5 empty] | Removed from Ground | Gas (Historical Use) | 10000 | Bare Steel | 1974-01-01 | Galvanized Steel | Pressurized
1070106 | 2 | [5 empty] | Removed from Ground | Gas (Historical Use) | 3955 | Bare Steel | 1974-01-01 | Galvanized Steel | Gravity Fed
1070106 | 3 | [5 empty] | Removed from Ground | Gas (Historical Use) | 3955 | Bare Steel | 1974-01-01 | Galvanized Steel | Gravity Fed
1070106 | 4 | [5 empty] | Removed from Ground | Gas (Historical Use) | 3955 | Bare Steel | 1974-01-01 | Galvanized Steel | Gravity Fed
1070106 | 5 | [5 empty] | Removed from Ground | Gas (Historical Use) | 2055 | Bare Steel | 1974-01-01 | Galvanized Steel | Pressurized
1070106 | 6 | [5 empty] | Removed from Ground | Gas (Historical Use) | 10000 | Bare Steel | 1974-01-01 | Galvanized Steel | Pressurized
1070106 | 7 | [5 empty] | Removed from Ground | Diesel | 1000 | Bare Steel | 1974-01-01 | Galvanized Steel
1070106 | 8 | [5 empty] | Removed from Ground | Diesel | 4000 | Bare Steel | 1974-01-01 | Galvanized Steel | Safe Suction (Euro)
1070107 | 1 | [5 empty] | Removed from Ground | Gas (Historical Use) | 6000 | Steel-Impressed Current | 1998-12-01 | Cathodically Protected | Safe Suction (Euro)
1070107 | 2 |  | 2002-01-01 |  | 2002-01-01 |  | Removed from Ground | Gas (Historical Use) | 6000 | Steel-Impressed Current | 1998-12-01 | Cathodically Protected | Safe Suction (Euro)
1070107 | 3 |  | 2002-01-01 |  | 2002-01-01 |  | Removed from Ground | Diesel | 4000 | Steel-Impressed Current | 1998-12-01 | Cathodically Protected | Pressurized
1070107 | 4 | [5 empty] | Removed from Ground | Gas (Historical Use) | 4000 | Steel-Impressed Current | 1998-12-01 | Cathodically Protected | Safe Suction (Euro)
1070107 | 5 | Ball Float | 2002-01-01 | no | 2002-01-01 | no | Currently in Use | Gas (Historical Use) | 12000 | Fiberglass Double Walled | 2002-01-01 | Fiberglass Reinforced Plastic | Pressurized
1070107 | 6 | Ball Float | 2002-01-01 | no | 2002-01-01 | no | Currently in Use | Gas (Historical Use) | 10000 | Fiberglass Double Walled | 2002-01-01 | Fiberglass Reinforced Plastic | Pressurized
1070107 | 7 | Ball Float | 2002-01-01 | no | 2002-01-01 | no | Currently in Use | Diesel | 6000 | Fiberglass Double Walled | 2002-01-01 | Fiberglass Reinforced Plastic | Pressurized
1070109 | 1 | [5 empty] | Removed from Ground | Other | 10000 | Not Marked/Unknown | 1993-11-19 | Not Marked
1070111 | 1 | Flapper Valve | 1997-04-24 |  | 1997-04-24 |  | Currently in Use | Gas (Historical Use) | 10000 | Steel-Impressed Current | 1981-01-02 | Steel (Impressed Current) | Pressurized
1070111 | 2 | Flapper Valve | 1997-04-24 |  | 1997-04-24 |  | Currently in Use | Gas (Historical Use) | 10000 | Steel-Impressed Current | 1981-01-02 | Steel (Impressed Current) | Pressurized
1070111 | 3 | Flapper Valve | 1997-04-24 |  | 1997-04-24 |  | Currently in Use | Gas (Historical Use) | 10000 | Steel-Impressed Current | 1981-01-02 | Steel (Impressed Current) | Pressurized
1070111 | 4 | Flapper Valve | 1997-04-24 |  | 1997-04-24 |  | Currently in Use | Diesel | 10000 | Steel-Impressed Current | 1981-01-02 | Steel (Impressed Current) | Pressurized
1072000 | 1 | [5 empty] | Removed from Ground | Gas (Historical Use) | 1000 | Bare Steel | 1984-11-04 | Galvanized Steel
1072000 | 2 | [5 empty] | Removed from Ground | Other | 2500 | Bare Steel | 1983-11-05 | Galvanized Steel
1072000 | 3 | [5 empty] | Removed from Ground | Gas (Historical Use) | 2500 | Bare Steel | 1959-11-11 | Unknown
1072000 | 4 | [5 empty] | Removed from Ground | Gas (Historical Use) | 2500 | Bare Steel | 1959-11-11 | Unknown
1080001 | 1 | [5 empty] | Removed from Ground | Gas (Historical Use) | 10000 | Bare Steel | 1964-01-22 | Galvanized Steel
1080001 | 2 | [5 empty] | Removed from Ground | Gas (Historical Use) | 10000 | Bare Steel | 1974-01-19 | Galvanized Steel
1080001 | 3 | [5 empty] | Removed from Ground | Empty | 10000 | Marked Unknown | 1987-01-01 | Cathodically Protected
1080002 | 1 | [5 empty] | Removed from Ground | Gas (Historical Use) | 2000 | Marked Unknown | 1974-04-03 | Unknown
1080002 | 2 | [5 empty] | Removed from Ground | Diesel | 2000 | Marked Unknown | 1974-04-03 | Unknown
1080002 | 3 |  | 1988-08-25 | no | 1988-08-25 | no | Currently in Use | Gas (Historical Use) | 3000 | Epoxy | 1988-08-25 | Cathodically Protected | Suction (American)
1080002 | 4 |  | 1988-08-25 | no | 1988-08-25 | no | Currently in Use | Diesel | 3000 | Epoxy | 1988-08-25 | Cathodically Protected | Suction (American)
1080003 | 1 | [5 empty] | Removed from Ground | Gas (Historical Use) | 2000 | Bare Steel | 1971-02-22 | Galvanized Steel
1080003 | 2 | [5 empty] | Removed from Ground | Gas (Historical Use) | 2000 | Bare Steel | 1971-02-22 | Galvanized Steel
1080003 | 3 | [5 empty] | Removed from Ground | Gas (Historical Use) | 3000 | Bare Steel | 1971-02-22 | Galvanized Steel
1080003 | 4 | [5 empty] | Removed from Ground | Diesel | 3000 | Bare Steel | 1971-02-22 | Galvanized Steel
1080004 | 1 | [5 empty] | Removed from Ground | Gas (Historical Use) | 500 | Bare Steel | 1971-02-22 | Galvanized Steel
1080004 | 2 | [5 empty] | Removed from Ground | Gas (Historical Use) | 500 | Bare Steel | 1971-02-22 | Galvanized Steel
1080005 | 1 | [5 empty] | Removed from Ground | Gas (Historical Use) | 1000 | Bare Steel | 1976-03-01 | Galvanized Steel
1080006 | 1 |  |  | yes |  | yes | Removed from Ground | Used Oil | 500 | Bare Steel | 1955-12-24 | Galvanized Steel | Gravity Fed
1080008 | 1 | [5 empty] | Removed from Ground | Gas (Historical Use) | 10000 | Bare Steel | 1979-02-20 | Galvanized Steel
1080008 | 2 | [5 empty] | Removed from Ground | Diesel | 500 | Bare Steel | 1956-02-26 | Unknown
1080009 | 1 | [5 empty] | Removed from Ground | Gas (Historical Use) | 10000 | Bare Steel | 1976-02-21 | Galvanized Steel
1080009 | 2 | [5 empty] | Removed from Ground | Other | 4000 | Bare Steel | 1957-02-25 | Unknown
1080009 | 3 | [5 empty] | Removed from Ground | Diesel | 2500 | Bare Steel | 1964-02-24 | Unknown
1080010 | 1 | [5 empty] | Closed in Ground | Diesel | 4000 | Bare Steel | 1957-02-25 | Unknown
1080012 | 1 |  | 1989-08-01 |  | 1989-08-01 |  | Removed from Ground | Gas (Historical Use) | 6000 | Double Walled | 1999-06-01 | Fiberglass Reinforced Plastic | Pressurized
1080012 | 14 | [5 empty] | Removed from Ground | Gas (Historical Use) | 3000 | Bare Steel | 1970-03-07 | Unknown
1080012 | 2 |  | 1989-08-01 |  | 1989-08-01 |  | Removed from Ground | Diesel | 4000 | Double Walled | 1999-06-01 | Fiberglass Reinforced Plastic | Pressurized
1080013 | 1 |  | 1998-12-07 |  | 1998-12-07 |  | Currently in Use | Gas (Historical Use) | 10000 | Steel-Impressed Current | 1985-03-07 | Fiberglass Reinforced Plastic | Pressurized
1080013 | 2 |  | 1998-12-07 |  | 1998-12-07 |  | Currently in Use | Gas (Historical Use) | 10000 | Steel-Impressed Current | 1985-03-07 | Fiberglass Reinforced Plastic | Pressurized
1080013 | 3 |  | 1998-12-07 |  | 1998-12-07 |  | Currently in Use | Gas (Historical Use) | 10000 | Steel-Impressed Current | 1985-03-07 | Fiberglass Reinforced Plastic | Pressurized
1080013 | 4 |  | 1998-12-07 |  | 1998-12-07 |  | Currently in Use | Diesel | 10000 | Steel-Impressed Current | 1985-03-07 | Fiberglass Reinforced Plastic | Pressurized
1080013 | 5 |  | 1998-12-07 |  | 1998-12-07 |  | Currently in Use | Kerosene | 2000 | Steel-Impressed Current | 1985-03-07 | Fiberglass Reinforced Plastic | Pressurized
1080014 | 1 | [5 empty] | Removed from Ground | Gas (Historical Use) | 10000 | Bare Steel | 1975-04-20 | Galvanized Steel | Pressurized
1080014 | 2 | [5 empty] | Removed from Ground | Gas (Historical Use) | 10000 | Bare Steel | 1975-04-20 | Galvanized Steel | Pressurized
1080014 | 3 | [5 empty] | Removed from Ground | Gas (Historical Use) | 10000 | Cathodically Protected Steel | 1985-04-17 | Galvanized Steel | Pressurized
1080014 | 4 | [5 empty] | Removed from Ground | Kerosene | 1000 | Bare Steel | 1985-04-17 | Galvanized Steel | Suction (American)
1080015 | 1 |  | 1991-02-01 |  | 1991-02-01 |  | Removed from Ground | Gas (Historical Use) | 10000 | Cathodically Protected Steel | 1979-04-19 | Fiberglass Reinforced Plastic | Pressurized
1080015 | 2 |  | 1991-02-01 |  | 1991-02-01 |  | Removed from Ground | Gas (Historical Use) | 10000 | Cathodically Protected Steel | 1979-04-19 | Fiberglass Reinforced Plastic | Pressurized
1080015 | 3 |  | 1991-02-01 |  | 1991-02-01 |  | Removed from Ground | Gas (Historical Use) | 10000 | Cathodically Protected Steel | 1979-04-19 | Fiberglass Reinforced Plastic | Pressurized
1080017 | 1 |  | 1998-10-27 |  | 1998-10-27 |  | Removed from Ground | Gas (Historical Use) | 10000 | Steel-Impressed Current | 1978-04-19 | Cathodically Protected
1080017 | 2 |  | 1998-10-27 |  | 1998-10-27 |  | Removed from Ground | Gas (Historical Use) | 10000 | Steel-Impressed Current | 1978-04-19 | Cathodically Protected
1080017 | 3 |  | 1998-10-27 |  | 1998-10-27 |  | Removed from Ground | Gas (Historical Use) | 10000 | Steel-Impressed Current | 1978-04-19 | Cathodically Protected
1080018 | 1 |  | 1998-10-30 | no | 1998-10-30 | no | Currently in Use | Gas (Historical Use) | 10000 | Steel-Impressed Current | 1982-04-18 |  | Pressurized
1080018 | 2 |  | 1998-10-30 | no | 1998-10-30 | no | Currently in Use | Gas (Historical Use) | 10000 | Steel-Impressed Current | 1982-04-18 |  | Pressurized
1080018 | 3 |  | 1998-10-30 | no | 1998-10-30 | no | Temporarily out of use | Gas (Historical Use) | 10000 | Steel-Impressed Current | 1982-04-18 |  | Pressurized
1080019 | 1 |  | 1998-10-23 |  | 1998-10-23 |  | Removed from Ground | Gas (Historical Use) | 10000 | Steel-Impressed Current | 1979-04-19 | Cathodically Protected | Pressurized
1080019 | 2 |  | 1998-10-23 |  | 1998-10-23 |  | Removed from Ground | Diesel | 10000 | Steel-Impressed Current | 1979-04-19 | Cathodically Protected | Pressurized
1080019 | 3 |  | 1998-10-23 |  | 1998-10-23 |  | Removed from Ground | Gas (Historical Use) | 10000 | Steel-Impressed Current | 1979-04-19 | Cathodically Protected | Pressurized
1080020 | 1 | [5 empty] | Removed from Ground | Gas (Historical Use) | 10000 | Bare Steel | 1981-04-18 | Galvanized Steel | Pressurized
1080020 | 2 | [5 empty] | Removed from Ground | Gas (Historical Use) | 10000 | Bare Steel | 1981-04-18 | Galvanized Steel | Pressurized
1080020 | 3 | [5 empty] | Removed from Ground | Gas (Historical Use) | 10000 | Bare Steel | 1981-04-18 | Galvanized Steel | Pressurized
1080020 | 4 | [5 empty] | Removed from Ground | Diesel | 10000 | Bare Steel | 1981-04-18 | Galvanized Steel | Pressurized
1080021 | 1 | [5 empty] | Removed from Ground | Other | 10000 | Bare Steel | 1976-04-18 | Bare Steel
1080022 | 1 | [5 empty] | Removed from Ground | Gas (Historical Use) | 260 | Bare Steel | 1956-04-29 | Galvanized Steel
1080022 | 2 | [5 empty] | Removed from Ground | Gas (Historical Use) | 560 | Bare Steel | 1956-04-29 | Galvanized Steel
1080023 | 1 | [5 empty] | Removed from Ground | Gas (Historical Use) | 4000 | Bare Steel | 1970-04-26 | Galvanized Steel
1080023 | 2 | [5 empty] | Removed from Ground | Gas (Historical Use) | 4000 | Bare Steel | 1970-04-26 | Galvanized Steel
1080023 | 3 | [5 empty] | Removed from Ground | Gas (Historical Use) | 2000 | Bare Steel | 1970-04-26 | Galvanized Steel
1080023 | 4 | [5 empty] | Removed from Ground | Diesel | 2000 | Bare Steel | 1970-04-26 | Galvanized Steel
1080025 | 1 |  |  | no |  | no | Removed from Ground | Gas (Historical Use) | 1000 | Bare Steel | 1956-04-29 | Galvanized Steel | Safe Suction (Euro)
1080025 | 2 |  |  | no |  | no | Removed from Ground | Gas (Historical Use) | 2000 | Bare Steel | 1981-04-23 | Galvanized Steel | Safe Suction (Euro)
1080025 | 3 |  |  | no |  | no | Removed from Ground | Gas (Historical Use) | 1000 | Bare Steel | 1956-04-29 | Galvanized Steel | Safe Suction (Euro)
1080025 | 4 |  |  | no |  | no | Removed from Ground | Diesel | 1000 | Bare Steel | 1984-04-22 | Galvanized Steel | Safe Suction (Euro)
1080025 | 5 |  |  | no |  | no | Removed from Ground | Gas (Historical Use) | 1000 | Bare Steel | 1930-01-01 | Galvanized Steel | Safe Suction (Euro)
1080025 | 6 |  |  | no |  | no | Removed from Ground | Gas (Historical Use) | 1000 | Bare Steel | 1930-01-01 | Galvanized Steel
1080025 | 7A | Flapper Valve | 1995-12-01 | no | 1995-12-01 | no | Currently in Use | Regular | 9000 | Fiberglass | 1995-12-01 | Fiberglass Reinforced Plastic | Pressurized
1080025 | 7B | Flapper Valve | 1995-12-01 | no | 1995-12-01 | no | Currently in Use | Premium | 6000 | Fiberglass | 1995-12-01 | Fiberglass Reinforced Plastic | Pressurized
1080025 | 8A | Flapper Valve | 1995-12-01 | no | 1995-12-01 | no | Currently in Use | Diesel | 10000 | Fiberglass | 1995-12-01 | Fiberglass Reinforced Plastic | Pressurized
1080025 | 8B |  | 1995-12-01 | no | 1995-12-01 | no | Temporarily out of use | Kerosene | 2000 | Fiberglass | 1995-12-01 | Fiberglass Reinforced Plastic | Pressurized
1080026 | 1 | [5 empty] | Removed from Ground | Diesel | 4000 | Bare Steel | 1980-04-23 | Galvanized Steel
1080026 | 2 | [5 empty] | Removed from Ground | Gas (Historical Use) | 1000 | Bare Steel | 1974-04-25 | Galvanized Steel
1080026 | 3 | [5 empty] | Removed from Ground | Diesel | 560 | Bare Steel | 1966-04-27 | Galvanized Steel
1080026 | 4 |  | 1995-06-03 |  | 1995-06-03 |  | Currently in Use | Gas (Historical Use) | 2000 | Composite | 1995-06-03 | Double Walled | Safe Suction (Euro)
1080026 | 5 |  | 1995-06-03 |  | 1995-06-30 |  | Currently in Use | Diesel | 10000 | Epoxy | 1988-02-01 | Double Walled | Safe Suction (Euro)
1080026 | 6 |  | 1995-06-03 |  | 1995-06-03 |  | Currently in Use | Diesel | 2000 | Composite | 1995-06-03 | Double Walled | Safe Suction (Euro)
1080028 | 1 | [5 empty] | Closed in Ground | Gas (Historical Use) | 550 | Bare Steel | 1972-04-24 | Galvanized Steel
1080028 | 2 | [5 empty] | Closed in Ground | Gas (Historical Use) | 550 | Bare Steel | 1972-04-24 | Galvanized Steel
1080030 | 1 | [5 empty] | Removed from Ground | Gas (Historical Use) | 1000 | Bare Steel | 1983-03-29 | Galvanized Steel
1080031 | 1 | [5 empty] | Removed from Ground | Gas (Historical Use) | 1000 | Bare Steel | 1985-04-29 | Galvanized Steel
1080032 | 1 | [5 empty] | Removed from Ground | Gas (Historical Use) | 1000 | Cathodically Protected Steel | 1986-04-29 | Galvanized Steel
1080032 | 2 | [5 empty] | Removed from Ground | Gas (Historical Use) | 1000 | Cathodically Protected Steel | 1986-04-29 | Galvanized Steel
1080035 | 1 | [5 empty] | Removed from Ground | Empty | 550 | Bare Steel | 1956-05-15 | Galvanized Steel
1080035 | 2 | [5 empty] | Removed from Ground | Empty | 550 | Bare Steel | 1956-05-15 | Galvanized Steel
1080036 | 1 | [5 empty] | Permanently Out of Use - historical purposes | Gas (Historical Use) | 1000 | Bare Steel | 1981-05-09 | Galvanized Steel | Suction (American)
1080037 | 1 | [5 empty] | Removed from Ground | Diesel | 5000 | Bare Steel | 1974-05-11 | Galvanized Steel | Safe Suction (Euro)
1080039 | 1 | [5 empty] | Removed from Ground | Gas (Historical Use) | 1000 | Bare Steel | 1970-05-11 | Galvanized Steel
1080039 | 2 | [5 empty] | Removed from Ground | Gas (Historical Use) | 550 | Bare Steel | 1956-05-14 | Galvanized Steel
1080039 | 3 | [5 empty] | Removed from Ground | Gas (Historical Use) | 550 | Bare Steel | 1956-05-14 | Galvanized Steel
1080039 | 4 | [5 empty] | Removed from Ground | Gas (Historical Use) | 550 | Bare Steel | 1956-05-14 | Galvanized Steel
1080039 | 5 | [5 empty] | Removed from Ground | Kerosene | 280 | Bare Steel | 1956-05-14 | Galvanized Steel
1080040 | 1 |  | 1998-12-28 | yes | 1998-12-28 |  | Currently in Use | Gas (Historical Use) | 8000 | Cathodically Protected Steel | 1985-05-07 | Cathodically Protected | Suction (American)
1080040 | 2 |  | 1998-12-28 | yes | 1998-12-28 |  | Currently in Use | Gas (Historical Use) | 8000 | Cathodically Protected Steel | 1985-05-07 | Cathodically Protected | Suction (American)
1080040 | 3 |  | 1998-12-28 | yes | 1998-12-28 |  | Currently in Use | Gas (Historical Use) | 8000 | Cathodically Protected Steel | 1985-05-07 | Cathodically Protected | Suction (American)
1080041 | 1 | [5 empty] | Removed from Ground | Gas (Historical Use) | 1000 | Bare Steel | 1976-05-08 | Galvanized Steel
1080042 | 1 |  |  | no |  | no | Removed from Ground | Gas (Historical Use) | 1000 | Bare Steel | 1973-01-04 | Galvanized Steel
1080042 | 2 |  |  | no |  | no | Removed from Ground | Gas (Historical Use) | 3000 | Bare Steel | 1973-01-04 | Galvanized Steel
1080042 | 3 |  |  | no |  | no | Removed from Ground | Gas (Historical Use) | 3000 | Bare Steel | 1973-01-04 | Galvanized Steel
1080042 | 4 |  |  | no |  | no | Removed from Ground | Diesel | 3000 | Bare Steel | 1983-01-02 | Galvanized Steel
1080042 | 5 | Flapper Valve | 1994-08-31 | no | 1994-08-31 | no | Currently in Use | Regular | 8000 | Galvanic (STIP-3) | 1986-09-18 | Fiberglass Reinforced Plastic | Pressurized
1080042 | 6 | Flapper Valve | 1994-08-31 | no | 1994-08-31 | no | Currently in Use | Premium | 8000 | Galvanic (STIP-3) | 1986-09-18 | Fiberglass Reinforced Plastic | Pressurized
1080042 | 7 | Flapper Valve | 1994-08-31 | no | 1994-08-31 | no | Currently in Use | Diesel | 8000 | Galvanic (STIP-3) | 1986-09-18 | Fiberglass Reinforced Plastic | Pressurized
1080042 | 8 |  | 1994-08-31 | no | 1994-08-31 | no | Currently in Use | Kerosene | 4000 | Galvanic (STIP-3) | 1994-08-30 | Fiberglass Reinforced Plastic | Pressurized
1080042 | 9 | Flapper Valve | 2009-06-08 | no | 2009-06-08 | no | Currently in Use | Regular | 8000 | Galvanic (STIP-3) | 2009-06-08
1080045 | 1 | [5 empty] | Removed from Ground | Gas (Historical Use) | 550 | Bare Steel | 1966-05-13 | Galvanized Steel
1080045 | 2 | [5 empty] | Permanently Out of Use - historical purposes | Diesel | 550 | Bare Steel | 1966-05-13 | Galvanized Steel
1080048 | 133D1 | [5 empty] | Removed from Ground | Diesel | 2000 | Cathodically Protected Steel | 1986-01-01 | Galvanized Steel | Suction (American)
1080048 | 133G1 | [5 empty] | Removed from Ground | Gas (Historical Use) | 2000 | Cathodically Protected Steel | 1986-01-01 | Galvanized Steel | Suction (American)
1080050 | 1 | [5 empty] | Removed from Ground | Gas (Historical Use) | 8000 | Bare Steel | 1982-01-01 | Galvanized Steel | Pressurized
1080050 | 2 | [5 empty] | Removed from Ground | Gas (Historical Use) | 8000 | Bare Steel | 1982-01-01 | Galvanized Steel | Pressurized
1080050 | 3 | [5 empty] | Removed from Ground | Gas (Historical Use) | 6000 | Bare Steel | 1982-01-01 | Galvanized Steel | Pressurized
1080050 | 4 | [5 empty] | Removed from Ground | Diesel | 6000 | Bare Steel | 1982-01-01 | Galvanized Steel | Pressurized
1090001 | 1 | [5 empty] | Closed in Ground | Gas (Historical Use) | 550 | Bare Steel | 1973-02-22 | Galvanized Steel
1090001 | 2 | [5 empty] | Closed in Ground | Gas (Historical Use) | 1000 | Bare Steel | 1973-02-22 | Galvanized Steel
1090003 | 1 | [5 empty] | Removed from Ground | Gas (Historical Use) | 3000 | Bare Steel | 1982-03-05 | Galvanized Steel
1090003 | 2 | [5 empty] | Removed from Ground | Diesel | 3000 | Bare Steel | 1982-03-05 | Galvanized Steel
1090004 | 1 | [5 empty] | Removed from Ground | Gas (Historical Use) | 1000 | Bare Steel | 1978-02-26 | Galvanized Steel | Suction (American)
1090004 | 2 | [5 empty] | Removed from Ground | Gas (Historical Use) | 1000 | Bare Steel | 1978-02-26 | Galvanized Steel | Suction (American)
1090004 | 3 | [5 empty] | Removed from Ground | Diesel | 1000 | Bare Steel | 1978-02-26 | Galvanized Steel | Suction (American)
1090005 | 1 | [5 empty] | Removed from Ground | Gas (Historical Use) | 10000 | Bare Steel | 1955-01-29 | Bare Steel
1090005 | 2 | [5 empty] | Removed from Ground | Gas (Historical Use) | 2000 | Bare Steel | 1968-07-01 | Not Marked
1090005 | 3 | [5 empty] | Permanently Out of Use - historical purposes | Diesel | 200 | Bare Steel | 1961-01-27 | Unknown
1090005 | 4 | [5 empty] | Permanently Out of Use - historical purposes | Empty | 10000 | Bare Steel | 1955-01-29 | Copper
1090005 | 5 | [5 empty] | Permanently Out of Use - historical purposes | Kerosene | 1000 | Bare Steel | 1955-01-29 | Bare Steel
1090005 | 6 | [5 empty] | Permanently Out of Use - historical purposes | Empty | 10000 | Bare Steel | 1976-01-24 | Copper
1090005 | 7 | [5 empty] | Permanently Out of Use - historical purposes | Diesel | 10000 | Bare Steel | 1965-01-26 | Copper
1090005 | 8 | [5 empty] | Permanently Out of Use - historical purposes | Empty | 1000 | Bare Steel | 1955-01-29 | Bare Steel
1090006 | 1 | [5 empty] | Removed from Ground | Gas (Historical Use) | 500 | Bare Steel | 1977-01-24 | Unknown
1090007 | 1 |  | 1997-08-08 | no | 1997-08-08 | no | Currently in Use | Gas (Historical Use) | 10152 | Steel-Impressed Current | 1979-04-19 | Fiberglass Reinforced Plastic | Pressurized
1090007 | 2 |  | 1997-08-08 | no | 1997-08-08 | no | Currently in Use | Gas (Historical Use) | 10152 | Steel-Impressed Current | 1979-04-19 | Fiberglass Reinforced Plastic | Pressurized
1090007 | 3 |  | 1997-08-08 | no | 1997-08-08 | no | Currently in Use | Diesel | 10152 | Steel-Impressed Current | 1979-04-19 | Fiberglass Reinforced Plastic | Pressurized
1090008 | 1 |  | 1997-06-14 | no | 1997-06-14 | no | Currently in Use | Gas (Historical Use) | 10000 |  | 1984-04-17 | Fiberglass Reinforced Plastic | Pressurized
1090008 | 2 |  | 1997-06-14 | no | 1997-06-14 | no | Currently in Use | Gas (Historical Use) | 10000 |  | 1984-04-17 | Fiberglass Reinforced Plastic | Pressurized
1090008 | 3 |  | 1997-06-14 | no | 1997-06-14 | no | Currently in Use | Diesel | 10000 |  | 1984-04-17 | Fiberglass Reinforced Plastic | Pressurized
1090009 | 1 | [5 empty] | Closed in Ground | Gas (Historical Use) | 3000 | Bare Steel | 1971-04-25 | Galvanized Steel
1090009 | 2 | [5 empty] | Closed in Ground | Gas (Historical Use) | 3000 | Bare Steel | 1971-04-25 | Galvanized Steel
1090009 | 3 | [5 empty] | Closed in Ground | Gas (Historical Use) | 3000 | Bare Steel | 1971-04-25 | Galvanized Steel
1090010 | 1 | [5 empty] | Closed in Ground | Gas (Historical Use) | 1000 | Bare Steel | 1971-04-25 | Galvanized Steel
1090010 | 2 | [5 empty] | Closed in Ground | Gas (Historical Use) | 1000 | Bare Steel | 1971-04-25 | Galvanized Steel
1090010 | 3 | [5 empty] | Closed in Ground | Gas (Historical Use) | 1000 | Bare Steel | 1971-04-25 | Galvanized Steel
1090011 | 1 | [5 empty] | Removed from Ground | Gas (Historical Use) | 1000 | Bare Steel | 1986-04-21 | Galvanized Steel
1090011 | 2 | [5 empty] | Removed from Ground | Gas (Historical Use) | 1000 | Bare Steel | 1986-04-21 | Galvanized Steel
1090011 | 3 | [5 empty] | Removed from Ground | Gas (Historical Use) | 1000 | Bare Steel | 1986-04-21 | Galvanized Steel
1090012 | 1 | [5 empty] | Removed from Ground | Gas (Historical Use) | 2000 | Bare Steel | 1975-04-25 | Galvanized Steel
1090012 | 2 | [5 empty] | Removed from Ground | Diesel | 560 | Bare Steel | 1985-01-01 | Galvanized Steel
1090012 | 3 |  | 1991-01-01 |  | 1991-01-01 |  | Removed from Ground | Gas (Historical Use) | 1000 | Galvanic (STIP-3) | 1991-01-01 | Cathodically Protected | Safe Suction (Euro)
1090012 | 4 |  | 1991-01-01 |  | 1991-01-01 |  | Removed from Ground | Diesel | 1000 | Galvanic (STIP-3) | 1991-01-01 | Cathodically Protected | Safe Suction (Euro)
1090012 | 5 |  | 2007-02-19 | no | 2007-02-19 | no | Currently in Use | Diesel | 2500 | Fiberglass Double Walled | 2007-02-14 | Double-Walled Fiberglass | Safe Suction (Euro)
1090013 | 228D1 | [5 empty] | Removed from Ground | Diesel | 1000 | Bare Steel | 1985-04-29 | Galvanized Steel | Suction (American)
1090013 | 228G1 | [5 empty] | Removed from Ground | Gas (Historical Use) | 1000 | Bare Steel | 1985-04-29 | Galvanized Steel | Suction (American)
1090014 | 10283-1 | [5 empty] | Removed from Ground | Gas (Historical Use) | 1020 | Bare Steel | 1984-01-01 | Unknown
1090015 | DIESEL-AST |  |  | yes |  | yes | Permanently Out of Use - historical purposes | Used Oil | 500 | Bare Steel | 1978-05-03 | Galvanized Steel
1090015 | REG | [5 empty] | Removed from Ground | Gas (Historical Use) | 2000 | Bare Steel | 1978-05-03 | Galvanized Steel
1090015 | SUP | [5 empty] | Removed from Ground | Gas (Historical Use) | 2000 | Bare Steel | 1978-05-03 | Galvanized Steel
1090015 | UNL | [5 empty] | Removed from Ground | Gas (Historical Use) | 1000 | Bare Steel | 1978-05-03 | Galvanized Steel
1090016 | 1 | [5 empty] | Closed in Ground | Gas (Historical Use) | 1000 | Bare Steel | 1971-01-01 | Galvanized Steel
1090016 | 2 | [5 empty] | Closed in Ground | Gas (Historical Use) | 1000 | Bare Steel | 1971-01-01 | Galvanized Steel
1090017 | 1 | [5 empty] | Removed from Ground | Gas (Historical Use) | 6000 | Bare Steel | 1961-05-13 | Galvanized Steel | Suction (American)
1090017 | 2 | [5 empty] | Removed from Ground | Gas (Historical Use) | 1000 | Bare Steel | 1961-05-13 | Galvanized Steel | Suction (American)
1090017 | 3 |  | 2001-01-18 |  | 2001-01-18 |  | Currently in Use | Gas (Historical Use) | 8000 | Composite | 2001-01-18 | Fiberglass Reinforced Plastic | Safe Suction (Euro)
1090018 | 1 | [5 empty] | Removed from Ground | Gas (Historical Use) | 1000 | Bare Steel | 1971-05-11 | Galvanized Steel | Suction (American)
1090018 | 2 | [5 empty] | Removed from Ground | Gas (Historical Use) | 560 | Bare Steel | 1975-05-10 | Galvanized Steel | Suction (American)
1090019 | 1 | [5 empty] | Removed from Ground | Diesel | 1000 | Bare Steel | 1961-05-13 | Galvanized Steel | Suction (American)
1090019 | 2 | [5 empty] | Removed from Ground | Gas (Historical Use) | 1000 | Bare Steel | 1961-05-13 | Galvanized Steel | Suction (American)
1090020 | 1 | [5 empty] | Removed from Ground | Gas (Historical Use) | 10000 | Composite | 1983-05-02 | Galvanized Steel
1090020 | 2 | [5 empty] | Removed from Ground | Gas (Historical Use) | 10000 | Composite | 1983-05-02 | Galvanized Steel
1090020 | 3 | [5 empty] | Removed from Ground | Gas (Historical Use) | 5000 | Composite | 1980-05-02 | Galvanized Steel
1090020 | 4 | [5 empty] | Removed from Ground | Diesel | 5000 | Composite | 1980-05-02 | Galvanized Steel
1090020 | 5 | [5 empty] | Removed from Ground | Kerosene | 500 | Composite | 1985-05-01 | Galvanized Steel
1090023 | 1 | [5 empty] | Removed from Ground | Gas (Historical Use) | 1000 | Bare Steel | 1984-05-07 | Galvanized Steel | Safe Suction (Euro)
1090023 | 2 | [5 empty] | Removed from Ground | Gas (Historical Use) | 1000 | Bare Steel | 1984-05-07 | Galvanized Steel | Safe Suction (Euro)
1090024 | 1 | [5 empty] | Removed from Ground | Gas (Historical Use) | 4000 | Bare Steel | 1966-05-12 | Unknown | Suction (American)
1090024 | 2 | [5 empty] | Removed from Ground | Gas (Historical Use) | 3000 | Bare Steel | 1966-05-12 | Unknown | Suction (American)
1090024 | 3 | [5 empty] | Removed from Ground | Gas (Historical Use) | 1000 | Bare Steel | 1976-05-09 | Unknown | Suction (American)
1090025 | 1 | [5 empty] | Removed from Ground | Gas (Historical Use) | 1000 | Bare Steel | 1977-05-10 | Galvanized Steel
1090025 | 2 | [5 empty] | Removed from Ground | Gas (Historical Use) | 1000 | Bare Steel | 1977-05-10 | Galvanized Steel
1090025 | 3 | [5 empty] | Removed from Ground | Gas (Historical Use) | 550 | Composite | 1977-05-10 | Galvanized Steel
1090025 | 4 |  | 1994-03-01 |  | 1994-03-01 |  | Removed from Ground | Gas (Historical Use) | 6000 | Epoxy | 1994-03-01 | Fiberglass Reinforced Plastic | Suction (American)
1090025 | 5 |  | 1994-03-01 |  | 1994-03-01 |  | Removed from Ground | Gas (Historical Use) | 6000 | Epoxy | 1994-03-01 | Fiberglass Reinforced Plastic | Suction (American)
1090025 | 6 |  | 1994-03-01 |  | 1994-03-01 |  | Removed from Ground | Kerosene | 4000 | Epoxy | 1994-03-01 | Fiberglass Reinforced Plastic | Suction (American)
1090026 | 1 | [5 empty] | Removed from Ground | Diesel | 550 | Bare Steel | 1985-05-08 | Unknown
1090027 | 1 | [5 empty] | Removed from Ground | Gas (Historical Use) | 1000 | Bare Steel | 1966-05-12 | Galvanized Steel
1090027 | 2 | [5 empty] | Removed from Ground | Gas (Historical Use) | 560 | Bare Steel | 1966-05-12 | Galvanized Steel
1090027 | 3 | [5 empty] | Removed from Ground | Gas (Historical Use) | 560 | Bare Steel | 1971-05-11 | Galvanized Steel
1090027 | 4 | [5 empty] | Currently in Use | Kerosene | 0 | Bare Steel | 1986-05-07 | Galvanized Steel
1090028 | 1 | [5 empty] | Permanently Out Of Use | Gas (Historical Use) | 1000 | Bare Steel | 1966-05-12 | Galvanized Steel
1090028 | 2 | [5 empty] | Permanently Out Of Use | Gas (Historical Use) | 560 | Bare Steel | 1966-05-12 | Galvanized Steel
1090028 | 3 | [5 empty] | Permanently Out Of Use | Diesel | 560 | Bare Steel | 1980-05-08 | Galvanized Steel
1090028 | 4 | [5 empty] | Permanently Out Of Use | Kerosene | 560 | Bare Steel | 1978-05-09 | Galvanized Steel
1090029 | 1 | [5 empty] | Removed from Ground | Gas (Historical Use) | 8000 | Bare Steel | 1983-01-02 | Galvanized Steel
1090029 | 2 | [5 empty] | Removed from Ground | Gas (Historical Use) | 6000 | Bare Steel | 1983-01-02 | Galvanized Steel
1090029 | 3 | [5 empty] | Removed from Ground | Gas (Historical Use) | 4000 | Bare Steel | 1983-01-02 | Galvanized Steel
1090029 | 4 | [5 empty] | Removed from Ground | Diesel | 4000 | Bare Steel | 1983-01-02 | Galvanized Steel
1090030 | 1 | Flapper Valve | 1987-01-01 |  | 1987-01-01 |  | Currently in Use | Gas (Historical Use) | 6000 | Galvanic (STIP-3) | 1987-01-01 | Galvanized Steel | Pressurized
1090030 | 2 | Flapper Valve | 1990-01-01 |  | 1990-01-01 |  | Currently in Use | Diesel | 6000 | Galvanic (STIP-3) | 1990-01-01 | Galvanized Steel | Pressurized
1090031 | 1 | [5 empty] | Removed from Ground | Diesel | 2000 | Bare Steel | 1979-01-03 | Galvanized Steel
1090031 | 2 | [5 empty] | Removed from Ground | Gas (Historical Use) | 1000 | Bare Steel | 1979-01-03 | Galvanized Steel
1090031 | 3 | [5 empty] | Removed from Ground | Empty | 3000 | Bare Steel | 1969-01-05 | Galvanized Steel
1090033 | 1 | [5 empty] | Permanently Out of Use - historical purposes | Gas (Historical Use) | 1000 | Bare Steel | 1986-05-28 | Galvanized Steel
1090033 | 2 | [5 empty] | Permanently Out of Use - historical purposes | Gas (Historical Use) | 3000 | Bare Steel | 1986-05-28 | Galvanized Steel
1090033 | 3 | [5 empty] | Permanently Out of Use - historical purposes | Gas (Historical Use) | 500 | Bare Steel | 1986-05-28 | Galvanized Steel
1090034 | 1 | [5 empty] | Currently in Use | Gas (Historical Use) | 2000 | Bare Steel | 1986-05-28 | Galvanized Steel
1090034 | 2 | [5 empty] | Currently in Use | Gas (Historical Use) | 500 | Bare Steel | 1986-05-28 | Galvanized Steel
1090034 | 3 | [5 empty] | Currently in Use | Gas (Historical Use) | 500 | Bare Steel | 1986-05-28 | Galvanized Steel
1090035 | 1 | [5 empty] | Permanently Out of Use - historical purposes | Gas (Historical Use) | 500 | Bare Steel | 1986-05-28 | Galvanized Steel
1090035 | 2 | [5 empty] | Permanently Out of Use - historical purposes | Gas (Historical Use) | 250 | Bare Steel | 1986-05-28 | Galvanized Steel
1090110 | 1 | [5 empty] | Removed from Ground | Gas (Historical Use) | 10000 | Bare Steel | 1985-05-16 | Galvanized Steel
1090110 | 2 | [5 empty] | Removed from Ground | Gas (Historical Use) | 10000 | Bare Steel | 1985-05-16 | Galvanized Steel
1090110 | 3 | [5 empty] | Removed from Ground | Diesel | 10000 | Bare Steel | 1985-05-16 | Galvanized Steel
1100001 | 606D1 | [5 empty] | Removed from Ground | Diesel | 1050 | Bare Steel | 1961-05-05 | Galvanized Steel | Safe Suction (Euro)
1100001 | 606G1 | [5 empty] | Removed from Ground | Gas (Historical Use) | 1000 | Cathodically Protected Steel | 1988-01-01 | Cathodically Protected | Safe Suction (Euro)
1100003 | 1 | [5 empty] | Removed from Ground | Gas (Historical Use) | 560 | Bare Steel | 1977-04-24 | Galvanized Steel
1100003 | 2 | [5 empty] | Removed from Ground | Empty | 560 | Marked Unknown | 1956-04-29 | Unknown
1100003 | 3 | [5 empty] | Removed from Ground | Empty | 330 | Marked Unknown | 1956-04-29 | Unknown
1100004 | 1 | Flapper Valve | 1999-03-18 | no | 1999-03-18 | no | Removed from Ground |  | 2000 | Steel-Impressed Current | 2014-04-25 | Cathodically Protected | Safe Suction (Euro)
1100004 | 2 |  | 1999-03-18 |  | 1999-03-18 |  | Removed from Ground | Gas (Historical Use) | 2000 | Steel-Impressed Current | 1971-04-25 | Cathodically Protected | Safe Suction (Euro)
1100004 | 3 |  | 1999-03-18 | no | 1999-03-18 | no | Removed from Ground |  | 2000 | Steel-Impressed Current | 2014-04-25 | Cathodically Protected | Safe Suction (Euro)
1100004 | 4A |  | 2017-06-01 | no | 2017-06-07 | no | Currently in Use | Gas (Historical Use) | 12000 | Tank Jacket Double Walled | 2017-06-01 | Double-Walled Fiberglass | Pressurized
1100004 | 4B |  | 2017-06-01 | no | 2017-06-01 | no | Currently in Use | Gas (Historical Use) | 4000 | Tank Jacket Double Walled | 2017-06-01 | Double-Walled Fiberglass | Pressurized
1100004 | 4C |  | 2017-06-01 | no | 2017-06-01 | no | Currently in Use | Diesel | 4000 | Tank Jacket Double Walled | 2017-06-01 | Double-Walled Fiberglass | Pressurized
1100004 | 5A |  | 2017-06-01 | no | 2017-06-01 | no | Currently in Use | Diesel | 2000 | Tank Jacket Double Walled | 2017-06-01 | Double-Walled Fiberglass | Pressurized
1100004 | 5B |  | 2017-06-01 | no | 2017-06-01 | no | Currently in Use | Kerosene | 2000 | Tank Jacket Double Walled | 2017-06-01 | Double-Walled Fiberglass | Pressurized
1100011 | 1 | [5 empty] | Removed from Ground | Gas (Historical Use) | 6000 | Bare Steel | 1975-03-03 | Galvanized Steel | Suction (American)
1100011 | 2 | [5 empty] | Removed from Ground | Diesel | 6000 | Bare Steel | 1975-03-03 | Galvanized Steel | Suction (American)
1100011 | 3 | [5 empty] | Removed from Ground | Gas (Historical Use) | 6000 | Bare Steel | 1975-03-03 | Galvanized Steel | Suction (American)
1100013 | 1 | [5 empty] | Removed from Ground | Gas (Historical Use) | 15500 | Bare Steel | 1974-01-17 | Unknown
1100013 | 2 | Overfill Alarm | 1997-07-01 | no | 1997-07-01 | no | Currently in Use | Gas (Historical Use) | 10000 | Steel-Impressed Current | 1978-01-16 | Cathodically Protected | Safe Suction (Euro)
1100013 | 3 | [5 empty] | Removed from Ground | Gas (Historical Use) | 5000 | Bare Steel | 1982-01-15 | Unknown
1100013 | 4 |  |  | yes |  | yes | Removed from Ground | Used Oil | 500 | Bare Steel | 1974-01-17 | Double-Walled Fiberglass | Gravity Fed
1100013 | 4A |  |  | yes |  | yes | Removed from Ground | Diesel | 500 | Epoxy | 1993-07-07 | Fiberglass Reinforced Plastic | Pressurized
1100013 | 5 | Overfill Alarm | 1997-08-01 | no | 1997-08-01 | no | Currently in Use | Diesel | 12000 | Epoxy | 1997-08-01 | Fiberglass Reinforced Plastic | Pressurized
1100017 | 1 | Ball Float | 1991-06-01 | no | 1991-06-01 | no | Removed from Ground | Gas (Historical Use) | 4000 | Steel-Impressed Current | 1973-04-18 | Steel (Impressed Current) | Safe Suction (Euro)
1100017 | 2 | Ball Float | 1991-06-01 | no | 1991-06-01 | no | Removed from Ground | Gas (Historical Use) | 3000 | Steel-Impressed Current | 1973-04-18 | Steel (Impressed Current) | Safe Suction (Euro)
1100017 | 3 | Ball Float | 1991-06-01 | no | 1991-06-01 | no | Removed from Ground | Gas (Historical Use) | 4000 | Steel-Impressed Current | 1973-04-18 | Steel (Impressed Current) | Safe Suction (Euro)
1100019 | 1 |  | 1998-07-01 |  | 1998-07-01 |  | Removed from Ground | Gas (Historical Use) | 10000 | Steel-Impressed Current | 1984-05-01 | Double Walled | Pressurized
1100019 | 2 |  | 1998-07-01 |  | 1998-07-01 |  | Removed from Ground | Gas (Historical Use) | 8000 | Steel-Impressed Current | 1984-05-01 | Double Walled | Pressurized
1100019 | 3 |  | 1998-07-01 |  | 1998-07-01 |  | Removed from Ground | Gas (Historical Use) | 8000 | Steel-Impressed Current | 1984-05-01 | Double Walled | Pressurized
1100020 | 1 |  |  | no |  | no | Removed from Ground |  | 6000 | Bare Steel | 1976-05-03 | Galvanized Steel
1100020 | 2 |  |  | no |  | no | Removed from Ground |  | 4000 | Bare Steel | 1976-11-06 | Galvanized Steel
1100020 | 3 |  |  | no |  | no | Removed from Ground |  | 4000 | Bare Steel | 1976-05-03 | Galvanized Steel
1100020 | 4 |  | 1987-11-04 | no | 1987-11-04 | no | Currently in Use | Regular | 10120 | Composite | 1987-11-04 | Fiberglass Reinforced Plastic | Safe Suction (Euro)
1100020 | 5 |  | 1987-11-04 | no | 1987-11-04 | no | Currently in Use | Premium | 8021 | Composite | 1987-11-04 | Fiberglass Reinforced Plastic | Safe Suction (Euro)
1100020 | 6 | Ball Float | 1987-11-04 | no | 1987-11-04 | no | Currently in Use | Diesel | 8021 | Composite | 1987-11-04 | Fiberglass Reinforced Plastic | Safe Suction (Euro)
1100021 | 1 |  | 1995-06-01 |  | 1995-06-01 |  | Removed from Ground | Gas (Historical Use) | 10000 | Bare Steel | 1981-05-02 | Galvanized Steel
1100021 | 2 | [5 empty] | Removed from Ground | Gas (Historical Use) | 8000 | Bare Steel | 1981-05-02 | Galvanized Steel
1100021 | 3 | [5 empty] | Removed from Ground | Gas (Historical Use) | 8000 | Bare Steel | 1981-05-02 | Galvanized Steel
1100021 | 4 |  | 1995-06-01 |  | 1995-06-01 |  | Currently in Use | Gas (Historical Use) | 12000 | Composite | 1995-06-01 | Double Walled | Pressurized
1100021 | 5 |  | 1995-06-01 |  | 1995-06-01 |  | Removed from Ground | Gas (Historical Use) | 10000 | Composite | 1995-06-01 | Double Walled | Pressurized
1100021 | 6A |  | 2010-04-01 | no | 2010-04-01 | no | Currently in Use | Gas (Historical Use) | 8000 | Composite Double Walled | 2010-04-01 | Double-Walled Flex
1100021 | 6B |  | 2010-04-01 | no | 2010-04-01 | no | Currently in Use | Diesel | 6000 | Composite Double Walled | 2010-04-01 | Double-Walled Flex
1100022 | 1 | [5 empty] | Removed from Ground | Gas (Historical Use) | 8000 | Bare Steel | 1976-05-03 | Galvanized Steel
1100022 | 2 | [5 empty] | Removed from Ground | Gas (Historical Use) | 8000 | Bare Steel | 1976-05-03 | Galvanized Steel
1100022 | 3 | [5 empty] | Removed from Ground | Gas (Historical Use) | 8000 | Bare Steel | 1976-05-03 | Galvanized Steel
1100022 | 4 |  | 1990-05-01 |  | 1990-05-01 |  | Currently in Use | Gas (Historical Use) | 8000 | Composite | 1990-05-01 | Fiberglass Reinforced Plastic | Pressurized
1100022 | 5 | Ball Float | 1990-05-01 | no | 1990-05-01 | no | Currently in Use | Premium | 8000 | Composite | 1990-05-01 | Fiberglass Reinforced Plastic | Pressurized
1100022 | 6 | Ball Float | 1990-05-01 | no | 1990-05-01 | no | Currently in Use | Diesel | 10000 | Composite | 1990-05-01 | Fiberglass Reinforced Plastic | Pressurized
1100023 | 1 | [5 empty] | Removed from Ground | Gas (Historical Use) | 3000 | Bare Steel | 1951-04-04 | Galvanized Steel
1100023 | 2 | [5 empty] | Removed from Ground | Gas (Historical Use) | 3000 | Bare Steel | 1951-04-04 | Galvanized Steel
1100023 | 3 | [5 empty] | Removed from Ground | Gas (Historical Use) | 3000 | Bare Steel | 1951-04-04 | Galvanized Steel
1100023 | 4 | [5 empty] | Removed from Ground | Gas (Historical Use) | 3000 | Bare Steel | 1951-04-04 | Galvanized Steel
1100023 | 5 |  |  | yes |  | yes | Removed from Ground | Used Oil | 500 | Bare Steel | 1951-04-04 | Galvanized Steel
1100023 | 6 |  | 1989-10-25 |  | 1989-10-25 |  | Temporarily out of use | Gas (Historical Use) | 4000 | Galvanic (STIP-3) | 1989-10-25 | Fiberglass Reinforced Plastic | Suction (American)
1100023 | 7 |  | 1989-10-25 |  | 1989-10-25 |  | Temporarily out of use | Gas (Historical Use) | 4000 | Galvanic (STIP-3) | 1989-10-25 | Fiberglass Reinforced Plastic | Suction (American)
1100023 | 8 |  | 1989-10-25 |  | 1989-10-25 |  | Temporarily out of use | Gas (Historical Use) | 4000 | Galvanic (STIP-3) | 1989-10-25 | Fiberglass Reinforced Plastic | Suction (American)
1100024 | 1A |  | 1999-04-01 |  | 1999-04-01 |  | Currently in Use | Gas (Historical Use) | 12000 | Composite | 1999-04-01 | Fiberglass Reinforced Plastic | Pressurized
1100024 | 1B |  | 1999-04-01 |  | 1999-04-01 |  | Currently in Use | Diesel | 3000 | Composite | 1999-04-01 | Fiberglass Reinforced Plastic | Pressurized
1100024 | 6 | [5 empty] | Removed from Ground | Gas (Historical Use) | 250 | Not Marked/Unknown | 1998-06-18 | Not Marked
1100024 | D-3 |  | 1990-01-01 |  | 1990-01-01 |  | Currently in Use | Diesel | 2000 | Galvanic (STIP-3) | 1990-01-01 | Fiberglass Reinforced Plastic | Safe Suction (Euro)
1100024 | K-2 |  | 1990-01-01 |  | 1990-01-01 |  | Removed from Ground | Kerosene | 1500 | Cathodically Protected Steel | 1989-01-01 | Galvanized Steel | Suction (American)
1100024 | UL-1 | [5 empty] | Removed from Ground | Gas (Historical Use) | 2000 | Bare Steel | 1978-01-01 | Galvanized Steel | Suction (American)
1100025 | 1 | [5 empty] | Permanently Out of Use - historical purposes | Gas (Historical Use) | 2000 | Bare Steel | 1973-05-03 | Galvanized Steel
1100025 | 2 | [5 empty] | Permanently Out of Use - historical purposes | Gas (Historical Use) | 500 | Bare Steel | 1949-05-09 | Galvanized Steel
1100025 | 3 | [5 empty] | Permanently Out of Use - historical purposes | Gas (Historical Use) | 500 | Bare Steel | 1949-05-09 | Galvanized Steel
1100025 | 4 | [5 empty] | Permanently Out of Use - historical purposes | Gas (Historical Use) | 1000 | Bare Steel | 1973-05-03 | Galvanized Steel
1100025 | 5 | [5 empty] | Permanently Out of Use - historical purposes | Kerosene | 500 | Bare Steel | 1981-05-01 | Galvanized Steel
1100027 | 1 |  | 1998-01-14 |  | 1998-01-14 |  | Currently in Use | Gas (Historical Use) | 10000 | Galvanic (STIP-3) | 1979-05-03 | Cathodically Protected | Pressurized
1100027 | 2 |  | 1998-01-14 |  | 1998-01-14 |  | Currently in Use | Gas (Historical Use) | 8000 | Galvanic (STIP-3) | 1979-05-03 | Cathodically Protected | Pressurized
1100027 | 3 |  | 1998-01-14 |  | 1998-01-14 |  | Currently in Use | Gas (Historical Use) | 8000 | Galvanic (STIP-3) | 1979-05-03 | Cathodically Protected | Pressurized
1100027 | 4 |  | 1998-01-14 |  | 1998-01-14 |  | Currently in Use | Diesel | 2000 | Galvanic (STIP-3) | 1979-05-03 | Cathodically Protected | Pressurized
1100028 | 1 | [5 empty] | Closed in Ground | Gas (Historical Use) | 1 | Bare Steel | 1961-01-01 | Bare Steel
1100028 | 2 | [5 empty] | Closed in Ground | Gas (Historical Use) | 1 | Bare Steel | 1961-01-01 | Bare Steel
1100028 | 3 | [5 empty] | Closed in Ground | Gas (Historical Use) | 1 | Bare Steel | 1961-01-01 | Bare Steel
1100028 | 4 | [5 empty] | Closed in Ground | Gas (Historical Use) | 1 | Bare Steel | 1961-01-01 | Bare Steel
1100029 | 1 | [5 empty] | Removed from Ground | Gas (Historical Use) | 560 | Bare Steel | 1969-05-09 | Galvanized Steel | Suction (American)
1100029 | 2 | [5 empty] | Removed from Ground | Gas (Historical Use) | 560 | Bare Steel | 1969-05-09 | Galvanized Steel | Suction (American)
1100029 | 3 | [5 empty] | Removed from Ground | Gas (Historical Use) | 1000 | Bare Steel | 1972-05-08 | Galvanized Steel | Suction (American)
1100029 | 4 | [5 empty] | Removed from Ground | Kerosene | 280 | Bare Steel | 1972-05-08 | Galvanized Steel | Suction (American)
1100030 | 1 | Ball Float | 1994-11-15 | no | 1994-11-15 | no | Temporarily out of use | Regular | 8000 | Steel-Impressed Current | 1994-11-30 | Fiberglass Reinforced Plastic | Pressurized
1100030 | 2 | Ball Float | 1994-11-15 | no | 1994-11-15 | no | Currently in Use | Premium | 8000 | Steel-Impressed Current | 1994-11-30 | Fiberglass Reinforced Plastic | Pressurized
1100030 | 3 | Ball Float | 1994-11-15 | no | 1994-11-15 | no | Currently in Use | Regular | 4000 | Steel-Impressed Current | 1994-11-30 | Fiberglass Reinforced Plastic | Pressurized
1100031 | 1 | [5 empty] | Removed from Ground | Gas (Historical Use) | 550 | Bare Steel | 1966-05-10 | Galvanized Steel
1100031 | 2 | [5 empty] | Removed from Ground | Gas (Historical Use) | 550 | Bare Steel | 1966-05-10 | Galvanized Steel
1100032 | 1 | [5 empty] | Removed from Ground | Gas (Historical Use) | 2000 | Bare Steel | 1981-05-06 | Galvanized Steel
1100032 | 2 | [5 empty] | Removed from Ground | Gas (Historical Use) | 1000 | Bare Steel | 1971-05-09 | Galvanized Steel
1100032 | 3 | [5 empty] | Removed from Ground | Gas (Historical Use) | 1000 | Bare Steel | 1971-05-09 | Galvanized Steel
1100033 | 1 | [5 empty] | Removed from Ground | Gas (Historical Use) | 3000 | Bare Steel | 1972-05-08 | Galvanized Steel
1100033 | 2 | [5 empty] | Removed from Ground | Gas (Historical Use) | 3000 | Bare Steel | 1972-05-08 | Galvanized Steel
1100033 | 3 | [5 empty] | Removed from Ground | Gas (Historical Use) | 3000 | Bare Steel | 1972-05-08 | Galvanized Steel
1100033 | 4 | [5 empty] | Removed from Ground | Gas (Historical Use) | 3000 | Bare Steel | 1972-05-08 | Galvanized Steel
1100034 | 1 | Flapper Valve | 1998-12-21 |  | 1998-12-21 |  | Currently in Use | Gas (Historical Use) | 4000 | Steel-Impressed Current | 1985-05-05 | Steel (Impressed Current) | Pressurized
1100034 | 2 | Flapper Valve | 1998-12-21 |  | 1998-12-21 |  | Currently in Use | Gas (Historical Use) | 4000 | Steel-Impressed Current | 1985-05-05 | Steel (Impressed Current) | Pressurized
1100034 | 3 | Flapper Valve | 1998-12-21 |  | 1998-12-21 |  | Closed in Ground | Gas (Historical Use) | 3000 | Steel-Impressed Current | 1985-05-05 | Cathodically Protected | Pressurized
1100034 | 4 | Flapper Valve | 1998-12-21 |  | 1998-12-21 |  | Currently in Use | Diesel | 4000 | Steel-Impressed Current | 1985-05-05 | Steel (Impressed Current) | Pressurized
1100034 | 5 | Flapper Valve | 1998-12-21 |  | 1998-12-21 |  | Currently in Use | Diesel | 4000 | Steel-Impressed Current | 1985-05-05 | Steel (Impressed Current) | Pressurized
1100035 | 1 | Ball Float | 1998-06-03 |  | 1998-06-03 |  | Currently in Use | Gas (Historical Use) | 8000 | Steel-Impressed Current | 1983-05-06 | Steel (Impressed Current) | Pressurized
1100035 | 2 | Ball Float | 1998-06-03 |  | 1998-06-03 |  | Currently in Use | Gas (Historical Use) | 8000 | Steel-Impressed Current | 1983-05-06 | Steel (Impressed Current) | Pressurized
1100035 | 3 | Flapper Valve | 1998-06-03 |  | 1998-06-03 |  | Currently in Use | Diesel | 6000 | Steel-Impressed Current | 1983-05-06 | Steel (Impressed Current) | Pressurized
1100036 | 1 | [5 empty] | Removed from Ground | Gas (Historical Use) | 1000 | Bare Steel | 1966-05-10 | Galvanized Steel | Safe Suction (Euro)
1100036 | 2 | [5 empty] | Removed from Ground | Gas (Historical Use) | 500 | Bare Steel | 1966-05-10 | Galvanized Steel | Safe Suction (Euro)
1100037 | 1 | [5 empty] | Removed from Ground | Gas (Historical Use) | 10000 | Bare Steel | 1981-05-06 | Galvanized Steel
1100037 | 2 | [5 empty] | Removed from Ground | Gas (Historical Use) | 10000 | Bare Steel | 1981-05-06 | Galvanized Steel
1100037 | 3 | [5 empty] | Removed from Ground | Gas (Historical Use) | 10000 | Bare Steel | 1981-05-06 | Galvanized Steel
1100037 | 4 | [5 empty] | Removed from Ground | Diesel | 6000 | Bare Steel | 1981-05-06 | Galvanized Steel
1100039 | 1 | [5 empty] | Removed from Ground | Gas (Historical Use) | 10000 | Bare Steel | 1980-05-08 | Galvanized Steel
1100039 | 2 | [5 empty] | Removed from Ground | Gas (Historical Use) | 8000 | Bare Steel | 1968-05-11 | Galvanized Steel
1100039 | 3 | [5 empty] | Removed from Ground | Gas (Historical Use) | 10000 | Cathodically Protected Steel | 1985-05-07 | Galvanized Steel
1100039 | 4 | [5 empty] | Removed from Ground | Diesel | 8000 | Bare Steel | 1968-05-11 | Galvanized Steel
1100039 | 5 | Ball Float | 1994-12-16 | no | 1994-12-16 | no | Currently in Use | Diesel | 10000 | Composite | 2003-03-26 | Fiberglass Reinforced Plastic | Pressurized
1100039 | 6 | Ball Float | 1994-12-16 | no | 1994-12-16 | no | Currently in Use | Regular | 10000 | Composite | 2003-03-26 | Fiberglass Reinforced Plastic | Pressurized
1100039 | 7 |  | 1994-12-16 | no | 1994-12-16 | no | Currently in Use | Premium | 10000 | Composite | 2003-03-26 | Fiberglass Reinforced Plastic | Pressurized
1100039 | 8 |  | 1994-12-16 | no | 1994-12-16 | no | Currently in Use | Kerosene | 4000 | Composite | 2003-03-26 | Fiberglass Reinforced Plastic | Pressurized
1100040 | 1 | Flapper Valve | 1998-04-01 | no | 1998-04-01 | no | Currently in Use | Regular | 6000 |  | 1998-04-01 |  | Pressurized
1100040 | 2 | Flapper Valve | 1998-04-01 | no | 1998-04-01 | no | Currently in Use | Regular | 6000 |  | 1998-04-01 |  | Pressurized
1100040 | 3 | Flapper Valve | 1998-04-01 | no | 1998-04-01 | no | Currently in Use | Diesel | 2000 |  | 1998-04-01 |  | Pressurized
1100040 | 4 | Flapper Valve | 1998-04-01 | no | 1998-04-01 | no | Currently in Use | Premium | 2000 | Steel-Impressed Current | 1998-04-01 |  | Safe Suction (Euro)
1100040 | 5 | [5 empty] | Removed from Ground | Kerosene | 550 | Bare Steel | 1974-05-08 | Galvanized Steel | Safe Suction (Euro)
1100042 | 1 | Ball Float | 1998-09-30 | no | 1998-09-30 | no | Currently in Use | Regular | 4000 | Steel-Impressed Current | 1975-05-11 |  | Pressurized
1100042 | 2 | Ball Float | 1998-09-30 | no | 1998-09-30 | no | Currently in Use | Premium | 4000 | Steel-Impressed Current | 1975-05-11 |  | Pressurized
1100042 | 3 | Ball Float | 1998-09-30 | no | 1998-09-30 | no | Currently in Use | Plus | 4000 | Steel-Impressed Current | 1975-05-11 |  | Pressurized
1100042 | 4 | Ball Float | 1998-09-30 | no | 1998-09-30 | no | Currently in Use | Diesel | 8000 | Steel-Impressed Current | 1975-05-11 |  | Pressurized
1100044 | 1 | [5 empty] | Removed from Ground | Diesel | 2000 | Bare Steel | 1966-05-13 | Galvanized Steel
1100044 | 2 | [5 empty] | Removed from Ground | Diesel | 300 | Bare Steel | 1966-05-13 | Galvanized Steel
1100046 | 1 | [5 empty] | Removed from Ground | Diesel | 2000 | Bare Steel | 1980-05-09 | Galvanized Steel | Safe Suction (Euro)
1100046 | 2 |  | 1997-08-21 | no | 1997-08-21 | no | Temporarily out of use | Diesel | 3000 | Cathodically Protected Steel | 1996-09-19 | Fiberglass Reinforced Plastic | Suction (American)
1100046 | 3 |  | 1997-08-21 | no | 1997-08-21 | no | Temporarily out of use | Diesel | 3000 | Cathodically Protected Steel | 1996-09-19 | Fiberglass Reinforced Plastic | Suction (American)
1100046 | 4 |  | 2000-10-20 | no | 2000-10-20 | no | Temporarily out of use | Gas (Historical Use) | 3000 | Composite | 2000-10-20 | Fiberglass Reinforced Plastic | Suction (American)
1100048 | 14 | [5 empty] | Removed from Ground | Gas (Historical Use) | 300 | Bare Steel | 1981-05-09 | Bare Steel
1100048 | 2 | [5 empty] | Removed from Ground | Gas (Historical Use) | 280 | Marked Unknown | 1993-02-15 | Unknown
1100049 | 16 | [5 empty] | Removed from Ground | Gas (Historical Use) | 280 | Bare Steel | 1950-05-17 | Bare Steel
1100050 | D-2 |  | 1989-09-01 | no | 1989-09-01 | no | Currently in Use | Diesel | 10000 | Steel-Impressed Current | 1974-05-12 |  | Pressurized
1100050 | S-3 |  | 1989-09-01 | no | 1989-09-01 | no | Currently in Use | Gas (Historical Use) | 4000 | Steel-Impressed Current | 1970-05-12 |  | Pressurized
1100050 | UL-1 |  | 1989-09-01 | no | 1989-09-01 | no | Currently in Use | Gas (Historical Use) | 10000 | Steel-Impressed Current | 1970-05-12 |  | Pressurized
1100053 | MG1 |  | 1993-04-23 |  | 1993-04-23 |  | Removed from Ground | Gas (Historical Use) | 6000 | Bare Steel | 1965-05-01 | Galvanized Steel | Suction (American)
1100053 | S2 |  | 1993-04-23 |  | 1993-04-23 |  | Removed from Ground | Gas (Historical Use) | 6000 | Bare Steel | 1965-05-01 | Galvanized Steel | Suction (American)
1100053 | UL3 |  | 1993-04-23 |  | 1993-04-23 |  | Removed from Ground | Gas (Historical Use) | 6000 | Bare Steel | 1965-05-01 | Galvanized Steel | Suction (American)
1100053 | UL4 |  | 1993-04-23 |  | 1993-04-23 |  | Removed from Ground | Gas (Historical Use) | 4000 | Bare Steel | 1965-05-01 | Galvanized Steel | Suction (American)
1100057 | 1 | [5 empty] | Removed from Ground | Gas (Historical Use) | 10000 | Bare Steel | 1977-01-03 | Unknown
1100057 | 2 | [5 empty] | Removed from Ground | Gas (Historical Use) | 2000 | Bare Steel | 1977-01-03 | Unknown
1100057 | 3 | [5 empty] | Removed from Ground | Gas (Historical Use) | 6000 | Bare Steel | 1977-01-03 | Unknown
1100057 | 4 | [5 empty] | Removed from Ground | Gas (Historical Use) | 8000 | Bare Steel | 1977-01-03 | Unknown
1100059 | 1 |  |  | no |  | no | Removed from Ground | Gas (Historical Use) | 1 | Bare Steel | 1976-05-15 | Galvanized Steel
1100059 | 10 |  | 1992-06-23 |  | 1992-06-23 |  | Temporarily out of use | Diesel | 4000 | Galvanic (STIP-3) | 1992-06-23 | Fiberglass Reinforced Plastic | Safe Suction (Euro)
1100059 | 2 |  |  | no |  | no | Removed from Ground | Gas (Historical Use) | 1 | Bare Steel | 1976-05-15 | Galvanized Steel
1100059 | 3 |  |  | no |  | no | Removed from Ground | Gas (Historical Use) | 1 | Bare Steel | 1976-05-15 | Galvanized Steel
1100059 | 4 |  |  | no |  | no | Removed from Ground | Gas (Historical Use) | 1 | Bare Steel | 1976-05-15 | Galvanized Steel
1100059 | 5 |  |  | no |  | no | Removed from Ground | Diesel | 1 | Bare Steel | 1976-05-15 | Galvanized Steel
1100059 | 6 | Flapper Valve | 1992-06-23 | no | 1992-06-23 | no | Currently in Use | Diesel | 4000 | Galvanic (STIP-3) | 1992-06-23 | Fiberglass Reinforced Plastic | Safe Suction (Euro)
1100059 | 7 |  | 1992-06-23 |  | 1992-06-23 |  | Temporarily out of use | Diesel | 4000 | Galvanic (STIP-3) | 1992-06-23 | Fiberglass Reinforced Plastic | Safe Suction (Euro)
1100059 | 8 | Flapper Valve | 1992-06-23 | no | 1992-06-23 | no | Currently in Use | Diesel | 4000 | Galvanic (STIP-3) | 1992-06-23 | Fiberglass Reinforced Plastic | Safe Suction (Euro)
1100059 | 9 |  | 1992-06-23 | no | 1992-06-23 | no | Temporarily out of use | Diesel | 4000 | Galvanic (STIP-3) | 1992-06-23 | Fiberglass Reinforced Plastic | Safe Suction (Euro)
110006 | 1 | [5 empty] | Removed from Ground | Diesel | 500 | Bare Steel | 1977-03-13 | Bare Steel | Safe Suction (Euro)
1100062 | 1 | [5 empty] | Permanently Out of Use - historical purposes | Gas (Historical Use) | 4000 | Bare Steel | 1961-05-27 | Bare Steel | Gravity Fed
1100062 | 2 | [5 empty] | Permanently Out of Use - historical purposes | Gas (Historical Use) | 4000 | Bare Steel | 1975-05-24 | Bare Steel | Suction (American)
1100062 | 3 | [5 empty] | Permanently Out of Use - historical purposes | Gas (Historical Use) | 6000 | Bare Steel | 1961-05-27 | Bare Steel | Gravity Fed
1100062 | 4 | [5 empty] | Permanently Out of Use - historical purposes | Gas (Historical Use) | 5000 | Bare Steel | 1989-07-01 | Galvanized Steel | Suction (American)
1100063 | 1 | Flapper Valve | 1998-04-01 | no | 1998-04-01 | no | Currently in Use |  | 10000 | Fiberglass | 1986-01-01 | Fiberglass Reinforced Plastic | Safe Suction (Euro)
1100063 | 2 | Flapper Valve | 1998-04-01 | no | 1998-04-01 | no | Currently in Use | Premium | 8000 | Fiberglass | 1987-01-01 | Fiberglass Reinforced Plastic | Safe Suction (Euro)
1100063 | 3 | Flapper Valve | 1998-04-01 | no | 1998-04-01 | no | Currently in Use | Plus | 8000 | Fiberglass | 1987-01-01 | Fiberglass Reinforced Plastic | Safe Suction (Euro)
1100063 | 4 | Flapper Valve | 1998-04-01 | no | 1998-04-01 | no | Currently in Use | Diesel | 6000 | Fiberglass | 1987-01-01 | Fiberglass Reinforced Plastic | Safe Suction (Euro)
1100063 | 5 | Flapper Valve |  | no | 1998-04-01 | no | Temporarily out of use | Kerosene | 1060 | Galvanic (STIP-3) | 2006-12-13 | Galvanized Steel | Safe Suction (Euro)
1100064 | 1 | Ball Float | 1986-11-04 |  | 1986-11-04 |  | Currently in Use | Gas (Historical Use) | 10000 | Fiberglass | 1986-11-04 | Fiberglass Reinforced Plastic | Pressurized
1100064 | 2 | Ball Float | 1986-11-04 |  | 1986-11-04 |  | Currently in Use | Diesel | 8000 | Fiberglass | 1986-11-04 | Fiberglass Reinforced Plastic | Pressurized
1100064 | 3 | Ball Float | 1986-11-04 |  | 1986-11-04 |  | Currently in Use | Gas (Historical Use) | 8000 | Fiberglass | 1986-11-04 | Fiberglass Reinforced Plastic | Pressurized
1100066 | 1 | Ball Float | 1996-11-01 | no | 1996-11-01 | no | Currently in Use | Gas (Historical Use) | 6000 | Galvanic (STIP-3) | 1987-11-04 | Double-Walled Fiberglass | Pressurized
1100066 | 2 | Ball Float | 1996-11-01 | no | 1996-11-01 | no | Currently in Use | Gas (Historical Use) | 8000 | Galvanic (STIP-3) | 1987-11-04 | Double-Walled Fiberglass | Pressurized
1100066 | 3 | Ball Float | 1996-11-01 | no | 1996-11-01 | no | Currently in Use | Gas (Historical Use) | 6000 | Galvanic (STIP-3) | 1987-11-04 | Double-Walled Fiberglass | Pressurized
1102002 | 1 | Ball Float | 1994-11-05 | no | 1994-11-05 | no | Currently in Use | Regular | 8000 | Galvanic (STIP-3) | 1986-08-18 | Fiberglass Reinforced Plastic | Pressurized
1102002 | 2 | Ball Float | 1994-11-05 | no | 1994-11-05 | no | Currently in Use | Premium | 8000 | Galvanic (STIP-3) | 1986-08-18 | Fiberglass Reinforced Plastic | Pressurized
1102002 | 3 | Ball Float | 1994-11-05 | no | 1994-11-05 | no | Currently in Use | Plus | 8000 | Galvanic (STIP-3) | 1986-08-18 | Fiberglass Reinforced Plastic | Pressurized
1102003 | 1 |  | 1997-03-31 |  | 1997-03-31 |  | Currently in Use | Gas (Historical Use) | 8000 | Galvanic (STIP-3) | 1987-09-04 | Fiberglass Reinforced Plastic | Pressurized
1102003 | 2 |  | 1997-03-31 |  | 1997-03-31 |  | Currently in Use | Gas (Historical Use) | 8000 | Galvanic (STIP-3) | 1987-09-04 | Fiberglass Reinforced Plastic | Pressurized
1102003 | 3 |  | 1997-03-31 |  | 1997-03-31 |  | Currently in Use | Gas (Historical Use) | 8000 | Galvanic (STIP-3) | 1987-11-04 | Fiberglass Reinforced Plastic | Pressurized
110442 | 1 | [5 empty] | Removed from Ground | Gas (Historical Use) | 2000 | Bare Steel | 1981-01-02 | Galvanized Steel | Suction (American)
110442 | 2 | [5 empty] | Removed from Ground | Diesel | 8000 | Bare Steel | 1981-01-02 | Galvanized Steel | Suction (American)
1110006 | 1 | [5 empty] | Removed from Ground | Gas (Historical Use) | 7000 | Bare Steel | 1974-03-03 | Galvanized Steel
1110006 | 2A |  | 1991-08-07 |  | 1991-08-07 |  | Currently in Use | Diesel | 8000 | Cathodically Protected Steel | 1991-08-07 | Fiberglass Reinforced Plastic | Pressurized
1110006 | 2B |  | 1991-08-07 |  | 1991-08-07 |  | Currently in Use | Gas (Historical Use) | 4000 | Cathodically Protected Steel | 1991-08-07 | Fiberglass Reinforced Plastic | Pressurized
1110008 | 1 | [5 empty] | Removed from Ground | Gas (Historical Use) | 500 | Bare Steel | 1971-03-21 | Galvanized Steel
1110013 | 1 | [5 empty] | Currently in Use | Other | 2000 | Composite | 1991-10-28 | Galvanized Steel
1110013 | 2 | [5 empty] | Currently in Use | Other | 2000 | Composite | 1991-10-28 | Galvanized Steel
1110013 | 3 |  | 1991-11-10 | no | 1991-11-10 | no | Currently in Use | Gas (Historical Use) | 1000 | Fiberglass | 1991-11-10 | Fiberglass Reinforced Plastic | Safe Suction (Euro)
1110013 | 4 |  | 1991-11-10 | no | 1991-11-10 | no | Currently in Use | Diesel | 1000 | Fiberglass | 1991-11-10 | Fiberglass Reinforced Plastic | Safe Suction (Euro)
1110013 | 5 | [5 empty] | Currently in Use | Other | 500 | Not Marked/Unknown | 1991-10-28 | Not Marked
1110014 | 10344-1 | [5 empty] | Removed from Ground | Gas (Historical Use) | 1060 | Bare Steel | 1972-05-02 | Galvanized Steel | Safe Suction (Euro)
1110014 | 344D1 | [5 empty] | Removed from Ground | Diesel | 2000 | Bare Steel | 1988-05-04 | Galvanized Steel | Safe Suction (Euro)
1110014 | 344G1 | [5 empty] | Removed from Ground | Gas (Historical Use) | 2000 | Bare Steel | 1988-05-04 | Galvanized Steel | Safe Suction (Euro)
1110015 | 1 | [5 empty] | Removed from Ground | Gas (Historical Use) | 1000 | Bare Steel | 1986-03-27 | Galvanized Steel
1110015 | 3 | [5 empty] | Removed from Ground | Diesel | 2000 | Bare Steel | 1986-03-27 | Galvanized Steel
1110017 | 1 | [5 empty] | Removed from Ground | Gas (Historical Use) | 525 | Marked Unknown | 1961-04-23 | Unknown | Safe Suction (Euro)
1110019 | 1 | [5 empty] | Removed from Ground | Gas (Historical Use) | 4000 | Bare Steel | 1966-04-28 | Galvanized Steel
1110019 | 102 |  | 1987-12-12 |  | 1987-12-12 |  | Temporarily out of use | Gas (Historical Use) | 8000 | Fiberglass | 1987-12-12 | Fiberglass Reinforced Plastic | Pressurized
1110019 | 103 |  | 1987-12-12 |  | 1987-12-12 |  | Temporarily out of use | Gas (Historical Use) | 8000 | Fiberglass | 1987-12-12 | Fiberglass Reinforced Plastic | Pressurized
1110019 | 104 |  | 1987-12-12 |  | 1987-12-12 |  | Temporarily out of use | Gas (Historical Use) | 8000 | Fiberglass | 1987-12-12 | Fiberglass Reinforced Plastic | Pressurized
1110019 | 105 |  | 1987-12-12 |  | 1987-12-12 |  | Temporarily out of use | Diesel | 10000 | Fiberglass | 1987-12-12 | Fiberglass Reinforced Plastic | Pressurized
1110019 | 106 | [5 empty] | Removed from Ground | Empty | 560 | Fiberglass | 1992-12-01 | Fiberglass Reinforced Plastic | Suction (American)
1110019 | 2 | [5 empty] | Removed from Ground | Gas (Historical Use) | 4000 | Bare Steel | 1966-04-28 | Galvanized Steel
1110019 | 3 | [5 empty] | Removed from Ground | Gas (Historical Use) | 4000 | Bare Steel | 1966-04-28 | Galvanized Steel
1110019 | 4 | [5 empty] | Removed from Ground | Gas (Historical Use) | 4000 | Bare Steel | 1966-04-28 | Galvanized Steel
1110019 | 5 | [5 empty] | Removed from Ground | Diesel | 10000 | Bare Steel | 1982-04-24 | Galvanized Steel
1110019 | 7 | [5 empty] | Removed from Ground | Diesel | 1000 | Bare Steel | 1966-04-28 | Galvanized Steel
1110021 | 1 | [5 empty] | Removed from Ground | Gas (Historical Use) | 8000 | Bare Steel | 1981-01-01 | Galvanized Steel | Pressurized
1110021 | 2 | [5 empty] | Removed from Ground | Gas (Historical Use) | 8000 | Bare Steel | 1981-01-01 | Galvanized Steel | Pressurized
1110021 | 3 | [5 empty] | Removed from Ground | Gas (Historical Use) | 6000 | Bare Steel | 1981-01-01 | Galvanized Steel | Pressurized
1110021 | 4 | Flapper Valve | 1994-04-28 |  | 1994-04-28 |  | Currently in Use | Gas (Historical Use) | 10000 | Composite | 1994-04-28 | Fiberglass Reinforced Plastic | Pressurized
1110021 | 5 | Flapper Valve | 1994-04-28 |  | 1994-04-28 |  | Currently in Use | Gas (Historical Use) | 10000 | Composite | 1994-04-28 | Fiberglass Reinforced Plastic | Pressurized
1110022 | 1 | [5 empty] | Removed from Ground | Gas (Historical Use) | 550 | Bare Steel | 1966-05-04 | Unknown
1110022 | 2 | [5 empty] | Removed from Ground | Gas (Historical Use) | 1000 | Bare Steel | 1964-05-04 | Unknown
1110023 | 1 | [5 empty] | Removed from Ground | Diesel | 550 | Bare Steel | 1974-05-02 | Unknown
1110023 | 2 | [5 empty] | Removed from Ground | Empty | 550 | Bare Steel | 1974-05-02 | Unknown
1110024 | 1 |  |  | yes |  | yes | Removed from Ground | Used Oil | 550 | Bare Steel | 1963-05-05 | Unknown
1110024 | 2 | [5 empty] | Removed from Ground | Gas (Historical Use) | 4000 | Bare Steel | 1963-05-05 | Unknown | Suction (American)
1110024 | 3 | [5 empty] | Removed from Ground | Gas (Historical Use) | 4000 | Bare Steel | 1963-05-05 | Unknown | Suction (American)
1110024 | 4 | [5 empty] | Removed from Ground | Gas (Historical Use) | 4000 | Bare Steel | 1963-05-05 | Unknown | Safe Suction (Euro)
1110025 | 1 |  |  | yes |  | yes | Removed from Ground | Used Oil | 550 | Bare Steel | 1967-05-04 | Unknown
1110025 | 2 | [5 empty] | Removed from Ground | Empty | 1000 | Bare Steel | 1970-05-03 | Unknown
1110025 | 3 | [5 empty] | Removed from Ground | Gas (Historical Use) | 2000 | Bare Steel | 1971-05-03 | Unknown | Safe Suction (Euro)
1110025 | 4 | [5 empty] | Removed from Ground | Gas (Historical Use) | 2000 | Bare Steel | 1971-05-03 | Unknown | Safe Suction (Euro)
1110025 | 5 | [5 empty] | Removed from Ground | Gas (Historical Use) | 2000 | Bare Steel | 1971-05-03 | Unknown | Safe Suction (Euro)
1110028 | 1 | [5 empty] | Removed from Ground | Gas (Historical Use) | 2000 | Bare Steel | 1954-05-07 | Unknown
1110028 | 2 | [5 empty] | Removed from Ground | Gas (Historical Use) | 2000 | Bare Steel | 1966-05-04 | Unknown
1110028 | 3 | [5 empty] | Removed from Ground | Gas (Historical Use) | 2000 | Bare Steel | 1966-05-04 | Unknown
1110029 | 1 | [5 empty] | Removed from Ground | Gas (Historical Use) | 6000 | Bare Steel | 1986-04-29 | Galvanized Steel
1110029 | 10 | Flapper Valve | 1996-06-01 |  | 1996-06-01 |  | Currently in Use | Diesel | 15000 | Epoxy | 1996-06-01 | Double Walled | Pressurized
1110029 | 11 | Overfill Alarm | 2016-12-16 | no | 2016-12-16 | no | Currently in Use | Gas (Historical Use) | 6000 | Composite Double Walled | 2016-12-16 | Double-Walled Fiberglass | Pressurized
1110029 | 2 | [5 empty] | Removed from Ground | Gas (Historical Use) | 6000 | Cathodically Protected Steel | 1986-04-29 | Galvanized Steel
1110029 | 3 | [5 empty] | Removed from Ground | Gas (Historical Use) | 6000 | Bare Steel | 1986-04-29 | Galvanized Steel
1110029 | 4 | [5 empty] | Removed from Ground | Gas (Historical Use) | 6000 | Bare Steel | 1986-04-29 | Galvanized Steel
1110029 | 5 | [5 empty] | Removed from Ground | Other | 1000 | Not Marked/Unknown | 1996-02-01 | Not Marked
1110029 | 6 | [5 empty] | Removed from Ground | Other | 1000 | Not Marked/Unknown | 1996-02-01 | Not Marked
1110029 | 7 | [5 empty] | Removed from Ground | Other | 1000 | Not Marked/Unknown | 1996-02-01 | Not Marked
1110029 | 8 | Flapper Valve | 1996-06-01 |  | 1996-06-01 |  | Currently in Use | Gas (Historical Use) | 15000 | Epoxy | 1996-06-01 | Double Walled | Pressurized
1110029 | 9 | Flapper Valve | 1996-06-01 |  | 1996-06-01 |  | Currently in Use | Gas (Historical Use) | 10000 | Epoxy | 1996-06-01 | Double Walled | Pressurized
1110033 | 1 |  | 1998-12-01 |  | 1998-12-01 |  | Removed from Ground | Gas (Historical Use) | 10000 | Composite | 1986-03-17 | Fiberglass Reinforced Plastic | Pressurized
1110033 | 2 |  | 1998-12-01 |  | 1998-12-01 |  | Removed from Ground | Gas (Historical Use) | 10000 | Composite | 1986-03-17 | Fiberglass Reinforced Plastic | Pressurized
1110033 | 3 |  | 1998-12-01 |  | 1998-12-01 |  | Removed from Ground | Gas (Historical Use) | 8000 | Composite | 1986-03-17 | Fiberglass Reinforced Plastic | Pressurized
1110033 | 4 |  | 1998-12-01 |  | 1998-12-01 |  | Removed from Ground | Diesel | 8000 | Composite | 1986-03-17 | Fiberglass Reinforced Plastic | Pressurized
1110033 | 5 |  | 1998-12-01 |  | 1998-12-01 |  | Removed from Ground | Kerosene | 4000 | Composite | 1986-03-17 | Fiberglass Reinforced Plastic | Pressurized
1110033 | 6 | Flapper Valve | 2007-09-06 | no | 2007-09-06 | no | Currently in Use | Gas (Historical Use) | 15000 | Composite Double Walled | 2007-09-06 | Double-Walled Flex | Pressurized
1110033 | 7 | Flapper Valve | 2007-09-06 | no | 2007-09-06 | no | Currently in Use | Gas (Historical Use) | 15000 | Composite Double Walled | 2007-09-06 | Double-Walled Flex | Pressurized
1110033 | 8 | Flapper Valve | 2007-09-06 | no | 2007-09-06 | no | Currently in Use | Gas (Historical Use) | 8000 | Composite Double Walled | 2007-09-06 | Double-Walled Flex | Pressurized
1110033 | 9 | Flapper Valve | 2007-09-06 | no | 2007-09-06 | no | Currently in Use | Diesel | 8000 | Composite Double Walled | 2007-09-06 | Double-Walled Flex | Pressurized
1110034 | 1 | Flapper Valve | 1997-10-01 |  | 1997-10-01 |  | Currently in Use | Gas (Historical Use) | 12000 | Steel-Impressed Current | 1982-03-18 | Fiberglass Reinforced Plastic | Pressurized
1110034 | 2 | Flapper Valve | 1997-10-01 |  | 1997-10-01 |  | Currently in Use | Gas (Historical Use) | 6000 | Steel-Impressed Current | 1982-03-18 | Fiberglass Reinforced Plastic | Pressurized
1110034 | 3 | Flapper Valve | 1997-10-10 |  | 1997-10-10 |  | Currently in Use | Gas (Historical Use) | 8000 | Steel-Impressed Current | 1982-03-18 | Fiberglass Reinforced Plastic | Pressurized
1110034 | 4 | Flapper Valve | 1997-10-01 |  | 1997-10-01 |  | Currently in Use | Gas (Historical Use) | 5000 | Steel-Impressed Current | 1982-03-18 | Fiberglass Reinforced Plastic | Pressurized
1110034 | 5 |  | 1997-10-01 |  | 1997-10-01 |  | Permanently Out Of Use | Gas (Historical Use) | 5000 | Cathodically Protected Steel | 1982-03-18 | Fiberglass Reinforced Plastic | Pressurized
1110034 | 6 | Flapper Valve | 1997-10-01 |  | 1997-10-01 |  | Currently in Use | Diesel | 20000 | Steel-Impressed Current | 1982-03-18 | Fiberglass Reinforced Plastic | Pressurized
1110037 | 1 | [5 empty] | Removed from Ground | Diesel | 1500 | Bare Steel | 1974-05-09 | Galvanized Steel
1110038 | 1 | [5 empty] | Removed from Ground | Gas (Historical Use) | 8000 | Bare Steel | 1976-05-09 | Galvanized Steel
1110038 | 2 | [5 empty] | Removed from Ground | Gas (Historical Use) | 8000 | Bare Steel | 1976-05-09 | Galvanized Steel
1110038 | 3 | [5 empty] | Removed from Ground | Gas (Historical Use) | 6000 | Bare Steel | 1976-05-09 | Galvanized Steel
1110038 | 4 | Ball Float | 1994-04-01 | no | 1994-04-01 | no | Currently in Use | Gas (Historical Use) | 10000 | Epoxy | 1994-04-01 | Fiberglass Reinforced Plastic | Pressurized
1110038 | 5 | Ball Float | 1994-04-01 |  | 1994-04-01 |  | Currently in Use | Gas (Historical Use) | 5000 | Epoxy | 1994-04-01 | Fiberglass Reinforced Plastic | Pressurized
1110039 | 1 | Ball Float | 1991-05-01 | no | 1991-05-01 | no | Currently in Use | Gas (Historical Use) | 6000 | Composite | 1985-05-07 | Fiberglass Reinforced Plastic | Pressurized
1110039 | 2 | Flapper Valve | 1991-05-01 | no | 1991-05-01 | no | Currently in Use | Gas (Historical Use) | 6000 | Composite | 1985-05-07 | Fiberglass Reinforced Plastic | Pressurized
1110039 | 3 | Flapper Valve | 1991-05-01 | no | 1991-05-01 | no | Currently in Use | Gas (Historical Use) | 6000 | Composite | 1985-05-07 | Fiberglass Reinforced Plastic | Pressurized
1110039 | 4 | Ball Float | 1991-05-01 | no | 1991-05-01 | no | Temporarily out of use | Diesel | 6000 | Composite | 1985-05-07 | Fiberglass Reinforced Plastic | Pressurized
1110039 | 5 | Flapper Valve | 1991-05-01 | no | 1991-05-01 | no | Currently in Use | Gas (Historical Use) | 6000 | Composite | 1991-05-01 | Fiberglass Reinforced Plastic | Pressurized
1110039 | 6 | Flapper Valve | 2008-06-20 | no | 2008-06-20 | no | Currently in Use | Diesel | 6000 | Composite Double Walled | 2008-06-20 | Double-Walled Fiberglass | Pressurized
1110040 | 1 |  | 1996-12-18 |  | 1996-12-18 |  | Removed from Ground | Gas (Historical Use) | 6000 | Steel-Impressed Current | 1970-05-11 | Cathodically Protected | Pressurized
1110040 | 2 |  | 1996-12-18 |  | 1996-12-18 |  | Removed from Ground | Gas (Historical Use) | 6000 | Steel-Impressed Current | 1970-05-11 | Cathodically Protected | Pressurized
1110040 | 3 |  | 1996-12-18 |  | 1996-12-18 |  | Removed from Ground | Gas (Historical Use) | 6000 | Steel-Impressed Current | 1970-05-11 | Cathodically Protected | Pressurized
1110041 | 1-RU |  | 1995-05-22 |  | 1995-05-22 |  | Removed from Ground | Gas (Historical Use) | 8000 | Steel-Impressed Current | 1972-05-11 | Cathodically Protected | Safe Suction (Euro)
1110041 | 2-SU |  | 1995-05-22 |  | 1995-05-22 |  | Removed from Ground | Gas (Historical Use) | 3000 | Steel-Impressed Current | 1972-05-11 | Cathodically Protected | Safe Suction (Euro)
1110041 | 3-MID |  | 1995-05-22 |  | 1995-05-22 |  | Removed from Ground | Gas (Historical Use) | 3000 | Steel-Impressed Current | 1975-05-11 | Cathodically Protected | Safe Suction (Euro)
1110041 | 4A |  | 2006-12-06 | no | 2006-12-06 | no | Currently in Use | Gas (Historical Use) | 5000 | Composite | 2006-12-06 | Fiberglass Reinforced Plastic | Safe Suction (Euro)
1110041 | 4B |  | 2006-12-06 | no | 2006-12-06 | no | Currently in Use | Gas (Historical Use) | 3000 | Composite | 2006-12-06 | Fiberglass Reinforced Plastic | Safe Suction (Euro)
1110042 | 1 | Flapper Valve | 1997-07-11 |  | 1993-08-01 |  | Currently in Use | Gas (Historical Use) | 10000 | Steel-Impressed Current | 1980-05-09 | Steel (Impressed Current) | Pressurized
1110042 | 2 | Flapper Valve | 1997-07-11 |  | 1993-08-01 |  | Currently in Use | Gas (Historical Use) | 10000 | Steel-Impressed Current | 1980-05-09 | Steel (Impressed Current) | Pressurized
1110042 | 3 | Flapper Valve | 1997-07-11 |  | 1983-08-01 |  | Currently in Use | Gas (Historical Use) | 6000 | Steel-Impressed Current | 1980-05-09 | Steel (Impressed Current) | Pressurized
1110045 | 1 | [5 empty] | Removed from Ground | Gas (Historical Use) | 1000 | Bare Steel | 1970-05-12 | Bare Steel
1110046 | 1 |  | 1990-01-01 | no | 1990-01-01 | no | Temporarily out of use | Diesel | 1000 | Bare Steel | 1986-05-08 | Double Walled | Suction (American)
1110047 | 1 |  |  | no |  | no | Removed from Ground | Diesel | 100 | Bare Steel | 1986-05-08 | Unknown
1110047 | 2 | [5 empty] | Removed from Ground | Gas (Historical Use) | 100 | Fiberglass Double Walled | 1986-05-08 | Unknown
1110047 | 3 |  | 1988-01-01 |  | 1988-01-01 |  | Currently in Use | Diesel | 1000 | Double Walled | 1988-01-01 | Copper | Safe Suction (Euro)
1110048 | 1 | [5 empty] | Removed from Ground | Gas (Historical Use) | 8000 | Bare Steel | 1978-05-07 | Galvanized Steel
1110048 | 2 | [5 empty] | Removed from Ground | Gas (Historical Use) | 6000 | Bare Steel | 1978-05-07 | Galvanized Steel
1110048 | 3 | [5 empty] | Removed from Ground | Gas (Historical Use) | 5000 | Bare Steel | 1978-05-07 | Galvanized Steel
1110050 | 1 | [5 empty] | Removed from Ground | Gas (Historical Use) | 0 | Bare Steel | 1966-05-11 | Unknown
1110050 | 2 | [5 empty] | Removed from Ground | Gas (Historical Use) | 0 | Bare Steel | 1966-05-11 | Unknown
1110050 | 3 | [5 empty] | Removed from Ground | Gas (Historical Use) | 0 | Bare Steel | 1966-05-11 | Unknown
1110050 | 4 | [5 empty] | Removed from Ground | Gas (Historical Use) | 0 | Bare Steel | 1966-05-11 | Unknown
1110052 | 1 | [5 empty] | Removed from Ground | Gas (Historical Use) | 1000 | Bare Steel | 1966-05-13 | Unknown
1110054 | 1 | [5 empty] | Removed from Ground | Gas (Historical Use) | 400 | Bare Steel | 1986-05-08 | Bare Steel
1110054 | 2 | [5 empty] | Removed from Ground | Diesel | 400 | Bare Steel | 1986-05-08 | Bare Steel
1110058 | 1 | [5 empty] | Removed from Ground | Diesel | 1000 | Bare Steel | 1981-02-20 | Bare Steel | Suction (American)
1110058 | 2 |  | 1998-04-06 | no | 1998-04-06 | no | Currently in Use | Diesel | 2500 |  | 1998-04-06 | Copper | Suction (American)
1110059 | 1 |  | 1998-12-18 |  | 1998-12-18 |  | Removed from Ground | Diesel | 10000 | Steel-Impressed Current | 1985-01-01 | Cathodically Protected | Pressurized
1110059 | 2 |  | 1998-12-18 |  | 1998-12-18 |  | Removed from Ground | Diesel | 20000 | Steel-Impressed Current | 1985-01-01 | Cathodically Protected | Pressurized
1110059 | 3 |  | 1998-12-18 |  | 1998-12-18 |  | Removed from Ground | Gas (Historical Use) | 12000 | Steel-Impressed Current | 1985-01-01 | Cathodically Protected | Pressurized
1110059 | 4 |  |  | yes |  | yes | Removed from Ground | Used Oil | 265 | Bare Steel | 1985-01-01 | Galvanized Steel | Pressurized
1110060 | 1 | Flapper Valve | 1997-10-01 | no | 1997-10-01 | no | Currently in Use | Gas (Historical Use) | 8000 | Steel-Impressed Current | 1978-05-10 | Steel (Impressed Current) | Pressurized
1110060 | 2 | Flapper Valve | 1997-10-01 | no | 1997-10-01 | no | Currently in Use | Gas (Historical Use) | 8000 | Steel-Impressed Current | 1978-05-10 | Steel (Impressed Current) | Pressurized
1110060 | 3 | Flapper Valve | 1997-10-01 | no | 1997-10-01 | no | Currently in Use | Gas (Historical Use) | 6000 | Steel-Impressed Current | 1978-05-10 | Steel (Impressed Current) | Pressurized
1110061 | 1 |  | 1997-12-22 |  | 1997-12-22 |  | Currently in Use | Gas (Historical Use) | 8000 | Steel-Impressed Current | 1978-05-10 | Cathodically Protected | Pressurized
1110061 | 2 |  | 1997-12-22 |  | 1997-12-22 |  | Temporarily out of use | Gas (Historical Use) | 8000 | Steel-Impressed Current | 1978-05-10 | Cathodically Protected | Pressurized
1110061 | 3 |  | 1997-12-22 |  | 1997-12-22 |  | Currently in Use | Gas (Historical Use) | 6000 | Steel-Impressed Current | 1978-05-10 | Cathodically Protected | Pressurized
1110067 | 1 | [5 empty] | Removed from Ground | Diesel | 10061 | Bare Steel | 1981-01-02 | Galvanized Steel
1110068 | 1 |  | 1999-01-25 |  | 1999-01-25 |  | Currently in Use | Diesel | 2008 | Steel-Impressed Current | 1987-09-17 | Cathodically Protected | Suction (American)
1110068 | 2 |  | 1999-01-25 |  | 1999-01-25 |  | Currently in Use | Gas (Historical Use) | 3005 | Steel-Impressed Current | 1967-02-18 | Cathodically Protected | Suction (American)
1110068 | 3 |  | 1999-01-25 |  | 1999-01-25 |  | Currently in Use | Gas (Historical Use) | 2005 | Steel-Impressed Current | 1967-02-18 | Cathodically Protected | Suction (American)
1110070 | 75 | [5 empty] | Removed from Ground | Gas (Historical Use) | 560 | Marked Unknown | 1972-01-05 | Galvanized Steel | Safe Suction (Euro)
1110070 | 76 | [5 empty] | Removed from Ground | Diesel | 10000 | Marked Unknown | 1972-01-05 | Galvanized Steel | Safe Suction (Euro)
1110070 | 77 | [5 empty] | Removed from Ground | Gas (Historical Use) | 560 | Marked Unknown | 1972-01-05 | Galvanized Steel | Safe Suction (Euro)
1110070 | 78 | Overfill Alarm | 1998-11-01 | no | 1998-11-01 | no | Currently in Use | Diesel | 8000 | Composite | 1998-11-01 | Fiberglass Reinforced Plastic | Safe Suction (Euro)
1110070 | 79 | Overfill Alarm | 1998-11-01 | no | 1998-11-01 | no | Currently in Use | Diesel | 2000 | Composite | 1998-11-01 | Fiberglass Reinforced Plastic | Safe Suction (Euro)
1110070 | 80 | Overfill Alarm | 1998-11-01 | no | 1998-11-01 | no | Currently in Use | Gas (Historical Use) | 2000 | Composite | 1998-11-01 | Fiberglass Reinforced Plastic | Safe Suction (Euro)
1120001 | 1 | [5 empty] | Removed from Ground | Other | 250 | Bare Steel | 1967-03-11 | Galvanized Steel
1120001 | 2 |  |  | yes |  | yes | Removed from Ground | Used Oil | 250 | Bare Steel | 1967-03-11 | Galvanized Steel
1120002 | 1 | [5 empty] | Closed in Ground | Diesel | 5000 | Bare Steel | 1956-01-17 | Galvanized Steel | Suction (American)
1120004 | 1 | Flapper Valve | 1998-08-31 |  | 1998-08-31 |  | Currently in Use | Diesel | 5000 | Steel-Impressed Current | 1984-03-21 | Steel (Impressed Current) | Safe Suction (Euro)
1120004 | 2 | Flapper Valve | 1998-08-31 |  | 1998-08-31 |  | Currently in Use | Diesel | 5000 | Steel-Impressed Current | 1984-03-21 | Steel (Impressed Current) | Safe Suction (Euro)
1120004 | 3 | Flapper Valve | 1998-08-31 | no | 1998-08-31 | no | Currently in Use | Gas (Historical Use) | 10000 | Steel-Impressed Current | 1984-03-21 | Steel (Impressed Current) | Safe Suction (Euro)
1120004 | 4 |  |  | yes |  | yes | Removed from Ground | Used Oil | 2000 | Bare Steel | 1984-03-21 | Galvanized Steel
1120004 | 5 | [5 empty] | Removed from Ground | Diesel | 500 | Bare Steel | 1984-03-21 | Galvanized Steel
1120004 | 6 |  |  | yes |  | yes | Removed from Ground | Used Oil | 500 | Bare Steel | 1984-03-21 | Galvanized Steel
1120005 | 1 | [5 empty] | Removed from Ground | Gas (Historical Use) | 10000 | Bare Steel | 1969-04-20 | Galvanized Steel
1120005 | 2 | [5 empty] | Removed from Ground | Gas (Historical Use) | 10000 | Bare Steel | 1969-04-20 | Galvanized Steel
1120005 | 3 | [5 empty] | Removed from Ground | Gas (Historical Use) | 10000 | Bare Steel | 1969-04-20 | Galvanized Steel
1120006 | 1 | [5 empty] | Removed from Ground | Gas (Historical Use) | 10000 | Bare Steel | 1974-04-24 | Galvanized Steel
1120006 | 2 | [5 empty] | Closed in Ground | Diesel | 2000 | Bare Steel | 1969-04-25 | Galvanized Steel
1120007 | 1 | [5 empty] | Removed from Ground | Gas (Historical Use) | 6000 | Bare Steel | 1985-04-11 | Galvanized Steel | Suction (American)
1120007 | 2 | [5 empty] | Removed from Ground | Gas (Historical Use) | 10000 | Bare Steel | 1985-04-11 | Galvanized Steel | Suction (American)
1120007 | 3 | [5 empty] | Removed from Ground | Gas (Historical Use) | 6000 | Bare Steel | 1985-04-11 | Galvanized Steel | Suction (American)
1120007 | 4 | [5 empty] | Removed from Ground | Diesel | 3000 | Bare Steel | 1981-04-12 | Galvanized Steel | Suction (American)
1120007 | 5 | [5 empty] | Removed from Ground | Kerosene | 2000 | Bare Steel | 1981-04-12 | Galvanized Steel | Suction (American)
1120009 | 1 | [5 empty] | Removed from Ground | Gas (Historical Use) | 5000 | Bare Steel | 1979-01-03 | Galvanized Steel
1120009 | 2 | [5 empty] | Removed from Ground | Gas (Historical Use) | 5000 | Bare Steel | 1979-01-03 | Galvanized Steel
1120009 | 3 | [5 empty] | Removed from Ground | Gas (Historical Use) | 1000 | Bare Steel | 1979-01-03 | Galvanized Steel
1120009 | 4 | [5 empty] | Removed from Ground | Gas (Historical Use) | 5000 | Bare Steel | 1957-01-08 | Galvanized Steel
1120009 | 5 | [5 empty] | Removed from Ground | Gas (Historical Use) | 5000 | Bare Steel | 1957-01-08 | Galvanized Steel
1120011 | 1 | [5 empty] | Closed in Ground | Empty | 1000 | Bare Steel | 1967-01-06 | Galvanized Steel
1120011 | 2 | [5 empty] | Closed in Ground | Empty | 1000 | Bare Steel | 1967-01-06 | Galvanized Steel
1120011 | 3 | [5 empty] | Closed in Ground | Empty | 1000 | Bare Steel | 1967-01-06 | Galvanized Steel
1120012 | 1 |  | 1997-02-20 |  | 1997-02-20 |  | Removed from Ground | Diesel | 10000 | Steel-Impressed Current | 1967-01-06 | Cathodically Protected | Pressurized
1120012 | 2 |  | 1997-02-20 |  | 1997-02-20 |  | Removed from Ground | Diesel | 15000 | Steel-Impressed Current | 1967-01-06 | Cathodically Protected | Pressurized
1120012 | 3 |  | 1997-02-20 |  | 1997-02-20 |  | Removed from Ground | Gas (Historical Use) | 15000 | Steel-Impressed Current | 1967-01-06 | Cathodically Protected | Pressurized
1120012 | 4 |  | 1997-02-20 |  | 1997-02-20 |  | Removed from Ground | Gas (Historical Use) | 10000 | Steel-Impressed Current | 1967-01-06 | Cathodically Protected | Pressurized
1120012 | 5 |  | 1997-02-20 |  | 1997-02-20 |  | Removed from Ground | Diesel | 6000 | Steel-Impressed Current | 1967-01-06 | Cathodically Protected | Pressurized
1120013 | 1 | [5 empty] | Removed from Ground | Gas (Historical Use) | 3000 | Bare Steel | 1972-01-05 | Galvanized Steel
1120013 | 2 | [5 empty] | Removed from Ground | Diesel | 3000 | Bare Steel | 1972-01-05 | Galvanized Steel
1120013 | 3 | [5 empty] | Removed from Ground | Diesel | 3000 | Bare Steel | 1972-01-05 | Galvanized Steel
1120013 | 4 | [5 empty] | Removed from Ground | Gas (Historical Use) | 7000 | Bare Steel | 1972-01-05 | Galvanized Steel
1120013 | 5 | [5 empty] | Removed from Ground | Gas (Historical Use) | 7000 | Bare Steel | 1972-01-05 | Galvanized Steel
1120014 | 1 | [5 empty] | Removed from Ground | Gas (Historical Use) | 2000 | Bare Steel | 1979-04-24 | Galvanized Steel | Safe Suction (Euro)
1120014 | 2 | [5 empty] | Removed from Ground | Diesel | 560 | Bare Steel | 1969-04-26 | Galvanized Steel | Safe Suction (Euro)
1120014 | 205938 |  | 1992-10-06 |  | 1992-10-06 |  | Removed from Ground | Gas (Historical Use) | 1000 | Galvanic (STIP-3) | 1992-10-06 | Cathodically Protected | Safe Suction (Euro)
1120014 | 205939 |  | 1992-10-06 |  | 1992-10-06 |  | Removed from Ground | Diesel | 1000 | Galvanic (STIP-3) | 1992-10-06 | Cathodically Protected | Safe Suction (Euro)
1120015 | 1 | [5 empty] | Closed in Ground | Diesel | 5000 | Bare Steel | 1957-04-17 | Galvanized Steel
1120015 | 2 |  | 1997-07-22 |  | 1997-07-22 |  | Currently in Use | Diesel | 5000 | Steel-Impressed Current | 1958-04-17 | Cathodically Protected
1120016 | 62302 | [5 empty] | Removed from Ground | Gas (Historical Use) | 550 | Bare Steel | 1964-05-04 | Galvanized Steel | Safe Suction (Euro)
1120016 | 623D1 | [5 empty] | Removed from Ground | Diesel | 1000 | Cathodically Protected Steel | 1964-05-04 | Cathodically Protected | Safe Suction (Euro)
1120016 | 623G1 | [5 empty] | Removed from Ground | Gas (Historical Use) | 1000 | Cathodically Protected Steel | 1989-09-08 | Bare Steel | Safe Suction (Euro)
1120018 | 1 | [5 empty] | Removed from Ground | Gas (Historical Use) | 6000 | Bare Steel | 1969-04-22 | Galvanized Steel
1120018 | 2 | [5 empty] | Removed from Ground | Gas (Historical Use) | 6000 | Bare Steel | 1969-04-22 | Galvanized Steel
1120019 | 1 |  | 1992-05-15 |  | 1992-05-15 |  | Closed in Ground | Gas (Historical Use) | 10000 | Cathodically Protected Steel | 1985-08-01 | Fiberglass Reinforced Plastic | Pressurized
1120019 | 2 |  | 1992-05-15 |  | 1992-05-15 |  | Currently in Use | Gas (Historical Use) | 10000 | Cathodically Protected Steel | 1985-08-01 | Fiberglass Reinforced Plastic | Pressurized
1120019 | 3 |  | 1992-05-15 |  | 1992-05-15 |  | Currently in Use | Gas (Historical Use) | 10000 | Cathodically Protected Steel | 1985-08-01 | Fiberglass Reinforced Plastic | Pressurized
1120021 | 1 |  | 1992-01-08 |  | 1992-01-08 |  | Temporarily out of use | Diesel | 12000 | Galvanic (STIP-3) | 1985-04-18 | Fiberglass Reinforced Plastic | Pressurized
1120021 | 2 |  | 2005-11-14 | no | 2005-11-14 | no | Temporarily out of use | Diesel | 12000 | Composite | 2005-11-14 | Fiberglass Reinforced Plastic | Pressurized
1120021 | 3 |  | 2007-09-27 | no | 2007-09-27 | no | Temporarily out of use | Diesel | 12000 | Composite | 2007-09-27 | Fiberglass Reinforced Plastic | Pressurized
1120026 | 1 | [5 empty] | Removed from Ground | Gas (Historical Use) | 560 | Bare Steel | 1971-05-04 | Galvanized Steel
1120026 | 2 | [5 empty] | Removed from Ground | Gas (Historical Use) | 560 | Bare Steel | 1971-05-04 | Galvanized Steel
1120026 | 3 |  | 1990-01-01 |  | 1990-01-01 |  | Removed from Ground | Gas (Historical Use) | 2000 | Cathodically Protected Steel | 1990-01-01 | Fiberglass Reinforced Plastic | Safe Suction (Euro)
1120026 | 4 |  | 1990-01-01 |  | 1990-01-01 |  | Removed from Ground | Gas (Historical Use) | 2000 | Cathodically Protected Steel | 1990-01-01 | Fiberglass Reinforced Plastic | Safe Suction (Euro)
1120027 | 1 |  | 1998-02-01 | no | 1998-02-01 | no | Temporarily out of use | Empty | 3000 | Steel-Impressed Current | 1982-04-09 |  | Pressurized
1120027 | 2 |  | 1998-02-01 | no | 1998-02-01 | no | Temporarily out of use | Empty | 3000 | Steel-Impressed Current | 1982-04-09 |  | Pressurized
1120028 | 1 | [5 empty] | Removed from Ground | Diesel | 8000 | Bare Steel | 1980-05-07 | Galvanized Steel | Safe Suction (Euro)
1120029 | 1 | Flapper Valve | 1998-12-08 |  | 1998-12-08 |  | Currently in Use | Gas (Historical Use) | 4000 | Steel-Impressed Current | 1983-05-07 | Fiberglass Reinforced Plastic | Safe Suction (Euro)
1120029 | 2 | Flapper Valve | 1998-12-08 |  | 1998-12-08 |  | Currently in Use | Diesel | 3000 | Steel-Impressed Current | 1983-05-07 | Fiberglass Reinforced Plastic | Safe Suction (Euro)
1120029 | 3 |  | 1998-12-08 |  | 1998-12-08 |  | Temporarily out of use | Gas (Historical Use) | 2000 | Steel-Impressed Current | 1983-05-07 | Fiberglass Reinforced Plastic | Safe Suction (Euro)
1120029 | 4 | Flapper Valve | 1998-12-08 |  | 1998-12-08 |  | Currently in Use | Diesel | 1000 | Steel-Impressed Current | 1983-05-07 | Fiberglass Reinforced Plastic | Safe Suction (Euro)
1120029 | 5 | [5 empty] | Removed from Ground | Kerosene | 280 | Bare Steel | 1983-05-07 | Galvanized Steel | Suction (American)
1120029 | 6 | Flapper Valve | 1998-12-08 |  | 1998-12-08 |  | Currently in Use | Gas (Historical Use) | 8000 | Epoxy | 1998-12-04 | Fiberglass Reinforced Plastic | Safe Suction (Euro)
1120030 | 1 | [5 empty] | Removed from Ground | Gas (Historical Use) | 10000 | Bare Steel | 1981-05-07 | Bare Steel | Safe Suction (Euro)
1120030 | 2 | [5 empty] | Removed from Ground | Gas (Historical Use) | 6000 | Bare Steel | 1981-05-07 | Bare Steel | Safe Suction (Euro)
1120030 | 3 | [5 empty] | Removed from Ground | Gas (Historical Use) | 4000 | Bare Steel | 1981-05-07 | Bare Steel | Safe Suction (Euro)
1120030 | 4 |  | 1997-06-23 |  | 1997-06-23 |  | Temporarily out of use | Gas (Historical Use) | 10000 | Epoxy | 1997-06-18 | Fiberglass Reinforced Plastic | Pressurized
1120030 | 5A |  | 1997-06-23 |  | 1997-06-23 |  | Temporarily out of use | Gas (Historical Use) | 5000 | Epoxy | 1997-06-18 | Fiberglass Reinforced Plastic | Pressurized
1120030 | 5B |  | 1997-06-23 |  | 1997-06-23 |  | Temporarily out of use | Diesel | 5000 | Epoxy | 1997-06-18 | Fiberglass Reinforced Plastic | Pressurized
1120031 | 1 | Flapper Valve | 1998-12-21 |  | 1998-12-21 |  | Currently in Use | Gas (Historical Use) | 8000 | Steel-Impressed Current | 1981-05-07 | Fiberglass Reinforced Plastic | Pressurized
1120031 | 2 | Flapper Valve | 1998-12-21 |  | 1998-12-21 |  | Currently in Use | Gas (Historical Use) | 6000 | Steel-Impressed Current | 1981-05-07 | Fiberglass Reinforced Plastic | Pressurized
1120031 | 3 | Flapper Valve | 1998-12-21 |  | 1998-12-21 |  | Currently in Use | Gas (Historical Use) | 6000 | Steel-Impressed Current | 1981-05-07 | Fiberglass Reinforced Plastic | Pressurized
1120031 | 4 | [5 empty] | Permanently Out Of Use | Empty | 10000 | Bare Steel | 1981-05-07 | Galvanized Steel | Safe Suction (Euro)
1120031 | 5 | Flapper Valve | 1998-12-21 |  | 1998-12-21 |  | Temporarily out of use | Diesel | 6000 | Unknown | 1998-12-16 | Fiberglass Reinforced Plastic | Pressurized
1120032 | 1 | Ball Float | 1994-10-15 |  | 1994-10-15 |  | Currently in Use | Gas (Historical Use) | 12000 | Steel-Impressed Current | 1984-05-06 | Cathodically Protected | Pressurized
1120032 | 2 | Ball Float | 1994-10-15 |  | 1994-10-15 |  | Currently in Use | Gas (Historical Use) | 12000 | Steel-Impressed Current | 1984-05-06 | Cathodically Protected | Pressurized
1120032 | 3 | Ball Float | 1984-01-01 | no | 1984-01-01 | no | Currently in Use | Kerosene | 12000 | Steel-Impressed Current | 1984-01-01 | Fiberglass Reinforced Plastic | Pressurized
1120032 | 4 | Ball Float | 1994-10-15 |  | 1994-10-15 |  | Currently in Use | Diesel | 12000 | Steel-Impressed Current | 1984-05-06 | Cathodically Protected | Pressurized
1120032 | 5 | Ball Float | 1994-10-15 |  | 1994-10-15 |  | Currently in Use | Diesel | 12000 | Steel-Impressed Current | 1984-05-06 | Cathodically Protected | Pressurized
1120032 | 6 | Ball Float | 2006-01-01 | no | 2006-01-01 | no | Currently in Use | Diesel | 15000 | Steel-Impressed Current | 2006-01-01 | Fiberglass Reinforced Plastic | Pressurized
1120032 | 7 | Ball Float | 2006-01-01 | no | 2006-01-01 | no | Currently in Use | Diesel | 15000 | Steel-Impressed Current | 2006-01-01 | Fiberglass Reinforced Plastic | Pressurized
1120032 | 8 | Ball Float | 2006-01-01 | no | 2006-01-01 | no | Currently in Use | Diesel | 15000 | Steel-Impressed Current | 2006-01-01 | Fiberglass Reinforced Plastic | Pressurized
1120033 | 1 | [5 empty] | Removed from Ground | Gas (Historical Use) | 6000 | Bare Steel | 1983-05-07 | Galvanized Steel | Suction (American)
1120033 | 2 | [5 empty] | Removed from Ground | Gas (Historical Use) | 6000 | Bare Steel | 1983-05-07 | Galvanized Steel | Suction (American)
1120033 | 3 | [5 empty] | Removed from Ground | Gas (Historical Use) | 4000 | Bare Steel | 1983-05-07 | Galvanized Steel | Suction (American)
1120033 | 4 | [5 empty] | Removed from Ground | Gas (Historical Use) | 3000 | Bare Steel | 1983-05-07 | Galvanized Steel | Suction (American)
1120033 | 5 | Flapper Valve | 1990-09-12 |  | 1990-09-12 |  | Currently in Use | Diesel | 6000 | Fiberglass | 1990-01-01 | Fiberglass Reinforced Plastic | Safe Suction (Euro)
1120033 | 6 | [5 empty] | Removed from Ground | Gas (Historical Use) | 3000 | Cathodically Protected Steel | 1990-01-01 | Fiberglass Reinforced Plastic
1120033 | 7 | Flapper Valve | 1990-09-12 |  | 1990-09-12 |  | Currently in Use | Kerosene | 1000 | Fiberglass | 1990-01-01 | Fiberglass Reinforced Plastic | Safe Suction (Euro)
1120033 | 8 |  | 1995-08-29 |  | 1995-08-29 |  | Currently in Use | Gas (Historical Use) | 10000 | Composite | 1995-08-28 | Fiberglass Reinforced Plastic | Pressurized
1120033 | 9 |  | 1995-08-29 |  | 1995-08-29 |  | Currently in Use | Gas (Historical Use) | 8000 | Composite | 1995-08-28 | Fiberglass Reinforced Plastic | Pressurized
1120034 | 1 | Ball Float | 1998-06-25 | no | 1998-06-25 | no | Temporarily out of use |  | 8000 | Galvanic (STIP-3) | 1985-05-06 | Fiberglass Reinforced Plastic | Pressurized
1120034 | 2 | Ball Float | 1998-06-25 | no | 1998-06-25 | no | Currently in Use | Regular | 8000 | Galvanic (STIP-3) | 1985-05-06 | Fiberglass Reinforced Plastic | Pressurized
1120034 | 3 | Ball Float | 1998-06-25 | no | 1998-06-25 | no | Currently in Use | Premium | 6000 | Galvanic (STIP-3) | 1985-05-06 | Fiberglass Reinforced Plastic | Pressurized
1120034 | 4 | Ball Float | 1998-06-25 | no | 1998-06-25 | no | Currently in Use | Diesel | 6000 | Galvanic (STIP-3) | 1985-05-06 | Fiberglass Reinforced Plastic | Pressurized
1120034 | 5 |  | 1993-11-18 |  | 1993-11-18 |  | Temporarily out of use | Kerosene | 1000 | Galvanic (STIP-3) | 1993-11-18 | Fiberglass Reinforced Plastic | Safe Suction (Euro)
1120035 | 1 | [5 empty] | Permanently Out of Use - historical purposes | Diesel | 5500 | Bare Steel | 1982-05-07 | Galvanized Steel | Suction (American)
1120035 | 2 | [5 empty] | Permanently Out of Use - historical purposes | Diesel | 3000 | Bare Steel | 1982-05-07 | Galvanized Steel | Suction (American)
1120036 | 1 | [5 empty] | Removed from Ground | Diesel | 3000 | Bare Steel | 1980-05-07 | Galvanized Steel | Safe Suction (Euro)
1120037 | 1 | [5 empty] | Removed from Ground | Gas (Historical Use) | 6000 | Bare Steel | 1981-05-07 | Galvanized Steel | Pressurized
1120037 | 2 | [5 empty] | Removed from Ground | Gas (Historical Use) | 6000 | Bare Steel | 1981-05-07 | Galvanized Steel | Pressurized
1120037 | 3 | [5 empty] | Removed from Ground | Gas (Historical Use) | 6000 | Bare Steel | 1981-05-07 | Galvanized Steel | Pressurized
1120037 | 4 | [5 empty] | Removed from Ground | Diesel | 3000 | Bare Steel | 1981-05-07 | Galvanized Steel | Safe Suction (Euro)
1120037 | 5 | [5 empty] | Removed from Ground | Kerosene | 500 | Bare Steel | 1981-05-07 | Galvanized Steel | Safe Suction (Euro)
1120038 | 1 | [5 empty] | Removed from Ground | Gas (Historical Use) | 10008 | Bare Steel | 1981-05-06 | Galvanized Steel
1120038 | 2 | [5 empty] | Removed from Ground | Gas (Historical Use) | 10008 | Bare Steel | 1981-05-06 | Galvanized Steel
1120038 | 3 | [5 empty] | Removed from Ground | Gas (Historical Use) | 6110 | Bare Steel | 1981-05-06 | Galvanized Steel
1120039 | 1 | Ball Float | 2006-10-18 | no | 2006-10-18 | no | Currently in Use | Gas (Historical Use) | 12000 | Fiberglass | 2006-10-18 | Fiberglass Reinforced Plastic | Pressurized
1120039 | 1501 |  | 1998-10-01 |  | 1998-10-01 |  | Removed from Ground | Gas (Historical Use) | 10000 | Steel-Impressed Current | 1983-02-06 | Fiberglass Reinforced Plastic | Pressurized
1120039 | 1502 |  | 1998-10-01 |  | 1998-10-01 |  | Removed from Ground | Gas (Historical Use) | 6000 | Steel-Impressed Current | 1983-02-06 | Fiberglass Reinforced Plastic | Pressurized
1120039 | 1503 |  | 1998-10-01 |  | 1998-10-01 |  | Removed from Ground | Gas (Historical Use) | 10000 | Steel-Impressed Current | 1983-02-06 | Fiberglass Reinforced Plastic | Pressurized
1120039 | 2A | Ball Float | 2006-10-18 | no | 2006-10-18 | no | Currently in Use | Gas (Historical Use) | 6000 | Fiberglass | 2006-10-18 | Fiberglass Reinforced Plastic | Pressurized
1120039 | 2B | Ball Float | 2006-10-18 | no | 2006-10-18 | no | Currently in Use | Diesel | 6000 | Fiberglass | 2006-10-18 | Fiberglass Reinforced Plastic | Pressurized
1120039 | 3A | Ball Float | 2006-10-18 | no | 2006-10-18 | no | Currently in Use | Gas (Historical Use) | 3000 | Fiberglass | 2006-10-18 | Fiberglass Reinforced Plastic | Safe Suction (Euro)
1120039 | 3B | Ball Float | 2006-10-18 | no | 2006-10-18 | no | Currently in Use | Diesel | 6000 | Fiberglass | 2006-10-18 | Fiberglass Reinforced Plastic | Safe Suction (Euro)
1120039 | 3C | Ball Float | 2006-10-18 | no | 2006-10-18 | no | Currently in Use | Kerosene | 3000 | Fiberglass | 2006-10-18 | Fiberglass Reinforced Plastic | Safe Suction (Euro)
1120040 | 501 | Flapper Valve | 1998-11-01 |  | 1998-11-01 |  | Currently in Use | Gas (Historical Use) | 10008 | Steel-Impressed Current | 1982-10-24 | Fiberglass Reinforced Plastic | Pressurized
1120040 | 502 | Flapper Valve | 1998-11-01 |  | 1998-11-01 |  | Currently in Use | Gas (Historical Use) | 10008 | Steel-Impressed Current | 1982-10-24 | Fiberglass Reinforced Plastic | Pressurized
1120040 | 503 | Flapper Valve | 1998-11-01 |  | 1998-11-01 |  | Currently in Use | Gas (Historical Use) | 4000 | Steel-Impressed Current | 1982-10-24 | Fiberglass Reinforced Plastic | Pressurized
1120040 | 504 |  | 1998-11-01 |  | 1998-11-01 |  | Currently in Use | Diesel | 6110 | Steel-Impressed Current | 1982-10-24 | Fiberglass Reinforced Plastic | Pressurized
1120041 | 1 | Flapper Valve | 1996-05-01 | no | 1996-05-01 | no | Currently in Use | Regular | 8000 | Steel-Impressed Current | 1985-05-05 | Fiberglass Reinforced Plastic | Pressurized
1120041 | 2 | Flapper Valve | 1996-05-01 | no | 1996-05-01 | no | Currently in Use | Regular | 8000 | Steel-Impressed Current | 1985-05-05 | Fiberglass Reinforced Plastic | Pressurized
1120041 | 3 | Flapper Valve | 1996-05-01 | no | 1996-05-01 | no | Currently in Use | Premium | 6000 | Steel-Impressed Current | 1985-05-05 | Fiberglass Reinforced Plastic | Pressurized
1120042 | 1 |  |  | no |  | no | Closed in Ground | Other | 4000 | Bare Steel | 1984-05-02 | Unknown
1120042 | 1AST | [5 empty] | Closed in Ground | Other | 4000 | Bare Steel | 1984-05-02 | Bare Steel
1120042 | 2 |  |  | no |  | no | Closed in Ground | Other | 4000 | Bare Steel | 1984-05-02 | Unknown
1120042 | 2AST | [5 empty] | Closed in Ground | Other | 4000 | Bare Steel | 1984-05-02 | Bare Steel
1120042 | 3 |  |  | no |  | no | Closed in Ground | Other | 4000 | Bare Steel | 1984-05-02 | Unknown
1120042 | 3AST | [5 empty] | Closed in Ground | Other | 4000 | Bare Steel | 1984-05-02 | Bare Steel
1120042 | 4 |  |  | no |  | no | Closed in Ground | Other | 4000 | Bare Steel | 1984-05-02 | Unknown
1120042 | 4AST | [5 empty] | Closed in Ground | Other | 4000 | Bare Steel | 1984-05-02 | Bare Steel
1120043 | 1 |  | 1998-09-23 | no | 1998-09-23 | no | Temporarily out of use | Gas (Historical Use) | 6000 | Steel-Impressed Current | 1983-05-06 |  | Pressurized
1120043 | 2 |  | 1998-09-23 | no | 1998-09-23 | no | Temporarily out of use | Diesel | 6000 | Steel-Impressed Current | 1983-05-06 |  | Pressurized
1120043 | 3 |  | 1998-09-23 | no | 1998-09-23 | no | Temporarily out of use | Gas (Historical Use) | 2000 | Steel-Impressed Current | 1983-05-06 |  | Suction (American)
1120043 | 4 |  | 1999-03-09 | no | 1999-03-09 | no | Temporarily out of use | Gas (Historical Use) | 6000 |  | 1999-03-09 |  | Pressurized
1120044 | 1 | [5 empty] | Removed from Ground | Diesel | 3000 | Bare Steel | 1986-05-07 | Unknown
1120045 | 1 | [5 empty] | Removed from Ground | Diesel | 10000 | Bare Steel | 1966-01-01 | Copper | Suction (American)
1120047 | DF | [5 empty] | Removed from Ground | Diesel | 4000 | Bare Steel | 1974-05-11 | Galvanized Steel
1120047 | NLR | [5 empty] | Removed from Ground | Gas (Historical Use) | 4000 | Bare Steel | 1974-05-11 | Galvanized Steel
1120047 | R | [5 empty] | Removed from Ground | Gas (Historical Use) | 6000 | Bare Steel | 1974-05-11 | Galvanized Steel
1120047 | W | [5 empty] | Removed from Ground | Gas (Historical Use) | 6000 | Bare Steel | 1974-05-11 | Galvanized Steel
1120048 | 1 | [5 empty] | Removed from Ground | Diesel | 10000 | Bare Steel | 1961-05-12 | Galvanized Steel
1120048 | 2 | [5 empty] | Removed from Ground | Gas (Historical Use) | 1000 | Bare Steel | 1966-05-11 | Galvanized Steel
1120048 | 3 | [5 empty] | Removed from Ground | Gas (Historical Use) | 1000 | Bare Steel | 1966-05-11 | Galvanized Steel
1120048 | 6 | [5 empty] | Removed from Ground | Diesel | 500 | Bare Steel | 1961-05-12 | Galvanized Steel
1120051 | 1 | [5 empty] | Removed from Ground | Kerosene | 1 | Bare Steel | 1986-05-07 | Galvanized Steel
1120053 | 1 | Ball Float | 1987-01-01 |  | 1987-01-01 |  | Currently in Use | Gas (Historical Use) | 8000 | Galvanic (STIP-3) | 1987-01-01 | Fiberglass Reinforced Plastic | Pressurized
1120053 | 2 | Ball Float | 1987-01-01 |  | 1987-01-01 |  | Currently in Use | Gas (Historical Use) | 8000 | Galvanic (STIP-3) | 1987-01-01 | Fiberglass Reinforced Plastic | Pressurized
1120053 | 3 | Ball Float | 1987-01-01 | no | 1987-01-01 | no | Currently in Use | Gas (Historical Use) | 6000 | Galvanic (STIP-3) | 1987-01-01 | Fiberglass Reinforced Plastic | Pressurized
1120053 | 4 | Ball Float | 1987-01-01 |  | 1987-01-01 |  | Currently in Use | Diesel | 6000 | Galvanic (STIP-3) | 1987-01-01 | Fiberglass Reinforced Plastic | Pressurized
1120053 | 5 | Flapper Valve | 2006-01-01 |  | 1987-01-01 |  | Currently in Use | Kerosene | 1000 | Galvanic (STIP-3) | 1987-01-01 | Fiberglass Reinforced Plastic | Suction (American)
1120054 | 1 | Ball Float | 1998-05-01 | no | 1998-05-01 | no | Currently in Use | Gas (Historical Use) | 6000 | Galvanic (STIP-3) | 1987-11-04 | Fiberglass Reinforced Plastic | Pressurized
1120054 | 2 | Ball Float | 1998-05-01 | no | 1998-05-01 | no | Currently in Use | Gas (Historical Use) | 8000 | Galvanic (STIP-3) | 1987-11-04 | Fiberglass Reinforced Plastic | Pressurized
1120054 | 3 | Ball Float | 1998-05-01 | no | 1998-05-01 | no | Currently in Use | Diesel | 6000 | Galvanic (STIP-3) | 1987-11-04 | Fiberglass Reinforced Plastic | Pressurized
1120054 | 4 | Ball Float | 1998-05-01 | no | 1998-05-01 | no | Currently in Use | Gas (Historical Use) | 6000 | Galvanic (STIP-3) | 1987-11-04 | Fiberglass Reinforced Plastic | Pressurized
1120054 | 5 | Flapper Valve | 1998-05-18 | no | 1998-05-18 | no | Temporarily out of use | Kerosene | 1000 | Galvanic (STIP-3) | 1987-11-04 | Fiberglass Reinforced Plastic | Safe Suction (Euro)
1130001 | 1 | [5 empty] | Removed from Ground | Gas (Historical Use) | 3000 | Bare Steel | 1975-04-03 | Galvanized Steel | Safe Suction (Euro)
1130001 | 2 | [5 empty] | Removed from Ground | Gas (Historical Use) | 3000 | Bare Steel | 1975-04-03 | Galvanized Steel | Safe Suction (Euro)
1130001 | 3 | [5 empty] | Removed from Ground | Gas (Historical Use) | 3000 | Bare Steel | 1975-04-03 | Galvanized Steel | Safe Suction (Euro)
1130001 | 4 | [5 empty] | Removed from Ground | Gas (Historical Use) | 3000 | Bare Steel | 1975-04-03 | Galvanized Steel | Safe Suction (Euro)
1130001 | 5 |  |  | yes |  | yes | Removed from Ground | Used Oil | 1000 | Fiberglass | 1984-03-31 | Galvanized Steel
1130001 | 6 |  | 1997-03-27 | no | 1997-03-27 | no | Currently in Use | Gas (Historical Use) | 10000 | Composite | 1997-03-27 | Fiberglass Reinforced Plastic | Pressurized
1130001 | 7 |  | 1997-03-27 |  | 1997-03-27 |  | Currently in Use | Gas (Historical Use) | 8000 | Composite | 1997-03-27 | Fiberglass Reinforced Plastic | Pressurized
1130002 | 1 | [5 empty] | Removed from Ground | Gas (Historical Use) | 6000 | Bare Steel | 1980-01-01 | Galvanized Steel | Pressurized
1130002 | 2 | [5 empty] | Removed from Ground | Gas (Historical Use) | 6000 | Bare Steel | 1980-01-01 | Galvanized Steel | Pressurized
1130002 | 3 | [5 empty] | Removed from Ground | Gas (Historical Use) | 6000 | Bare Steel | 1980-01-01 | Galvanized Steel | Pressurized
1130002 | 4A |  | 1994-07-15 |  | 1994-07-15 |  | Currently in Use | Gas (Historical Use) | 10000 | Composite | 1994-07-15 | Cathodically Protected | Pressurized
1130002 | 5A |  | 1994-07-15 |  | 1994-07-15 |  | Currently in Use | Gas (Historical Use) | 10000 | Composite | 1994-07-15 | Cathodically Protected | Pressurized
1130003 | 1 | [5 empty] | Removed from Ground | Gas (Historical Use) | 6000 | Bare Steel | 1983-01-01 | Bare Steel | Pressurized
1130003 | 1A |  | 1994-06-15 |  | 1994-06-15 |  | Currently in Use | Gas (Historical Use) | 10000 | Composite | 1994-06-01 | Fiberglass Reinforced Plastic | Pressurized
1130003 | 2 | [5 empty] | Removed from Ground | Gas (Historical Use) | 6000 | Bare Steel | 1983-01-01 | Bare Steel | Pressurized
1130003 | 2A |  | 1994-06-15 |  | 1994-06-15 |  | Currently in Use | Gas (Historical Use) | 8000 | Composite | 1988-04-18 | Fiberglass Reinforced Plastic | Pressurized
1130003 | 3 |  | 1994-06-15 |  | 1994-06-15 |  | Currently in Use | Gas (Historical Use) | 6000 | Composite | 1988-04-18 | Fiberglass Reinforced Plastic | Pressurized
1130004 | 1 |  | 1997-06-10 |  | 1997-06-10 |  | Removed from Ground | Gas (Historical Use) | 10000 | Steel-Impressed Current | 1980-05-01 | Cathodically Protected | Pressurized
1130004 | 2 |  | 1997-06-10 |  | 1997-06-10 |  | Removed from Ground | Gas (Historical Use) | 10000 | Steel-Impressed Current | 1980-05-01 | Cathodically Protected | Pressurized
1130004 | 3 |  | 1997-06-10 |  | 1997-06-10 |  | Removed from Ground | Gas (Historical Use) | 8000 | Steel-Impressed Current | 1984-04-30 | Cathodically Protected | Pressurized
1130004 | 4 |  | 1997-06-10 |  | 1997-06-10 |  | Removed from Ground | Diesel | 8000 | Steel-Impressed Current | 1984-04-30 | Cathodically Protected | Pressurized
1130004 | 5 |  | 1999-10-08 |  | 1999-10-08 |  | Currently in Use | Gas (Historical Use) | 10000 | Double Walled | 1999-10-08 | Cathodically Protected | Pressurized
1130004 | 6 |  | 1999-10-08 |  | 1999-10-08 |  | Currently in Use | Gas (Historical Use) | 10000 | Double Walled | 1999-10-08 | Cathodically Protected | Pressurized
1130004 | 7 |  | 1999-10-08 |  | 1999-10-08 |  | Currently in Use | Diesel | 8000 | Double Walled | 1999-10-08 | Cathodically Protected | Pressurized
1130005 | 1 | [5 empty] | Removed from Ground | Diesel | 2000 | Composite | 1977-04-12 | Unknown
1130005 | 2 | [5 empty] | Removed from Ground | Gas (Historical Use) | 2000 | Composite | 1977-04-12 | Unknown
1130005 | 3 | [5 empty] | Removed from Ground | Gas (Historical Use) | 2000 | Composite | 1977-04-12 | Unknown
1130005 | 4 |  |  | yes |  | yes | Removed from Ground | Used Oil | 3000 | Composite | 1977-04-12 | Unknown
1130006 | 3 |  | 1994-05-27 |  | 1994-05-27 |  | Removed from Ground | Gas (Historical Use) | 1000 | Galvanic (STIP-3) | 1994-05-27 | Cathodically Protected | Safe Suction (Euro)
1130006 | 4 |  | 1994-05-27 |  | 1994-05-27 |  | Removed from Ground | Diesel | 1000 | Galvanic (STIP-3) | 1994-05-27 | Cathodically Protected | Safe Suction (Euro)
1130006 | GFC29625 | [5 empty] | Removed from Ground | Diesel | 560 | Bare Steel | 1979-04-24 | Galvanized Steel | Safe Suction (Euro)
1130006 | GFC29626 | [5 empty] | Removed from Ground | Gas (Historical Use) | 2000 | Bare Steel | 1979-04-24 | Galvanized Steel | Safe Suction (Euro)
1130007 | 1 | [5 empty] | Removed from Ground | Diesel | 3000 | Bare Steel | 1984-03-12 | Galvanized Steel | Suction (American)
1130007 | 2 |  | 1998-08-25 |  | 1998-08-25 |  | Currently in Use | Diesel | 3000 | Composite | 1998-08-01 | Fiberglass Reinforced Plastic | Safe Suction (Euro)
1130007 | 3A |  | 2007-01-18 | no | 2007-01-18 | no | Currently in Use | Gas (Historical Use) | 6000 | Composite | 2007-01-15 | Fiberglass Reinforced Plastic | Safe Suction (Euro)
1130007 | 3B |  | 2007-01-18 | no | 2007-01-18 | no | Currently in Use | Gas (Historical Use) | 2000 | Composite | 2007-01-15 | Fiberglass Reinforced Plastic | Safe Suction (Euro)
1130007 | 3C |  | 2007-01-18 | no | 2007-01-18 | no | Currently in Use | Gas (Historical Use) | 2000 | Composite | 2007-01-15 | Fiberglass Reinforced Plastic | Safe Suction (Euro)
1130008 | 1 |  | 1998-06-22 |  | 1998-06-22 |  | Currently in Use | Gas (Historical Use) | 6000 | Steel-Impressed Current | 1986-01-30 | Fiberglass Reinforced Plastic | Pressurized
1130008 | 2 |  | 1998-06-22 |  | 1998-06-22 |  | Currently in Use | Gas (Historical Use) | 4000 | Steel-Impressed Current | 1986-01-30 | Fiberglass Reinforced Plastic | Pressurized
1130008 | 3 |  | 1998-06-22 |  | 1998-06-22 |  | Currently in Use | Gas (Historical Use) | 4000 | Steel-Impressed Current | 1986-01-30 | Fiberglass Reinforced Plastic | Pressurized
1130008 | 4 |  | 1998-06-22 |  | 1998-06-22 |  | Temporarily out of use | Diesel | 8000 | Steel-Impressed Current | 1986-01-30 | Steel (Impressed Current) | Pressurized
1130008 | 5 |  | 1998-06-22 |  | 1998-06-22 |  | Currently in Use | Diesel | 8000 | Steel-Impressed Current | 1986-01-30 | Steel (Impressed Current) | Pressurized
1130009 | 1 |  | 1996-02-01 |  | 1996-02-01 |  | Currently in Use | Gas (Historical Use) | 6000 | Steel-Impressed Current | 1977-02-26 | Fiberglass Reinforced Plastic | Pressurized
1130009 | 2 |  | 1996-02-01 |  | 1996-02-01 |  | Currently in Use | Gas (Historical Use) | 6000 | Steel-Impressed Current | 1977-02-26 | Fiberglass Reinforced Plastic | Pressurized
1130009 | 3 |  | 1996-02-01 |  | 1996-02-01 |  | Currently in Use | Gas (Historical Use) | 6000 | Steel-Impressed Current | 1977-02-26 | Fiberglass Reinforced Plastic | Pressurized
1130010 | 1 |  | 1996-12-19 |  | 1996-12-19 |  | Currently in Use | Gas (Historical Use) | 6000 | Steel-Impressed Current | 1977-02-26 | Cathodically Protected | Pressurized
1130010 | 2 |  | 1996-12-19 |  | 1996-12-19 |  | Currently in Use | Gas (Historical Use) | 6000 | Steel-Impressed Current | 1977-02-26 | Cathodically Protected | Pressurized
1130010 | 3 |  | 1996-12-19 |  | 1996-12-01 |  | Currently in Use | Gas (Historical Use) | 6000 | Steel-Impressed Current | 1977-02-26 | Cathodically Protected | Pressurized
1130011 | 1 |  | 1998-05-22 |  | 1998-05-22 |  | Currently in Use | Gas (Historical Use) | 8000 | Steel-Impressed Current | 1979-02-26 | Double Walled | Pressurized
1130011 | 2 |  | 1998-05-22 |  | 1998-05-22 |  | Currently in Use | Gas (Historical Use) | 8000 | Steel-Impressed Current | 1979-02-26 | Double Walled | Pressurized
1130011 | 3 |  | 1998-05-22 |  | 1998-05-22 |  | Currently in Use | Gas (Historical Use) | 8000 | Steel-Impressed Current | 1979-02-26 | Double Walled | Pressurized
1130011 | 4 | [5 empty] | Removed from Ground | Other | 8000 | Bare Steel | 1979-02-26 | Galvanized Steel | Safe Suction (Euro)
1130013 | 24 | [5 empty] | Permanently Out of Use - historical purposes | Empty | 2000 | Marked Unknown | 1986-02-06 | Unknown
1130014 | 19 | [5 empty] | Removed from Ground | Gas (Historical Use) | 4000 | Bare Steel | 1986-02-06 | Bare Steel
1130014 | 20 | [5 empty] | Removed from Ground | Diesel | 3000 | Bare Steel | 1986-02-06 | Bare Steel
1130014 | 21 | [5 empty] | Currently in Use | Propane | 500 | Bare Steel | 1986-02-06 | Bare Steel
1130015 | 9 | [5 empty] | Removed from Ground | Empty | 250 | Bare Steel | 1981-02-07 | Bare Steel
1130016 | 4 | [5 empty] | Currently in Use | Propane | 500 | Bare Steel | 1986-02-06 | Unknown
1130016 | 5 | [5 empty] | Removed from Ground | Kerosene | 500 | Bare Steel | 1986-02-06 | Unknown
1130017 | 1 | [5 empty] | Removed from Ground | Empty | 500 | Bare Steel | 1986-02-06 | Unknown
1130017 | 2 | [5 empty] | Permanently Out of Use - historical purposes | Propane | 500 | Bare Steel | 1986-02-06 | Unknown
1130017 | 3 | [5 empty] | Permanently Out of Use - historical purposes | Kerosene | 500 | Bare Steel | 1986-02-06 | Cathodically Protected
1130019 | 17 | [5 empty] | Removed from Ground | Diesel | 2000 | Bare Steel | 1982-02-07 | Bare Steel
1130019 | 18 | [5 empty] | Removed from Ground | Diesel | 2000 | Bare Steel | 1982-02-07 | Bare Steel
1130021 | 6 | [5 empty] | Permanently Out of Use - historical purposes | Propane | 500 | Bare Steel | 1986-02-06 | Unknown
1130021 | 7 | [5 empty] | Permanently Out of Use - historical purposes | Propane | 500 | Bare Steel | 1986-02-06 | Cathodically Protected
1130021 | 8 | [5 empty] | Permanently Out of Use - historical purposes | Kerosene | 500 | Bare Steel | 1986-02-06 | Unknown
1130022 | 1 | [5 empty] | Removed from Ground | Diesel | 12000 | Bare Steel | 1977-01-18 | Galvanized Steel
1130022 | 2 |  | 1998-08-01 |  | 1997-11-01 |  | Currently in Use | Diesel | 12000 | Composite | 1988-05-20 | Cathodically Protected | Pressurized
1130022 | 3 |  | 1998-08-01 |  | 1997-11-01 |  | Currently in Use | Diesel | 12000 | Composite | 1988-05-20 | Cathodically Protected | Pressurized
1130023 | 1 |  | 1997-10-13 |  | 1997-10-13 |  | Currently in Use | Diesel | 6000 | Composite | 1986-04-23 | Fiberglass Reinforced Plastic | Suction (American)
1130023 | 2 |  | 1997-10-13 |  | 1997-10-13 |  | Currently in Use | Diesel | 6000 | Composite | 1986-04-23 | Cathodically Protected | Suction (American)
1130023 | 3 |  | 1997-10-13 |  | 1997-10-13 |  | Currently in Use | Gas (Historical Use) | 2000 | Composite | 1986-04-23 | Fiberglass Reinforced Plastic | Suction (American)
1130025 | MID | Flapper Valve | 1995-10-19 | no | 1995-10-19 | no | Currently in Use | Plus | 10000 | Steel-Impressed Current | 1995-09-25 | Steel (Impressed Current) | Pressurized
1130025 | PREM | Flapper Valve | 1995-10-19 | no | 1995-10-19 | no | Currently in Use | Premium | 10000 | Steel-Impressed Current | 1995-09-25 | Steel (Impressed Current) | Pressurized
1130025 | U/L | Flapper Valve | 1995-10-19 | no | 1995-10-19 | no | Currently in Use | Regular | 10000 | Steel-Impressed Current | 1995-09-29 | Steel (Impressed Current) | Pressurized
1130027 | 1 | [5 empty] | Removed from Ground | Gas (Historical Use) | 1000 | Bare Steel | 1956-05-15 | Galvanized Steel
1130027 | 2 | [5 empty] | Removed from Ground | Gas (Historical Use) | 1000 | Bare Steel | 1956-05-15 | Galvanized Steel
1130027 | 3 | [5 empty] | Removed from Ground | Gas (Historical Use) | 500 | Bare Steel | 1956-05-15 | Galvanized Steel
1130028 | 1 | [5 empty] | Removed from Ground | Gas (Historical Use) | 10000 | Bare Steel | 1977-05-07 | Unknown
1130028 | 2 |  |  | yes |  | yes | Permanently Out of Use - historical purposes | Used Oil | 500 | Bare Steel | 1977-05-07 | Unknown
1130028 | 3 |  | 1991-10-01 |  | 1991-10-01 |  | Currently in Use | Diesel | 12000 | Fiberglass Double Walled | 1991-11-07 | Double-Walled Fiberglass | Pressurized
1130029 | 1 | [5 empty] | Removed from Ground | Gas (Historical Use) | 560 | Bare Steel | 1968-05-12 | Galvanized Steel
1130029 | 2 | [5 empty] | Removed from Ground | Gas (Historical Use) | 560 | Bare Steel | 1968-05-12 | Galvanized Steel
1130029 | 3 | [5 empty] | Removed from Ground | Gas (Historical Use) | 2000 | Bare Steel | 1977-05-10 | Galvanized Steel
1130029 | 4 |  | 1989-01-01 |  | 1989-01-01 |  | Currently in Use | Gas (Historical Use) | 4000 | Composite | 1989-01-01 | Galvanized Steel | Suction (American)
1130029 | 5 |  | 1989-01-01 |  | 1989-01-01 |  | Currently in Use | Gas (Historical Use) | 3000 | Composite | 1989-01-01 | Galvanized Steel | Suction (American)
1130029 | 6 |  | 1989-01-01 |  | 1989-01-01 |  | Temporarily out of use | Gas (Historical Use) | 3000 | Composite | 1989-01-01 | Galvanized Steel | Suction (American)
1130030 | 1 | [5 empty] | Removed from Ground | Gas (Historical Use) | 1000 | Bare Steel | 1976-05-10 | Galvanized Steel
1130030 | 2 | [5 empty] | Removed from Ground | Diesel | 2000 | Bare Steel | 1976-05-10 | Galvanized Steel
1130032 | 1 | [5 empty] | Removed from Ground | Gas (Historical Use) | 1000 | Bare Steel | 1962-05-14 | Galvanized Steel | Suction (American)
1130032 | 2 | [5 empty] | Removed from Ground | Gas (Historical Use) | 1000 | Bare Steel | 1962-05-14 | Galvanized Steel | Suction (American)
1130032 | 3 | [5 empty] | Removed from Ground | Gas (Historical Use) | 3000 | Bare Steel | 1977-05-10 | Galvanized Steel | Suction (American)
1130033 | 1 |  | 1997-09-19 |  | 1997-09-19 |  | Currently in Use | Gas (Historical Use) | 6000 | Steel-Impressed Current | 1984-05-08 | Steel (Impressed Current) | Safe Suction (Euro)
1130033 | 2 |  | 1997-09-19 |  | 1997-09-19 |  | Currently in Use | Gas (Historical Use) | 6000 | Steel-Impressed Current | 1984-05-08 | Steel (Impressed Current) | Safe Suction (Euro)
1130033 | 3 |  | 1997-09-19 |  | 1997-09-19 |  | Currently in Use | Gas (Historical Use) | 6000 | Steel-Impressed Current | 1984-05-08 | Steel (Impressed Current) | Safe Suction (Euro)
1130034 | 1 | [5 empty] | Removed from Ground | Gas (Historical Use) | 560 | Bare Steel | 1976-05-10 | Galvanized Steel
1130035 | 1 | [5 empty] | Removed from Ground | Empty | 560 | Bare Steel | 1971-05-12 | Galvanized Steel
1130035 | 2 | [5 empty] | Removed from Ground | Empty | 280 | Bare Steel | 1971-05-12 | Galvanized Steel
1130037 | 1 | [5 empty] | Removed from Ground | Gas (Historical Use) | 280 | Bare Steel | 1974-05-11 | Galvanized Steel
1130037 | 2 | [5 empty] | Removed from Ground | Diesel | 280 | Bare Steel | 1974-05-11 | Galvanized Steel
1130038 | 1 | [5 empty] | Removed from Ground | Empty | 1000 | Bare Steel | 1983-05-09 | Galvanized Steel
1130039 | 1 | [5 empty] | Removed from Ground | Gas (Historical Use) | 10000 | Bare Steel | 1976-05-10 | Galvanized Steel
1130039 | 2 | [5 empty] | Removed from Ground | Gas (Historical Use) | 8000 | Bare Steel | 1976-05-10 | Galvanized Steel
1130039 | 3 | [5 empty] | Removed from Ground | Gas (Historical Use) | 10000 | Bare Steel | 1976-05-10 | Galvanized Steel
1130039 | 4 | [5 empty] | Removed from Ground | Diesel | 10000 | Bare Steel | 1976-05-10 | Galvanized Steel
1130039 | 5 | [5 empty] | Removed from Ground | Diesel | 3000 | Bare Steel | 1976-05-10 | Galvanized Steel
1130040 | 1 | [5 empty] | Permanently Out of Use - historical purposes | Gas (Historical Use) | 3000 | Bare Steel |  | Not Marked
1130040 | 2 | [5 empty] | Permanently Out of Use - historical purposes | Gas (Historical Use) | 3000 | Bare Steel |  | Not Marked
1130040 | 3 | [5 empty] | Permanently Out of Use - historical purposes | Gas (Historical Use) | 4000 | Bare Steel |  | Not Marked
1130040 | 4 | [5 empty] | Permanently Out of Use - historical purposes | Gas (Historical Use) | 4000 | Bare Steel |  | Not Marked
1130041 | 1 |  | 1998-03-23 |  | 1998-03-23 |  | Currently in Use | Diesel | 10000 | Steel-Impressed Current | 1987-01-01 | Cathodically Protected | Pressurized
1130043 | 1 | [5 empty] | Permanently Out of Use - historical purposes | Empty | 1000 | Bare Steel | 1977-05-03 | Galvanized Steel
1130043 | 2 | [5 empty] | Permanently Out of Use - historical purposes | Empty | 280 | Bare Steel | 1986-05-01 | Galvanized Steel
1130043 | 3 | [5 empty] | Permanently Out of Use - historical purposes | Empty | 1 | Bare Steel | 1986-05-01 | Galvanized Steel
1130043 | 4 | [5 empty] | Permanently Out of Use - historical purposes | Empty | 500 | Bare Steel | 1986-05-01 | Galvanized Steel
1140001 | 1 | [5 empty] | Removed from Ground | Gas (Historical Use) | 3000 | Bare Steel | 1980-01-19 | Galvanized Steel
1140001 | 2 | [5 empty] | Removed from Ground | Diesel | 3000 | Bare Steel | 1980-01-19 | Galvanized Steel
1140003 | 1 |  | 1998-02-01 |  | 1998-02-01 |  | Currently in Use | Diesel | 12000 | Steel-Impressed Current | 1982-01-25 | Steel (Impressed Current) | Suction (American)
1140008 | 10354-1 | [5 empty] | Removed from Ground | Gas (Historical Use) | 1000 | Marked Unknown | 1974-05-02 | Unknown
1140008 | 354D1 | [5 empty] | Removed from Ground | Diesel | 2000 | Cathodically Protected Steel | 1987-01-01 | Galvanized Steel | Suction (American)
1140008 | 354G1 | [5 empty] | Removed from Ground | Gas (Historical Use) | 2000 | Cathodically Protected Steel | 1987-01-01 | Galvanized Steel | Suction (American)
1140009 | 1 |  | 1996-06-26 |  | 1996-06-26 |  | Removed from Ground | Empty | 6000 | Steel-Impressed Current | 1981-01-01 | Galvanized Steel | Suction (American)
1140009 | 2 |  | 1996-06-26 |  | 1996-06-26 |  | Removed from Ground | Empty | 6000 | Steel-Impressed Current | 1981-01-01 | Galvanized Steel | Suction (American)
1140009 | 3 |  | 1996-06-26 |  | 1996-06-26 |  | Removed from Ground | Empty | 6000 | Steel-Impressed Current | 1981-01-01 | Galvanized Steel | Suction (American)
1140009 | 4 | Flapper Valve | 1999-11-12 | no | 1999-11-12 | no | Currently in Use |  | 10000 | Composite Double Walled | 1999-11-12 | Double-Walled Flex | Pressurized
1140009 | 5 | Flapper Valve | 1999-11-12 | no | 1999-11-12 | no | Currently in Use |  | 8000 | Composite Double Walled | 1999-11-12 | Double-Walled Flex | Pressurized
1140010 | 1 | [5 empty] | Removed from Ground | Diesel | 2000 | Bare Steel | 1976-05-07 | Not Marked
1140011 | 1 | [5 empty] | Removed from Ground | Diesel | 3000 | Bare Steel | 1976-05-07 | Not Marked
1140012 | 1 | [5 empty] | Removed from Ground | Diesel | 1000 | Bare Steel | 1963-01-01 | Copper | Suction (American)
1140012 | 2 |  | 1992-06-30 |  | 1992-06-30 |  | Removed from Ground | Diesel | 1000 | Double Walled | 1992-06-03 | Copper | Suction (American)
1140014 | 1 | [5 empty] | Removed from Ground | Diesel | 8000 | Bare Steel | 1972-05-05 | Bare Steel | Suction (American)
1140014 | 2 | [5 empty] | Removed from Ground | Gas (Historical Use) | 8000 | Bare Steel | 1972-05-05 | Galvanized Steel | Suction (American)
1140014 | 3 | [5 empty] | Removed from Ground | Gas (Historical Use) | 8000 | Bare Steel | 1972-05-05 | Galvanized Steel | Suction (American)
1140014 | 4 | [5 empty] | Removed from Ground | Gas (Historical Use) | 4000 | Bare Steel | 1972-05-05 | Galvanized Steel | Suction (American)
1140014 | 5 |  |  | yes |  | yes | Removed from Ground | Used Oil | 3000 | Bare Steel | 1972-05-05 | Galvanized Steel | Gravity Fed
1140015 | 1 | [5 empty] | Removed from Ground | Gas (Historical Use) | 550 | Bare Steel | 1982-05-03 | Galvanized Steel | Safe Suction (Euro)
1140015 | 2 | [5 empty] | Removed from Ground | Gas (Historical Use) | 1000 | Bare Steel | 1982-05-03 | Galvanized Steel | Safe Suction (Euro)
1140015 | 3 |  | 1997-10-01 | no | 1997-10-01 | no | Removed from Ground | Gas (Historical Use) | 500 | Composite | 1997-10-01 | Fiberglass Reinforced Plastic | Suction (American)
1140015 | 4 |  | 1997-10-01 | no | 1997-10-01 | no | Removed from Ground | Gas (Historical Use) | 500 | Composite | 1997-10-01 | Fiberglass Reinforced Plastic | Suction (American)
1140016 | 1 | Flapper Valve | 1998-11-01 |  | 1998-11-01 |  | Currently in Use | Gas (Historical Use) | 1000 | Steel-Impressed Current | 1985-05-02 | Steel (Impressed Current) | Suction (American)
1140016 | 2 | Flapper Valve | 1998-11-01 |  | 1998-11-01 |  | Currently in Use | Gas (Historical Use) | 1000 | Steel-Impressed Current | 1985-05-02 | Steel (Impressed Current) | Suction (American)
1140016 | 3 | Flapper Valve | 1998-11-01 |  | 1998-11-01 |  | Currently in Use | Diesel | 1000 | Steel-Impressed Current | 1980-05-03 | Steel (Impressed Current) | Suction (American)
1140016 | 4 | Flapper Valve | 1998-11-01 |  | 1998-11-01 |  | Currently in Use | Kerosene | 500 | Steel-Impressed Current | 1980-05-03 | Steel (Impressed Current) | Suction (American)
1140016 | 5 | Flapper Valve | 1998-11-01 |  | 1998-11-01 |  | Currently in Use | Gas (Historical Use) | 2000 | Steel-Impressed Current | 1988-01-01 | Steel (Impressed Current) | Suction (American)
1140017 | 1 | [5 empty] | Removed from Ground | Gas (Historical Use) | 500 | Bare Steel | 1980-05-03 | Galvanized Steel | Safe Suction (Euro)
1140017 | 2 | [5 empty] | Removed from Ground | Gas (Historical Use) | 500 | Bare Steel | 1980-05-03 | Galvanized Steel | Safe Suction (Euro)
1140018 | 1 | [5 empty] | Removed from Ground | Gas (Historical Use) | 550 | Bare Steel | 1972-05-05 | Galvanized Steel
1140018 | 2 | [5 empty] | Removed from Ground | Gas (Historical Use) | 550 | Bare Steel | 1972-05-05 | Galvanized Steel
1140019 | ZB1 |  | 1995-08-14 |  | 1995-08-14 |  | Removed from Ground | Gas (Historical Use) | 6000 | Fiberglass | 1976-01-01 | Fiberglass Reinforced Plastic | Pressurized
1140019 | ZB2 | Ball Float | 1995-08-14 | no | 1995-08-14 | no | Currently in Use | Diesel | 6000 | Fiberglass | 1976-01-01 | Fiberglass Reinforced Plastic | Pressurized
1140020 | 1 | [5 empty] | Closed in Ground | Gas (Historical Use) | 1000 | Bare Steel | 1986-05-08 | Galvanized Steel
1140020 | 2 | [5 empty] | Closed in Ground | Gas (Historical Use) | 560 | Bare Steel | 1986-05-08 | Galvanized Steel
1140020 | 3 | [5 empty] | Closed in Ground | Gas (Historical Use) | 560 | Bare Steel | 1986-05-08 | Galvanized Steel
1140021 | 1 | Flapper Valve | 1998-10-28 |  | 1998-10-28 |  | Currently in Use | Gas (Historical Use) | 1000 | Steel-Impressed Current | 1976-05-10 | Steel (Impressed Current) | Suction (American)
1140021 | 2 | Flapper Valve | 1998-10-28 |  | 1998-10-28 |  | Currently in Use | Gas (Historical Use) | 1000 | Steel-Impressed Current | 1976-05-10 | Steel (Impressed Current) | Suction (American)
1140021 | 3 | Flapper Valve | 1998-10-28 |  | 1998-10-28 |  | Currently in Use | Gas (Historical Use) | 2000 | Steel-Impressed Current | 1984-05-08 | Steel (Impressed Current) | Suction (American)
1140021 | 4 | Flapper Valve | 1998-10-28 |  | 1998-10-28 |  | Currently in Use | Diesel | 1060 | Galvanic (STIP-3) | 1976-05-10 | Steel (Impressed Current) | Suction (American)
1140022 | 1 | [5 empty] | Removed from Ground | Gas (Historical Use) | 1000 | Bare Steel | 1976-05-10 | Galvanized Steel
1140022 | 2 | [5 empty] | Removed from Ground | Gas (Historical Use) | 1000 | Bare Steel | 1976-05-10 | Galvanized Steel
1140022 | 3 | [5 empty] | Removed from Ground | Gas (Historical Use) | 550 | Bare Steel | 1976-05-10 | Galvanized Steel
1140022 | 4 | [5 empty] | Removed from Ground | Diesel | 1000 | Bare Steel | 1992-03-15 | Galvanized Steel
1140023 | 1 | [5 empty] | Removed from Ground | Gas (Historical Use) | 4000 | Bare Steel | 1980-05-06 | Galvanized Steel
1140023 | 2 | [5 empty] | Removed from Ground | Gas (Historical Use) | 1000 | Bare Steel | 1976-05-07 | Galvanized Steel
1140023 | 3 | [5 empty] | Removed from Ground | Gas (Historical Use) | 1000 | Bare Steel | 1976-05-07 | Galvanized Steel
1140023 | 4 | [5 empty] | Removed from Ground | Gas (Historical Use) | 500 | Bare Steel | 1956-05-12 | Galvanized Steel
1140023 | 5 | [5 empty] | Removed from Ground | Gas (Historical Use) | 500 | Bare Steel | 1956-05-12 | Galvanized Steel
1140025 | 1 | [5 empty] | Removed from Ground | Gas (Historical Use) | 2500 | Bare Steel | 1976-05-09 | Galvanized Steel
1140025 | 2 | [5 empty] | Removed from Ground | Gas (Historical Use) | 10000 | Bare Steel | 1978-05-09 | Galvanized Steel | Safe Suction (Euro)
1140026 | 1 | [5 empty] | Removed from Ground | Diesel | 550 | Bare Steel | 1951-05-14 | Unknown
1140026 | 2 | [5 empty] | Removed from Ground | Gas (Historical Use) | 3000 | Bare Steel | 1976-05-07 | Galvanized Steel
1140026 | 3 | [5 empty] | Removed from Ground | Gas (Historical Use) | 2000 | Bare Steel | 1983-05-06 | Galvanized Steel
1140026 | 4 | [5 empty] | Removed from Ground | Other | 550 | Bare Steel | 1951-05-14 | Unknown
1140027 | 1 | [5 empty] | Removed from Ground | Gas (Historical Use) | 2000 | Bare Steel | 1977-05-07 | Galvanized Steel
1140027 | 10 |  | 1989-10-01 |  | 1989-10-01 |  | Currently in Use | Gas (Historical Use) | 8000 | Steel-Impressed Current | 1979-05-07 | Fiberglass Reinforced Plastic | Pressurized
1140027 | 11 |  | 1989-10-01 |  | 1989-10-01 |  | Currently in Use | Diesel | 5000 | Steel-Impressed Current | 1979-05-07 | Fiberglass Reinforced Plastic | Pressurized
1140027 | 2 | [5 empty] | Removed from Ground | Gas (Historical Use) | 2000 | Bare Steel | 1977-05-07 | Galvanized Steel
1140027 | 3 | [5 empty] | Closed in Ground | Gas (Historical Use) | 550 | Bare Steel | 1946-05-15 | Unknown
1140027 | 4 | [5 empty] | Closed in Ground | Gas (Historical Use) | 550 | Bare Steel | 1946-05-15 | Unknown
1140027 | 5 | [5 empty] | Closed in Ground | Gas (Historical Use) | 550 | Bare Steel | 1956-05-12 | Unknown
1140027 | 6 | [5 empty] | Removed from Ground | Gas (Historical Use) | 3000 | Bare Steel | 1971-05-09 | Galvanized Steel
1140027 | 7 | [5 empty] | Removed from Ground | Gas (Historical Use) | 3000 | Bare Steel | 1971-05-09 | Galvanized Steel
1140027 | 8 |  | 1989-10-01 |  | 1989-10-01 |  | Currently in Use | Gas (Historical Use) | 8000 | Steel-Impressed Current | 1979-05-07 | Fiberglass Reinforced Plastic | Pressurized
1140027 | 9 |  | 1989-10-01 |  | 1989-10-01 |  | Currently in Use | Gas (Historical Use) | 8000 | Steel-Impressed Current | 1979-05-07 | Fiberglass Reinforced Plastic | Pressurized
1140028 | 1-REG | Flapper Valve | 1998-04-01 |  | 1998-04-01 |  | Currently in Use | Gas (Historical Use) | 6000 | Steel-Impressed Current | 1982-05-01 | Steel (Impressed Current) | Safe Suction (Euro)
1140028 | 2-UNL | Flapper Valve | 1998-04-01 |  | 1998-04-01 |  | Currently in Use | Gas (Historical Use) | 6000 | Steel-Impressed Current | 1982-05-01 | Steel (Impressed Current) | Safe Suction (Euro)
1140028 | 3-SUL | Flapper Valve | 1998-04-01 |  | 1998-04-01 |  | Currently in Use | Gas (Historical Use) | 5000 | Steel-Impressed Current | 1982-05-01 | Steel (Impressed Current) | Safe Suction (Euro)
1140028 | 4-DIE | Flapper Valve | 1998-04-01 |  | 1998-04-01 |  | Currently in Use | Diesel | 4000 | Steel-Impressed Current | 1982-05-01 | Steel (Impressed Current) | Safe Suction (Euro)
1140030 | 1 | Ball Float | 1994-12-18 |  | 1994-12-18 |  | Removed from Ground | Gas (Historical Use) | 6000 | Steel-Impressed Current | 1987-01-01 | Fiberglass Reinforced Plastic | Pressurized
1140030 | 2 | Ball Float | 1994-12-18 | no | 1994-12-18 | no | Removed from Ground | Gas (Historical Use) | 6000 | Steel-Impressed Current | 1987-01-01 | Fiberglass Reinforced Plastic | Pressurized
1140030 | 3 | Ball Float | 1994-12-18 |  | 1994-12-18 |  | Removed from Ground | Gas (Historical Use) | 6000 | Steel-Impressed Current | 1987-01-01 | Fiberglass Reinforced Plastic | Pressurized
1140030 | 4 | Flapper Valve | 2008-01-01 |  | 1994-12-18 |  | Removed from Ground | Diesel | 1000 | Steel-Impressed Current | 1987-01-01 | Fiberglass Reinforced Plastic | Safe Suction (Euro)
1140030 | 5 |  |  | no |  | no | Removed from Ground | Gas (Historical Use) | 600 | Bare Steel | 2015-08-27
1140030 | 6 |  |  | no |  | no | Removed from Ground | Gas (Historical Use) | 300 | Bare Steel | 2015-08-27
1140030 | 7 |  |  | no |  | no | Removed from Ground | Gas (Historical Use) | 600 | Bare Steel | 2015-08-27
1140030 | 8 |  |  | no |  | no | Removed from Ground | Gas (Historical Use) | 400 | Bare Steel | 2015-09-03
1140032 | 1 | [5 empty] | Removed from Ground | Gas (Historical Use) | 1000 | Bare Steel | 1972-01-05 | Unknown | Safe Suction (Euro)
1150001 | 1 | [5 empty] | Removed from Ground | Gas (Historical Use) | 4000 | Bare Steel | 1977-05-10 | Galvanized Steel
1150001 | 2 | [5 empty] | Removed from Ground | Gas (Historical Use) | 4000 | Bare Steel | 1977-05-10 | Galvanized Steel
1150001 | 3 | [5 empty] | Removed from Ground | Gas (Historical Use) | 4000 | Bare Steel | 1977-05-10 | Galvanized Steel
1150003 | 1 | [5 empty] | Removed from Ground | Gas (Historical Use) | 1000 | Bare Steel | 1978-02-26 | Unknown
1150004 | 1 | Flapper Valve | 1999-01-05 |  | 1999-01-05 |  | Removed from Ground | Gas (Historical Use) | 2000 | Lined Interior | 1966-03-01 | Galvanized Steel | Suction (American)
1150004 | 2 | Flapper Valve | 1999-01-05 |  | 1999-01-05 |  | Removed from Ground | Gas (Historical Use) | 2000 | Lined Interior | 1966-03-01 | Galvanized Steel | Suction (American)
1150004 | 3 | Flapper Valve | 1999-01-05 |  | 1999-01-05 |  | Removed from Ground | Diesel | 1000 | Lined Interior | 1966-03-01 | Galvanized Steel | Suction (American)
1150004 | 4 | [5 empty] | Removed from Ground | Empty | 500 | Bare Steel | 1966-03-01 | Bare Steel
1150005 | 1 | [5 empty] | Removed from Ground | Gas (Historical Use) | 3000 | Bare Steel | 1974-03-09 | Galvanized Steel
1150005 | 1a |  |  | no |  | no | Removed from Ground | Gas (Historical Use) | 5000 | Unknown | 2007-01-26 | Unknown
1150006 | 1 | [5 empty] | Removed from Ground | Diesel | 18000 | Bare Steel | 1945-12-19 | Bare Steel | Pressurized
1150006 | 2 | [5 empty] | Removed from Ground | Empty | 18000 | Bare Steel | 1945-12-19 | Bare Steel | Pressurized
1150006 | 3 | [5 empty] | Removed from Ground | Empty | 18000 | Bare Steel | 1945-12-19 | Bare Steel | Pressurized
1150006 | 4 | [5 empty] | Removed from Ground | Empty | 2000 | Bare Steel | 1970-12-13 | Bare Steel
1150006 | 5 | [5 empty] | Removed from Ground | Empty | 500 | Bare Steel | 1975-12-12 | Bare Steel
1150007 | 1 | [5 empty] | Closed in Ground | Diesel | 1500 | Bare Steel | 1985-12-31 | Galvanized Steel
1150007 | 2 | [5 empty] | Closed in Ground | Diesel | 1500 | Bare Steel | 1985-12-31 | Galvanized Steel
1150007 | 3 | [5 empty] | Removed from Ground | Gas (Historical Use) | 1000 | Bare Steel | 1985-12-31 | Galvanized Steel
1150007 | 4 | Flapper Valve | 1994-12-01 |  | 1994-12-01 |  | Removed from Ground | Diesel | 6000 | Galvanic (STIP-3) | 1985-12-31 | Double-Walled Flex | Safe Suction (Euro)
1150007 | 5 | Flapper Valve | 1994-12-01 |  | 1994-12-01 |  | Removed from Ground | Diesel | 6000 | Galvanic (STIP-3) | 1985-12-31 | Double-Walled Flex | Safe Suction (Euro)
1150009 | 1 | [5 empty] | Removed from Ground | Diesel | 10000 | Cathodically Protected Steel | 1972-01-05 | Galvanized Steel
1150009 | 2 | [5 empty] | Removed from Ground | Gas (Historical Use) | 5000 | Cathodically Protected Steel | 1986-01-01 | Galvanized Steel
1150009 | 3 | [5 empty] | Removed from Ground | Gas (Historical Use) | 2000 | Cathodically Protected Steel | 1979-01-03 | Galvanized Steel
1150009 | 4 |  | 1996-07-01 |  | 1996-07-01 |  | Currently in Use | Diesel | 20000 | Composite | 1996-07-01 | Fiberglass Reinforced Plastic | Suction (American)
1150009 | 5 |  | 1996-07-01 |  | 1996-07-01 |  | Currently in Use | Gas (Historical Use) | 10000 | Composite | 1996-07-01 | Fiberglass Reinforced Plastic | Suction (American)
1150010 | 2 | [5 empty] | Removed from Ground | Diesel | 10000 | Bare Steel | 1981-01-14 | Galvanized Steel | Suction (American)
1150011 | 1 | [5 empty] | Removed from Ground | Gas (Historical Use) | 500 | Unknown | 1986-03-03 | Galvanized Steel | Safe Suction (Euro)
1150013 | 1 | [5 empty] | Removed from Ground | Diesel | 5500 | Bare Steel | 1975-01-01 | Bare Steel
1150013 | 2 | [5 empty] | Removed from Ground | Diesel | 3500 | Bare Steel | 1975-01-01 | Bare Steel
1150013 | 3 | [5 empty] | Removed from Ground | Other | 3500 | Bare Steel | 1982-01-01 | Bare Steel
1150015 | 1 | [5 empty] | Removed from Ground | Diesel | 10000 | Marked Unknown | 1986-04-15 | Unknown
1150016 | 1 | [5 empty] | Removed from Ground | Empty | 5000 | Bare Steel | 1972-04-19 | Bare Steel
1150016 | 2 | [5 empty] | Removed from Ground | Gas (Historical Use) | 2000 | Bare Steel | 1972-04-19 | Bare Steel
1150016 | 3 | [5 empty] | Removed from Ground | Empty | 10000 | Bare Steel | 1965-04-21 | Bare Steel
1150016 | 4 | [5 empty] | Removed from Ground | Empty | 2000 | Bare Steel | 1965-04-21 | Bare Steel
1150016 | 5 | [5 empty] | Removed from Ground | Other | 500 | Bare Steel | 1965-04-21 | Bare Steel
1150017 | 1 | [5 empty] | Currently in Use | Diesel | 10000 | Bare Steel | 1965-04-16 | Bare Steel
1150017 | 2 | [5 empty] | Currently in Use | Diesel | 20000 | Bare Steel | 1972-04-14 | Bare Steel
1150017 | 3 | [5 empty] | Currently in Use | Diesel | 20000 | Bare Steel | 1972-04-14 | Bare Steel
1150019 | 1 | [5 empty] | Removed from Ground | Gas (Historical Use) | 10000 | Bare Steel | 1979-04-19 | Unknown | Safe Suction (Euro)
1150019 | 2 | [5 empty] | Removed from Ground | Gas (Historical Use) | 3000 | Marked Unknown | 1979-04-19 | Unknown | Safe Suction (Euro)
1150019 | 3 | [5 empty] | Removed from Ground | Gas (Historical Use) | 3000 | Bare Steel | 1979-04-19 | Galvanized Steel | Safe Suction (Euro)
1150019 | 4 | Flapper Valve | 1998-05-01 |  | 1998-05-01 |  | Currently in Use | Gas (Historical Use) | 12000 | Fiberglass | 1998-05-01 | Fiberglass Reinforced Plastic | Pressurized
1150019 | 5 | Flapper Valve | 1998-05-01 |  | 1998-05-01 |  | Currently in Use | Gas (Historical Use) | 8000 | Fiberglass | 1998-05-01 | Fiberglass Reinforced Plastic | Pressurized
1150020 | 1 | [5 empty] | Removed from Ground | Empty | 4000 | Bare Steel | 1979-04-19 | Galvanized Steel | Safe Suction (Euro)
1150020 | 2 | [5 empty] | Removed from Ground | Empty | 4000 | Bare Steel | 1979-04-19 | Galvanized Steel | Safe Suction (Euro)
1150020 | 3 | [5 empty] | Removed from Ground | Empty | 3000 | Bare Steel | 1979-04-19 | Galvanized Steel | Safe Suction (Euro)
1150020 | 4 | Ball Float | 1993-07-01 |  | 1993-07-01 | yes | Currently in Use | Gas (Historical Use) | 8000 | Galvanic (STIP-3) | 1993-07-01 | Fiberglass Reinforced Plastic | Pressurized
1150020 | 5 | Ball Float | 1993-07-01 |  | 1993-07-01 | yes | Currently in Use | Gas (Historical Use) | 6000 | Galvanic (STIP-3) | 1993-07-01 | Fiberglass Reinforced Plastic | Pressurized
1150020 | 6 | Ball Float | 1993-07-01 |  | 1993-07-01 | yes | Currently in Use | Gas (Historical Use) | 6000 | Galvanic (STIP-3) | 1993-07-01 | Fiberglass Reinforced Plastic | Pressurized
1150020 | 7 | Ball Float | 1993-07-01 |  | 1993-07-01 | yes | Currently in Use | Diesel | 1000 | Galvanic (STIP-3) | 1993-07-01 | Fiberglass Reinforced Plastic | Safe Suction (Euro)
1150020 | 8 | Ball Float | 2000-03-09 |  | 2000-03-09 | yes | Currently in Use | Diesel | 6000 | Composite | 2000-03-09 | Fiberglass Reinforced Plastic | Pressurized
1150022 | 1 | Flapper Valve | 1998-01-15 |  | 1998-01-15 |  | Currently in Use | Gas (Historical Use) | 6000 | Steel-Impressed Current | 1981-04-24 | Steel (Impressed Current) | Pressurized
1150022 | 2 | Flapper Valve | 1998-01-15 |  | 1998-01-15 |  | Currently in Use | Gas (Historical Use) | 4000 | Steel-Impressed Current | 1981-04-24 | Steel (Impressed Current) | Pressurized
1150022 | 3 | Flapper Valve | 1998-01-15 |  | 1998-01-15 |  | Currently in Use | Gas (Historical Use) | 2000 | Steel-Impressed Current | 1981-04-24 | Steel (Impressed Current) | Pressurized
1150023 | 1 | [5 empty] | Closed in Ground | Diesel | 2000 | Bare Steel | 1981-08-21 | Galvanized Steel | Safe Suction (Euro)
1150023 | 2 | [5 empty] | Closed in Ground | Diesel | 550 | Bare Steel | 1981-08-21 | Galvanized Steel | Safe Suction (Euro)
1150023 | 204700 |  | 1992-07-20 |  | 1992-07-20 |  | Removed from Ground | Gas (Historical Use) | 1000 | Galvanic (STIP-3) | 1992-07-20 | Cathodically Protected | Safe Suction (Euro)
1150023 | 204711 |  | 1992-07-20 |  | 1992-07-20 |  | Removed from Ground | Diesel | 1000 | Galvanic (STIP-3) | 1992-07-20 | Cathodically Protected | Safe Suction (Euro)
1150024 | 1 | [5 empty] | Removed from Ground | Gas (Historical Use) | 1000 | Bare Steel | 1970-01-01 | Galvanized Steel
1150024 | 2 | [5 empty] | Removed from Ground | Diesel | 3000 | Bare Steel | 1980-04-11 | Galvanized Steel
1150025 | 1060801 | [5 empty] | Removed from Ground | Gas (Historical Use) | 1000 | Bare Steel | 1961-05-05 | Galvanized Steel
1150025 | 608D1 | [5 empty] | Removed from Ground | Diesel | 1000 | Cathodically Protected Steel | 1989-01-01 | Galvanized Steel | Suction (American)
1150025 | 608G1 | [5 empty] | Removed from Ground | Gas (Historical Use) | 1000 | Cathodically Protected Steel | 1989-01-01 | Galvanized Steel | Suction (American)
1150026 | 60901 | [5 empty] | Removed from Ground | Gas (Historical Use) | 1000 | Bare Steel | 1961-05-05 | Bare Steel
1150026 | 60902 | [5 empty] | Removed from Ground | Diesel | 550 | Bare Steel | 1961-05-05 | Bare Steel
1150027 | 1 | [5 empty] | Removed from Ground | Gas (Historical Use) | 6000 | Bare Steel | 1966-04-14 | Galvanized Steel | Suction (American)
1150027 | 2 | [5 empty] | Removed from Ground | Gas (Historical Use) | 6000 | Bare Steel | 1966-04-14 | Galvanized Steel | Suction (American)
1150027 | 3 | [5 empty] | Removed from Ground | Gas (Historical Use) | 3000 | Bare Steel | 1966-04-14 | Galvanized Steel | Suction (American)
1150027 | 4 | [5 empty] | Removed from Ground | Diesel | 1000 | Bare Steel | 1984-04-09 | Galvanized Steel | Suction (American)
1150028 | 1 | [5 empty] | Removed from Ground | Gas (Historical Use) | 4000 | Bare Steel | 1964-03-31 | Galvanized Steel
1150028 | 2 | [5 empty] | Removed from Ground | Gas (Historical Use) | 4000 | Bare Steel | 1964-03-31 | Galvanized Steel
1150028 | 3 | [5 empty] | Removed from Ground | Gas (Historical Use) | 4000 | Bare Steel | 1964-03-31 | Galvanized Steel
1150028 | 4 | [5 empty] | Removed from Ground | Gas (Historical Use) | 4000 | Bare Steel | 1964-03-31 | Galvanized Steel
1150029 | 1 | Flapper Valve | 1998-12-30 |  | 1998-12-30 |  | Currently in Use | Gas (Historical Use) | 5000 | Steel-Impressed Current | 1974-03-29 | Fiberglass Reinforced Plastic | Pressurized
1150029 | 2 | Flapper Valve | 1998-12-30 |  | 1998-12-30 |  | Currently in Use | Gas (Historical Use) | 5000 | Steel-Impressed Current | 1974-03-29 | Fiberglass Reinforced Plastic | Pressurized
1150029 | 3 | Flapper Valve | 1998-12-30 |  | 1998-12-30 |  | Currently in Use | Gas (Historical Use) | 5000 | Steel-Impressed Current | 1974-03-29 | Fiberglass Reinforced Plastic | Pressurized
1150029 | 4 | Flapper Valve | 1998-12-30 |  | 1998-12-30 |  | Currently in Use | Gas (Historical Use) | 5000 | Steel-Impressed Current | 1974-03-29 | Fiberglass Reinforced Plastic | Pressurized
1150030 | 1 | [5 empty] | Closed in Ground | Gas (Historical Use) | 1000 | Bare Steel | 1976-04-24 | Bare Steel
1150030 | 2 | [5 empty] | Closed in Ground | Gas (Historical Use) | 500 | Bare Steel | 1982-06-15 | Bare Steel
1150032 | 1-REG | Ball Float | 1997-08-29 |  | 1997-08-29 |  | Currently in Use | Gas (Historical Use) | 10000 | Steel-Impressed Current | 1976-05-03 | Fiberglass Reinforced Plastic | Pressurized
1150032 | 2-UNL | Ball Float | 1997-08-29 |  | 1997-08-29 |  | Currently in Use | Gas (Historical Use) | 8000 | Steel-Impressed Current | 1976-05-03 | Fiberglass Reinforced Plastic | Pressurized
1150032 | 3-SUL | Ball Float | 1997-08-29 |  | 1997-08-29 |  | Closed in Ground | Gas (Historical Use) | 8000 | Steel-Impressed Current | 1976-05-03 | Fiberglass Reinforced Plastic | Pressurized
1150033 | 1-REG | Flapper Valve | 1999-01-01 | no | 1999-01-01 | no | Currently in Use | Regular | 10000 | Steel-Impressed Current | 1981-05-02 | Steel (Impressed Current) | Pressurized
1150033 | 2-UNL | Flapper Valve | 1999-01-01 | no | 1999-01-01 | no | Currently in Use | Plus | 8000 | Steel-Impressed Current | 1981-05-02 | Steel (Impressed Current) | Pressurized
1150033 | 3-SUL | Flapper Valve | 1999-01-01 | no | 1999-01-01 | no | Currently in Use | Premium | 8000 | Steel-Impressed Current | 1981-05-02 | Steel (Impressed Current) | Pressurized
1150034 | 1-REG | Ball Float | 1998-01-16 |  | 1998-01-16 |  | Currently in Use | Gas (Historical Use) | 10000 | Steel-Impressed Current | 1981-05-02 | Steel (Impressed Current) | Pressurized
1150034 | 2-UNL | Ball Float | 1998-01-16 |  | 1998-01-16 |  | Currently in Use | Gas (Historical Use) | 8000 | Steel-Impressed Current | 1981-05-02 | Steel (Impressed Current) | Pressurized
1150034 | 3-SUL | Ball Float | 1998-01-16 |  | 1998-01-16 |  | Currently in Use | Gas (Historical Use) | 8000 | Steel-Impressed Current | 1981-05-02 | Steel (Impressed Current) | Pressurized
1150034 | 4-DIE | Ball Float | 1998-01-16 |  | 1998-01-16 |  | Currently in Use | Diesel | 2000 | Steel-Impressed Current | 1981-05-02 | Steel (Impressed Current) | Pressurized
1150035 | 1 |  | 1998-12-01 |  | 1998-12-01 |  | Closed in Ground | Gas (Historical Use) | 10000 | Fiberglass | 1981-05-01 | Cathodically Protected
1150035 | 2 | [5 empty] | Removed from Ground | Gas (Historical Use) | 2000 | Bare Steel | 1976-05-02 | Galvanized Steel
1150035 | 3 | [5 empty] | Removed from Ground | Gas (Historical Use) | 2000 | Bare Steel | 1976-05-02 | Galvanized Steel
1150036 | 1 | [5 empty] | Removed from Ground | Empty | 4000 | Bare Steel | 1985-04-29 | Galvanized Steel | Safe Suction (Euro)
1150036 | 2 | [5 empty] | Removed from Ground | Empty | 3000 | Bare Steel | 1987-01-01 | Galvanized Steel | Safe Suction (Euro)
1150036 | 3 | [5 empty] | Removed from Ground | Empty | 8000 | Bare Steel | 1985-04-29 | Galvanized Steel | Safe Suction (Euro)
1150037 | 1 | [5 empty] | Removed from Ground | Gas (Historical Use) | 1000 | Bare Steel | 1966-05-04 | Galvanized Steel | Suction (American)
1150037 | 2 | [5 empty] | Removed from Ground | Gas (Historical Use) | 1000 | Bare Steel | 1966-05-04 | Galvanized Steel | Suction (American)
1150037 | 3 | [5 empty] | Removed from Ground | Gas (Historical Use) | 1000 | Bare Steel | 1966-05-04 | Galvanized Steel | Suction (American)
1150037 | 4 | [5 empty] | Removed from Ground | Gas (Historical Use) | 1000 | Bare Steel | 1966-05-04 | Galvanized Steel | Suction (American)
1150037 | 5 |  |  | yes |  | yes | Removed from Ground | Used Oil | 500 | Bare Steel | 1966-05-04 | Galvanized Steel | Gravity Fed
1150039 | 1 | Flapper Valve | 1996-11-01 |  | 1996-11-01 |  | Currently in Use | Diesel | 10000 | Steel-Impressed Current | 1981-05-01 | Steel (Impressed Current) | Safe Suction (Euro)
1150039 | 2 | Flapper Valve | 1996-11-01 |  | 1996-11-01 |  | Currently in Use | Diesel | 10000 | Steel-Impressed Current | 1981-05-01 | Steel (Impressed Current) | Safe Suction (Euro)
1150039 | 3 | [5 empty] | Removed from Ground | Gas (Historical Use) | 1000 | Cathodically Protected Steel | 1981-05-01 | Cathodically Protected
1150040 | 1 |  |  | yes |  | yes | Removed from Ground | Used Oil | 5000 | Bare Steel | 1966-05-04 | Galvanized Steel
1150040 | 2 | [5 empty] | Removed from Ground | Gas (Historical Use) | 1500 | Marked Unknown | 1986-04-29 | Unknown
1150040 | 3 | [5 empty] | Removed from Ground | Gas (Historical Use) | 5000 | Marked Unknown | 1986-04-29 | Unknown
1150041 | 1 |  | 1998-12-14 |  | 1998-12-14 |  | Removed from Ground | Gas (Historical Use) | 5000 | Unknown | 1982-04-30 | Cathodically Protected | Pressurized
1150041 | 2 |  | 1998-12-14 |  | 1998-12-14 |  | Removed from Ground | Gas (Historical Use) | 5000 | Unknown | 1982-04-30 | Cathodically Protected | Pressurized
1150041 | 3 | [5 empty] | Removed from Ground | Gas (Historical Use) | 5000 | Bare Steel | 1982-04-30 | Galvanized Steel | Suction (American)
1150041 | 4 | Ball Float | 2000-05-01 | no | 2000-05-01 | no | Currently in Use | Gas (Historical Use) | 12000 | Composite | 2000-05-01 | Fiberglass Reinforced Plastic | Pressurized
1150041 | 5 | Ball Float | 2000-05-01 | no | 2000-05-01 | no | Currently in Use | Gas (Historical Use) | 12000 | Composite | 2000-05-01 | Fiberglass Reinforced Plastic | Pressurized
1150043 | 1AST | [5 empty] | Currently in Use | Gas (Historical Use) | 500 | Bare Steel | 1966-04-26 | Bare Steel
1150043 | 2 | [5 empty] | Closed in Ground | Diesel | 1000 | Bare Steel | 1969-01-01 | Bare Steel
1150044 | 1 | [5 empty] | Permanently Out of Use - historical purposes | Gas (Historical Use) | 6000 | Bare Steel |  | Unknown
1150044 | 2 | [5 empty] | Permanently Out of Use - historical purposes | Diesel | 10000 | Bare Steel |  | Unknown
1150044 | 3 | [5 empty] | Permanently Out of Use - historical purposes | Gas (Historical Use) | 1000 | Bare Steel |  | Unknown
1150044 | 4 | [5 empty] | Permanently Out of Use - historical purposes | Diesel | 1000 | Bare Steel |  | Unknown
1150046 | 1 | [5 empty] | Removed from Ground | Hazardous Substance | 3000 | Bare Steel | 1970-05-05 | Bare Steel
1150046 | 2 | [5 empty] | Removed from Ground | Hazardous Substance | 3000 | Bare Steel | 1970-05-05 | Bare Steel
1150046 | 3 | [5 empty] | Removed from Ground | Hazardous Substance | 3000 | Bare Steel | 1970-05-05 | Bare Steel
1150047 | 1 | [5 empty] | Removed from Ground | Gas (Historical Use) | 1000 | Marked Unknown | 1966-05-10 | Unknown
1150047 | 2 | [5 empty] | Removed from Ground | Other | 1500 | Bare Steel | 1971-05-09 | Not Marked
1150047 | 3 | [5 empty] | Removed from Ground | Other | 1500 | Bare Steel | 1971-05-09 | Not Marked
1150048 | T-1 | [5 empty] | Removed from Ground | Gas (Historical Use) | 30000 | Cathodically Protected Steel | 1964-05-06 | Bare Steel
1150049 | A |  | 1994-01-05 |  | 1994-01-05 |  | Closed in Ground | Diesel | 10000 | Fiberglass | 1981-05-08 | Fiberglass Reinforced Plastic | Pressurized
1150049 | B | [5 empty] | Removed from Ground | Gas (Historical Use) | 6000 | Bare Steel | 1971-05-11 | Galvanized Steel | Pressurized
1150049 | L296064 | Overfill Alarm | 1991-08-08 |  | 1991-08-08 |  | Currently in Use | Diesel | 10000 | Composite | 1991-08-08 | Fiberglass Reinforced Plastic | Pressurized
1150050 | 1 | [5 empty] | Removed from Ground | Gas (Historical Use) | 4000 | Bare Steel | 1965-01-01 | Galvanized Steel | Pressurized
1150050 | 2 | [5 empty] | Removed from Ground | Gas (Historical Use) | 4000 | Bare Steel | 1965-01-01 | Galvanized Steel | Pressurized
1150050 | 3 | [5 empty] | Removed from Ground | Gas (Historical Use) | 1000 | Bare Steel | 1965-01-01 | Galvanized Steel | Pressurized
1150051 | 1 | Overfill Alarm | 1996-01-16 |  | 1996-01-16 |  | Temporarily out of use | Gas (Historical Use) | 10000 | Steel-Impressed Current | 1986-05-07 | Fiberglass Reinforced Plastic | Pressurized
1150051 | 2 | Overfill Alarm | 1996-01-16 |  | 1996-01-16 |  | Temporarily out of use | Gas (Historical Use) | 10000 | Steel-Impressed Current | 1986-05-07 | Fiberglass Reinforced Plastic | Pressurized
1150051 | 3 | Overfill Alarm | 1996-01-16 |  | 1996-01-16 |  | Temporarily out of use | Gas (Historical Use) | 8000 | Steel-Impressed Current | 1986-05-07 | Fiberglass Reinforced Plastic | Pressurized
1150051 | 4 | Overfill Alarm | 1996-01-16 |  | 1996-01-16 |  | Temporarily out of use | Diesel | 8000 | Steel-Impressed Current | 1986-05-07 | Fiberglass Reinforced Plastic | Pressurized
1150052 | 1 |  | 1998-10-05 |  | 1998-10-05 |  | Removed from Ground | Gas (Historical Use) | 3000 | Steel-Impressed Current | 1968-05-12 | Fiberglass Reinforced Plastic | Suction (American)
1150052 | 2 |  | 1998-10-05 |  | 1998-10-05 |  | Removed from Ground | Gas (Historical Use) | 1000 | Steel-Impressed Current | 1968-05-12 | Fiberglass Reinforced Plastic | Suction (American)
1150052 | 3 |  | 1998-10-05 |  | 1998-10-05 |  | Removed from Ground | Gas (Historical Use) | 3000 | Steel-Impressed Current | 1968-05-12 | Fiberglass Reinforced Plastic | Suction (American)
1150053 | 1 |  | 1998-10-05 |  | 1998-10-05 |  | Removed from Ground | Gas (Historical Use) | 10000 | Steel-Impressed Current | 1972-05-11 | Cathodically Protected | Pressurized
1150053 | 2 |  | 1998-10-05 |  | 1998-10-05 |  | Removed from Ground | Gas (Historical Use) | 10000 | Steel-Impressed Current | 1972-05-11 | Cathodically Protected | Pressurized
1150053 | 3 |  | 1998-10-05 |  | 1998-10-05 |  | Removed from Ground | Diesel | 4000 | Steel-Impressed Current | 1981-05-09 | Cathodically Protected | Pressurized
1150053 | 4 |  | 1998-10-05 |  | 1998-10-05 |  | Removed from Ground | Gas (Historical Use) | 4000 | Steel-Impressed Current | 1984-05-08 | Cathodically Protected | Suction (American)
1150053 | 5 |  | 1998-10-05 |  | 1998-10-05 |  | Removed from Ground | Gas (Historical Use) | 1000 | Cathodically Protected Steel | 1972-05-11 | Cathodically Protected
1150054 | 1 | [5 empty] | Removed from Ground | Gas (Historical Use) | 2000 | Bare Steel | 1968-05-12 | Bare Steel
1150054 | 2 | [5 empty] | Removed from Ground | Gas (Historical Use) | 1000 | Bare Steel | 1968-05-12 | Bare Steel
1150054 | 3 | [5 empty] | Removed from Ground | Gas (Historical Use) | 550 | Not Marked/Unknown | 1991-08-01 | Not Marked
1150055 | 1 |  | 1998-05-14 |  | 1998-05-14 |  | Temporarily out of use | Gas (Historical Use) | 1000 | Bare Steel | 1981-05-09 | Double Walled | Suction (American)
1150055 | 2 |  | 1998-05-14 |  | 1998-05-14 |  | Temporarily out of use | Gas (Historical Use) | 1000 | Bare Steel | 1981-05-09 | Double Walled | Suction (American)
1150056 | 1 |  | 1998-06-16 |  | 1998-06-16 |  | Removed from Ground | Gas (Historical Use) | 1000 | Bare Steel | 1968-05-12 | Double Walled | Suction (American)
1150056 | 2 |  | 1998-06-16 |  | 1998-06-16 |  | Removed from Ground | Gas (Historical Use) | 1000 | Bare Steel | 1968-05-12 | Double Walled | Suction (American)
1150056 | 3 |  | 1998-06-16 |  | 1998-06-16 |  | Removed from Ground | Gas (Historical Use) | 1000 | Bare Steel | 1968-05-12 | Double Walled | Suction (American)
1150056 | 4 |  | 1998-06-16 |  | 1998-06-16 |  | Removed from Ground | Diesel | 1000 | Bare Steel | 1968-05-12 | Double Walled | Suction (American)
1150056 | 5 |  | 1998-06-16 |  | 1998-06-16 |  | Removed from Ground | Diesel | 550 | Bare Steel | 1968-05-12 | Double Walled | Suction (American)
1150057 | 1 | [5 empty] | Removed from Ground | Gas (Historical Use) | 3000 | Bare Steel | 1969-05-12 | Bare Steel
1150057 | 2 | [5 empty] | Removed from Ground | Gas (Historical Use) | 3000 | Bare Steel | 1969-05-12 | Bare Steel
1150057 | 3 | [5 empty] | Removed from Ground | Gas (Historical Use) | 3000 | Bare Steel | 1969-05-12 | Bare Steel
1150057 | 4 | [5 empty] | Removed from Ground | Gas (Historical Use) | 3000 | Bare Steel | 1969-05-12 | Bare Steel
1150057 | 5 | [5 empty] | Removed from Ground | Gas (Historical Use) | 1000 | Bare Steel | 1969-05-12 | Bare Steel
1150057 | 6 |  |  | no |  | no | Removed from Ground | Used Oil | 550 | Unknown | 1992-04-01 | Unknown
1150057 | 7 |  |  | no |  | no | Removed from Ground | Kerosene | 550 | Unknown | 1992-04-01 | Unknown
1150058 | 1 | [5 empty] | Removed from Ground | Gas (Historical Use) | 1000 | Bare Steel | 1971-05-12 | Bare Steel
1150059 | 1 | [5 empty] | Permanently Out of Use - historical purposes | Gas (Historical Use) | 2000 | Bare Steel | 1982-05-09 | Bare Steel
1150059 | 2 | [5 empty] | Permanently Out of Use - historical purposes | Gas (Historical Use) | 2000 | Bare Steel | 1982-05-09 | Bare Steel
1150059 | 3 | [5 empty] | Permanently Out of Use - historical purposes | Gas (Historical Use) | 2000 | Bare Steel | 1982-05-09 | Galvanized Steel
1150061 | 1 | [5 empty] | Permanently Out of Use - historical purposes | Gas (Historical Use) | 1000 | Bare Steel | 1981-05-09 | Bare Steel
1150061 | 2 | [5 empty] | Permanently Out of Use - historical purposes | Gas (Historical Use) | 2000 | Bare Steel | 1981-05-09 | Bare Steel
1150063 | 1 |  | 1998-05-21 |  | 1998-05-21 |  | Temporarily out of use | Gas (Historical Use) | 1000 | Not Marked/Unknown | 1968-05-12 | Double Walled | Suction (American)
1150063 | 2 |  | 1998-05-21 |  | 1998-05-21 |  | Temporarily out of use | Gas (Historical Use) | 1000 | Not Marked/Unknown | 1968-05-12 | Double Walled | Suction (American)
1150063 | 3 |  | 1998-05-21 |  | 1998-05-21 |  | Temporarily out of use | Gas (Historical Use) | 1000 | Not Marked/Unknown | 1968-05-12 | Double Walled | Suction (American)
1150064 | 1 | Flapper Valve | 1998-11-20 | no | 1998-11-20 | no | Temporarily out of use | Diesel | 4000 | Steel-Impressed Current | 1998-11-20 | Steel (Impressed Current) | Pressurized
1150064 | 2 | Flapper Valve | 1998-11-20 | no | 1998-11-20 | no | Currently in Use |  | 3000 | Steel-Impressed Current | 1998-11-20 | Steel (Impressed Current) | Suction (American)
1150064 | 3 | Flapper Valve | 1998-11-20 | no | 1998-11-20 | no | Currently in Use |  | 6000 | Steel-Impressed Current | 1998-11-20 | Steel (Impressed Current) | Suction (American)
1150064 | 4 | Flapper Valve | 1998-11-20 | no | 1998-11-20 | no | Temporarily out of use |  | 8000 | Steel-Impressed Current | 1998-11-20 | Steel (Impressed Current) | Suction (American)
1150065 | 1 | [5 empty] | Removed from Ground | Gas (Historical Use) | 6000 | Bare Steel | 1971-05-12 | Bare Steel
1150065 | 2 | [5 empty] | Removed from Ground | Gas (Historical Use) | 6000 | Bare Steel | 1971-05-12 | Bare Steel
1150068 | 1 | [5 empty] | Removed from Ground | Diesel | 3000 | Bare Steel | 1978-01-01 | Bare Steel
1150073 | 1 | [5 empty] | Removed from Ground | Gas (Historical Use) | 1000 | Bare Steel | 1979-05-10 | Bare Steel
1150075 | 1 | [5 empty] | Removed from Ground | Gas (Historical Use) | 1000 | Bare Steel | 1974-05-11 | Bare Steel
1150075 | 2 | [5 empty] | Removed from Ground | Gas (Historical Use) | 1000 | Bare Steel | 1974-05-11 | Bare Steel
1150076 | 1 | [5 empty] | Permanently Out Of Use | Gas (Historical Use) | 1000 | Bare Steel | 1971-05-12 | Bare Steel | Suction (American)
1150078 | 1 | [5 empty] | Removed from Ground | Empty | 1000 | Bare Steel | 1961-05-14 | Galvanized Steel
1150078 | 2 | [5 empty] | Removed from Ground | Empty | 500 | Bare Steel | 1961-05-14 | Galvanized Steel
1150079 | 1 | [5 empty] | Permanently Out of Use - historical purposes | Gas (Historical Use) | 6000 | Bare Steel | 1983-05-09 | Galvanized Steel
1150079 | 2 | [5 empty] | Permanently Out of Use - historical purposes | Gas (Historical Use) | 3000 | Bare Steel | 1960-05-14 | Galvanized Steel
1150079 | 3 | [5 empty] | Permanently Out of Use - historical purposes | Gas (Historical Use) | 2000 | Bare Steel | 1960-05-14 | Galvanized Steel
1150079 | 4 | [5 empty] | Permanently Out of Use - historical purposes | Diesel | 1000 | Bare Steel | 1960-05-14 | Galvanized Steel
1150082 | 1 | [5 empty] | Removed from Ground | Gas (Historical Use) | 4000 | Bare Steel | 1979-05-10 | Galvanized Steel | Suction (American)
1150082 | 2 | [5 empty] | Removed from Ground | Gas (Historical Use) | 4000 | Bare Steel | 1979-05-10 | Galvanized Steel | Suction (American)
1150082 | 3 | [5 empty] | Removed from Ground | Gas (Historical Use) | 4000 | Bare Steel | 1979-05-10 | Galvanized Steel | Suction (American)
1150083 | 1 | Ball Float | 1998-07-23 |  | 1998-07-23 |  | Currently in Use | Gas (Historical Use) | 8000 | Steel-Impressed Current | 1984-05-05 | Fiberglass Reinforced Plastic | Pressurized
1150083 | 2 | Ball Float | 1998-07-23 |  | 1998-07-23 |  | Currently in Use | Gas (Historical Use) | 8000 | Steel-Impressed Current | 1984-05-05 | Fiberglass Reinforced Plastic | Pressurized
1150083 | 3 | Ball Float | 1998-07-23 |  | 1998-07-23 |  | Currently in Use | Gas (Historical Use) | 6000 | Steel-Impressed Current | 1984-05-05 | Fiberglass Reinforced Plastic | Pressurized
1150083 | 4 | Ball Float | 1998-07-23 |  | 1998-07-23 |  | Currently in Use | Diesel | 6000 | Steel-Impressed Current | 1984-05-05 | Fiberglass Reinforced Plastic | Pressurized
1150083 | 5 | Flapper Valve | 1990-10-25 |  | 1990-10-25 |  | Currently in Use | Kerosene | 2000 | Galvanic (STIP-3) | 1988-01-01 | Fiberglass Reinforced Plastic | Suction (American)
1150084 | 1 | [5 empty] | Removed from Ground | Kerosene | 2000 | Bare Steel | 1985-01-01 | Unknown
1150086 | 1 | [5 empty] | Removed from Ground | Gas (Historical Use) | 2000 | Bare Steel | 1978-05-10 | Galvanized Steel
1150086 | 2 | [5 empty] | Removed from Ground | Gas (Historical Use) | 2000 | Bare Steel | 1978-05-10 | Galvanized Steel
1150086 | 3 | [5 empty] | Removed from Ground | Gas (Historical Use) | 2000 | Bare Steel | 1978-05-10 | Galvanized Steel
1150086 | 4 | [5 empty] | Removed from Ground | Diesel | 4000 | Bare Steel | 1983-05-09 | Galvanized Steel
1150088 | 1 | [5 empty] | Removed from Ground | Gas (Historical Use) | 3000 | Bare Steel | 1966-05-13 | Galvanized Steel
1150088 | 2 | [5 empty] | Removed from Ground | Gas (Historical Use) | 3000 | Bare Steel | 1966-05-13 | Galvanized Steel
1150088 | 3 | [5 empty] | Removed from Ground | Gas (Historical Use) | 1000 | Bare Steel | 1966-05-13 | Galvanized Steel
1150088 | 4 |  |  | yes |  | yes | Removed from Ground | Used Oil | 500 | Bare Steel | 1991-11-01 | Secondary Containment
1150088 | 5 |  |  | yes |  | yes | Removed from Ground | Used Oil | 500 | Bare Steel | 1991-11-01 | Secondary Containment
1150089 | 1 | [5 empty] | Removed from Ground | Gas (Historical Use) | 8000 | Bare Steel | 1961-05-14 | Galvanized Steel
1150089 | 2 | [5 empty] | Removed from Ground | Gas (Historical Use) | 4000 | Bare Steel | 1961-05-14 | Galvanized Steel
1150089 | 3 | [5 empty] | Removed from Ground | Gas (Historical Use) | 4000 | Bare Steel | 1961-05-14 | Galvanized Steel
1150089 | 4 | [5 empty] | Removed from Ground | Gas (Historical Use) | 2000 | Bare Steel | 1961-05-14 | Galvanized Steel
1150090 | 1 | Flapper Valve | 1998-11-01 |  | 1998-11-01 |  | Removed from Ground | Gas (Historical Use) | 4000 | Steel-Impressed Current | 1998-11-01 | Steel (Impressed Current) | Suction (American)
1150090 | 2 | Flapper Valve | 1998-11-01 |  | 1998-11-01 |  | Removed from Ground | Gas (Historical Use) | 4000 | Steel-Impressed Current | 1998-11-01 | Steel (Impressed Current) | Suction (American)
1150090 | 3A | Ball Float | 2006-06-02 | no | 2006-06-02 | no | Currently in Use | Gas (Historical Use) | 10000 | Composite | 2006-05-30 | Flex | Pressurized
1150090 | 3B | Ball Float | 2006-06-02 | no | 2006-06-02 | no | Currently in Use | Gas (Historical Use) | 5000 | Composite | 2006-05-30 | Flex | Pressurized
1150091 | 1 | Ball Float | 1998-10-19 |  | 1998-10-19 |  | Currently in Use | Gas (Historical Use) | 10000 | Steel-Impressed Current | 1979-05-10 | Cathodically Protected | Safe Suction (Euro)
1150091 | 2 | Ball Float | 1998-10-19 |  | 1998-10-19 |  | Currently in Use | Gas (Historical Use) | 8000 | Steel-Impressed Current | 1979-05-10 | Cathodically Protected | Safe Suction (Euro)
1150091 | 3 | Ball Float | 1998-10-19 |  | 1998-10-19 |  | Currently in Use | Gas (Historical Use) | 10000 | Steel-Impressed Current | 1979-05-10 | Cathodically Protected | Safe Suction (Euro)
1150092 | 1 | Flapper Valve | 1995-12-21 |  | 1995-12-21 |  | Currently in Use | Gas (Historical Use) | 4000 | Steel-Impressed Current | 1979-05-10 | Fiberglass Reinforced Plastic | Pressurized
1150092 | 2 | Flapper Valve | 1995-12-21 |  | 1995-12-21 |  | Currently in Use | Gas (Historical Use) | 4000 | Steel-Impressed Current | 1979-05-10 | Fiberglass Reinforced Plastic | Pressurized
1150092 | 3 | Flapper Valve | 1995-12-21 |  | 1995-12-21 |  | Currently in Use | Gas (Historical Use) | 4000 | Steel-Impressed Current | 1979-05-10 | Fiberglass Reinforced Plastic | Pressurized
1150093 | 1 | [5 empty] | Removed from Ground | Gas (Historical Use) | 280 | Bare Steel | 1950-05-17 | Bare Steel
1150093 | 2 | [5 empty] | Removed from Ground | Gas (Historical Use) | 280 | Bare Steel | 1950-05-17 | Bare Steel
1150094 | 22 | [5 empty] | Removed from Ground | Gas (Historical Use) | 250 | Bare Steel | 1980-05-09 | Bare Steel
1150094 | 44 | [5 empty] | Removed from Ground | Gas (Historical Use) | 250 | Bare Steel | 1980-05-09 | Bare Steel
1150096 | 1 | Flapper Valve | 2007-04-07 |  | 1998-08-31 |  | Currently in Use | Gas (Historical Use) | 8000 | Steel-Impressed Current | 1982-05-09 | Steel (Impressed Current) | Pressurized
1150096 | 2 | Flapper Valve | 2007-04-07 |  | 1998-08-31 |  | Currently in Use | Gas (Historical Use) | 8000 | Steel-Impressed Current | 1982-05-09 | Steel (Impressed Current) | Pressurized
1150096 | 3 | Flapper Valve | 2007-04-07 |  | 1998-08-31 |  | Currently in Use | Gas (Historical Use) | 8000 | Steel-Impressed Current | 1982-05-09 | Steel (Impressed Current) | Pressurized
1150096 | 4 | Flapper Valve | 2007-04-07 |  | 1998-08-31 |  | Currently in Use | Diesel | 8000 | Steel-Impressed Current | 1982-05-09 | Steel (Impressed Current) | Pressurized
1150097 | 1 | [5 empty] | Removed from Ground | Gas (Historical Use) | 3000 | Bare Steel | 1974-05-10 | Galvanized Steel
1150097 | 2 | [5 empty] | Removed from Ground | Gas (Historical Use) | 2000 | Bare Steel | 1974-05-10 | Galvanized Steel
1150097 | 3 | [5 empty] | Removed from Ground | Gas (Historical Use) | 0 | Bare Steel | 1971-05-11 | Galvanized Steel
1150097 | 4 | [5 empty] | Removed from Ground | Empty | 500 | Bare Steel | 1971-05-11 | Galvanized Steel
1150098 | 1 | [5 empty] | Removed from Ground | Empty | 500 | Bare Steel | 1971-05-11 | Unknown
1150099 | 1 |  | 1999-01-01 |  | 1999-01-01 |  | Removed from Ground | Gas (Historical Use) | 6000 | Steel-Impressed Current | 1975-05-10 | Fiberglass Reinforced Plastic | Pressurized
1150099 | 2 |  | 1999-01-01 |  | 1999-01-01 |  | Removed from Ground | Gas (Historical Use) | 4000 | Steel-Impressed Current | 1975-05-10 | Fiberglass Reinforced Plastic | Pressurized
1150099 | 3 |  | 1999-01-01 |  | 1999-01-01 |  | Removed from Ground | Gas (Historical Use) | 4000 | Steel-Impressed Current | 1975-05-10 | Fiberglass Reinforced Plastic | Pressurized
1150100 | 1 | [5 empty] | Removed from Ground | Gas (Historical Use) | 6000 | Bare Steel | 1975-05-10 | Galvanized Steel | Safe Suction (Euro)
1150100 | 2 | [5 empty] | Removed from Ground | Gas (Historical Use) | 6000 | Bare Steel | 1975-05-10 | Galvanized Steel | Safe Suction (Euro)
1150100 | 3 | [5 empty] | Removed from Ground | Gas (Historical Use) | 4000 | Bare Steel | 1975-05-10 | Galvanized Steel | Safe Suction (Euro)
1150100 | 4A | Ball Float | 1996-03-01 |  | 1996-03-01 |  | Currently in Use | Gas (Historical Use) | 8000 | Composite | 1996-03-01 | Fiberglass Reinforced Plastic | Pressurized
1150100 | 4B | Ball Float | 1996-03-01 |  | 1996-03-01 |  | Currently in Use | Gas (Historical Use) | 12000 | Composite | 1996-03-01 | Fiberglass Reinforced Plastic | Pressurized
1150101 | 1 | [5 empty] | Closed in Ground | Diesel | 2000 | Bare Steel | 1978-05-09 | Galvanized Steel | Safe Suction (Euro)
1150101 | 2 | [5 empty] | Closed in Ground | Diesel | 2000 | Bare Steel | 1978-05-09 | Galvanized Steel | Safe Suction (Euro)
1150102 | 1 | [5 empty] | Removed from Ground | Empty | 2000 | Bare Steel | 1979-05-09 | Galvanized Steel
1150102 | 2 | [5 empty] | Removed from Ground | Empty | 1000 | Bare Steel | 1950-05-16 | Galvanized Steel
1150102 | 3 | [5 empty] | Removed from Ground | Empty | 1000 | Bare Steel | 1950-05-16 | Galvanized Steel
1150102 | 4 | [5 empty] | Removed from Ground | Empty | 1000 | Bare Steel | 1950-05-16 | Galvanized Steel
1150104 | 1 | [5 empty] | Removed from Ground | Gas (Historical Use) | 10000 | Bare Steel | 1980-05-08 | Galvanized Steel | Pressurized
1150104 | 2 | [5 empty] | Removed from Ground | Gas (Historical Use) | 6000 | Bare Steel | 1970-05-11 | Galvanized Steel | Pressurized
1150104 | 3 | [5 empty] | Removed from Ground | Gas (Historical Use) | 4000 | Bare Steel | 1970-05-11 | Galvanized Steel | Pressurized
1150104 | 4 | [5 empty] | Removed from Ground | Diesel | 3000 | Bare Steel | 1970-05-11 | Galvanized Steel | Suction (American)
1150104 | 5 |  | 1997-06-01 |  | 1997-06-01 |  | Currently in Use | Gas (Historical Use) | 12000 | Composite | 1997-06-08 | Double Walled | Pressurized
1150104 | 6 |  | 1997-06-01 |  | 1997-06-01 |  | Currently in Use | Gas (Historical Use) | 12000 | Composite | 1997-06-08 | Double Walled | Pressurized
1150104 | 7 |  | 1997-06-01 |  | 1997-06-01 |  | Currently in Use | Diesel | 10000 | Composite | 1997-06-08 | Double Walled | Pressurized
1150105 | 1 | [5 empty] | Removed from Ground | Gas (Historical Use) | 8084 | Bare Steel | 1972-05-11 | Unknown
1150105 | 2 | [5 empty] | Removed from Ground | Gas (Historical Use) | 8084 | Bare Steel | 1972-05-11 | Unknown
1150106 | 1 | [5 empty] | Removed from Ground | Gas (Historical Use) | 6000 | Bare Steel | 1971-05-12 | Galvanized Steel | Suction (American)
1150106 | 2 | [5 empty] | Removed from Ground | Gas (Historical Use) | 6000 | Bare Steel | 1971-05-12 | Galvanized Steel | Suction (American)
1150106 | 3 | [5 empty] | Removed from Ground | Gas (Historical Use) | 6000 | Bare Steel | 1971-05-12 | Galvanized Steel | Suction (American)
1150106 | 4 | [5 empty] | Removed from Ground | Gas (Historical Use) | 4000 | Bare Steel | 1971-05-12 | Galvanized Steel | Suction (American)
1150106 | 5 | Ball Float | 1998-02-02 | no | 1998-02-02 | no | Currently in Use | Regular | 10000 | Fiberglass Double Walled | 1998-01-29 | Fiberglass Reinforced Plastic | Pressurized
1150106 | 6A | Ball Float | 1998-02-02 | no | 1998-02-02 | no | Currently in Use | Diesel On Road | 4000 | Fiberglass Double Walled | 1998-01-29 | Fiberglass Reinforced Plastic | Pressurized
1150106 | 6B | Ball Float | 1998-02-02 | no | 1998-02-02 | no | Currently in Use | Premium | 4000 | Fiberglass Double Walled | 1998-01-29 | Fiberglass Reinforced Plastic | Pressurized
1150106 | 6C | Ball Float | 1998-02-02 | no | 1998-02-02 | no | Currently in Use | Diesel Off Road | 2000 | Fiberglass Double Walled | 1998-01-29 | Fiberglass Reinforced Plastic | Pressurized
1150107 | 1 | [5 empty] | Removed from Ground | Gas (Historical Use) | 4008 | Bare Steel |  | Galvanized Steel
1150107 | 2 | [5 empty] | Closed in Ground | Gas (Historical Use) | 4008 | Bare Steel | 1987-01-01 | Galvanized Steel
1150112 | 1 | [5 empty] | Removed from Ground | Gas (Historical Use) | 12000 | Bare Steel | 1980-01-03 | Unknown | Pressurized
1150113 | 1 | [5 empty] | Permanently Out of Use - historical purposes | Other | 1000 | Bare Steel | 1969-01-10 | Copper | Suction (American)
1150113 | 2 | Overfill Alarm | 1996-02-21 | no | 1996-02-21 | no | Currently in Use | Diesel | 1000 | Fiberglass Double Walled | 1996-02-21 | Copper | Suction (American)
1150114 | 1 | [5 empty] | Removed from Ground | Other | 1000 | Bare Steel | 1979-01-01 | Copper | Suction (American)
1150115 | 1 | [5 empty] | Removed from Ground | Gas (Historical Use) | 1000 | Bare Steel | 1971-05-12 | Galvanized Steel | Safe Suction (Euro)
1150115 | 2 | [5 empty] | Removed from Ground | Gas (Historical Use) | 1000 | Bare Steel | 1971-05-12 | Galvanized Steel | Safe Suction (Euro)
1150115 | 3 | [5 empty] | Removed from Ground | Gas (Historical Use) | 1000 | Bare Steel | 1971-05-12 | Galvanized Steel | Safe Suction (Euro)
1150115 | 4 | Ball Float | 1998-10-01 |  | 1998-10-01 |  | Temporarily out of use | Gas (Historical Use) | 6000 | Galvanic (STIP-3) | 1986-05-09 | Fiberglass Reinforced Plastic | Pressurized
1150115 | 5 | Ball Float | 1998-10-01 |  | 1998-10-01 |  | Temporarily out of use | Gas (Historical Use) | 6000 | Galvanic (STIP-3) | 1986-05-09 | Fiberglass Reinforced Plastic | Pressurized
1150116 | 1 | Flapper Valve | 1996-10-01 |  | 1996-10-01 |  | Currently in Use | Gas (Historical Use) | 4000 | Steel-Impressed Current | 1979-05-15 | Steel (Impressed Current) | Pressurized
1150116 | 2 | Flapper Valve | 1996-10-01 |  | 1996-10-01 |  | Temporarily out of use | Gas (Historical Use) | 4000 | Steel-Impressed Current | 1979-05-15 | Steel (Impressed Current) | Pressurized
1150116 | 3 | Flapper Valve | 1996-10-01 |  | 1996-10-01 |  | Temporarily out of use | Gas (Historical Use) | 4000 | Steel-Impressed Current | 1979-05-15 | Steel (Impressed Current) | Pressurized
1150116 | 4 | Flapper Valve | 1996-10-01 |  | 1996-10-01 |  | Currently in Use | Gas (Historical Use) | 4000 | Steel-Impressed Current | 1979-05-15 | Steel (Impressed Current) | Pressurized
1150116 | 5 | Flapper Valve | 1996-10-01 |  | 1996-10-01 |  | Temporarily out of use | Gas (Historical Use) | 4000 | Steel-Impressed Current | 1979-05-15 | Steel (Impressed Current) | Pressurized
1150117 | 1 | [5 empty] | Removed from Ground | Diesel | 5000 | Bare Steel | 1988-07-05 | Galvanized Steel
1150118 | 1-REG | Ball Float | 1986-07-15 |  | 1986-07-15 |  | Currently in Use | Gas (Historical Use) | 10000 | Galvanic (STIP-3) | 1986-07-15 | Steel (Impressed Current) | Pressurized
1150118 | 2-UNL | Ball Float | 1986-07-15 |  | 1986-07-15 |  | Currently in Use | Gas (Historical Use) | 8000 | Galvanic (STIP-3) | 1986-07-15 | Steel (Impressed Current) | Pressurized
1150118 | 3-SUL | Ball Float | 1986-07-15 |  | 1986-07-15 |  | Currently in Use | Gas (Historical Use) | 8000 | Galvanic (STIP-3) | 1986-07-15 | Steel (Impressed Current) | Pressurized
1150118 | 4-KEROSEN |  | 1986-07-15 |  | 1986-07-15 |  | Temporarily out of use | Kerosene | 1000 | Composite | 1986-07-15 | Cathodically Protected | Safe Suction (Euro)
1150118 | 5 | Flapper Valve | 1986-07-15 | no | 1986-07-15 | no | Currently in Use | Diesel | 6000 | Galvanic (STIP-3) | 1986-07-15 | Steel (Impressed Current) | Safe Suction (Euro)
1150119 | 1 | [5 empty] | Removed from Ground | Gas (Historical Use) | 3008 | Bare Steel | 1986-05-30 | Galvanized Steel
1150119 | 2 | [5 empty] | Removed from Ground | Gas (Historical Use) | 3008 | Bare Steel | 1986-05-30 | Galvanized Steel
1150119 | 3 | [5 empty] | Removed from Ground | Gas (Historical Use) | 6110 | Bare Steel | 1986-05-30 | Galvanized Steel
1150120 | 1 | [5 empty] | Removed from Ground | Gas (Historical Use) | 560 | Marked Unknown | 1955-05-09 | Galvanized Steel
1150121 | 1 | [5 empty] | Removed from Ground | Empty | 1 | Bare Steel | 1957-01-08 | Unknown
1150121 | 2 | [5 empty] | Removed from Ground | Empty | 1 | Bare Steel | 1957-01-08 | Unknown
1150122 | 1 | Flapper Valve | 1992-01-01 |  | 1992-01-01 |  | Currently in Use | Gas (Historical Use) | 8000 | Lined Interior | 1976-01-01 | Double Walled | Pressurized
1150122 | 2 | Flapper Valve | 1992-01-01 |  | 1992-01-01 |  | Currently in Use | Diesel | 8000 | Lined Interior | 1976-01-01 | Double Walled | Pressurized
1150122 | 3 | Flapper Valve | 1992-01-01 |  | 1992-01-01 |  | Currently in Use | Gas (Historical Use) | 8000 | Lined Interior | 1976-01-01 | Double Walled | Pressurized
1150124 | 1 | [5 empty] | Removed from Ground | Gas (Historical Use) | 10000 | Fiberglass | 1987-01-01 | Galvanized Steel
1150124 | 2 | [5 empty] | Removed from Ground | Gas (Historical Use) | 10000 | Fiberglass | 1987-01-01 | Galvanized Steel
1150124 | 3 | [5 empty] | Removed from Ground | Gas (Historical Use) | 6000 | Fiberglass | 1987-01-01 | Galvanized Steel
1152000 | 1 | Flapper Valve | 1998-06-16 |  | 1998-06-16 |  | Currently in Use | Gas (Historical Use) | 6000 | Galvanic (STIP-3) | 1988-01-01 | Steel (Impressed Current) | Pressurized
1152000 | 2 | Flapper Valve | 1998-06-16 |  | 1998-06-16 |  | Currently in Use | Gas (Historical Use) | 8000 | Galvanic (STIP-3) | 1988-01-01 | Steel (Impressed Current) | Pressurized
1152000 | 3 | Flapper Valve | 1998-06-11 |  | 1998-06-11 |  | Currently in Use | Diesel | 6000 | Galvanic (STIP-3) | 1988-01-01 | Steel (Impressed Current) | Pressurized
1160002 | VNA#VOR | [5 empty] | Removed from Ground | Gas (Historical Use) | 500 | Bare Steel | 1958-05-13 | Unknown
1160003 | 1 | [5 empty] | Removed from Ground | Gas (Historical Use) | 560 | Bare Steel | 1956-04-29 | Galvanized Steel
1160003 | 2 | [5 empty] | Removed from Ground | Diesel | 560 | Bare Steel | 1965-04-27 | Galvanized Steel
1160003 | 3 | [5 empty] | Removed from Ground | Gas (Historical Use) | 2000 | Bare Steel | 1978-04-24 | Galvanized Steel
1160003 | 4 |  | 1991-01-01 |  | 1991-01-01 |  | Removed from Ground | Gas (Historical Use) | 1000 | Galvanic (STIP-3) | 1991-01-01 | Cathodically Protected | Safe Suction (Euro)
1160003 | 5 |  | 1991-01-01 |  | 1991-01-01 |  | Removed from Ground | Diesel | 1000 | Galvanic (STIP-3) | 1991-01-01 | Cathodically Protected | Safe Suction (Euro)
1160004 | 1 | [5 empty] | Removed from Ground | Gas (Historical Use) | 1000 | Bare Steel | 1980-04-18 | Galvanized Steel | Safe Suction (Euro)
1160005 | 1 | [5 empty] | Removed from Ground | Gas (Historical Use) | 1000 | Bare Steel | 1981-04-19 | Bare Steel
1160006 | 1 | [5 empty] | Removed from Ground | Diesel | 1 | Bare Steel | 1976-04-20 | Galvanized Steel
1160008 | 1 | [5 empty] | Removed from Ground | Gas (Historical Use) | 500 | Bare Steel | 1966-04-21 | Galvanized Steel
1160008 | 2 | [5 empty] | Removed from Ground | Diesel | 3000 | Bare Steel | 1983-04-17 | Galvanized Steel
1160011 | 1 | [5 empty] | Removed from Ground | Gas (Historical Use) | 8000 | Bare Steel | 1973-01-16 | Galvanized Steel
1160011 | 2 | [5 empty] | Removed from Ground | Gas (Historical Use) | 8000 | Bare Steel | 1973-01-16 | Galvanized Steel
1160011 | 3 | [5 empty] | Removed from Ground | Gas (Historical Use) | 8000 | Bare Steel | 1973-01-16 | Galvanized Steel
1160012 | 1 | Flapper Valve | 1999-04-15 | no | 1999-04-15 | no | Currently in Use | Diesel | 14000 | Steel-Impressed Current | 1966-01-21 | Steel (Impressed Current) | Safe Suction (Euro)
1160013 | 340G1 | [5 empty] | Removed from Ground | Gas (Historical Use) | 1060 | Bare Steel | 1972-05-02 | Galvanized Steel | Safe Suction (Euro)
1160014 | 1 |  | 1996-06-18 |  | 1996-06-18 |  | Removed from Ground | Gas (Historical Use) | 8000 | Steel-Impressed Current | 1980-01-01 | Steel (Impressed Current) | Safe Suction (Euro)
1160014 | 2 |  | 1996-06-18 |  | 1996-06-18 |  | Removed from Ground | Gas (Historical Use) | 4000 | Steel-Impressed Current | 1980-01-01 | Steel (Impressed Current) | Safe Suction (Euro)
1160014 | 3 |  | 1996-06-18 |  | 1996-06-18 |  | Removed from Ground | Gas (Historical Use) | 4000 | Steel-Impressed Current | 1980-01-01 | Steel (Impressed Current) | Safe Suction (Euro)
1160014 | 4A |  | 2009-04-02 | no | 2009-04-02 | no | Currently in Use | Gas (Historical Use) | 8000 | Composite Double Walled | 2009-04-02 | Double-Walled Flex | Pressurized
1160014 | 4B |  | 2009-04-02 | no | 2009-04-02 | no | Currently in Use | Gas (Historical Use) | 4000 | Composite Double Walled | 2009-04-02 | Double-Walled Flex | Pressurized
1160015 | 1 |  | 1997-09-01 |  | 1997-09-01 |  | Removed from Ground | Gas (Historical Use) | 8000 | Steel-Impressed Current | 1980-05-01 | Cathodically Protected | Suction (American)
1160015 | 2 |  | 1996-06-18 |  | 1996-06-18 |  | Removed from Ground | Gas (Historical Use) | 4000 | Steel-Impressed Current | 1980-05-01 | Cathodically Protected | Pressurized
1160015 | 3 |  | 1996-06-18 |  | 1996-06-18 |  | Removed from Ground | Gas (Historical Use) | 4000 | Steel-Impressed Current | 1980-05-01 | Cathodically Protected | Pressurized
1160015 | 4A | Ball Float | 2011-01-27 | no | 2011-01-27 | no | Currently in Use | Gas (Historical Use) | 12000 | Composite | 2011-01-27 | Double-Walled Fiberglass | Pressurized
1160015 | 4B | Ball Float | 2011-01-27 | no | 2011-01-27 | no | Currently in Use | Gas (Historical Use) | 4000 | Composite | 2011-01-27 | Double-Walled Fiberglass | Pressurized
1160015 | 4C | Ball Float | 2011-01-27 | no | 2011-01-27 | no | Currently in Use | Diesel | 4000 | Composite | 2011-01-27 | Double-Walled Fiberglass | Pressurized
1160016 | 1 | [5 empty] | Permanently Out Of Use | Diesel | 260 | Bare Steel | 1957-05-06 | Unknown
1160016 | 2 |  |  | yes |  | yes | Permanently Out Of Use | Used Oil | 550 | Bare Steel | 1957-05-06
1160016 | 3 |  | 1990-08-29 | no | 1990-08-29 | no | Currently in Use | Gas (Historical Use) | 10000 |  | 1974-05-02 | Fiberglass Reinforced Plastic | Pressurized
1160016 | 4 |  | 1990-08-29 |  | 1990-08-29 |  | Currently in Use | Gas (Historical Use) | 10000 | Cathodically Protected Steel | 1974-05-02 | Fiberglass Reinforced Plastic | Pressurized
1160016 | 5 |  | 1990-08-29 |  | 1990-08-29 |  | Currently in Use | Diesel | 10000 | Cathodically Protected Steel | 1974-05-02 | Fiberglass Reinforced Plastic | Pressurized
1160019 | NLR | [5 empty] | Removed from Ground | Gas (Historical Use) | 6000 | Bare Steel | 1985-05-08 | Galvanized Steel | Pressurized
1160019 | PREM | [5 empty] | Removed from Ground | Gas (Historical Use) | 6000 | Bare Steel | 1985-05-08 | Galvanized Steel | Pressurized
1160019 | R | [5 empty] | Removed from Ground | Gas (Historical Use) | 6000 | Bare Steel | 1985-05-08 | Galvanized Steel | Pressurized
1160020 | 1 |  | 1998-05-18 |  | 1998-05-18 |  | Currently in Use | Gas (Historical Use) | 6000 | Steel-Impressed Current | 1978-05-10 | Fiberglass Reinforced Plastic | Safe Suction (Euro)
1160020 | 2 |  | 1998-05-18 |  | 1998-05-18 |  | Currently in Use | Gas (Historical Use) | 3000 | Steel-Impressed Current | 1978-05-10 | Double-Walled Flex | Safe Suction (Euro)
1160020 | 3 |  | 1998-05-18 |  | 1998-05-18 |  | Currently in Use | Gas (Historical Use) | 1000 | Steel-Impressed Current | 1978-05-10 | Double-Walled Flex | Safe Suction (Euro)
1160020 | 4 |  | 1998-05-18 |  | 1998-05-18 |  | Currently in Use | Gas (Historical Use) | 1000 | Steel-Impressed Current | 1978-05-10 | Double-Walled Flex | Safe Suction (Euro)
1160020 | 5 |  | 1998-05-18 |  | 1998-05-18 |  | Currently in Use | Diesel | 1000 | Steel-Impressed Current | 1978-05-10 | Double-Walled Flex | Safe Suction (Euro)
1160020 | 6 | [5 empty] | Closed in Ground | Gas (Historical Use) | 1000 | Steel-Impressed Current | 1978-05-10 | Double Walled | Safe Suction (Euro)
1160021 | 1 |  | 1997-07-15 |  | 1997-07-15 |  | Removed from Ground | Diesel | 2000 | Steel-Impressed Current | 1978-05-10 | Cathodically Protected | Safe Suction (Euro)
1160021 | 2 |  | 1997-07-15 |  | 1997-07-15 |  | Removed from Ground | Gas (Historical Use) | 4000 | Steel-Impressed Current | 1978-05-10 | Cathodically Protected | Safe Suction (Euro)
1160021 | 3 |  | 1997-07-15 |  | 1997-07-15 |  | Removed from Ground | Gas (Historical Use) | 4000 | Steel-Impressed Current | 1978-05-10 | Cathodically Protected | Safe Suction (Euro)
1160021 | 4 |  | 1997-07-15 |  | 1997-07-15 |  | Removed from Ground | Gas (Historical Use) | 4000 | Steel-Impressed Current | 1978-05-10 | Cathodically Protected | Safe Suction (Euro)
1160021 | 5 |  | 1997-07-15 |  | 1997-07-15 |  | Removed from Ground | Gas (Historical Use) | 2000 | Steel-Impressed Current | 1978-05-10 | Cathodically Protected | Safe Suction (Euro)
1160021 | 6 |  | 2003-12-08 | no | 2003-12-08 | no | Currently in Use | Gas (Historical Use) | 12000 | Composite Double Walled | 2003-12-08 | Double-Walled Fiberglass | Pressurized
1160021 | 7A |  | 2003-12-08 | no | 2003-12-08 | no | Currently in Use | Gas (Historical Use) | 6000 | Composite Double Walled | 2003-12-08 | Double-Walled Fiberglass | Pressurized
1160021 | 7B |  | 2003-12-08 | no | 2003-12-08 | no | Currently in Use | Diesel | 4000 | Composite Double Walled | 2003-12-08 | Double-Walled Fiberglass | Pressurized
1160022 | 1 | [5 empty] | Permanently Out of Use - historical purposes | Gas (Historical Use) | 6000 | Bare Steel | 1983-05-09 | Galvanized Steel | Suction (American)
1160022 | 2 | [5 empty] | Permanently Out of Use - historical purposes | Gas (Historical Use) | 6000 | Bare Steel | 1983-05-09 | Galvanized Steel | Suction (American)
1160022 | 3 | [5 empty] | Permanently Out of Use - historical purposes | Gas (Historical Use) | 6000 | Bare Steel | 1983-05-09 | Galvanized Steel | Suction (American)
1160022 | 4 | [5 empty] | Permanently Out of Use - historical purposes | Diesel | 4000 | Bare Steel | 1983-05-09 | Galvanized Steel | Suction (American)
1160023 | 1 | [5 empty] | Removed from Ground | Diesel | 3000 | Bare Steel | 1981-05-09 | Galvanized Steel
1160023 | 2 | [5 empty] | Removed from Ground | Gas (Historical Use) | 1000 | Bare Steel | 1981-05-09 | Galvanized Steel
1160024 | 1 | [5 empty] | Permanently Out of Use - historical purposes | Gas (Historical Use) | 2000 | Bare Steel | 1986-05-08 | Galvanized Steel
1160026 | 1 | [5 empty] | Removed from Ground | Gas (Historical Use) | 2000 | Bare Steel | 1981-05-07 | Bare Steel
1160026 | 2 | [5 empty] | Removed from Ground | Diesel | 8000 | Bare Steel | 1981-05-07 | Bare Steel
1160027 | 1 | [5 empty] | Removed from Ground | Gas (Historical Use) | 500 | Bare Steel | 1973-05-10 | Galvanized Steel
1160028 | 1 | [5 empty] | Removed from Ground | Gas (Historical Use) | 4000 | Bare Steel | 1976-05-10 | Galvanized Steel
1160028 | 2 | [5 empty] | Removed from Ground | Gas (Historical Use) | 6000 | Bare Steel | 1976-05-10 | Galvanized Steel
1160028 | 3 | [5 empty] | Removed from Ground | Gas (Historical Use) | 4000 | Bare Steel | 1976-05-10 | Galvanized Steel
1160028 | 4 |  |  | yes |  | yes | Removed from Ground | Used Oil | 285 | Bare Steel | 1986-05-08 | Unknown
1160029 | 1 | [5 empty] | Removed from Ground | Empty | 560 | Bare Steel | 1986-05-08 | Galvanized Steel
1160029 | 2 | [5 empty] | Removed from Ground | Empty | 1060 | Bare Steel | 1986-05-08 | Galvanized Steel
1160029 | 3 | [5 empty] | Temporarily out of use | Diesel | 4000 | Bare Steel | 1985-05-08 | Galvanized Steel
1160029 | 4 | [5 empty] | Temporarily out of use | Empty | 1000 | Bare Steel | 1984-05-08 | Galvanized Steel
1160031 | 1 | [5 empty] | Removed from Ground | Empty | 1000 | Bare Steel | 1964-05-13 | Galvanized Steel
1160031 | 2 | [5 empty] | Removed from Ground | Gas (Historical Use) | 1000 | Bare Steel | 1964-05-13 | Bare Steel | Suction (American)
1160031 | 3 |  |  | yes |  | yes | Removed from Ground | Used Oil | 560 | Bare Steel | 1964-05-13 | Galvanized Steel
1160031 | 5 |  | 1999-01-02 |  | 1999-01-02 |  | Currently in Use | Diesel | 4000 | Steel-Impressed Current | 1999-01-02 | Bare Steel | Suction (American)
1160032 | 1 | [5 empty] | Permanently Out of Use - historical purposes | Empty | 560 | Bare Steel | 1986-05-08 | Unknown
1160032 | 2 | [5 empty] | Permanently Out of Use - historical purposes | Empty | 1 | Bare Steel | 1986-05-08 | Unknown
1160033 | 1 | [5 empty] | Permanently Out of Use - historical purposes | Gas (Historical Use) | 4000 | Bare Steel | 1961-05-13 | Galvanized Steel
1160033 | 2 | [5 empty] | Permanently Out of Use - historical purposes | Gas (Historical Use) | 4000 | Bare Steel | 1972-05-10 | Galvanized Steel
1160033 | 3 | [5 empty] | Permanently Out of Use - historical purposes | Gas (Historical Use) | 3000 | Bare Steel | 1961-05-13 | Galvanized Steel
1160034 | 1 | [5 empty] | Removed from Ground | Gas (Historical Use) | 2000 | Bare Steel | 1998-06-11 | Galvanized Steel | Suction (American)
1160034 | 2 | [5 empty] | Removed from Ground | Gas (Historical Use) | 1000 | Bare Steel | 1998-06-11 | Galvanized Steel | Suction (American)
1160035 | 1 | Flapper Valve | 1991-05-09 |  | 1991-05-09 |  | Currently in Use | Other | 10000 | Galvanic (STIP-3) | 1991-05-09 | Fiberglass Reinforced Plastic | Safe Suction (Euro)
1160038 | 1 | [5 empty] | Removed from Ground | Gas (Historical Use) | 4000 | Bare Steel | 1982-05-15 | Unknown
1160038 | 2 | [5 empty] | Removed from Ground | Gas (Historical Use) | 4000 | Bare Steel | 1982-05-15 | Unknown
1160038 | 3 | [5 empty] | Removed from Ground | Gas (Historical Use) | 4000 | Bare Steel | 1982-05-15 | Unknown
1160038 | 4 | [5 empty] | Removed from Ground | Gas (Historical Use) | 2000 | Marked Unknown | 1992-12-19 | Unknown
1162000 | 10361-1 | [5 empty] | Removed from Ground | Gas (Historical Use) | 1000 | Cathodically Protected Steel | 1987-11-04 | Galvanized Steel
1162000 | 10661-2 | [5 empty] | Removed from Ground | Diesel | 10000 | Bare Steel | 1993-05-14 | Galvanized Steel
1170001 | 10229-1 | [5 empty] | Removed from Ground | Gas (Historical Use) | 1020 | Bare Steel | 1973-05-02 | Galvanized Steel | Safe Suction (Euro)
1170001 | 10229-2 | [5 empty] | Removed from Ground | Diesel | 563 | Bare Steel | 1978-05-01 | Galvanized Steel | Safe Suction (Euro)
1170001 | 229D1 | [5 empty] | Removed from Ground | Diesel | 2000 | Tank Jacket | 1993-07-25 | Fiberglass Reinforced Plastic | Pressurized
1170001 | 229G1 | [5 empty] | Removed from Ground | Gas (Historical Use) | 2000 | Tank Jacket | 1993-07-25 | Fiberglass Reinforced Plastic | Pressurized
1170002 | 1 | [5 empty] | Removed from Ground | Gas (Historical Use) | 2000 | Bare Steel | 1980-09-01 | Galvanized Steel | Safe Suction (Euro)
1170002 | 2 | [5 empty] | Removed from Ground | Gas (Historical Use) | 1000 | Bare Steel | 1980-09-01 | Galvanized Steel | Safe Suction (Euro)
1170002 | 3 | [5 empty] | Removed from Ground | Gas (Historical Use) | 3000 | Bare Steel | 1980-09-01 | Galvanized Steel | Safe Suction (Euro)
1170002 | 4 | [5 empty] | Removed from Ground | Diesel | 2000 | Bare Steel | 1980-09-01 | Galvanized Steel | Safe Suction (Euro)
1170002 | 5 | [5 empty] | Removed from Ground | Gas (Historical Use) | 2000 | Bare Steel | 1998-06-01 | Galvanized Steel | Safe Suction (Euro)
1170003 | 1 | [5 empty] | Removed from Ground | Gas (Historical Use) | 6000 | Bare Steel | 1995-06-29 | Galvanized Steel
1170003 | 2 | [5 empty] | Removed from Ground | Gas (Historical Use) | 4000 | Bare Steel | 1995-06-29 | Galvanized Steel
1170003 | 3 | [5 empty] | Removed from Ground | Gas (Historical Use) | 4000 | Bare Steel | 1995-06-29 | Galvanized Steel
1170004 | 1 |  | 1997-03-01 |  | 1997-03-01 |  | Currently in Use | Diesel | 6000 | Steel-Impressed Current | 1978-02-22 | Cathodically Protected | Pressurized
1170004 | 2 |  | 1997-03-01 |  | 1997-03-01 |  | Currently in Use | Gas (Historical Use) | 6000 | Steel-Impressed Current | 1978-02-22 | Cathodically Protected | Pressurized
1170004 | 3 |  | 2002-06-15 | no | 2002-06-15 | no | Currently in Use | Gas (Historical Use) | 4000 | Composite | 2002-06-15 | Double Walled/Sec. Containment | Pressurized
1170004 | 4 |  | 2008-01-01 | no | 2008-01-01 | no | Currently in Use | Gas (Historical Use) | 15000 | Epoxy | 2008-01-01 | Fiberglass Reinforced Plastic | Pressurized
1170005 | 2018-08-01 | [5 empty] | Removed from Ground | Diesel | 1000 | Cathodically Protected Steel | 1981-02-14 | Galvanized Steel
1170005 | 2018-08-02 | [5 empty] | Removed from Ground | Gas (Historical Use) | 550 | Cathodically Protected Steel | 1981-02-14 | Galvanized Steel
1170005 | 2018-08-03 | [5 empty] | Removed from Ground | Gas (Historical Use) | 1000 | Cathodically Protected Steel | 1981-02-14 | Galvanized Steel
1170006 | 1 | [5 empty] | Permanently Out of Use - historical purposes | Empty | 10000 | Bare Steel | 1954-01-21 | Bare Steel
1170008 | 2 | [5 empty] | Removed from Ground | Gas (Historical Use) | 1065 | Bare Steel | 1966-02-02 | Galvanized Steel
1170008 | 3 | [5 empty] | Removed from Ground | Gas (Historical Use) | 1065 | Bare Steel | 1966-02-02 | Galvanized Steel
1170008 | 4 | [5 empty] | Removed from Ground | Diesel | 4000 | Bare Steel | 1983-01-29 | Galvanized Steel
1170008 | 6 |  | 1990-02-01 |  | 1990-02-01 |  | Removed from Ground | Gas (Historical Use) | 1000 | Cathodically Protected Steel | 1990-02-01 | Fiberglass Reinforced Plastic | Safe Suction (Euro)
1170008 | 7 |  | 1990-02-01 |  | 1990-02-01 |  | Removed from Ground | Diesel | 1000 | Cathodically Protected Steel | 1990-02-01 | Fiberglass Reinforced Plastic | Safe Suction (Euro)
1170008 | 8 |  | 2008-03-18 | no | 2008-03-18 | no | Currently in Use | Gas (Historical Use) | 2500 | Fiberglass Double Walled | 2008-03-06 | Double-Walled Fiberglass | Safe Suction (Euro)
1170008 | 9 |  | 2008-03-18 | no | 2008-03-18 | no | Currently in Use | Diesel | 2500 | Fiberglass Double Walled | 2008-03-06 | Double-Walled Fiberglass | Safe Suction (Euro)
1170009 | 1 | [5 empty] | Removed from Ground | Gas (Historical Use) | 1000 | Bare Steel | 1986-03-13 | Galvanized Steel
1170010 | 1 |  | 1998-11-30 | no | 1998-11-30 | no | Removed from Ground | Gas (Historical Use) | 3000 |  | 1979-03-26 |  | Pressurized
1170010 | 2 |  | 1998-11-30 | no | 1998-11-30 | no | Removed from Ground | Gas (Historical Use) | 4000 |  | 1979-03-26 |  | Pressurized
1170010 | 3 | Flapper Valve | 2007-03-27 | no | 2007-03-27 | no | Currently in Use | Gas (Historical Use) | 6000 | Composite Double Walled | 2007-03-27 | Double-Walled Flex | Pressurized
1170010 | 4 | Flapper Valve | 2007-03-27 | no | 2007-03-27 | no | Currently in Use | Gas (Historical Use) | 6000 | Composite Double Walled | 2007-03-27 | Double-Walled Flex | Pressurized
1170011 | 1 | [5 empty] | Removed from Ground | Gas (Historical Use) | 1000 | Bare Steel | 1966-04-28 | Galvanized Steel
1170011 | 2 | [5 empty] | Removed from Ground | Gas (Historical Use) | 1000 | Bare Steel | 1966-04-28 | Galvanized Steel
1170011 | 3 | [5 empty] | Removed from Ground | Gas (Historical Use) | 1000 | Bare Steel | 1966-04-28 | Galvanized Steel
1170011 | 4 | [5 empty] | Removed from Ground | Diesel | 1000 | Bare Steel | 1966-04-28 | Galvanized Steel
1170011 | 5 | [5 empty] | Removed from Ground | Gas (Historical Use) | 1000 | Bare Steel | 1966-04-28 | Galvanized Steel
1170013 | 1 |  | 1990-01-01 |  | 1990-01-01 |  | Removed from Ground | Gas (Historical Use) | 1000 | Galvanic (STIP-3) | 1990-01-01 | Cathodically Protected | Safe Suction (Euro)
1170013 | 2 |  | 1990-01-01 |  | 1990-01-01 |  | Removed from Ground | Diesel | 1000 | Galvanic (STIP-3) | 1990-01-01 | Cathodically Protected | Safe Suction (Euro)
1170013 | GFC#7843 | [5 empty] | Removed from Ground | Diesel | 560 | Bare Steel | 1970-04-26 | Galvanized Steel
1170013 | GFC#7845 | [5 empty] | Removed from Ground | Gas (Historical Use) | 560 | Bare Steel | 1966-04-27 | Bare Steel
1170015 | 1 | [5 empty] | Removed from Ground | Gas (Historical Use) | 3000 | Bare Steel | 1986-03-27 | Galvanized Steel
1170015 | 2 | [5 empty] | Removed from Ground | Gas (Historical Use) | 3000 | Bare Steel | 1986-03-27 | Galvanized Steel
1170015 | 3 | [5 empty] | Removed from Ground | Gas (Historical Use) | 3000 | Bare Steel | 1986-03-27 | Galvanized Steel
1170015 | 4 | [5 empty] | Removed from Ground | Gas (Historical Use) | 10000 | Bare Steel | 1986-03-27 | Galvanized Steel
1170015 | 5 | [5 empty] | Removed from Ground | Diesel | 500 | Bare Steel | 1986-03-27 | Galvanized Steel
1170015 | 6 |  |  | yes |  | yes | Removed from Ground | Used Oil | 500 | Not Marked/Unknown | 1997-11-01 | Not Marked
1170016 | 1 | [5 empty] | Removed from Ground | Gas (Historical Use) | 550 | Bare Steel | 1976-04-11 | Galvanized Steel
1170017 | 1 | [5 empty] | Closed in Ground | Gas (Historical Use) | 550 | Bare Steel | 1976-04-11 | Galvanized Steel
1170018 | 1 | Flapper Valve | 1998-11-24 |  | 1998-11-24 |  | Removed from Ground | Diesel | 10000 | Steel-Impressed Current | 1971-04-26 | Steel (Impressed Current) | Suction (American)
1170018 | 2 | Flapper Valve | 1998-11-24 |  | 1998-11-24 |  | Removed from Ground | Diesel | 10000 | Steel-Impressed Current | 1971-04-26 | Steel (Impressed Current) | Suction (American)
1170018 | 3 | [5 empty] | Removed from Ground | Diesel | 1000 | Bare Steel | 1966-04-27 | Galvanized Steel
1170018 | 4 | [5 empty] | Removed from Ground | Diesel | 1000 | Bare Steel | 1966-04-27 | Galvanized Steel
1170019 | 1 | [5 empty] | Permanently Out of Use - historical purposes | Other | 500 | Bare Steel | 1964-05-06 | Galvanized Steel
1170019 | 2 | [5 empty] | Permanently Out of Use - historical purposes | Other | 500 | Bare Steel | 1964-05-06 | Galvanized Steel
1170020 | 1#REG | Flapper Valve | 1998-04-01 | no | 1998-04-01 | no | Temporarily out of use | Gas (Historical Use) | 6000 | Steel-Impressed Current | 1975-05-04 | Steel (Impressed Current) | Suction (American)
1170020 | 2#UNL | Flapper Valve | 1998-04-01 | no | 1998-04-01 | no | Temporarily out of use | Gas (Historical Use) | 6000 | Steel-Impressed Current | 1975-05-04 | Steel (Impressed Current) | Suction (American)
1170020 | 3#SUL | Flapper Valve | 1998-04-01 | no | 1998-04-01 | no | Temporarily out of use | Gas (Historical Use) | 6000 | Steel-Impressed Current | 1975-05-04 | Steel (Impressed Current) | Suction (American)
1170021 | 1 | [5 empty] | Removed from Ground | Diesel | 10000 | Bare Steel | 1974-05-02 | Galvanized Steel
1170021 | 2 | [5 empty] | Removed from Ground | Gas (Historical Use) | 1000 | Bare Steel | 1974-05-02 | Galvanized Steel
1170022 | 1 |  | 1998-04-01 |  | 1998-04-01 |  | Temporarily out of use | Gas (Historical Use) | 6100 | Steel-Impressed Current | 1956-05-09 | Steel (Impressed Current) | Suction (American)
1170022 | 2 |  | 1998-04-01 |  | 1998-04-01 |  | Temporarily out of use | Gas (Historical Use) | 4100 | Steel-Impressed Current | 1956-05-09 | Fiberglass Reinforced Plastic | Suction (American)
1170022 | 3 |  | 1998-04-01 |  | 1998-04-01 |  | Currently in Use | Gas (Historical Use) | 6100 | Steel-Impressed Current | 1956-05-09 | Steel (Impressed Current) | Suction (American)
1170023 | 1 | [5 empty] | Removed from Ground | Other | 1105 | Concrete | 1978-11-06 | Unknown
1170023 | 9 | [5 empty] | Removed from Ground | Other | 1000 | Concrete | 1976-05-09 | Unknown
1170026 | 1 |  | 1998-05-01 |  | 1998-05-01 |  | Currently in Use | Gas (Historical Use) | 8000 | Steel-Impressed Current | 1967-01-01 | Fiberglass Reinforced Plastic | Pressurized
1170026 | 2 |  | 1998-05-01 |  | 1998-05-01 |  | Currently in Use | Gas (Historical Use) | 8000 | Steel-Impressed Current | 1998-05-01 | Fiberglass Reinforced Plastic | Pressurized
1170026 | 3 |  | 1998-05-01 |  | 1998-05-01 |  | Currently in Use | Gas (Historical Use) | 8000 | Steel-Impressed Current | 1998-05-01 | Fiberglass Reinforced Plastic | Pressurized
1170028 | 1 |  |  | no |  | no | Removed from Ground |  | 2000 | Bare Steel | 2000-11-13 | Galvanized Steel | Safe Suction (Euro)
1170028 | 1A | Flapper Valve | 2002-03-20 | no | 2002-03-20 | no | Currently in Use | Regular | 4000 | Composite | 2016-06-24 | Double-Walled Flex | Pressurized
1170028 | 1B |  | 2002-03-20 | no | 2002-03-20 | no | Currently in Use | Regular | 2000 | Composite | 2016-06-24 | Double-Walled Flex | Pressurized
1170028 | 2 |  |  | no |  | no | Removed from Ground |  | 1000 | Bare Steel | 2000-11-13 | Galvanized Steel | Safe Suction (Euro)
1170028 | 3AST |  |  | no |  | no | Removed from Ground |  | 500 | Bare Steel | 1961-05-13 | Galvanized Steel
1170029 | 1 | [5 empty] | Removed from Ground | Gas (Historical Use) | 3000 | Bare Steel | 1966-05-12 | Galvanized Steel
1170029 | 2 | [5 empty] | Removed from Ground | Gas (Historical Use) | 3000 | Bare Steel | 1966-05-12 | Galvanized Steel
1170029 | 3 | [5 empty] | Removed from Ground | Gas (Historical Use) | 1000 | Bare Steel | 1976-05-09 | Galvanized Steel
1170029 | 4 |  |  | yes |  | yes | Removed from Ground | Used Oil | 550 | Not Marked/Unknown | 1966-01-01 | Not Marked
1170030 | 1 | [5 empty] | Permanently Out of Use - historical purposes | Empty | 500 | Bare Steel | 1940-05-16 | Galvanized Steel
1170030 | 2 | [5 empty] | Permanently Out of Use - historical purposes | Empty | 1000 | Bare Steel | 1940-05-16 | Galvanized Steel
1170030 | 3 | [5 empty] | Permanently Out of Use - historical purposes | Empty | 1000 | Bare Steel | 1971-05-09 | Galvanized Steel
1170030 | 4 | [5 empty] | Closed in Ground | Gas (Historical Use) | 500 | Bare Steel | 1961-05-11 | Galvanized Steel
1170031 | 5 | [5 empty] | Removed from Ground | Diesel | 10000 | Bare Steel | 1971-05-09 | Unknown
1170033 | 1 | [5 empty] | Removed from Ground | Diesel | 1000 | Bare Steel | 1976-05-10 | Galvanized Steel
1170033 | 2 | [5 empty] | Removed from Ground | Gas (Historical Use) | 1000 | Bare Steel | 1976-05-10 | Galvanized Steel
1170033 | 3 | [5 empty] | Removed from Ground | Gas (Historical Use) | 1000 | Bare Steel | 1976-05-10 | Galvanized Steel
1170034 | 1 | [5 empty] | Removed from Ground | Gas (Historical Use) | 6000 | Bare Steel | 1977-05-10 | Galvanized Steel
1170034 | 2 | [5 empty] | Removed from Ground | Gas (Historical Use) | 6000 | Bare Steel | 1977-05-10 | Galvanized Steel
1170035 | 1 | [5 empty] | Removed from Ground | Gas (Historical Use) | 500 | Bare Steel | 1971-05-10 | Galvanized Steel
1170035 | 2 | [5 empty] | Removed from Ground | Gas (Historical Use) | 500 | Bare Steel | 1956-05-13 | Galvanized Steel
1170035 | 3 | [5 empty] | Removed from Ground | Gas (Historical Use) | 550 | Bare Steel | 1956-05-13 | Galvanized Steel
1170035 | 4 | [5 empty] | Removed from Ground | Diesel | 550 | Bare Steel | 1956-05-13 | Galvanized Steel
1170035 | 5 |  | 1996-01-08 |  | 1996-01-08 |  | Currently in Use | Gas (Historical Use) | 10000 | Cathodically Protected Steel | 1996-01-08 | Double Walled | Pressurized
1170035 | 6 |  | 1996-01-08 |  | 1996-01-08 |  | Currently in Use | Gas (Historical Use) | 8000 | Cathodically Protected Steel | 1996-01-08 | Double Walled | Pressurized
1170036 | 1 | [5 empty] | Removed from Ground | Empty | 3000 | Bare Steel | 1948-05-15 | Galvanized Steel | Suction (American)
1170036 | 2 | [5 empty] | Removed from Ground | Empty | 3000 | Bare Steel | 1948-05-15 | Galvanized Steel | Suction (American)
1170036 | 3 |  | 1998-11-28 |  | 1998-11-28 |  | Removed from Ground | Gas (Historical Use) | 6000 | Steel-Impressed Current | 1965-05-12 | Fiberglass Reinforced Plastic | Pressurized
1170036 | 4 |  | 1998-11-28 |  | 1998-11-28 |  | Removed from Ground | Gas (Historical Use) | 4000 | Steel-Impressed Current | 1965-05-12 | Fiberglass Reinforced Plastic | Pressurized
1170036 | 5 |  | 1998-11-28 |  | 1998-11-28 |  | Removed from Ground | Gas (Historical Use) | 4000 | Steel-Impressed Current | 1965-05-12 | Fiberglass Reinforced Plastic | Pressurized
1170036 | 6 |  | 1998-11-28 |  | 1998-11-28 |  | Removed from Ground | Gas (Historical Use) | 2000 | Steel-Impressed Current | 1998-01-15 | Fiberglass Reinforced Plastic | Suction (American)
1170036 | 8 |  |  | yes |  | yes | Removed from Ground | Used Oil | 500 | Bare Steel | 1999-03-01 | Bare Steel | Gravity Fed
1170037 | 1 | [5 empty] | Removed from Ground | Empty | 6000 | Bare Steel | 1965-05-11 | Galvanized Steel
1170037 | 2 | [5 empty] | Removed from Ground | Empty | 6000 | Bare Steel | 1965-05-11 | Galvanized Steel
1170039 | 1 | Overfill Alarm | 1994-01-10 | no | 1994-01-10 | no | Currently in Use | Diesel | 15000 | Galvanic (STIP-3) | 1998-03-06 | Double-Walled Flex | Pressurized
1170039 | 2 | Overfill Alarm | 1994-01-10 | no | 1994-01-10 | no | Currently in Use | Regular | 8000 | Galvanic (STIP-3) | 1998-03-06 | Double-Walled Flex | Pressurized
1170039 | 3 | Overfill Alarm | 1994-01-10 | no | 1994-01-10 | no | Currently in Use | Regular | 8000 | Galvanic (STIP-3) | 1998-03-06 | Double-Walled Flex | Pressurized
1170039 | 4 | Overfill Alarm | 1994-01-10 | no | 1994-01-10 | no | Currently in Use | Diesel | 6000 | Galvanic (STIP-3) | 1998-03-06 | Fiberglass Reinforced Plastic | Suction (American)
1170039 | 5A | Overfill Alarm | 2003-08-30 | no | 2003-08-30 | no | Currently in Use | Diesel | 15000 | Composite | 2003-08-30 | Double-Walled Fiberglass | Pressurized
1170039 | 5B | Overfill Alarm | 2003-08-30 | no | 2003-08-30 | no | Currently in Use | Regular | 5000 | Composite | 2003-08-30 | Double-Walled Fiberglass | Pressurized
1170039 | 6A | Overfill Alarm | 2003-08-30 | no | 2003-08-30 | no | Currently in Use | Diesel | 15000 | Composite | 2003-08-30 | Double-Walled Fiberglass | Pressurized
1170039 | 6B | Overfill Alarm | 2003-08-30 | no | 2003-08-30 | no | Currently in Use | Regular | 5000 | Composite | 2003-08-30 | Double-Walled Fiberglass | Pressurized
1170040 | 1 | [5 empty] | Removed from Ground | Gas (Historical Use) | 6000 | Bare Steel | 1964-05-11 | Galvanized Steel
1170040 | 2 | [5 empty] | Removed from Ground | Gas (Historical Use) | 6000 | Bare Steel | 1964-05-11 | Galvanized Steel
1170040 | 3 |  | 1992-01-20 | no | 1992-01-20 | no | Currently in Use | E-10 | 8000 | Galvanic (STIP-3) | 1992-01-20 | Fiberglass Reinforced Plastic | Pressurized
1170040 | 4 |  | 1992-01-20 |  | 1992-01-20 |  | Currently in Use | E-10 | 8000 | Galvanic (STIP-3) | 1992-01-20 | Fiberglass Reinforced Plastic | Pressurized
1170040 | 5 |  | 1992-01-20 | no | 1992-01-20 | no | Currently in Use | Diesel | 8000 | Galvanic (STIP-3) | 1992-01-20 | Fiberglass Reinforced Plastic | Pressurized
1170042 | 1 |  | 1999-02-01 | no | 1999-02-01 | no | Currently in Use | Diesel | 8000 | Steel-Impressed Current | 1983-05-07 | Steel (Impressed Current) | Pressurized
1170042 | 2 |  | 1999-02-01 | no | 1999-02-01 | no | Currently in Use | Gas (Historical Use) | 10000 | Steel-Impressed Current | 1983-05-06 | Steel (Impressed Current) | Pressurized
1170042 | 3 |  | 1999-02-01 |  | 1999-02-01 |  | Currently in Use | Gas (Historical Use) | 10000 | Steel-Impressed Current | 1986-05-06 | Steel (Impressed Current) | Pressurized
1170043 | 1 | [5 empty] | Removed from Ground | Diesel | 15000 | Bare Steel | 1978-05-09 | Galvanized Steel
1170043 | 2 | [5 empty] | Removed from Ground | Gas (Historical Use) | 1000 | Bare Steel | 1978-05-09 | Galvanized Steel
1170044 | 1 | [5 empty] | Removed from Ground | Gas (Historical Use) | 1000 | Cathodically Protected Steel | 1966-05-12 | Fiberglass Reinforced Plastic | Suction (American)
1170044 | 2 | [5 empty] | Removed from Ground | Gas (Historical Use) | 1000 | Cathodically Protected Steel | 1966-05-12 | Fiberglass Reinforced Plastic | Suction (American)
1170044 | 3 | [5 empty] | Removed from Ground | Gas (Historical Use) | 0 | Cathodically Protected Steel | 1996-11-20 | Fiberglass Reinforced Plastic | Suction (American)
1170044 | 4 |  | 1994-01-01 |  | 1994-01-01 |  | Currently in Use | Gas (Historical Use) | 2000 | Galvanic (STIP-3) | 1991-01-01 | Fiberglass Reinforced Plastic | Pressurized
1170044 | 5 |  | 1994-01-01 |  | 1994-01-01 |  | Currently in Use | Gas (Historical Use) | 3000 | Galvanic (STIP-3) | 1994-01-01 | Fiberglass Reinforced Plastic | Suction (American)
1170044 | 6 |  | 1994-01-01 |  | 1994-01-01 |  | Currently in Use | Gas (Historical Use) | 6000 | Galvanic (STIP-3) | 1994-01-01 | Fiberglass Reinforced Plastic | Pressurized
1170044 | 7 |  | 1994-01-01 |  | 1994-01-01 |  | Currently in Use | Diesel | 6000 | Galvanic (STIP-3) | 1994-01-01 | Fiberglass Reinforced Plastic | Pressurized
1170045 | 1 | [5 empty] | Closed in Ground | Empty | 550 | Bare Steel | 1986-05-07 | Galvanized Steel
1170045 | 2 | [5 empty] | Closed in Ground | Empty | 1000 | Bare Steel | 1986-05-07 | Galvanized Steel
1170047 | 1 |  | 1997-04-01 | no | 1997-04-01 | no | Temporarily out of use | Diesel | 12000 | Steel-Impressed Current | 1983-05-07 | Cathodically Protected | Suction (American)
1170047 | 2 |  | 1997-04-01 | no | 1997-04-01 | no | Temporarily out of use | Diesel | 12000 | Steel-Impressed Current | 1983-05-07 | Cathodically Protected | Suction (American)
1170048 | 1 |  | 1998-07-28 |  | 1998-07-28 |  | Temporarily out of use | Gas (Historical Use) | 4000 | Galvanic (STIP-3) | 1985-05-06 | Cathodically Protected | Safe Suction (Euro)
1170048 | 2 |  | 1998-07-28 |  | 1998-07-28 |  | Temporarily out of use | Diesel | 4000 | Galvanic (STIP-3) | 1985-05-06 | Cathodically Protected | Safe Suction (Euro)
1170048 | 3 |  | 1998-07-28 |  | 1998-07-28 |  | Temporarily out of use | Gas (Historical Use) | 4000 | Galvanic (STIP-3) | 1985-05-06 | Cathodically Protected | Safe Suction (Euro)
1170049 | 10486 |  | 1998-12-05 | no | 1998-12-05 | no | Currently in Use | Gas (Historical Use) | 6000 |  | 1978-05-09
1170049 | 10488 |  | 1998-12-05 | no | 1998-12-05 | no | Currently in Use | Gas (Historical Use) | 6000 |  | 1978-05-09
1170049 | 133364 |  | 1998-12-05 | no | 1998-12-05 | no | Currently in Use | Gas (Historical Use) | 8000 |  | 1978-05-09
1170050 | 1 | [5 empty] | Removed from Ground | Diesel | 3000 | Bare Steel | 1984-05-07 | Galvanized Steel | Safe Suction (Euro)
1170050 | 2 |  | 1997-10-15 |  | 1997-10-15 |  | Currently in Use | Diesel | 10000 | Composite | 1997-10-15 | Fiberglass Reinforced Plastic | Pressurized
1170051 | 1 | [5 empty] | Removed from Ground | Gas (Historical Use) | 2000 | Bare Steel | 1974-05-10 | Galvanized Steel | Suction (American)
1170051 | 2 | [5 empty] | Removed from Ground | Gas (Historical Use) | 1000 | Bare Steel | 1974-05-10 | Galvanized Steel | Suction (American)
1170051 | 3 | [5 empty] | Removed from Ground | Gas (Historical Use) | 550 | Bare Steel | 1971-05-11 | Galvanized Steel | Suction (American)
1170051 | 4 | [5 empty] | Removed from Ground | Gas (Historical Use) | 550 | Bare Steel | 1971-05-11 | Galvanized Steel | Suction (American)
1170052 | 1 | Flapper Valve | 1993-06-01 | yes | 1995-02-01 |  | Currently in Use | Gas (Historical Use) | 8000 | Lined Interior | 1975-05-10 | Fiberglass Reinforced Plastic | Pressurized
1170052 | 2 | Flapper Valve | 1993-06-01 | yes | 1995-02-01 | no | Currently in Use | Regular | 8000 | Lined Interior | 1968-05-11 | Fiberglass Reinforced Plastic | Pressurized
1170052 | 3 | Flapper Valve | 1993-06-01 | yes | 1995-02-01 |  | Closed in Ground | Gas (Historical Use) | 8000 | Lined Interior | 1977-05-09 | Fiberglass Reinforced Plastic | Pressurized
1170053 | 1 |  |  | no |  | no | Closed in Ground | Gas (Historical Use) | 4000 | Bare Steel | 1966-05-12 | Galvanized Steel
1170053 | 2 |  |  | no |  | no | Closed in Ground | Gas (Historical Use) | 6000 | Bare Steel | 1966-05-12 | Galvanized Steel
1170053 | 3 |  |  | yes |  | yes | Closed in Ground | Used Oil | 560 | Bare Steel | 1966-05-12 | Galvanized Steel
1170054 | 1 | [5 empty] | Removed from Ground | Gas (Historical Use) | 4000 | Bare Steel | 1976-05-10 | Galvanized Steel
1170054 | 2 | [5 empty] | Removed from Ground | Diesel | 10000 | Bare Steel | 1976-05-10 | Galvanized Steel
1170054 | 5 | [5 empty] | Removed from Ground | Diesel | 2000 | Not Marked/Unknown | 1994-09-01 | Not Marked
1170054 | 6 | [5 empty] | Removed from Ground | Diesel | 12000 | Not Marked/Unknown |  | Not Marked
1170054 | 7 | [5 empty] | Removed from Ground | Diesel | 7500 | Not Marked/Unknown |  | Not Marked
1170054 | 8 | [5 empty] | Removed from Ground | Gas (Historical Use) | 1000 | Not Marked/Unknown |  | Not Marked
1170057 | 1 | [5 empty] | Removed from Ground | Gas (Historical Use) | 15000 | Marked Unknown | 1966-05-13 | Unknown | Suction (American)
1170057 | 2 | [5 empty] | Removed from Ground | Diesel | 8500 | Bare Steel | 1971-05-12 | Unknown
1170057 | 2-A |  | 1993-10-28 |  | 1993-10-28 |  | Removed from Ground | Diesel | 20000 | Galvanic (STIP-3) | 1993-10-01 | Fiberglass Reinforced Plastic | Suction (American)
1170057 | 3 |  | 1998-09-15 | no | 1998-09-15 | no | Removed from Ground | Gas (Historical Use) | 20000 | Composite | 1998-09-15 | Double Walled/Sec. Containment | Pressurized
1170058 | 1 |  |  | no |  | no | Removed from Ground | Gas (Historical Use) | 2000 |  | 1966-05-13 | Bare Steel
1170058 | 2 |  |  | no |  | no | Removed from Ground | Gas (Historical Use) | 2000 |  | 1966-05-13 | Bare Steel
1170058 | 3 | Flapper Valve | 1993-01-01 | no | 1993-01-01 | no | Currently in Use | E-0 | 2000 |  | 1993-10-28 | Fiberglass Reinforced Plastic | Safe Suction (Euro)
1170058 | 4 | Flapper Valve | 1993-01-01 | no | 1993-01-01 | no | Currently in Use | E-0 | 2000 |  | 1993-10-28 | Fiberglass Reinforced Plastic | Safe Suction (Euro)
1170059 | 1 | [5 empty] | Removed from Ground | Diesel | 1000 | Bare Steel | 1979-01-03 | Copper | Suction (American)
1170059 | 2 | [5 empty] | Removed from Ground | Gas (Historical Use) | 12000 | Bare Steel | 1981-01-02 | Unknown | Pressurized
1170061 | 1 | [5 empty] | Removed from Ground | Gas (Historical Use) | 1000 | Bare Steel | 1984-01-02 | Galvanized Steel | Safe Suction (Euro)
1170062 | 1 | [5 empty] | Removed from Ground | Diesel | 8000 | Bare Steel | 1984-05-08 | Galvanized Steel
1170062 | 2 | [5 empty] | Removed from Ground | Gas (Historical Use) | 1000 | Bare Steel | 1978-05-10 | Galvanized Steel
1170062 | 3 | [5 empty] | Removed from Ground | Diesel | 2000 | Bare Steel | 1978-05-10 | Galvanized Steel
1170063 | 1 |  | 1997-10-01 |  | 1997-10-01 |  | Removed from Ground | Gas (Historical Use) | 4000 | Steel-Impressed Current | 1971-05-17 | Cathodically Protected | Safe Suction (Euro)
1170063 | 2 |  | 1997-10-01 |  | 1997-10-01 |  | Removed from Ground | Gas (Historical Use) | 4000 | Steel-Impressed Current | 1971-05-17 | Cathodically Protected | Safe Suction (Euro)
1170063 | 3 |  | 1997-10-01 |  | 1997-10-01 |  | Removed from Ground | Gas (Historical Use) | 4000 | Steel-Impressed Current | 1971-05-17 | Cathodically Protected | Safe Suction (Euro)
1170063 | 4 |  | 1997-10-01 |  | 1997-10-01 |  | Removed from Ground | Gas (Historical Use) | 4000 | Steel-Impressed Current | 1971-05-17 | Cathodically Protected | Safe Suction (Euro)
1170063 | 5 |  | 1997-10-01 |  | 1997-10-01 |  | Removed from Ground | Diesel | 4000 | Steel-Impressed Current | 1971-05-17 | Cathodically Protected | Safe Suction (Euro)
1170064 | 1 | Flapper Valve | 1994-12-15 |  | 1994-12-15 |  | Currently in Use | Gas (Historical Use) | 6000 | Steel-Impressed Current | 1984-05-28 | Fiberglass Reinforced Plastic | Pressurized
1170064 | 2 | Flapper Valve | 1994-12-15 |  | 1994-12-15 |  | Currently in Use | Gas (Historical Use) | 5000 | Steel-Impressed Current | 1984-05-28 | Fiberglass Reinforced Plastic | Pressurized
1170064 | 3 | [5 empty] | Removed from Ground | Gas (Historical Use) | 1000 | Bare Steel | 1984-05-28 | Galvanized Steel
1170064 | 4 | Flapper Valve | 1994-12-15 |  | 1994-12-15 |  | Currently in Use | Gas (Historical Use) | 8000 | Composite | 1994-12-15 | Fiberglass Reinforced Plastic | Pressurized
1170065 | 1 | [5 empty] | Closed in Ground | Gas (Historical Use) | 3000 | Bare Steel | 1976-05-09 | Unknown
1170066 | 1 | [5 empty] | Closed in Ground | Gas (Historical Use) | 1100 | Bare Steel | 1971-05-11 | Bare Steel
1170068 | 1 | [5 empty] | Closed in Ground | Gas (Historical Use) | 1000 | Bare Steel | 1979-05-18 | Galvanized Steel | Suction (American)
1170069 | 1 | [5 empty] | Removed from Ground | Kerosene | 0 | Marked Unknown | 1983-05-01 | Unknown
1170069 | 2 | [5 empty] | Removed from Ground | Gas (Historical Use) | 0 | Marked Unknown | 1983-05-01 | Unknown
1170069 | 3 | [5 empty] | Removed from Ground | Gas (Historical Use) | 0 | Marked Unknown | 1956-05-07 | Unknown
1170070 | 1 | [5 empty] | Removed from Ground | Gas (Historical Use) | 500 | Bare Steel | 1983-04-18 | Galvanized Steel
1180001 | 10435-1 | [5 empty] | Removed from Ground | Gas (Historical Use) | 550 | Bare Steel | 1971-05-03 | Galvanized Steel
1180001 | 10435-2 | [5 empty] | Removed from Ground | Diesel | 550 | Bare Steel | 1971-05-03 | Galvanized Steel
1180002 | 1 | [5 empty] | Removed from Ground | Gas (Historical Use) | 7400 | Bare Steel | 1972-04-05 | Galvanized Steel | Safe Suction (Euro)
1180002 | 2 | [5 empty] | Removed from Ground | Gas (Historical Use) | 5200 | Bare Steel | 1972-04-05 | Galvanized Steel | Safe Suction (Euro)
1180002 | 3 | [5 empty] | Removed from Ground | Diesel | 3000 | Bare Steel | 1976-04-04 | Galvanized Steel | Safe Suction (Euro)
1180002 | 4 | [5 empty] | Removed from Ground | Diesel | 3000 | Bare Steel | 1976-04-04 | Galvanized Steel | Safe Suction (Euro)
1180002 | 5 | [5 empty] | Removed from Ground | Gas (Historical Use) | 3000 | Bare Steel | 1975-04-05 | Galvanized Steel | Safe Suction (Euro)
1180003 | 1 |  | 1991-03-01 |  | 1991-03-01 |  | Currently in Use | Gas (Historical Use) | 6000 | Steel-Impressed Current | 1977-05-10 | Double-Walled Fiberglass | Pressurized
1180003 | 2 |  | 1991-03-01 |  | 1991-03-01 |  | Currently in Use | Gas (Historical Use) | 6000 | Steel-Impressed Current | 1977-05-10 | Double-Walled Fiberglass | Pressurized
1180003 | 3 |  | 1991-03-01 |  | 1991-03-01 |  | Currently in Use | Gas (Historical Use) | 2000 | Steel-Impressed Current | 1988-05-18 | Double-Walled Fiberglass | Pressurized
1190001 | 1 | [5 empty] | Removed from Ground | Gas (Historical Use) | 2000 | Bare Steel | 1966-04-22 | Galvanized Steel
1190001 | 2 | Flapper Valve | 1997-05-30 |  | 1997-05-30 |  | Currently in Use | Gas (Historical Use) | 2500 | Fiberglass Double Walled | 1997-05-30 | Fiberglass Reinforced Plastic | Suction (American)
1190001 | 3 | Flapper Valve | 1997-05-30 |  | 1997-05-30 |  | Currently in Use | Diesel | 2500 | Fiberglass Double Walled | 1997-05-30 | Fiberglass Reinforced Plastic | Suction (American)
1190002 | 118D1 | [5 empty] | Removed from Ground | Diesel | 1000 | Cathodically Protected Steel | 1988-12-19 | Cathodically Protected | Suction (American)
1190002 | 118G1 | [5 empty] | Removed from Ground | Gas (Historical Use) | 1000 | Cathodically Protected Steel | 1988-12-19 | Cathodically Protected | Suction (American)
1190003 | 1 |  |  | yes |  | yes | Removed from Ground | Used Oil | 4000 | Bare Steel | 1963-04-15 | Copper
1190004 | 1 | [5 empty] | Closed in Ground | Diesel | 4000 | Bare Steel | 1971-04-13 | Copper
1190004 | 2 | [5 empty] | Closed in Ground | Other | 500 | Bare Steel | 1974-04-12 | Bare Steel
1190004 | 3 | [5 empty] | Removed from Ground | Gas (Historical Use) | 6000 | Bare Steel | 1978-04-11 | Galvanized Steel
1190005 | 1 | [5 empty] | Removed from Ground | Gas (Historical Use) | 10000 | Bare Steel | 1979-04-11 | Bare Steel | Gravity Fed
1190006 | 1 | [5 empty] | Removed from Ground | Diesel | 1000 | Marked Unknown | 1966-04-14 | Copper
1190008 | 1 | [5 empty] | Permanently Out of Use - historical purposes | Diesel | 2000 | Bare Steel | 1968-04-13 | Galvanized Steel
1190010 | 1 | [5 empty] | Currently in Use | Diesel | 2000 | Marked Unknown | 1961-04-15 | Copper
1190012 | 1 | [5 empty] | Removed from Ground | Gas (Historical Use) | 8000 | Bare Steel | 1972-04-14 | Galvanized Steel
1190012 | 2 | [5 empty] | Removed from Ground | Gas (Historical Use) | 8000 | Bare Steel | 1972-04-14 | Galvanized Steel
1190012 | 3 | [5 empty] | Removed from Ground | Gas (Historical Use) | 6000 | Bare Steel | 1972-04-14 | Galvanized Steel
1190012 | 4 | [5 empty] | Removed from Ground | Diesel | 10000 | Bare Steel | 1981-04-12 | Galvanized Steel
1190012 | 5 | Ball Float | 1997-11-01 |  | 1997-11-01 |  | Currently in Use | Gas (Historical Use) | 10000 | Fiberglass | 1997-11-01 | Fiberglass Reinforced Plastic | Pressurized
1190012 | 6 | Ball Float | 1997-11-01 |  | 1997-11-01 |  | Currently in Use | Gas (Historical Use) | 8000 | Fiberglass | 1997-11-01 | Fiberglass Reinforced Plastic | Pressurized
1190012 | 7A | Ball Float | 1997-11-01 |  | 1997-11-01 |  | Currently in Use | Diesel | 6000 | Fiberglass | 1997-11-01 | Fiberglass Reinforced Plastic | Pressurized
1190012 | 7B | Ball Float | 1997-11-01 |  | 1997-11-01 |  | Currently in Use | Diesel | 4000 | Fiberglass | 1997-11-01 | Fiberglass Reinforced Plastic | Pressurized
1190012 | 8 | Ball Float | 2008-02-01 | no | 2008-02-01 | no | Currently in Use | Gas (Historical Use) | 4000 | Epoxy Double-Walled | 2008-02-01
1190013 | 1 | [5 empty] | Removed from Ground | Gas (Historical Use) | 250 | Bare Steel | 1968-01-27 | Unknown
1190013 | 5 | Flapper Valve | 2002-01-01 | no | 2002-01-01 | no | Temporarily out of use | Gas (Historical Use) | 2500 | Fiberglass Double Walled | 2002-01-01 | Double-Walled Fiberglass | Suction (American)
1190015 | 1 | [5 empty] | Currently in Use | Gas (Historical Use) | 8000 | Bare Steel | 1974-03-06 | Galvanized Steel
1190015 | 2 | [5 empty] | Currently in Use | Gas (Historical Use) | 8000 | Bare Steel | 1974-03-06 | Galvanized Steel
1190015 | 3 | [5 empty] | Currently in Use | Gas (Historical Use) | 8000 | Bare Steel | 1974-03-06 | Galvanized Steel
1190015 | 4 | [5 empty] | Currently in Use | Diesel | 8000 | Bare Steel | 1974-03-06 | Galvanized Steel
1190015 | 5 | [5 empty] | Currently in Use | Kerosene | 250 | Bare Steel | 1984-03-03 | Galvanized Steel
1190015 | 6 | [5 empty] | Currently in Use | Gas (Historical Use) | 550 | Bare Steel | 1979-03-05 | Galvanized Steel
1190017 | 1 | [5 empty] | Removed from Ground | Gas (Historical Use) | 550 | Bare Steel | 1972-03-06 | Galvanized Steel
1190017 | 2 | [5 empty] | Removed from Ground | Gas (Historical Use) | 550 | Bare Steel | 1972-03-06 | Galvanized Steel
1190018 | 1 | Overfill Alarm | 1998-07-26 |  | 1998-07-26 |  | Temporarily out of use | Gas (Historical Use) | 2000 | Galvanic (STIP-3) | 1970-03-07 | Fiberglass Reinforced Plastic | Safe Suction (Euro)
1190018 | 2 | Flapper Valve | 1998-07-26 |  | 1998-07-26 |  | Temporarily out of use | Gas (Historical Use) | 550 | Galvanic (STIP-3) | 1970-03-07 | Fiberglass Reinforced Plastic | Safe Suction (Euro)
1190018 | 3 | Flapper Valve | 1998-07-26 |  | 1998-07-26 |  | Temporarily out of use | Diesel | 550 | Galvanic (STIP-3) | 1970-03-07 | Fiberglass Reinforced Plastic | Safe Suction (Euro)
1190019 | 1 | [5 empty] | Removed from Ground | Gas (Historical Use) | 1000 | Bare Steel | 1976-03-05 | Galvanized Steel
1190019 | 2 | [5 empty] | Removed from Ground | Gas (Historical Use) | 1000 | Bare Steel | 1976-03-05 | Galvanized Steel
1190019 | 3 | [5 empty] | Removed from Ground | Gas (Historical Use) | 2000 | Bare Steel | 1976-03-05 | Galvanized Steel
1190020 | 1 | [5 empty] | Currently in Use | Diesel | 600 | Bare Steel | 1952-03-08 | Galvanized Steel
1190020 | 2 | [5 empty] | Currently in Use | Other | 5000 | Not Marked/Unknown |  | Not Marked
1190021 | 1 | [5 empty] | Removed from Ground | Gas (Historical Use) | 800 | Marked Unknown | 1986-03-03 | Unknown | Safe Suction (Euro)
1190022 | 39 | [5 empty] | Removed from Ground | Diesel | 500 | Bare Steel | 1970-02-17 | Galvanized Steel
1190022 | 42 | [5 empty] | Removed from Ground | Gas (Historical Use) | 1000 | Bare Steel | 1970-02-17 | Galvanized Steel
1190023 | 1 | [5 empty] | Removed from Ground | Gas (Historical Use) | 2000 | Bare Steel | 1976-03-15 | Galvanized Steel
1190023 | 2 | [5 empty] | Removed from Ground | Gas (Historical Use) | 1000 | Bare Steel | 1976-03-15 | Galvanized Steel
1190023 | 3 | [5 empty] | Removed from Ground | Gas (Historical Use) | 1000 | Bare Steel | 1976-03-15 | Galvanized Steel
1190024 | 1 | Flapper Valve | 1999-04-16 | no | 1998-12-20 | no | Currently in Use | Gas (Historical Use) | 2000 | Galvanic (STIP-3) | 1971-05-03 | Fiberglass Reinforced Plastic | Safe Suction (Euro)
1190024 | 2 | Flapper Valve | 1999-04-16 | no | 1998-12-20 | no | Currently in Use | Gas (Historical Use) | 2000 | Galvanic (STIP-3) | 1971-05-03 | Fiberglass Reinforced Plastic | Safe Suction (Euro)
1190024 | 3 | Flapper Valve | 1999-04-16 | no | 1998-12-20 | no | Currently in Use | Gas (Historical Use) | 2000 | Galvanic (STIP-3) | 1971-05-03 | Fiberglass Reinforced Plastic | Safe Suction (Euro)
1190024 | 4 | [5 empty] | Removed from Ground | Kerosene | 560 | Bare Steel | 1984-04-29 | Galvanized Steel | Suction (American)
1190025 | 1 | [5 empty] | Removed from Ground | Gas (Historical Use) | 550 | Cathodically Protected Steel | 1976-05-01 | Galvanized Steel
1190025 | 2 | [5 empty] | Removed from Ground | Gas (Historical Use) | 550 | Cathodically Protected Steel | 1976-05-01 | Galvanized Steel
1190025 | 4 | [5 empty] | Removed from Ground | Diesel | 550 | Cathodically Protected Steel | 1976-05-01 | Galvanized Steel
1190027 | 1 | [5 empty] | Removed from Ground | Gas (Historical Use) | 550 | Cathodically Protected Steel | 1976-05-01 | Galvanized Steel
1190027 | 2 | [5 empty] | Removed from Ground | Gas (Historical Use) | 550 | Cathodically Protected Steel | 1976-05-01 | Galvanized Steel
1190028 | 1 | [5 empty] | Removed from Ground | Gas (Historical Use) | 3000 | Cathodically Protected Steel | 1971-05-03 | Galvanized Steel
1190028 | 2 | [5 empty] | Removed from Ground | Gas (Historical Use) | 3000 | Cathodically Protected Steel | 1971-05-03 | Galvanized Steel
1190028 | 3 | [5 empty] | Removed from Ground | Gas (Historical Use) | 3000 | Cathodically Protected Steel | 1971-05-03 | Galvanized Steel
1190028 | 4 | [5 empty] | Removed from Ground | Diesel | 1000 | Cathodically Protected Steel | 1981-04-30 | Galvanized Steel
1190028 | 5 |  |  | yes |  | yes | Removed from Ground | Used Oil | 280 | Cathodically Protected Steel | 1971-05-03 | Galvanized Steel
1190029 | 1 | [5 empty] | Removed from Ground | Gas (Historical Use) | 2000 | Cathodically Protected Steel | 1971-05-03 | Galvanized Steel
1190029 | 2 | [5 empty] | Removed from Ground | Gas (Historical Use) | 2000 | Cathodically Protected Steel | 1971-05-03 | Galvanized Steel
1190029 | 3 | [5 empty] | Removed from Ground | Gas (Historical Use) | 2000 | Cathodically Protected Steel | 1971-05-03 | Galvanized Steel
1190029 | 4 | [5 empty] | Removed from Ground | Diesel | 2000 | Cathodically Protected Steel | 1971-05-03 | Galvanized Steel
1190029 | 5 |  |  | yes |  | yes | Removed from Ground | Used Oil | 2000 | Cathodically Protected Steel | 1971-05-03 | Galvanized Steel
1190029 | 6 | [5 empty] | Removed from Ground | Kerosene | 280 | Cathodically Protected Steel | 1971-05-03 | Galvanized Steel
1190030 | 1 |  | 1999-02-01 |  | 1999-02-01 |  | Removed from Ground | Gas (Historical Use) | 6000 | Steel-Impressed Current | 1983-04-30 | Cathodically Protected | Suction (American)
1190030 | 2 |  | 1999-02-01 |  | 1999-02-01 |  | Removed from Ground | Gas (Historical Use) | 6000 | Steel-Impressed Current | 1983-04-30 | Cathodically Protected | Suction (American)
1190030 | 3 |  | 1999-02-01 |  | 1999-02-01 |  | Removed from Ground | Gas (Historical Use) | 3000 | Steel-Impressed Current | 1983-04-30 | Cathodically Protected | Suction (American)
1190030 | 4 |  | 1999-02-01 |  | 1999-02-01 |  | Removed from Ground | Diesel | 2000 | Steel-Impressed Current | 1983-04-30 | Cathodically Protected | Suction (American)
1190030 | 6 | [5 empty] | Removed from Ground | Kerosene | 2000 | Cathodically Protected Steel | 1983-04-30 | Galvanized Steel
1190030 | 7 |  |  | no |  | no | Removed from Ground | Not Marked/Tank Removed | 900 | Unknown | 2004-03-16
1190031 | 1 | [5 empty] | Removed from Ground | Gas (Historical Use) | 3000 | Bare Steel | 1985-04-29 | Bare Steel | Pressurized
1190031 | 2 | [5 empty] | Removed from Ground | Gas (Historical Use) | 3000 | Bare Steel | 1985-04-29 | Bare Steel | Pressurized
1190031 | 3 | [5 empty] | Removed from Ground | Gas (Historical Use) | 3000 | Bare Steel | 1985-04-29 | Galvanized Steel
1190031 | 4 | [5 empty] | Removed from Ground | Gas (Historical Use) | 3000 | Bare Steel | 1985-04-29 | Galvanized Steel | Pressurized
1190031 | 5 | [5 empty] | Removed from Ground | Gas (Historical Use) | 10000 | Bare Steel | 1985-04-29 | Galvanized Steel | Pressurized
1190031 | 6 | [5 empty] | Removed from Ground | Gas (Historical Use) | 6000 | Bare Steel | 1985-04-29 | Galvanized Steel
1190031 | 7 | [5 empty] | Removed from Ground | Diesel | 10000 | Bare Steel | 1985-04-29 | Galvanized Steel
1190032 | 1 | [5 empty] | Removed from Ground | Gas (Historical Use) | 8000 | Cathodically Protected Steel | 1978-05-01 | Galvanized Steel
1190032 | 2 | [5 empty] | Removed from Ground | Gas (Historical Use) | 8000 | Cathodically Protected Steel | 1978-05-01 | Galvanized Steel
1190032 | 3 | [5 empty] | Removed from Ground | Gas (Historical Use) | 8000 | Cathodically Protected Steel | 1978-05-01 | Galvanized Steel
1190033 | 535-1 | [5 empty] | Removed from Ground | Gas (Historical Use) | 1000 | Bare Steel | 1974-05-04 | Galvanized Steel
1190033 | 535-2 | [5 empty] | Removed from Ground | Diesel | 8300 | Bare Steel | 1974-05-04 | Galvanized Steel
1190033 | 535-3 | [5 empty] | Removed from Ground | Diesel | 8300 | Bare Steel | 1966-05-06 | Galvanized Steel
1190033 | 535-4 | [5 empty] | Removed from Ground | Diesel | 15000 | Bare Steel | 1976-05-03 | Galvanized Steel
1190034 | D20001 | Flapper Valve | 1998-07-08 | no | 1998-07-08 | no | Currently in Use | Diesel | 4000 | Steel-Impressed Current | 1983-05-02 | Steel (Impressed Current) | Pressurized
1190034 | P20001 | Flapper Valve | 1998-07-08 | no | 1998-07-08 | no | Currently in Use | Gas (Historical Use) | 4000 | Steel-Impressed Current | 1983-05-02 |  | Pressurized
1190034 | S20001 | Flapper Valve | 1998-07-08 | no | 1998-07-08 | no | Currently in Use | Gas (Historical Use) | 4000 | Steel-Impressed Current | 1983-05-02 | Steel (Impressed Current) | Pressurized
1190034 | U20001 | Flapper Valve | 1998-07-08 | no | 1998-07-08 | no | Currently in Use | Gas (Historical Use) | 4000 | Steel-Impressed Current | 1983-05-02 | Steel (Impressed Current) | Pressurized
1190035 | D30001 |  | 1997-11-25 |  | 1997-11-25 |  | Removed from Ground | Diesel | 2000 | Steel-Impressed Current | 1980-05-02 | Cathodically Protected | Suction (American)
1190035 | K30001 |  | 1997-11-25 |  | 1997-11-25 |  | Removed from Ground | Kerosene | 1000 | Steel-Impressed Current | 1980-05-02 | Cathodically Protected | Suction (American)
1190035 | R30001 | Flapper Valve | 1997-11-25 |  | 1997-11-25 |  | Removed from Ground | Gas (Historical Use) | 2000 | Steel-Impressed Current | 1983-05-02 | Cathodically Protected | Suction (American)
1190035 | R30002 | Flapper Valve | 1997-11-25 |  | 1997-11-25 |  | Removed from Ground | Gas (Historical Use) | 2000 | Steel-Impressed Current | 1983-05-02 | Cathodically Protected | Suction (American)
1190035 | S30001 |  | 1997-11-25 |  | 1997-11-25 |  | Removed from Ground | Gas (Historical Use) | 2000 | Steel-Impressed Current | 1980-05-02 | Cathodically Protected | Suction (American)
1190035 | U30001 |  | 1997-11-25 |  | 1997-11-25 |  | Removed from Ground | Gas (Historical Use) | 2000 | Steel-Impressed Current | 1983-05-02 | Cathodically Protected | Suction (American)
1190036 | 1 |  | 2015-04-06 | no | 2015-04-06 | no | Currently in Use | Gas (Historical Use) | 4000 | Composite Double Walled | 2015-04-06 | Double-Walled Fiberglass
1190036 | D60002 |  | 1998-01-28 |  | 1998-01-28 |  | Currently in Use | Diesel | 1000 | Steel-Impressed Current | 1989-01-01 | Steel (Impressed Current) | Suction (American)
1190036 | P60001 |  | 1998-01-28 |  | 1998-01-28 |  | Currently in Use | Gas (Historical Use) | 2000 | Steel-Impressed Current | 1980-05-02 | Steel (Impressed Current) | Suction (American)
1190036 | S60001 |  | 1998-01-28 |  | 1998-01-28 |  | Currently in Use | Gas (Historical Use) | 2000 | Steel-Impressed Current | 1980-05-02 | Steel (Impressed Current) | Suction (American)
1190036 | U60001 |  | 1998-01-28 |  | 1998-01-28 |  | Currently in Use | Gas (Historical Use) | 3000 | Steel-Impressed Current | 1980-05-02 | Steel (Impressed Current) | Suction (American)
1190038 | DUP173 | [5 empty] | Removed from Ground | Empty | 1000 | Bare Steel | 1976-05-03 | Galvanized Steel | Suction (American)
1190038 | E40001 | [5 empty] | Removed from Ground | Empty | 550 | Bare Steel | 1966-05-06 | Galvanized Steel | Suction (American)
1190038 | K40001 | [5 empty] | Removed from Ground | Kerosene | 550 | Bare Steel | 1976-05-03 | Galvanized Steel | Suction (American)
1190038 | R40001 | [5 empty] | Removed from Ground | Gas (Historical Use) | 3000 | Bare Steel | 1984-05-01 | Galvanized Steel | Suction (American)
1190038 | S40001 | [5 empty] | Removed from Ground | Diesel | 2000 | Bare Steel | 1984-05-01 | Galvanized Steel | Suction (American)
1190038 | T40001 | [5 empty] | Removed from Ground | Gas (Historical Use) | 2000 | Bare Steel | 1984-05-01 | Galvanized Steel | Suction (American)
1190038 | U40001 | [5 empty] | Removed from Ground | Gas (Historical Use) | 3000 | Bare Steel | 1984-05-01 | Galvanized Steel | Suction (American)
1190039 | R70001 | [5 empty] | Closed in Ground | Empty | 1000 | Bare Steel | 1961-05-07 | Galvanized Steel
1190039 | S70001 | [5 empty] | Closed in Ground | Empty | 1000 | Bare Steel | 1961-05-07 | Galvanized Steel
1190039 | U70001 | [5 empty] | Closed in Ground | Empty | 1000 | Bare Steel | 1961-05-07 | Galvanized Steel
1190040 | BO1001 |  |  | no |  | no | Closed in Ground | New Oil | 3000 | Unknown | 2006-12-05 | Unknown
1190040 | D1001 |  | 1993-11-01 |  | 1993-11-01 |  | Closed in Ground | Diesel | 15000 | Steel-Impressed Current | 1982-05-02 | Cathodically Protected | Pressurized
1190040 | R1001 |  | 1993-11-01 |  | 1993-11-01 |  | Removed from Ground | Gas (Historical Use) | 15000 | Steel-Impressed Current | 1982-05-02 | Cathodically Protected | Pressurized
1190040 | S1001 |  | 1993-11-01 |  | 1993-11-01 |  | Removed from Ground | Gas (Historical Use) | 15000 | Steel-Impressed Current | 1982-05-02 | Cathodically Protected | Pressurized
1190040 | U1001 |  | 1993-11-01 |  | 1993-11-01 |  | Removed from Ground | Gas (Historical Use) | 15000 | Steel-Impressed Current | 1982-05-02 | Cathodically Protected | Pressurized
1190040 | UO#1001 |  |  | yes |  | yes | Closed in Ground | Used Oil | 3000 | Steel-Impressed Current | 1986-05-01 | Cathodically Protected
1190041 | D90001 | [5 empty] | Removed from Ground | Diesel | 1000 | Bare Steel | 1966-05-06 | Galvanized Steel
1190041 | R90001 | [5 empty] | Removed from Ground | Gas (Historical Use) | 1000 | Bare Steel | 1966-05-06 | Galvanized Steel
1190042 | 1 | [5 empty] | Removed from Ground | Gas (Historical Use) | 4000 | Bare Steel | 1961-04-29 | Galvanized Steel
1190042 | 2 | [5 empty] | Removed from Ground | Gas (Historical Use) | 4000 | Marked Unknown | 1961-04-29 | Galvanized Steel
1190043 | 1 | [5 empty] | Closed in Ground | Gas (Historical Use) | 2000 | Bare Steel | 1980-01-03 | Unknown
1190043 | 2 | [5 empty] | Closed in Ground | Gas (Historical Use) | 2000 | Bare Steel | 1980-01-03 | Unknown
1190043 | 3 | [5 empty] | Removed from Ground | Diesel | 30000 | Bare Steel | 1977-01-01 | Unknown
1190043 | 4 | [5 empty] | Removed from Ground | Diesel | 30000 | Bare Steel | 1977-01-01 | Unknown
1190044 | 12141 | [5 empty] | Closed in Ground | Gas (Historical Use) | 10000 | Bare Steel | 1990-05-16 | Galvanized Steel
1190044 | 12142 | [5 empty] | Closed in Ground | Diesel | 10000 | Marked Unknown | 1976-05-09 | Unknown
1190044 | 221098 |  | 1990-04-26 |  | 1990-04-26 |  | Removed from Ground | Diesel | 10000 | Composite | 1990-04-26 | Fiberglass Reinforced Plastic
1190045 | 4 |  |  | yes |  | yes | Removed from Ground | Used Oil | 300 | Bare Steel | 1966-05-12 | Unknown
1190045 | 5 |  |  | yes |  | yes | Closed in Ground | Used Oil | 250 | Bare Steel | 1966-05-12 | Unknown
1190045 | 7 | [5 empty] | Removed from Ground | Diesel | 500 | Bare Steel | 1971-05-11 | Unknown
1190045 | 8 | [5 empty] | Closed in Ground | Gas (Historical Use) | 1000 | Bare Steel | 1966-05-12 | Unknown
1190045 | DUP175 |  |  | yes |  | yes | Closed in Ground | Used Oil | 200 | Bare Steel | 1971-05-11 | Unknown
1190047 | 1 | [5 empty] | Currently in Use | Diesel | 5000 | Bare Steel | 1953-05-09 | Galvanized Steel
1190047 | 2 | [5 empty] | Currently in Use | Diesel | 5000 | Bare Steel | 1953-05-09 | Galvanized Steel
1190048 | 1 | Flapper Valve | 1999-04-10 |  | 1999-02-01 |  | Currently in Use | Gas (Historical Use) | 6000 | Steel-Impressed Current | 1972-05-08 | Fiberglass Reinforced Plastic | Pressurized
1190048 | 2 | Flapper Valve | 1999-04-10 |  | 1999-02-01 |  | Temporarily out of use | Gas (Historical Use) | 6000 | Steel-Impressed Current | 1972-05-08 | Fiberglass Reinforced Plastic | Pressurized
1190048 | 3 | Flapper Valve | 1999-04-10 |  | 1999-02-01 |  | Currently in Use | Gas (Historical Use) | 6000 | Steel-Impressed Current | 1972-05-08 | Fiberglass Reinforced Plastic | Pressurized
1190048 | 4 | [5 empty] | Removed from Ground | Diesel | 550 | Cathodically Protected Steel | 1985-01-01 | Galvanized Steel | Pressurized
1190048 | 5A | Flapper Valve | 2001-11-20 | no | 2001-11-20 | no | Currently in Use | Diesel | 5000 | Composite | 2001-11-20 | Fiberglass Reinforced Plastic | Pressurized
1190048 | 5B | Flapper Valve | 2001-11-20 |  | 2001-11-20 |  | Currently in Use | Kerosene | 1000 | Composite | 2001-11-20 | Fiberglass Reinforced Plastic | Safe Suction (Euro)
1190049 | 1 | [5 empty] | Removed from Ground | Gas (Historical Use) | 1000 | Bare Steel | 1961-05-13 | Galvanized Steel
1190049 | 2 | [5 empty] | Removed from Ground | Gas (Historical Use) | 1000 | Bare Steel | 1961-05-13 | Galvanized Steel
1190049 | 3 | [5 empty] | Removed from Ground | Gas (Historical Use) | 1000 | Bare Steel | 1961-05-13 | Galvanized Steel
1190049 | 4 | [5 empty] | Removed from Ground | Empty | 1000 | Bare Steel | 1961-05-13 | Galvanized Steel
1190051 | 1 |  | 1994-06-01 |  | 1994-06-01 |  | Removed from Ground | Gas (Historical Use) | 6000 | Cathodically Protected Steel | 1981-05-08 | Bare Steel | Pressurized
1190051 | 2 |  | 1994-06-01 |  | 1994-06-01 |  | Removed from Ground | Gas (Historical Use) | 6000 | Cathodically Protected Steel | 1981-05-08 | Bare Steel | Pressurized
1190051 | 3 |  | 1994-06-01 |  | 1994-06-01 |  | Removed from Ground | Gas (Historical Use) | 10000 | Cathodically Protected Steel | 1981-05-08 | Bare Steel | Pressurized
1190051 | 4 | [5 empty] | Removed from Ground | Other | 1000 | Bare Steel | 1996-07-23 | Not Marked
1190051 | 5 | [5 empty] | Removed from Ground | Other | 1000 | Bare Steel | 1996-07-23 | Not Marked
1190053 | 1 | [5 empty] | Removed from Ground | Diesel | 10000 | Bare Steel | 1970-01-01 | Bare Steel
1190056 | 1 |  | 1998-08-28 |  | 1998-08-28 |  | Currently in Use | Gas (Historical Use) | 8000 | Steel-Impressed Current | 1979-06-15 | Cathodically Protected | Pressurized
1190056 | 2 |  | 1998-08-28 |  | 1998-08-28 |  | Currently in Use | Gas (Historical Use) | 8000 | Steel-Impressed Current | 1979-06-15 | Cathodically Protected | Pressurized
1190056 | 3 |  | 1998-08-28 |  | 1998-08-28 |  | Currently in Use | Gas (Historical Use) | 8000 | Steel-Impressed Current | 1979-06-15 | Cathodically Protected | Pressurized
1190056 | 4 |  | 1998-08-28 |  | 1998-08-28 |  | Currently in Use | Diesel | 8000 | Steel-Impressed Current | 1979-06-15 | Cathodically Protected | Pressurized
1190057 | 1 |  | 1998-08-27 |  | 1998-08-27 |  | Temporarily out of use | Gas (Historical Use) | 8000 | Steel-Impressed Current | 1971-06-17 | Cathodically Protected | Suction (American)
1190057 | 2 |  | 1998-08-27 |  | 1998-08-27 |  | Temporarily out of use | Gas (Historical Use) | 8000 | Steel-Impressed Current | 1971-06-17 | Cathodically Protected | Suction (American)
1190057 | 3 |  | 1998-08-27 |  | 1998-08-27 |  | Temporarily out of use | Gas (Historical Use) | 8000 | Steel-Impressed Current | 1971-06-17 | Cathodically Protected | Suction (American)
1190057 | 4 |  | 1998-08-27 |  | 1998-08-27 |  | Temporarily out of use | Diesel | 3000 | Steel-Impressed Current | 1971-06-17 | Cathodically Protected
1190057 | 5 |  | 1998-08-27 |  | 1998-08-27 |  | Temporarily out of use | Kerosene | 2000 | Steel-Impressed Current | 1971-06-17 | Cathodically Protected | Suction (American)
1190058 | 1 | [5 empty] | Removed from Ground | Gas (Historical Use) | 2000 | Cathodically Protected Steel | 1987-01-01 | Fiberglass Reinforced Plastic | Pressurized
1190058 | 2 | Flapper Valve | 1987-01-01 |  | 1998-04-28 |  | Currently in Use | Diesel | 8000 | Galvanic (STIP-3) | 1987-01-01 | Fiberglass Reinforced Plastic | Pressurized
1190058 | 3 | Flapper Valve | 1987-01-01 |  | 1998-04-28 |  | Currently in Use | Gas (Historical Use) | 8000 | Galvanic (STIP-3) | 1987-01-01 | Fiberglass Reinforced Plastic | Pressurized
1190058 | 4 | Flapper Valve | 1987-01-01 |  | 1998-04-28 |  | Currently in Use | Gas (Historical Use) | 6000 | Galvanic (STIP-3) | 1987-01-01 | Fiberglass Reinforced Plastic | Pressurized
1190058 | 5 | Flapper Valve | 1987-01-01 |  | 1998-04-28 |  | Temporarily out of use | Gas (Historical Use) | 8000 | Galvanic (STIP-3) | 1987-01-01 | Fiberglass Reinforced Plastic | Pressurized
1190058 | 6 | [5 empty] | Removed from Ground | Gas (Historical Use) | 8000 | Bare Steel | 1973-05-10 | Galvanized Steel
1190058 | 7 | [5 empty] | Removed from Ground | Gas (Historical Use) | 8000 | Bare Steel | 1973-05-10 | Galvanized Steel
1190060 | 1 | [5 empty] | Removed from Ground | Gas (Historical Use) | 1 | Not Marked/Unknown | 1991-01-01 | Not Marked
1200003 | 1 | [5 empty] | Removed from Ground | Gas (Historical Use) | 4000 | Bare Steel | 1966-03-29 | Galvanized Steel
1200003 | 2 | [5 empty] | Removed from Ground | Gas (Historical Use) | 3000 | Bare Steel | 1966-03-29 | Galvanized Steel
1200004 | 1 | Flapper Valve | 1998-12-01 |  | 1998-12-01 |  | Removed from Ground | Gas (Historical Use) | 3000 | Steel-Impressed Current | 1986-03-07 | Secondary Containment | Safe Suction (Euro)
1200004 | 2 | Flapper Valve | 1998-12-01 |  | 1998-12-01 |  | Removed from Ground | Diesel | 4000 | Steel-Impressed Current | 1986-03-07 | Secondary Containment | Safe Suction (Euro)
1200004 | 3 | Flapper Valve | 2003-08-01 |  | 2003-08-01 |  | Currently in Use | Diesel | 10000 | Steel-Impressed Current | 1986-03-07 | Secondary Containment | Safe Suction (Euro)
1200005 | 1 |  | 1998-12-10 |  | 1998-12-10 |  | Removed from Ground | Diesel | 10000 | Steel-Impressed Current | 1976-03-09 | Cathodically Protected | Safe Suction (Euro)
1200005 | 2 |  | 1998-12-10 |  | 1998-12-10 |  | Removed from Ground | Gas (Historical Use) | 5000 | Steel-Impressed Current | 1976-03-09 | Cathodically Protected | Pressurized
1200007 | 1 |  | 2000-08-16 |  | 2000-08-16 |  | Currently in Use | Gas (Historical Use) | 8000 | Galvanic (STIP-3) | 1986-03-17 | Fiberglass Reinforced Plastic | Pressurized
1200007 | 2 |  | 2000-08-16 |  | 2001-08-16 |  | Currently in Use | Gas (Historical Use) | 8000 | Galvanic (STIP-3) | 1986-03-17 | Fiberglass Reinforced Plastic | Pressurized
1200007 | 3 |  | 2000-08-16 |  | 2000-08-16 |  | Currently in Use | Gas (Historical Use) | 8000 | Galvanic (STIP-3) | 1986-03-17 | Fiberglass Reinforced Plastic | Pressurized
1200008 | 1 | [5 empty] | Removed from Ground | Other | 4000 | Bare Steel | 1966-03-22 | Galvanized Steel
1200008 | 2 | [5 empty] | Permanently Out of Use - historical purposes | Other | 4000 | Bare Steel | 1966-03-22 | Galvanized Steel
120001 | 1 | [5 empty] | Removed from Ground | Gas (Historical Use) | 3000 | Bare Steel | 1972-03-09 | Galvanized Steel
1200013 | 1-135363 |  | 1991-02-15 |  | 1991-02-15 |  | Removed from Ground | Diesel | 1000 | Cathodically Protected Steel | 1991-02-15 | Galvanized Steel
1200013 | 2-137698 |  | 1991-02-15 |  | 1991-02-15 |  | Removed from Ground | Diesel | 1000 | Cathodically Protected Steel | 1991-02-15 | Galvanized Steel
1200014 | 1 | [5 empty] | Permanently Out of Use - historical purposes | Empty | 500 | Bare Steel | 1980-02-28 | Galvanized Steel
1200018 | 1 |  | 1994-01-27 |  | 1994-01-27 |  | Removed from Ground | Diesel | 4000 | Not Marked/Unknown | 1979-04-12 | Aboveground
1200018 | 2 |  | 1994-01-27 |  | 1994-01-27 |  | Currently in Use | Diesel | 10000 | Galvanic (STIP-3) | 1994-01-27 | Steel/FG Secondary containment | Safe Suction (Euro)
1200018 | 3 |  | 1994-01-28 |  | 1994-01-28 |  | Temporarily out of use | Diesel | 4000 | Galvanic (STIP-3) | 1994-01-28 | Cathodically Protected | Safe Suction (Euro)
1200019 | 1 | [5 empty] | Removed from Ground | Empty | 10000 | Bare Steel | 1974-04-12 | Galvanized Steel | Suction (American)
1200019 | 2 | [5 empty] | Permanently Out of Use - historical purposes | Empty | 1000 | Bare Steel | 1961-04-15 | Galvanized Steel | Suction (American)
1200020 | 10436-1 | [5 empty] | Removed from Ground | Gas (Historical Use) | 1000 | Bare Steel | 1981-04-30 | Galvanized Steel
1200020 | 10436-2 | [5 empty] | Removed from Ground | Gas (Historical Use) | 550 | Bare Steel | 1982-04-30 | Galvanized Steel
1200020 | 10436-3 | [5 empty] | Removed from Ground | Diesel | 550 | Bare Steel | 1982-04-30 | Galvanized Steel
1200020 | 10436-4 | [5 empty] | Removed from Ground | Other | 1000 | Bare Steel | 1973-05-03 | Galvanized Steel
1200020 | 436D1 |  | 1989-11-16 |  | 1989-11-16 |  | Removed from Ground | Diesel | 1020 | Cathodically Protected Steel | 1989-11-16 | Galvanized Steel | Suction (American)
1200020 | 436G1 |  | 1989-11-16 |  | 1989-11-16 |  | Removed from Ground | Gas (Historical Use) | 1040 | Cathodically Protected Steel | 1989-11-16 | Galvanized Steel | Suction (American)
1200021 | 1 | [5 empty] | Permanently Out of Use - historical purposes | Empty | 2000 | Bare Steel | 1984-03-25 | Galvanized Steel | Suction (American)
1200021 | 2 | [5 empty] | Permanently Out of Use - historical purposes | Empty | 2000 | Bare Steel | 1984-03-25 | Galvanized Steel | Suction (American)
1200022 | 1 | [5 empty] | Closed in Ground | Diesel | 6000 | Fiberglass | 1981-05-08 | Fiberglass Reinforced Plastic | Pressurized
1200022 | 2 | [5 empty] | Closed in Ground | Gas (Historical Use) | 6000 | Fiberglass | 1981-05-08 | Fiberglass Reinforced Plastic | Pressurized
1200023 | 1 | [5 empty] | Permanently Out Of Use | Empty | 1000 | Bare Steel | 1956-05-08 | Galvanized Steel
1200023 | 2 | [5 empty] | Permanently Out Of Use | Empty | 1000 | Bare Steel | 1974-05-04 | Galvanized Steel
1200023 | 3 | [5 empty] | Permanently Out Of Use | Empty | 500 | Bare Steel | 1956-05-08 | Galvanized Steel
1200024 | 1 | [5 empty] | Removed from Ground | Gas (Historical Use) | 1000 | Bare Steel | 1973-05-11 | Galvanized Steel
1200025 | 1 | [5 empty] | Removed from Ground | Diesel | 10000 | Bare Steel | 1978-05-09 | Galvanized Steel
1200025 | 2 | [5 empty] | Removed from Ground | Diesel | 15000 | Bare Steel | 1978-05-09 | Galvanized Steel
1200025 | 3 |  | 1998-06-01 |  | 1998-06-01 |  | Currently in Use | Diesel | 12000 | Composite | 1998-06-01 | Aboveground | Pressurized
1200027 | 1 | [5 empty] | Removed from Ground | Diesel | 4000 | Bare Steel | 1982-05-08 | Galvanized Steel | Safe Suction (Euro)
1200032 | 1 | [5 empty] | Removed from Ground | Diesel | 1000 | Bare Steel | 1971-05-09 | Galvanized Steel
1200032 | 2 | [5 empty] | Removed from Ground | Gas (Historical Use) | 1000 | Bare Steel | 1971-05-09 | Galvanized Steel
1200033 | 1 | [5 empty] | Removed from Ground | Diesel | 2000 | Bare Steel | 1983-05-07 | Galvanized Steel | Safe Suction (Euro)
1200034 | 1 |  | 1994-05-31 |  | 1994-05-31 |  | Currently in Use | Gas (Historical Use) | 8068 | Cathodically Protected Steel | 1984-04-01 | Cathodically Protected | Pressurized
1200034 | 2 |  | 1994-05-31 |  | 1994-05-31 |  | Currently in Use | Gas (Historical Use) | 8068 | Cathodically Protected Steel | 1984-04-01 | Cathodically Protected | Pressurized
1200034 | 3 |  | 1994-05-31 |  | 1994-05-31 |  | Currently in Use | Gas (Historical Use) | 8068 | Cathodically Protected Steel | 1984-04-01 | Cathodically Protected | Pressurized
1200034 | 4 |  | 1994-05-31 |  | 1994-05-31 |  | Currently in Use | Diesel | 6048 | Cathodically Protected Steel | 1984-04-01 | Cathodically Protected | Pressurized
1200035 | 1 |  | 1994-06-30 |  | 1994-06-30 |  | Currently in Use | Gas (Historical Use) | 8000 | Steel-Impressed Current | 1983-05-01 | Cathodically Protected | Pressurized
1200035 | 2 |  | 1994-06-30 |  | 1994-06-30 |  | Currently in Use | Gas (Historical Use) | 8000 | Steel-Impressed Current | 1983-05-01 | Cathodically Protected | Pressurized
1200035 | 3 |  | 1994-06-30 |  | 1994-06-30 |  | Currently in Use | Gas (Historical Use) | 6000 | Steel-Impressed Current | 1984-05-07 | Cathodically Protected | Pressurized
1200037 | 1 | Flapper Valve | 1990-09-09 |  | 1990-09-09 |  | Currently in Use | Gas (Historical Use) | 12000 | Steel-Impressed Current | 1977-05-10 | Fiberglass Reinforced Plastic | Pressurized
1200037 | 2 | Flapper Valve | 1990-09-09 |  | 1990-09-09 |  | Currently in Use | Diesel | 12000 | Steel-Impressed Current | 1977-05-10 | Fiberglass Reinforced Plastic | Pressurized
1200037 | 4 | Flapper Valve | 1990-09-09 |  | 1990-09-09 |  | Currently in Use | Gas (Historical Use) | 4000 | Steel-Impressed Current | 1977-05-10 | Fiberglass Reinforced Plastic | Pressurized
1200037 | 5 |  | 1993-10-10 |  | 1993-10-10 |  | Currently in Use | Diesel | 12000 | Composite | 1993-10-10 | Fiberglass Reinforced Plastic | Pressurized
1200037 | 6 |  | 1994-03-10 |  | 1994-03-10 |  | Currently in Use | Gas (Historical Use) | 10000 | Steel-Impressed Current | 1994-03-10 | Fiberglass Reinforced Plastic | Pressurized
1200037 | 7 |  | 1999-06-01 |  | 1999-06-01 |  | Currently in Use | Diesel | 20000 | Composite | 1999-06-01 | Fiberglass Reinforced Plastic | Pressurized
1200039 | 1 | [5 empty] | Removed from Ground | Gas (Historical Use) | 4000 | Bare Steel | 1976-05-10 | Galvanized Steel
1200040 | 1 | [5 empty] | Permanently Out of Use - historical purposes | Gas (Historical Use) | 2000 | Bare Steel | 1978-05-10 | Galvanized Steel
1200041 | 1 | [5 empty] | Removed from Ground | Gas (Historical Use) | 2000 | Bare Steel | 1980-05-09 | Galvanized Steel
1200042 | 1 |  | 1998-12-01 |  | 1998-12-01 |  | Removed from Ground | Gas (Historical Use) | 2000 | Steel-Impressed Current | 1979-05-10 | Cathodically Protected | Safe Suction (Euro)
1200042 | 2 | [5 empty] | Removed from Ground | Gas (Historical Use) | 560 | Bare Steel | 1966-05-13 | Galvanized Steel | Safe Suction (Euro)
1200042 | 3 | [5 empty] | Removed from Ground | Gas (Historical Use) | 560 | Bare Steel | 1966-05-13 | Galvanized Steel | Safe Suction (Euro)
1200043 | 1 | [5 empty] | Removed from Ground | Diesel | 2000 | Bare Steel | 1978-05-10 | Galvanized Steel | Safe Suction (Euro)
1200043 | 2 | [5 empty] | Currently in Use | Gas (Historical Use) | 1000 | Bare Steel | 1978-05-10 | Galvanized Steel | Safe Suction (Euro)
1200044 | 1 | [5 empty] | Removed from Ground | Gas (Historical Use) | 2000 | Bare Steel | 1983-05-09 | Galvanized Steel | Safe Suction (Euro)
1200044 | 2 | [5 empty] | Removed from Ground | Gas (Historical Use) | 2000 | Bare Steel | 1983-05-09 | Galvanized Steel | Safe Suction (Euro)
1200044 | 3A |  | 1995-05-01 |  | 1995-05-01 |  | Currently in Use | Diesel | 3000 | Composite | 1995-05-01 | Fiberglass Reinforced Plastic | Pressurized
1200044 | 3B |  | 1995-05-01 |  | 1995-05-01 |  | Currently in Use | Gas (Historical Use) | 2000 | Composite | 1995-05-01 | Fiberglass Reinforced Plastic | Pressurized
1200044 | 4 |  | 2003-07-15 | no | 2003-07-15 | no | Currently in Use | Gas (Historical Use) | 6000 | Composite | 2003-07-15 | Fiberglass Reinforced Plastic | Pressurized
1200045 | 1 | [5 empty] | Removed from Ground | Gas (Historical Use) | 1000 | Bare Steel | 1971-05-12 | Galvanized Steel
1200045 | 2 | [5 empty] | Removed from Ground | Gas (Historical Use) | 1000 | Bare Steel | 1975-05-11 | Galvanized Steel
1200045 | 3 | [5 empty] | Removed from Ground | Gas (Historical Use) | 1000 | Bare Steel | 1981-05-09 | Galvanized Steel
1200046 | 1 | [5 empty] | Removed from Ground | Gas (Historical Use) | 10000 | Bare Steel | 1986-06-10 | Galvanized Steel
1200046 | 2 | [5 empty] | Removed from Ground | Gas (Historical Use) | 10000 | Bare Steel | 1986-06-10 | Galvanized Steel
1200046 | 3 | [5 empty] | Removed from Ground | Diesel | 1000 | Bare Steel | 1986-06-10 | Galvanized Steel
1200046 | 4 | [5 empty] | Removed from Ground | Diesel | 500 | Bare Steel | 1986-06-10 | Galvanized Steel
1200046 | 5 |  |  | yes |  | yes | Removed from Ground | Used Oil | 500 | Bare Steel | 1986-06-10 | Galvanized Steel
1200050 | 1 | [5 empty] | Removed from Ground | Gas (Historical Use) | 8000 | Bare Steel | 1976-05-18 | Galvanized Steel | Suction (American)
1200050 | 2 | [5 empty] | Removed from Ground | Gas (Historical Use) | 8000 | Bare Steel | 1976-05-18 | Galvanized Steel | Suction (American)
1200050 | 25606A |  | 1996-05-24 |  | 1996-05-24 |  | Currently in Use | Gas (Historical Use) | 10000 | Composite | 1996-05-15 | Double Walled | Pressurized
1200050 | 25606B |  | 1996-05-24 |  | 1996-05-24 |  | Currently in Use | Gas (Historical Use) | 6000 | Composite | 1996-05-15 | Double Walled | Pressurized
1200050 | 3 | [5 empty] | Removed from Ground | Gas (Historical Use) | 8000 | Bare Steel | 1976-05-18 | Galvanized Steel | Suction (American)
1200051 | 1 |  |  | yes |  | yes | Removed from Ground | Used Oil | 500 | Bare Steel | 1970-08-03 | Galvanized Steel | Safe Suction (Euro)
1210001 | 1 | [5 empty] | Removed from Ground | Diesel | 8000 | Bare Steel | 1965-04-19 | Bare Steel
1210001 | 2 | [5 empty] | Removed from Ground | Diesel | 6000 | Bare Steel | 1965-04-19 | Bare Steel
1210002 | 1 | [5 empty] | Removed from Ground | Other | 10000 | Fiberglass | 1978-03-14 | Galvanized Steel
1210002 | 2 | [5 empty] | Removed from Ground | Gas (Historical Use) | 5000 | Fiberglass | 1978-03-14 | Galvanized Steel
1210002 | 3 | [5 empty] | Removed from Ground | Gas (Historical Use) | 5000 | Fiberglass | 1978-03-14 | Galvanized Steel
1210002 | A |  |  | yes |  | yes | Removed from Ground | Used Oil | 200 | Bare Steel | 1977-03-13 | Bare Steel
1210002 | B |  |  | yes |  | yes | Removed from Ground | Used Oil | 550 | Cathodically Protected Steel | 1989-01-01 | Bare Steel
1210003 | 1 | [5 empty] | Removed from Ground | Gas (Historical Use) | 1000 | Bare Steel | 1974-03-13 | Galvanized Steel
1210003 | 2 | [5 empty] | Removed from Ground | Diesel | 2000 | Bare Steel | 1980-03-11 | Galvanized Steel
1210004 | 1 |  | 1998-12-17 |  | 1998-12-17 |  | Currently in Use | Gas (Historical Use) | 6000 | Steel-Impressed Current | 1968-03-15 | Cathodically Protected | Pressurized
1210004 | 2 |  | 1998-12-17 |  | 1998-12-17 |  | Currently in Use | Gas (Historical Use) | 6000 | Steel-Impressed Current | 1968-03-15 | Cathodically Protected | Pressurized
1210004 | 3 |  | 1998-12-17 |  | 1998-12-17 |  | Currently in Use | Gas (Historical Use) | 6000 | Steel-Impressed Current | 1968-03-15 | Cathodically Protected | Pressurized
1210004 | 4 |  |  | yes |  | yes | Currently in Use | Used Oil | 500 | Steel-Impressed Current | 1968-03-15 | Cathodically Protected | Gravity Fed
1210007 | 1 | [5 empty] | Closed in Ground | Diesel | 30000 | Bare Steel | 1977-03-11 | Bare Steel | Safe Suction (Euro)
1210007 | 2 | [5 empty] | Closed in Ground | Diesel | 10000 | Bare Steel | 1969-03-11 | Bare Steel | Safe Suction (Euro)
1210007 | 3 | [5 empty] | Closed in Ground | Other | 3000 | Bare Steel | 1968-03-07 | Bare Steel | Safe Suction (Euro)
1210007 | 4 | [5 empty] | Closed in Ground | Other | 5000 | Bare Steel | 1968-03-07 | Bare Steel | Safe Suction (Euro)
1210007 | 5 | [5 empty] | Closed in Ground | Other | 8000 | Bare Steel | 1974-03-07 | Bare Steel | Safe Suction (Euro)
1210007 | 6 | [5 empty] | Closed in Ground | Hazardous Substance | 5600 | Bare Steel | 1975-03-07 | Double Walled | Pressurized
1210007 | 7 | [5 empty] | Closed in Ground | Hazardous Substance | 5600 | Bare Steel | 1975-03-07 | Double Walled | Pressurized
1210007 | 8 | [5 empty] | Closed in Ground | Hazardous Substance | 5600 | Bare Steel | 1976-03-07 | Double Walled
1210007 | 9 | [5 empty] | Closed in Ground | Hazardous Substance | 7500 | Bare Steel | 1983-03-07 | Double Walled | Pressurized
1210009 | 1 | [5 empty] | Removed from Ground | Gas (Historical Use) | 15970 | Cathodically Protected Steel | 1968-03-21 | Bare Steel
1210009 | 2 | [5 empty] | Removed from Ground | Gas (Historical Use) | 1 | Bare Steel | 1986-03-17 | Galvanized Steel
1210009 | 3 | [5 empty] | Removed from Ground | Gas (Historical Use) | 1 | Bare Steel | 1986-03-17 | Galvanized Steel
1210009 | 4 | [5 empty] | Removed from Ground | Gas (Historical Use) | 1 | Bare Steel | 1986-03-17 | Galvanized Steel
1210010 | 1 | [5 empty] | Removed from Ground | Gas (Historical Use) | 500 | Bare Steel | 1975-03-23 | Galvanized Steel
1210010 | 2 |  |  | yes |  | yes | Removed from Ground | Used Oil | 500 | Bare Steel | 1975-03-23 | Galvanized Steel
1210011 | 1 |  |  | yes |  | yes | Removed from Ground | Used Oil | 550 | Bare Steel | 1983-03-21 | Galvanized Steel | Gravity Fed
1210011 | 2 | [5 empty] | Removed from Ground | Other | 550 | Bare Steel | 1983-03-21 | Galvanized Steel | Safe Suction (Euro)
1210012 | 1 |  |  | yes |  | yes | Removed from Ground | Used Oil | 550 | Bare Steel | 1981-03-20 | Galvanized Steel
1210012 | 2 |  |  | yes |  | yes | Removed from Ground | Used Oil | 280 | Bare Steel | 1976-03-22 | Galvanized Steel
1210012 | 3 | [5 empty] | Removed from Ground | Gas (Historical Use) | 10000 | Bare Steel | 1963-03-26 | Bare Steel | Pressurized
1210014 | 1 | Flapper Valve | 1998-10-01 | no | 1998-10-01 | no | Currently in Use | Gas (Historical Use) | 7000 | Steel-Impressed Current | 1971-03-21 | Steel (Impressed Current) | Pressurized
1210014 | 2 | Flapper Valve | 1998-10-01 | no | 1998-10-01 | no | Currently in Use | Diesel | 7000 | Steel-Impressed Current | 1971-03-21 | Steel (Impressed Current) | Pressurized
1210014 | 3 | Flapper Valve | 1998-10-01 | no | 1998-10-01 | no | Currently in Use | Gas (Historical Use) | 10000 | Steel-Impressed Current | 1978-03-19 | Steel (Impressed Current) | Pressurized
1210014 | 4 | Flapper Valve | 1998-10-01 | no | 1998-10-01 | no | Temporarily out of use | Kerosene | 8000 | Steel-Impressed Current | 1984-03-17 | Steel (Impressed Current) | Pressurized
1210014 | 5 | Flapper Valve | 1998-10-01 | no | 1998-10-01 | no | Temporarily out of use | Diesel | 8000 | Steel-Impressed Current | 1984-03-17 | Steel (Impressed Current) | Pressurized
1210018 | 1 | [5 empty] | Removed from Ground | Diesel | 10000 | Bare Steel | 1985-03-10 | Galvanized Steel
1210018 | 2 | [5 empty] | Removed from Ground | Gas (Historical Use) | 3000 | Bare Steel | 1980-03-11 | Galvanized Steel
1210018 | 3 | [5 empty] | Removed from Ground | Kerosene | 1000 | Bare Steel | 1966-03-15 | Bare Steel
1210018 | 4 | [5 empty] | Removed from Ground | Diesel | 1000 | Bare Steel | 1966-03-15 | Unknown
1210018 | 5 | [5 empty] | Removed from Ground | Gas (Historical Use) | 3000 | Bare Steel | 1980-03-11 | Galvanized Steel
1210019 | 1 |  | 1998-11-30 |  | 1998-11-30 |  | Removed from Ground | Gas (Historical Use) | 8000 | Steel-Impressed Current | 1976-04-17 | Fiberglass Reinforced Plastic | Pressurized
1210019 | 2 |  | 1998-11-30 |  | 1998-11-30 |  | Removed from Ground | Gas (Historical Use) | 3000 | Steel-Impressed Current | 1976-04-17 | Fiberglass Reinforced Plastic | Pressurized
1210019 | 3 |  | 1998-11-30 |  | 1998-11-30 |  | Removed from Ground | Gas (Historical Use) | 3000 | Steel-Impressed Current | 1976-04-17 | Cathodically Protected | Pressurized
1210020 | 1 |  | 1998-03-31 |  | 1998-03-31 |  | Temporarily out of use | Gas (Historical Use) | 12000 | Steel-Impressed Current | 1982-04-16 | Cathodically Protected | Pressurized
1210020 | 2 |  | 1998-03-31 |  | 1998-03-31 |  | Currently in Use | Gas (Historical Use) | 12000 | Steel-Impressed Current | 1982-04-16 | Cathodically Protected | Pressurized
1210020 | 3 |  | 1998-03-31 |  | 1998-03-31 |  | Currently in Use | Gas (Historical Use) | 12000 | Steel-Impressed Current | 1982-04-16 | Cathodically Protected | Pressurized
1210020 | 4 |  | 1998-03-31 |  | 1998-03-31 |  | Currently in Use | Diesel | 6000 | Steel-Impressed Current | 1982-04-16 | Cathodically Protected | Pressurized
1210020 | 5 |  | 1998-03-31 |  | 1998-03-31 |  | Currently in Use | Kerosene | 6000 | Steel-Impressed Current | 1982-04-16 | Cathodically Protected | Suction (American)
1210024 | 1 | [5 empty] | Removed from Ground | Diesel | 20000 | Bare Steel | 1981-04-15 | Galvanized Steel
1210024 | 2 | [5 empty] | Removed from Ground | Diesel | 12000 | Bare Steel | 1982-01-01 | Galvanized Steel
1210024 | 3 |  |  | yes |  | yes | Removed from Ground | Used Oil | 1000 | Bare Steel | 1982-01-01 | Galvanized Steel
1210028 | 1 |  | 1997-12-01 |  | 1998-12-20 |  | Currently in Use | Gas (Historical Use) | 8000 | Steel-Impressed Current | 1984-04-14 | Cathodically Protected | Pressurized
1210028 | 2 |  | 1997-12-01 |  | 1998-12-20 |  | Currently in Use | Gas (Historical Use) | 8000 | Steel-Impressed Current | 1984-04-14 | Cathodically Protected | Pressurized
1210028 | 3 |  | 1997-12-01 |  | 1998-12-20 |  | Currently in Use | Gas (Historical Use) | 4000 | Steel-Impressed Current | 1984-04-14 | Cathodically Protected | Pressurized
1210032 | 1 |  | 1998-12-01 |  | 1998-12-01 |  | Temporarily out of use | Gas (Historical Use) | 8084 | Steel-Impressed Current | 1974-04-20 | Cathodically Protected | Safe Suction (Euro)
1210032 | 2 |  | 1998-12-15 |  | 1998-12-15 |  | Temporarily out of use | Gas (Historical Use) | 8084 | Steel-Impressed Current | 1974-04-20 | Cathodically Protected | Safe Suction (Euro)
1210033 | 1 |  | 1998-07-23 |  | 1998-07-23 |  | Currently in Use | Gas (Historical Use) | 8000 | Composite | 1985-04-17 | Fiberglass Reinforced Plastic | Pressurized
1210033 | 2 |  | 1998-07-23 |  | 1998-07-23 |  | Currently in Use | Gas (Historical Use) | 8000 | Composite | 1985-04-17 | Fiberglass Reinforced Plastic | Pressurized
1210033 | 3 |  | 1998-07-23 |  | 1998-07-23 |  | Currently in Use | Gas (Historical Use) | 8000 | Composite | 1985-04-17 | Fiberglass Reinforced Plastic | Pressurized
1210034 | 1 | [5 empty] | Removed from Ground | Gas (Historical Use) | 12000 | Bare Steel | 1962-04-22 | Bare Steel
1210034 | 2 | [5 empty] | Removed from Ground | Gas (Historical Use) | 500 | Bare Steel | 1966-04-21 | Bare Steel
1210035 | 1 | Flapper Valve | 1995-06-28 |  | 1995-06-28 |  | Temporarily out of use | Gas (Historical Use) | 12000 | Composite | 1995-06-28 | Fiberglass Reinforced Plastic | Pressurized
1210035 | 2 | Flapper Valve | 1995-06-28 |  | 1995-06-28 |  | Temporarily out of use | Gas (Historical Use) | 8000 | Composite | 1995-06-28 | Fiberglass Reinforced Plastic | Pressurized
1210035 | 4 | [5 empty] | Removed from Ground | Gas (Historical Use) | 5000 | Bare Steel | 1970-04-21 | Galvanized Steel | Pressurized
1210035 | 5 | [5 empty] | Removed from Ground | Gas (Historical Use) | 8000 | Bare Steel | 1970-04-21 | Galvanized Steel | Pressurized
1210035 | 6 | [5 empty] | Removed from Ground | Gas (Historical Use) | 6000 | Bare Steel | 1970-04-21 | Galvanized Steel | Pressurized
1210035 | 7 | [5 empty] | Removed from Ground | Gas (Historical Use) | 5000 | Bare Steel | 1970-04-21 | Galvanized Steel | Pressurized
1210036 | 1 | [5 empty] | Removed from Ground | Gas (Historical Use) | 560 | Bare Steel | 1966-04-21 | Bare Steel
1210038 | 1 |  | 1989-01-01 |  | 1989-01-01 |  | Removed from Ground | Gas (Historical Use) | 10000 | Bare Steel | 1978-04-23 | Bare Steel | Pressurized
1210038 | 2 |  | 1989-01-01 |  | 1989-01-01 |  | Removed from Ground | Gas (Historical Use) | 8000 | Bare Steel | 1978-04-23 | Bare Steel | Pressurized
1210038 | 3 |  | 1989-01-01 |  | 1989-01-01 |  | Removed from Ground | Gas (Historical Use) | 10000 | Bare Steel | 1978-04-23 | Bare Steel | Pressurized
1210038 | 4 | Ball Float | 1996-11-14 | no | 1996-11-14 | no | Removed from Ground | Gas (Historical Use) | 12000 | Fiberglass Double Walled | 1996-11-14 | Fiberglass Reinforced Plastic | Pressurized
1210038 | 5 | Ball Float | 1996-11-14 | no | 1996-11-14 | no | Removed from Ground | Gas (Historical Use) | 12000 | Fiberglass Double Walled | 1996-11-14 | Fiberglass Reinforced Plastic | Pressurized
1210038 | 6 | Ball Float | 1996-11-14 | no | 1996-11-14 | no | Removed from Ground | Gas (Historical Use) | 12000 | Fiberglass Double Walled | 1996-11-14 | Fiberglass Reinforced Plastic | Pressurized
1210038 | 7 | Ball Float | 1996-11-14 | no | 1996-11-14 | no | Removed from Ground | Diesel | 12000 | Fiberglass Double Walled | 1996-11-14 | Fiberglass Reinforced Plastic | Pressurized
1210038 | 8 | Ball Float | 1996-11-14 | no | 1996-11-14 | no | Removed from Ground | Gas (Historical Use) | 8000 | Fiberglass Double Walled | 1996-11-14 | Fiberglass Reinforced Plastic | Pressurized
1210041 | 1 | [5 empty] | Removed from Ground | Gas (Historical Use) | 5000 | Bare Steel | 1978-05-02 | Galvanized Steel | Suction (American)
1210041 | 2 | [5 empty] | Removed from Ground | Gas (Historical Use) | 5000 | Bare Steel | 1978-05-02 | Galvanized Steel | Suction (American)
1210041 | 3 |  | 1996-10-30 |  | 1996-10-30 |  | Removed from Ground | Gas (Historical Use) | 10000 | Double Walled | 1996-10-30 | Fiberglass Reinforced Plastic | Pressurized
1210043 | 1 |  | 1997-12-01 |  | 1997-12-01 |  | Currently in Use | Gas (Historical Use) | 12000 | Cathodically Protected Steel | 1981-03-18 | Fiberglass Reinforced Plastic | Pressurized
1210043 | 2 |  | 1997-12-01 |  | 1997-12-01 |  | Currently in Use | Gas (Historical Use) | 6000 | Cathodically Protected Steel | 1981-03-18 | Fiberglass Reinforced Plastic | Pressurized
1210043 | 3 |  | 1997-12-01 |  | 1997-12-01 |  | Currently in Use | Gas (Historical Use) | 8000 | Cathodically Protected Steel | 1981-03-18 | Fiberglass Reinforced Plastic | Pressurized
1210043 | 4 |  | 1997-12-01 |  | 1997-12-01 |  | Currently in Use | Kerosene | 5000 | Cathodically Protected Steel | 1981-03-18 | Fiberglass Reinforced Plastic | Pressurized
1210043 | 5 |  | 1997-12-01 |  | 1997-12-01 |  | Currently in Use | Diesel | 5000 | Cathodically Protected Steel | 1981-03-18 | Fiberglass Reinforced Plastic | Pressurized
1210043 | 7 |  |  | yes |  | yes | Removed from Ground | Used Oil | 550 | Marked Unknown | 1991-09-11 | Unknown
1210044 | 1 |  | 1998-12-01 |  | 1998-12-01 |  | Currently in Use | Kerosene | 3500 | Composite | 1985-03-17 | Fiberglass Reinforced Plastic
1210044 | 2 |  | 1998-12-01 |  | 1998-12-01 |  | Currently in Use | Gas (Historical Use) | 10000 | Composite | 1985-03-17 | Fiberglass Reinforced Plastic
1210044 | 3 |  | 1998-12-01 |  | 1998-12-01 |  | Currently in Use | Gas (Historical Use) | 10000 | Composite | 1985-03-17 | Fiberglass Reinforced Plastic
1210044 | 4 |  | 1998-12-01 |  | 1998-12-01 |  | Currently in Use | Gas (Historical Use) | 7500 | Composite | 1985-03-17 | Fiberglass Reinforced Plastic
1210044 | 5 |  | 1998-12-01 |  | 1998-12-01 |  | Currently in Use | Diesel | 7500 | Composite | 1985-03-17 | Fiberglass Reinforced Plastic
1210045 | 1 | Flapper Valve | 2001-11-16 | no | 2002-11-16 | no | Currently in Use | Gas (Historical Use) | 10000 | Composite | 1985-03-17 | Fiberglass Reinforced Plastic | Pressurized
1210045 | 2 | Flapper Valve | 2001-11-16 | no | 2001-11-16 | no | Currently in Use | Gas (Historical Use) | 10000 | Composite | 1985-03-17 | Fiberglass Reinforced Plastic | Pressurized
1210045 | 3 | Flapper Valve | 2001-11-16 | no | 2001-11-16 | no | Currently in Use | Gas (Historical Use) | 8000 | Composite | 1985-03-17 | Fiberglass Reinforced Plastic | Pressurized
1210045 | 4 | Flapper Valve | 2001-11-16 | no | 2001-11-16 | no | Currently in Use | Diesel | 8000 | Composite | 1985-03-17 | Fiberglass Reinforced Plastic | Pressurized
1210045 | 5 | Flapper Valve | 2001-11-16 | no | 2001-11-16 | no | Currently in Use | Gas (Historical Use) | 4000 | Composite | 1985-03-17 | Fiberglass Reinforced Plastic | Pressurized
1210046 | 1 | [5 empty] | Removed from Ground | Diesel | 3000 | Bare Steel | 1974-05-04 | Galvanized Steel
1210046 | 2 | [5 empty] | Removed from Ground | Gas (Historical Use) | 1500 | Bare Steel | 1966-05-06 | Galvanized Steel
1210047 | 1 |  | 1988-07-15 |  | 1988-07-15 |  | Removed from Ground | Gas (Historical Use) | 10000 | Double Walled | 1988-07-15 | Fiberglass Reinforced Plastic | Pressurized
1210047 | 390 |  | 1998-11-11 |  | 1998-11-11 |  | Removed from Ground | Diesel | 1000 | Fiberglass | 1981-05-08 | Double Walled | Suction (American)
1210047 | 39G1 | [5 empty] | Removed from Ground | Gas (Historical Use) | 18000 | Bare Steel | 1966-05-12 | Unknown
1210049 | 12 | [5 empty] | Removed from Ground | Diesel | 6000 | Bare Steel | 1951-05-14 | Bare Steel
1210049 | 15 | [5 empty] | Removed from Ground | Gas (Historical Use) | 2000 | Bare Steel | 1951-05-14 | Bare Steel
1210049 | 17 | [5 empty] | Removed from Ground | Other | 2000 | Bare Steel | 1951-05-14 | Bare Steel
1210049 | 27 | [5 empty] | Removed from Ground | Propane | 250 | Bare Steel | 1971-05-09 | Bare Steel
1210050 | 1 | [5 empty] | Removed from Ground | Empty | 2000 | Bare Steel | 1966-05-10 | Galvanized Steel
1210050 | 2 | [5 empty] | Removed from Ground | Empty | 1000 | Bare Steel | 1966-05-10 | Galvanized Steel
1210050 | 3 | [5 empty] | Removed from Ground | Empty | 1000 | Bare Steel | 1966-05-10 | Galvanized Steel
1210052 | 1 |  | 1991-06-27 |  | 1991-06-27 |  | Removed from Ground | Gas (Historical Use) | 10000 | Bare Steel | 1979-05-07 | Fiberglass Reinforced Plastic | Pressurized
1210052 | 2 |  | 1991-06-27 |  | 1991-06-27 |  | Removed from Ground | Gas (Historical Use) | 10000 | Bare Steel | 1979-05-07 | Fiberglass Reinforced Plastic | Pressurized
1210052 | 3 |  | 1991-06-27 |  | 1991-06-27 |  | Removed from Ground | Gas (Historical Use) | 10000 | Bare Steel | 1979-05-07 | Fiberglass Reinforced Plastic | Pressurized
1210052 | 4 |  | 1991-06-27 |  | 1991-06-27 |  | Removed from Ground | Diesel | 10000 | Bare Steel | 1979-05-07 | Fiberglass Reinforced Plastic | Pressurized
1210052 | 5 |  | 1998-03-31 |  | 1998-03-31 |  | Removed from Ground | Gas (Historical Use) | 12000 | Double Walled | 1998-03-27 | Fiberglass Reinforced Plastic | Pressurized
1210052 | 6 |  | 1998-03-31 |  | 1998-03-31 |  | Removed from Ground | Gas (Historical Use) | 12000 | Double Walled | 1998-03-27 | Fiberglass Reinforced Plastic | Pressurized
1210052 | 7 |  | 1998-03-31 |  | 1998-03-31 |  | Removed from Ground | Gas (Historical Use) | 12000 | Double Walled | 1998-03-27 | Fiberglass Reinforced Plastic | Pressurized
1210053 | 1 |  | 1990-12-05 |  | 1990-12-05 |  | Removed from Ground | Gas (Historical Use) | 10000 | Bare Steel | 1976-05-07 | Fiberglass Reinforced Plastic | Pressurized
1210053 | 2 |  | 1990-12-05 |  | 1990-12-05 |  | Removed from Ground | Gas (Historical Use) | 10000 | Bare Steel | 1976-05-07 | Fiberglass Reinforced Plastic | Pressurized
1210053 | 3 |  | 1990-12-05 |  | 1990-12-05 |  | Removed from Ground | Gas (Historical Use) | 10000 | Bare Steel | 1976-05-07 | Fiberglass Reinforced Plastic | Pressurized
1210054 | 1 | [5 empty] | Removed from Ground | Diesel | 10000 | Unknown | 1985-05-05 | Galvanized Steel | Pressurized
1210054 | 2 | [5 empty] | Removed from Ground | Gas (Historical Use) | 10000 | Unknown | 1985-05-05 | Galvanized Steel | Pressurized
1210054 | 3 | [5 empty] | Removed from Ground | Gas (Historical Use) | 10000 | Unknown | 1985-05-05 | Galvanized Steel | Pressurized
1210054 | 4 | [5 empty] | Removed from Ground | Gas (Historical Use) | 10000 | Unknown | 1985-05-05 | Galvanized Steel | Pressurized
1210054 | 5 |  | 1997-01-27 |  | 1997-01-27 |  | Currently in Use | Gas (Historical Use) | 12000 | Double Walled | 1997-01-18 | Fiberglass Reinforced Plastic | Pressurized
1210054 | 6 |  | 1997-01-27 |  | 1997-01-27 |  | Currently in Use | Gas (Historical Use) | 12000 | Double Walled | 1997-01-18 | Fiberglass Reinforced Plastic | Pressurized
1210054 | 7 |  | 1997-01-27 |  | 1997-01-27 |  | Currently in Use | Gas (Historical Use) | 12000 | Double Walled | 1997-01-18 | Fiberglass Reinforced Plastic | Pressurized
1210054 | 8 |  | 1997-01-27 |  | 1997-01-27 |  | Currently in Use | Diesel | 10000 | Double Walled | 1997-01-18 | Fiberglass Reinforced Plastic | Pressurized
1210055 | 1 | [5 empty] | Removed from Ground | Diesel | 10000 | Bare Steel | 1977-05-07 | Galvanized Steel
1210055 | 2 |  | 1997-05-20 |  | 1997-05-20 |  | Removed from Ground | Diesel | 12000 | Steel-Impressed Current | 1977-05-07 | Steel (Impressed Current) | Suction (American)
1210055 | 3 |  | 1997-05-20 |  | 1997-05-20 |  | Removed from Ground | Gas (Historical Use) | 12000 | Steel-Impressed Current | 1977-06-07 | Steel (Impressed Current) | Suction (American)
1210055 | 4 |  |  | yes |  | yes | Removed from Ground | Used Oil | 550 | Bare Steel | 1977-05-07 | Galvanized Steel
1210055 | 5 |  | 2007-04-10 | no | 2007-04-10 | yes | Currently in Use | Gas (Historical Use) | 12000 | Composite Double Walled | 2007-04-15 | Double-Walled Fiberglass | Pressurized
1210055 | 6 |  | 2007-04-10 | no | 2007-04-10 | yes | Currently in Use | Diesel | 12000 | Composite Double Walled | 2007-04-15 | Double-Walled Fiberglass | Pressurized
1210056 | 1 | [5 empty] | Closed in Ground | Gas (Historical Use) | 500 | Bare Steel | 1973-05-04 | Galvanized Steel | Suction (American)
1210056 | 2 | [5 empty] | Closed in Ground | Gas (Historical Use) | 500 | Bare Steel | 1979-05-03 | Galvanized Steel | Suction (American)
1210057 | 1 | [5 empty] | Removed from Ground | Gas (Historical Use) | 550 | Bare Steel | 1980-05-03 | Galvanized Steel | Suction (American)
1210057 | 2 | [5 empty] | Removed from Ground | Diesel | 1000 | Bare Steel | 1980-05-03 | Galvanized Steel | Suction (American)
1210058 | 1 | [5 empty] | Removed from Ground | Gas (Historical Use) | 3000 | Bare Steel | 1974-05-31 | Galvanized Steel
1210059 | 1 | [5 empty] | Removed from Ground | Gas (Historical Use) | 3000 | Bare Steel | 1957-05-09 | Galvanized Steel
1210059 | 2 | [5 empty] | Removed from Ground | Gas (Historical Use) | 3000 | Bare Steel | 1957-05-09 | Galvanized Steel
1210059 | 3 | [5 empty] | Removed from Ground | Gas (Historical Use) | 3000 | Bare Steel | 1957-05-09 | Galvanized Steel
1210059 | 4 |  | 1998-05-01 |  | 1998-05-01 |  | Temporarily out of use | Gas (Historical Use) | 6000 | Galvanic (STIP-3) | 1988-05-01 | Fiberglass Reinforced Plastic | Pressurized
1210059 | 5 |  | 1998-05-01 |  | 1998-05-01 |  | Temporarily out of use | Gas (Historical Use) | 6000 | Galvanic (STIP-3) | 1988-05-01 | Fiberglass Reinforced Plastic | Pressurized
1210059 | 6 |  | 1998-05-01 |  | 1998-05-01 |  | Temporarily out of use | Gas (Historical Use) | 6000 | Galvanic (STIP-3) | 1988-05-01 | Fiberglass Reinforced Plastic | Pressurized
1210060 | 1 | [5 empty] | Removed from Ground | Gas (Historical Use) | 3000 | Bare Steel | 1952-05-10 | Galvanized Steel | Suction (American)
1210060 | 2 | [5 empty] | Removed from Ground | Gas (Historical Use) | 3000 | Bare Steel | 1952-05-10 | Galvanized Steel | Suction (American)
1210060 | 3 | [5 empty] | Removed from Ground | Gas (Historical Use) | 3000 | Bare Steel | 1952-05-10 | Galvanized Steel | Suction (American)
1210060 | 4 |  |  | yes |  | yes | Removed from Ground | Used Oil | 550 | Bare Steel | 1952-05-10 | Galvanized Steel
1210061 | 1 | [5 empty] | Removed from Ground | Empty | 2000 | Bare Steel | 1954-05-10 | Galvanized Steel
1210061 | 2 | [5 empty] | Removed from Ground | Empty | 2000 | Bare Steel | 1954-05-10 | Galvanized Steel
1210061 | 3 | [5 empty] | Removed from Ground | Gas (Historical Use) | 2000 | Bare Steel | 1954-05-10 | Galvanized Steel | Suction (American)
1210061 | 4 | [5 empty] | Removed from Ground | Gas (Historical Use) | 2000 | Bare Steel | 1954-05-10 | Galvanized Steel | Suction (American)
1210061 | 5 | [5 empty] | Removed from Ground | Gas (Historical Use) | 4000 | Bare Steel | 1976-05-04 | Galvanized Steel | Suction (American)
1210061 | 6 |  |  | yes |  | yes | Removed from Ground | Used Oil | 550 | Bare Steel | 1954-05-10 | Galvanized Steel
1210062 | PREM | [5 empty] | Removed from Ground | Gas (Historical Use) | 8000 | Bare Steel | 1978-05-04 | Galvanized Steel
1210062 | REG | [5 empty] | Removed from Ground | Gas (Historical Use) | 8000 | Bare Steel | 1978-05-04 | Galvanized Steel
1210062 | UNLEAD | [5 empty] | Removed from Ground | Gas (Historical Use) | 8000 | Bare Steel | 1978-05-04 | Galvanized Steel
1210063 | DIESEL |  | 1998-02-01 |  | 1998-02-01 |  | Closed in Ground | Diesel | 4000 | Steel-Impressed Current | 1985-05-02 | Cathodically Protected | Pressurized
1210063 | PREM |  | 1998-02-01 |  | 1998-02-01 |  | Closed in Ground | Gas (Historical Use) | 8000 | Steel-Impressed Current | 1985-05-02 | Cathodically Protected | Pressurized
1210063 | REG |  | 1998-02-01 |  | 1998-02-01 |  | Closed in Ground | Gas (Historical Use) | 8000 | Steel-Impressed Current | 1985-05-02 | Cathodically Protected | Pressurized
1210063 | UNLEAD |  | 1998-02-01 |  | 1998-02-01 |  | Closed in Ground | Gas (Historical Use) | 8000 | Steel-Impressed Current | 1985-05-02 | Cathodically Protected | Pressurized
1210065 | 1 | [5 empty] | Removed from Ground | Gas (Historical Use) | 8000 | Bare Steel | 1967-05-07 | Galvanized Steel
1210065 | 2 | [5 empty] | Removed from Ground | Gas (Historical Use) | 8000 | Bare Steel | 1967-05-07 | Galvanized Steel
1210065 | 3 |  |  | yes |  | yes | Removed from Ground | Used Oil | 550 | Bare Steel | 1967-05-07 | Galvanized Steel
1210066 | 1 | [5 empty] | Removed from Ground | Gas (Historical Use) | 8000 | Bare Steel | 1967-05-07 | Galvanized Steel
1210066 | 2 | [5 empty] | Removed from Ground | Gas (Historical Use) | 6000 | Bare Steel | 1981-05-03 | Galvanized Steel
1210066 | 3 | [5 empty] | Removed from Ground | Gas (Historical Use) | 8000 | Bare Steel | 1967-05-07 | Galvanized Steel
1210066 | 4 |  |  | yes |  | yes | Removed from Ground | Used Oil | 550 | Bare Steel | 1967-05-07 | Galvanized Steel
1210067 | 1 | Flapper Valve | 1998-10-01 |  | 1998-10-01 |  | Temporarily out of use | Gas (Historical Use) | 4000 | Steel-Impressed Current | 1976-05-04 | Cathodically Protected | Pressurized
1210067 | 2 | Flapper Valve | 1998-10-01 |  | 1998-10-01 |  | Temporarily out of use | Gas (Historical Use) | 4000 | Steel-Impressed Current | 1976-05-04 | Cathodically Protected | Pressurized
1210067 | 3 | Flapper Valve | 1998-10-01 |  | 1998-10-01 |  | Temporarily out of use | Gas (Historical Use) | 4000 | Steel-Impressed Current | 1976-05-04 | Cathodically Protected | Pressurized
1210068 | PREM |  | 1998-02-01 |  | 1998-02-01 |  | Currently in Use | Gas (Historical Use) | 4000 | Steel-Impressed Current | 1975-05-05 | Cathodically Protected | Suction (American)
1210068 | REG |  | 1998-02-01 |  | 1998-02-01 |  | Currently in Use | Gas (Historical Use) | 4000 | Steel-Impressed Current | 1975-05-05 | Cathodically Protected | Suction (American)
1210068 | UNLEAD |  | 1998-02-01 |  | 1998-02-01 |  | Currently in Use | Gas (Historical Use) | 4000 | Steel-Impressed Current | 1975-05-05 | Cathodically Protected | Suction (American)
1210069 | DIESEL | [5 empty] | Removed from Ground | Diesel | 4000 | Bare Steel | 1980-05-03 | Galvanized Steel | Pressurized
1210069 | PREM | [5 empty] | Removed from Ground | Gas (Historical Use) | 10000 | Bare Steel | 1980-05-03 | Galvanized Steel | Pressurized
1210069 | REG | [5 empty] | Removed from Ground | Gas (Historical Use) | 6000 | Bare Steel | 1980-05-03 | Galvanized Steel | Pressurized
1210069 | UNLEAD | [5 empty] | Removed from Ground | Gas (Historical Use) | 4000 | Bare Steel | 1980-05-03 | Galvanized Steel | Pressurized
1210070 | 1 | [5 empty] | Removed from Ground | Gas (Historical Use) | 3000 | Bare Steel | 1966-05-07 | Galvanized Steel
1210070 | 2 | [5 empty] | Removed from Ground | Gas (Historical Use) | 3000 | Bare Steel | 1966-05-07 | Galvanized Steel
1210070 | 3 | [5 empty] | Removed from Ground | Gas (Historical Use) | 3000 | Bare Steel | 1966-05-07 | Galvanized Steel
1210070 | 4 | [5 empty] | Removed from Ground | Gas (Historical Use) | 3000 | Bare Steel | 1966-05-07 | Galvanized Steel
1210070 | 5 | [5 empty] | Removed from Ground | Gas (Historical Use) | 4000 | Bare Steel | 1976-05-04 | Galvanized Steel
1210070 | 6 |  | 1990-01-01 |  | 1990-01-01 |  | Currently in Use | Gas (Historical Use) | 8000 | Fiberglass | 1990-01-01 | Fiberglass Reinforced Plastic | Pressurized
1210070 | 7 |  | 1990-01-01 |  | 1990-01-01 |  | Currently in Use | Gas (Historical Use) | 8000 | Fiberglass | 1990-01-01 | Fiberglass Reinforced Plastic | Pressurized
1210070 | 8 |  | 1990-01-01 |  | 1990-01-01 |  | Currently in Use | Gas (Historical Use) | 8000 | Fiberglass | 1990-01-01 | Fiberglass Reinforced Plastic | Pressurized
1210071 | PREM |  | 1998-03-01 |  | 1998-03-01 |  | Currently in Use | Gas (Historical Use) | 8000 | Steel-Impressed Current | 1967-05-07 | Cathodically Protected | Pressurized
1210071 | REG |  | 1998-03-01 |  | 1998-03-01 |  | Currently in Use | Gas (Historical Use) | 8000 | Steel-Impressed Current | 1967-05-07 | Cathodically Protected | Pressurized
1210071 | UNLEAD |  | 1998-03-01 |  | 1998-03-01 |  | Closed in Ground | Gas (Historical Use) | 6000 | Steel-Impressed Current | 1978-05-04 | Cathodically Protected | Pressurized
1210072 | DIESEL |  | 1996-08-01 |  | 1996-08-01 |  | Temporarily out of use | Diesel | 8000 | Steel-Impressed Current | 1985-05-02 | Cathodically Protected | Pressurized
1210072 | PREM |  | 1996-08-01 |  | 1996-08-01 |  | Temporarily out of use | Gas (Historical Use) | 8000 | Steel-Impressed Current | 1985-05-02 | Cathodically Protected | Pressurized
1210072 | REG |  | 1996-08-01 |  | 1996-08-01 |  | Temporarily out of use | Gas (Historical Use) | 8000 | Steel-Impressed Current | 1985-05-02 | Cathodically Protected | Pressurized
1210072 | UNLEAD |  | 1996-08-01 |  | 1996-08-01 |  | Temporarily out of use | Gas (Historical Use) | 8000 | Steel-Impressed Current | 1985-05-02 | Cathodically Protected | Pressurized
1210073 | 1 | [5 empty] | Removed from Ground | Empty | 550 | Bare Steel | 1971-05-06 | Galvanized Steel
1210074 | 1 | [5 empty] | Removed from Ground | Empty | 550 | Bare Steel | 1961-05-08 | Galvanized Steel
1210075 | 1 | [5 empty] | Removed from Ground | Gas (Historical Use) | 1000 | Bare Steel | 1979-05-04 | Galvanized Steel
1210076 | 1 | [5 empty] | Removed from Ground | Empty | 1000 | Bare Steel | 1976-05-04 | Galvanized Steel
1210096 | NL1 | [5 empty] | Removed from Ground | Gas (Historical Use) | 8000 | Bare Steel | 1971-05-11 | Galvanized Steel | Pressurized
1210096 | NL2 | [5 empty] | Removed from Ground | Gas (Historical Use) | 8000 | Bare Steel | 1971-05-11 | Galvanized Steel | Pressurized
1210096 | P1 | [5 empty] | Removed from Ground | Gas (Historical Use) | 10000 | Bare Steel | 1971-05-11 | Galvanized Steel | Pressurized
1210096 | R1 | [5 empty] | Removed from Ground | Gas (Historical Use) | 10000 | Bare Steel | 1971-05-11 | Galvanized Steel | Pressurized
1210097 | 2 |  |  | yes |  | yes | Removed from Ground | Used Oil | 500 | Fiberglass | 1987-01-01 | Fiberglass Reinforced Plastic
1210097 | 4 |  |  | yes |  | yes | Removed from Ground | Used Oil | 500 | Bare Steel | 1970-05-09
1210097 | RU-1 | Flapper Valve | 1992-05-01 | no | 1992-05-01 | no | Currently in Use | Diesel | 10000 | Fiberglass | 1986-06-01 | Double-Walled Fiberglass | Pressurized
1210099 | 1 | [5 empty] | Removed from Ground | Gas (Historical Use) | 8000 | Bare Steel | 1978-05-07 | Bare Steel
1210099 | 2 | [5 empty] | Removed from Ground | Gas (Historical Use) | 8000 | Bare Steel | 1978-05-07 | Cathodically Protected
1210099 | 3 |  |  | yes |  | yes | Removed from Ground | Used Oil | 550 | Bare Steel |  | Unknown
1210100 | 1 | [5 empty] | Removed from Ground | Gas (Historical Use) | 5000 | Fiberglass | 1984-05-05 | Unknown
1210100 | 2 | [5 empty] | Removed from Ground | Gas (Historical Use) | 5000 | Fiberglass | 1984-05-05 | Unknown
1210100 | 3 | [5 empty] | Removed from Ground | Diesel | 5000 | Fiberglass | 1984-05-05 | Unknown
1210100 | 4 |  |  | yes |  | yes | Removed from Ground | Used Oil | 1500 | Fiberglass | 1984-05-05 | Unknown
1210101 | 1 | [5 empty] | Removed from Ground | Gas (Historical Use) | 1000 | Bare Steel | 1973-05-11 | Galvanized Steel
1210101 | 2 | [5 empty] | Removed from Ground | Gas (Historical Use) | 1000 | Bare Steel | 1973-05-11 | Galvanized Steel
1210101 | 3 | [5 empty] | Removed from Ground | Other | 1000 | Bare Steel | 1973-05-11 | Galvanized Steel
1210101 | 4 | [5 empty] | Removed from Ground | Other | 1000 | Bare Steel | 1973-05-11 | Galvanized Steel
1210103 | 1 | [5 empty] | Permanently Out of Use - historical purposes | Empty | 1000 | Bare Steel | 1962-05-14 | Galvanized Steel
1210103 | 2 | [5 empty] | Permanently Out of Use - historical purposes | Empty | 1000 | Bare Steel | 1962-05-14 | Galvanized Steel
1210103 | 3 | [5 empty] | Permanently Out of Use - historical purposes | Empty | 550 | Bare Steel | 1962-05-14 | Galvanized Steel
1210107 | 1 |  |  | yes |  | yes | Closed in Ground | Used Oil | 1000 | Bare Steel | 1981-05-09 | Galvanized Steel
1210107 | 2 | [5 empty] | Closed in Ground | Diesel | 1000 | Bare Steel | 1967-01-06 | Galvanized Steel
1210107 | 3 | [5 empty] | Closed in Ground | Diesel | 2000 | Not Marked/Unknown | 1996-07-10 | Not Marked
1210107 | 4 | [5 empty] | Closed in Ground | Gas (Historical Use) | 550 | Not Marked/Unknown | 1996-07-10 | Not Marked
1210108 | 1 | [5 empty] | Removed from Ground | Empty | 1000 | Bare Steel | 1962-05-14 | Galvanized Steel
1210108 | 2 | [5 empty] | Removed from Ground | Empty | 550 | Bare Steel | 1962-05-14 | Galvanized Steel
1210108 | 3 | [5 empty] | Removed from Ground | Empty | 550 | Bare Steel | 1962-05-14 | Galvanized Steel
1210109 | 1 | [5 empty] | Removed from Ground | Gas (Historical Use) | 8000 | Cathodically Protected Steel | 1974-05-11 | Galvanized Steel
1210109 | 2 | [5 empty] | Removed from Ground | Gas (Historical Use) | 8000 | Cathodically Protected Steel | 1974-05-11 | Galvanized Steel
1210109 | 3 | [5 empty] | Removed from Ground | Gas (Historical Use) | 8000 | Cathodically Protected Steel | 1974-05-11 | Galvanized Steel
1210110 | 1 | [5 empty] | Removed from Ground | Gas (Historical Use) | 3000 | Bare Steel | 1977-05-10 | Galvanized Steel
1210110 | 2 |  |  | yes |  | yes | Removed from Ground | Used Oil | 550 | Bare Steel | 1977-05-10 | Galvanized Steel
1210111 | 1 | [5 empty] | Removed from Ground | Gas (Historical Use) | 2000 | Bare Steel | 1963-05-14 | Galvanized Steel
1210111 | 2 | [5 empty] | Removed from Ground | Gas (Historical Use) | 2000 | Bare Steel | 1963-05-14 | Galvanized Steel
1210111 | 3 | [5 empty] | Removed from Ground | Gas (Historical Use) | 2000 | Bare Steel | 1963-05-14 | Galvanized Steel
1210111 | 4 | [5 empty] | Removed from Ground | Diesel | 550 | Bare Steel | 1963-05-14 | Galvanized Steel
1210111 | 5 |  |  | yes |  | yes | Removed from Ground | Used Oil | 550 | Bare Steel | 1963-05-14 | Galvanized Steel
1210112 | 1 | [5 empty] | Currently in Use | Empty | 1000 | Bare Steel | 1971-05-12 | Galvanized Steel
1210113 | 1 | [5 empty] | Removed from Ground | Empty | 3000 | Bare Steel | 1966-05-13 | Galvanized Steel
1210113 | 2 | [5 empty] | Removed from Ground | Empty | 3000 | Bare Steel | 1966-05-13 | Galvanized Steel
1210113 | 3 | [5 empty] | Removed from Ground | Empty | 3000 | Bare Steel | 1966-05-13 | Galvanized Steel
1210113 | 4 | [5 empty] | Removed from Ground | Empty | 3000 | Bare Steel | 1966-05-13 | Galvanized Steel
1210113 | 5 | [5 empty] | Removed from Ground | Empty | 6000 | Bare Steel | 1979-05-10 | Galvanized Steel
1210114 | 1 |  |  | yes |  | yes | Removed from Ground | Used Oil | 250 | Bare Steel | 1968-05-09 | Bare Steel | Gravity Fed
1210115 | 1 | [5 empty] | Removed from Ground | Gas (Historical Use) | 1000 | Bare Steel | 1981-05-02 | Galvanized Steel
1210115 | 2 | [5 empty] | Removed from Ground | Diesel | 500 | Bare Steel | 1981-05-02 | Galvanized Steel
1210117 | 1 | [5 empty] | Removed from Ground | Empty | 10000 | Bare Steel | 1968-05-10 | Cathodically Protected
1210117 | 2 | [5 empty] | Removed from Ground | Diesel | 6000 | Bare Steel | 1968-05-10 | Cathodically Protected
1210118 | 1 | [5 empty] | Removed from Ground | Gas (Historical Use) | 8000 | Bare Steel | 1961-05-12 | Galvanized Steel
1210118 | 2 | [5 empty] | Removed from Ground | Diesel | 6000 | Bare Steel | 1961-05-12 | Galvanized Steel
1210118 | 3 | [5 empty] | Removed from Ground | Other | 5000 | Bare Steel | 1961-05-12 | Galvanized Steel
1210119 | 1 | [5 empty] | Removed from Ground | Diesel | 12000 | Bare Steel | 1978-05-08 | Galvanized Steel
1210119 | 2 | [5 empty] | Removed from Ground | Gas (Historical Use) | 4000 | Bare Steel | 1978-05-08 | Galvanized Steel
1210119 | 3 | [5 empty] | Removed from Ground | Other | 4000 | Bare Steel | 1978-05-08 | Galvanized Steel
1210119 | 4 |  |  | yes |  | yes | Removed from Ground | Used Oil | 2000 | Bare Steel | 1978-05-08 | Galvanized Steel
1210120 | 1 | [5 empty] | Removed from Ground | Empty | 4000 | Bare Steel | 1966-05-11 | Galvanized Steel
1210120 | 2 | [5 empty] | Removed from Ground | Empty | 2000 | Bare Steel | 1955-05-14 | Galvanized Steel
1210120 | 3 | [5 empty] | Removed from Ground | Empty | 2000 | Bare Steel | 1955-05-14 | Galvanized Steel
1210120 | 4 |  |  | yes |  | yes | Removed from Ground | Used Oil | 550 | Bare Steel | 1955-05-14 | Galvanized Steel
1210121 | 1 |  | 1982-11-01 |  | 1982-11-01 |  | Removed from Ground | Diesel | 10000 | Fiberglass | 1983-04-12 | Cathodically Protected | Pressurized
1210121 | 2 |  | 1982-11-01 |  | 1982-11-01 |  | Removed from Ground | Gas (Historical Use) | 10000 | Fiberglass | 1983-04-12 | Cathodically Protected | Pressurized
1210121 | 3 |  | 1982-11-01 |  | 1982-11-01 |  | Removed from Ground | Gas (Historical Use) | 10000 | Fiberglass | 1983-04-12 | Cathodically Protected | Pressurized
1210121 | 4 |  | 1982-11-01 |  | 1982-11-01 |  | Removed from Ground | Gas (Historical Use) | 10000 | Fiberglass | 1983-04-12 | Cathodically Protected | Pressurized
1210122 | 1 | Flapper Valve | 1986-01-01 |  | 1986-01-01 |  | Currently in Use | Gas (Historical Use) | 10000 | Fiberglass | 1985-04-11 | Fiberglass Reinforced Plastic | Pressurized
1210122 | 2 | Flapper Valve | 1986-01-01 |  | 1986-01-01 |  | Currently in Use | Gas (Historical Use) | 10000 | Fiberglass | 1985-04-11 | Fiberglass Reinforced Plastic | Pressurized
1210122 | 3 | Flapper Valve | 1986-01-01 |  | 1986-01-01 |  | Currently in Use | Gas (Historical Use) | 10000 | Fiberglass | 1985-04-11 | Fiberglass Reinforced Plastic | Pressurized
1210122 | 4 |  | 1986-01-01 |  | 1986-01-01 |  | Temporarily out of use | Kerosene | 10000 | Fiberglass | 1985-04-11 | Fiberglass Reinforced Plastic | Pressurized
1210123 | 1 |  | 1998-12-28 |  | 1998-12-28 |  | Removed from Ground | Kerosene | 10000 | Fiberglass | 1983-04-12 | Cathodically Protected | Pressurized
1210123 | 2 |  | 1998-12-28 |  | 1998-12-28 |  | Removed from Ground | Gas (Historical Use) | 6000 | Fiberglass | 1970-04-15 | Cathodically Protected | Pressurized
1210123 | 3 |  | 1998-12-28 |  | 1998-12-28 |  | Removed from Ground | Gas (Historical Use) | 6000 | Fiberglass | 1970-04-15 | Cathodically Protected | Pressurized
1210123 | 4 |  | 1998-12-28 |  | 1998-12-28 |  | Removed from Ground | Gas (Historical Use) | 6000 | Fiberglass | 1970-04-15 | Cathodically Protected | Pressurized
1210123 | 5 |  | 1998-12-28 |  | 1998-12-28 |  | Removed from Ground | Gas (Historical Use) | 6000 | Bare Steel | 1970-04-15 | Cathodically Protected | Pressurized
1210123 | 6 |  | 1998-12-28 |  | 1998-12-28 |  | Removed from Ground | Gas (Historical Use) | 10000 | Fiberglass | 1978-04-13 | Cathodically Protected | Pressurized
1210127 | 1 | [5 empty] | Removed from Ground | Gas (Historical Use) | 12000 | Bare Steel | 1978-04-25 | Galvanized Steel
1210127 | 2 | [5 empty] | Removed from Ground | Gas (Historical Use) | 12000 | Bare Steel | 1978-04-25 | Galvanized Steel
1210127 | 3 | [5 empty] | Removed from Ground | Gas (Historical Use) | 12000 | Bare Steel | 1978-04-25 | Galvanized Steel
1210127 | 4 | [5 empty] | Removed from Ground | Gas (Historical Use) | 12000 | Bare Steel | 1978-04-25 | Galvanized Steel
1210127 | A 95264-A | Flapper Valve | 2006-09-30 | no | 2006-09-30 | no | Currently in Use | Regular | 20000 | Fiberglass Double Walled | 2006-08-10 | Double-Walled Flex | Pressurized
1210127 | A 95264-B | Flapper Valve | 2006-09-30 | no | 2006-09-30 | no | Currently in Use | Premium | 8000 | Fiberglass Double Walled | 2006-08-10 | Double-Walled Flex | Pressurized
1210128 | 1 | [5 empty] | Removed from Ground | Gas (Historical Use) | 6000 | Bare Steel | 1971-04-27 | Galvanized Steel
1210128 | 2 | [5 empty] | Removed from Ground | Gas (Historical Use) | 8000 | Bare Steel | 1971-04-27 | Galvanized Steel
1210128 | 3 | [5 empty] | Removed from Ground | Gas (Historical Use) | 5000 | Bare Steel | 1971-04-27 | Galvanized Steel
1210128 | 4 | [5 empty] | Removed from Ground | Gas (Historical Use) | 5000 | Bare Steel | 1971-04-27 | Galvanized Steel
1210128 | 5 |  |  | yes |  | yes | Removed from Ground | Used Oil | 550 | Bare Steel | 1971-04-27 | Galvanized Steel
1210128 | 6 |  | 1987-10-01 |  | 1987-10-01 |  | Currently in Use | Gas (Historical Use) | 10000 | Fiberglass | 1987-10-01 | Fiberglass Reinforced Plastic
1210128 | 7 |  | 1987-10-01 |  | 1987-10-01 |  | Currently in Use | Gas (Historical Use) | 10000 | Fiberglass | 1987-10-01 | Fiberglass Reinforced Plastic
1210128 | 8 |  | 1987-10-01 |  | 1987-10-01 |  | Currently in Use | Gas (Historical Use) | 10000 | Fiberglass | 1987-10-01 | Fiberglass Reinforced Plastic
1210128 | 9 |  | 1998-12-22 | yes | 1987-10-01 | yes | Currently in Use | Used Oil | 1000 | Fiberglass | 1987-10-01 | Fiberglass Reinforced Plastic
1210130 | 1 | [5 empty] | Removed from Ground | Gas (Historical Use) | 5000 | Cathodically Protected Steel | 1969-04-27 | Galvanized Steel
1210130 | 2 | [5 empty] | Removed from Ground | Gas (Historical Use) | 10000 | Cathodically Protected Steel | 1969-04-27 | Galvanized Steel
1210130 | 3 | [5 empty] | Removed from Ground | Gas (Historical Use) | 10000 | Cathodically Protected Steel | 1969-04-27 | Galvanized Steel
1210130 | 4 |  |  | yes |  | yes | Removed from Ground | Used Oil | 550 | Cathodically Protected Steel | 1969-04-27 | Galvanized Steel
1210130 | 5 |  | 1989-01-01 | no | 1989-01-01 | no | Temporarily out of use | Gas (Historical Use) | 10000 | Fiberglass Double Walled | 1989-01-01 | Fiberglass Reinforced Plastic | Pressurized
1210130 | 6 |  | 1989-01-01 | no | 1989-01-01 | no | Temporarily out of use | Gas (Historical Use) | 10000 | Fiberglass Double Walled | 1989-01-01 | Fiberglass Reinforced Plastic | Pressurized
1210130 | 7 |  | 1989-01-01 | no | 1989-01-01 | no | Temporarily out of use | Gas (Historical Use) | 10000 | Fiberglass Double Walled | 1989-01-01 | Fiberglass Reinforced Plastic | Pressurized
1210130 | 8 |  | 1989-01-01 | no | 1989-01-01 | no | Temporarily out of use | Diesel | 2500 | Fiberglass Double Walled | 1989-01-01 | Fiberglass Reinforced Plastic | Safe Suction (Euro)
1210132 | 1 | [5 empty] | Removed from Ground | Gas (Historical Use) | 5000 | Bare Steel | 1961-04-29 | Galvanized Steel
1210132 | 2 | [5 empty] | Removed from Ground | Gas (Historical Use) | 10000 | Bare Steel | 1968-04-27 | Galvanized Steel
1210132 | 3 | [5 empty] | Removed from Ground | Gas (Historical Use) | 5000 | Bare Steel | 1961-04-29 | Galvanized Steel
1210132 | 4 | [5 empty] | Removed from Ground | Gas (Historical Use) | 4000 | Bare Steel | 1961-04-29 | Galvanized Steel
1210132 | 5 |  |  | yes |  | yes | Removed from Ground | Used Oil | 550 | Bare Steel | 1961-04-29 | Galvanized Steel
1210133 | 1 | [5 empty] | Removed from Ground | Gas (Historical Use) | 12000 | Cathodically Protected Steel | 1986-01-01 | Fiberglass Reinforced Plastic
1210133 | 2 | [5 empty] | Removed from Ground | Gas (Historical Use) | 12000 | Cathodically Protected Steel | 1986-01-01 | Fiberglass Reinforced Plastic
1210133 | 3 | [5 empty] | Removed from Ground | Gas (Historical Use) | 12000 | Cathodically Protected Steel | 1986-01-01 | Fiberglass Reinforced Plastic
1210133 | 4 | [5 empty] | Removed from Ground | Diesel | 4000 | Cathodically Protected Steel | 1986-01-01 | Fiberglass Reinforced Plastic
1210133 | 5 | Ball Float | 1988-11-01 | no | 1988-11-01 | no | Currently in Use | Premium | 10000 | Fiberglass | 1988-11-14 | Fiberglass Reinforced Plastic | Pressurized
1210133 | 6 | Ball Float | 1988-11-01 | no | 1988-11-01 | no | Currently in Use | Regular | 10000 | Fiberglass | 1988-11-14 | Fiberglass Reinforced Plastic | Pressurized
1210133 | 7 | Ball Float | 1988-11-01 | no | 1988-11-01 | no | Currently in Use | Plus | 10000 | Fiberglass | 1988-11-14 | Fiberglass Reinforced Plastic | Pressurized
1210134 | 1 | Flapper Valve | 1998-07-01 |  | 1998-07-01 |  | Removed from Ground | Diesel | 12000 | Steel-Impressed Current | 1986-01-01 | Fiberglass Reinforced Plastic | Pressurized
1210134 | 2 | Flapper Valve | 1998-07-01 |  | 1998-07-01 |  | Removed from Ground | Gas (Historical Use) | 12000 | Steel-Impressed Current | 1986-01-01 | Fiberglass Reinforced Plastic | Pressurized
1210134 | 3A | Flapper Valve | 1998-07-01 |  | 1998-07-01 |  | Removed from Ground | Gas (Historical Use) | 12000 | Steel-Impressed Current | 1986-01-01 | Fiberglass Reinforced Plastic | Pressurized
1210134 | 3B | Flapper Valve | 1998-07-01 |  | 1998-07-01 |  | Removed from Ground | Gas (Historical Use) | 12000 | Steel-Impressed Current | 1986-01-01 | Fiberglass Reinforced Plastic | Pressurized
1210134 | 4 | Flapper Valve | 2017-03-01 | no | 2017-03-01 | no | Currently in Use | Gas (Historical Use) | 20000 | Composite Double Walled | 2017-02-01 | Double-Walled Fiberglass | Pressurized
1210134 | 5A | Flapper Valve | 2017-03-01 | no | 2017-03-01 | no | Currently in Use | Diesel | 15000 | Composite Double Walled | 2017-02-01 | Double-Walled Fiberglass | Pressurized
1210134 | 5B | Flapper Valve | 2017-03-01 | no | 2017-03-01 | no | Currently in Use | Gas (Historical Use) | 5000 | Composite Double Walled | 2017-02-01 | Double-Walled Fiberglass | Pressurized
1210135 | 1 | Flapper Valve | 1998-07-29 |  | 1998-07-29 |  | Currently in Use | Gas (Historical Use) | 12000 | Galvanic (STIP-3) | 1986-01-01 | Fiberglass Reinforced Plastic | Pressurized
1210135 | 2 | Flapper Valve | 1998-07-29 |  | 1998-07-26 |  | Currently in Use | Gas (Historical Use) | 12000 | Galvanic (STIP-3) | 1986-01-01 | Fiberglass Reinforced Plastic | Pressurized
1210135 | 3 | Flapper Valve | 1998-07-29 |  | 1998-07-29 |  | Currently in Use | Gas (Historical Use) | 12000 | Galvanic (STIP-3) | 1986-01-01 | Fiberglass Reinforced Plastic | Pressurized
1210135 | 4 | Flapper Valve | 1998-07-29 |  | 1998-07-29 |  | Currently in Use | Diesel | 4000 | Galvanic (STIP-3) | 1986-01-01 | Fiberglass Reinforced Plastic | Pressurized
1210138 | 1 | [5 empty] | Removed from Ground | Gas (Historical Use) | 4000 | Cathodically Protected Steel | 1964-01-07 | Galvanized Steel
1210138 | 2 | [5 empty] | Removed from Ground | Gas (Historical Use) | 4000 | Cathodically Protected Steel | 1964-01-07 | Galvanized Steel
1210138 | 3 | [5 empty] | Removed from Ground | Gas (Historical Use) | 4000 | Cathodically Protected Steel | 1964-01-07 | Galvanized Steel
1210138 | 4 | [5 empty] | Removed from Ground | Gas (Historical Use) | 4000 | Cathodically Protected Steel | 1964-01-07 | Galvanized Steel
1210138 | 5 | [5 empty] | Removed from Ground | Other | 550 | Not Marked/Unknown | 1988-07-08 | Not Marked
1210138 | 6 |  | 1997-07-01 |  | 1997-07-01 |  | Currently in Use | Gas (Historical Use) | 10000 | Steel-Impressed Current | 1988-01-01 | Fiberglass Reinforced Plastic | Pressurized
1210138 | 7 |  | 1997-07-01 |  | 1997-07-01 |  | Currently in Use | Gas (Historical Use) | 10000 | Steel-Impressed Current | 1988-01-01 | Fiberglass Reinforced Plastic | Pressurized
1210138 | 8 |  | 1997-07-01 |  | 1997-07-01 |  | Currently in Use | Gas (Historical Use) | 10000 | Steel-Impressed Current | 1988-01-01 | Fiberglass Reinforced Plastic | Pressurized
1210138 | 9 |  | 1997-07-01 |  | 1997-07-01 |  | Currently in Use | Diesel | 10000 | Steel-Impressed Current | 1988-01-01 | Fiberglass Reinforced Plastic | Pressurized
1210138 | DUP177 |  |  | yes |  | yes | Closed in Ground | Used Oil | 550 | Cathodically Protected Steel | 1964-01-07 | Galvanized Steel
1210139 | 1 | [5 empty] | Removed from Ground | Gas (Historical Use) | 10000 | Bare Steel | 1980-04-18 | Galvanized Steel
1210140 | 1 | [5 empty] | Removed from Ground | Gas (Historical Use) | 1000 | Bare Steel | 1974-04-25 | Galvanized Steel | Safe Suction (Euro)
1210140 | 2 | [5 empty] | Removed from Ground | Diesel | 560 | Bare Steel | 1955-04-30 | Galvanized Steel | Safe Suction (Euro)
1210140 | 3 |  | 1994-02-10 |  | 1994-02-10 |  | Removed from Ground | Diesel | 1000 | Galvanic (STIP-3) | 1994-02-10 | Cathodically Protected | Safe Suction (Euro)
1210140 | 4 |  | 1994-02-10 |  | 1994-02-10 |  | Removed from Ground | Gas (Historical Use) | 1000 | Galvanic (STIP-3) | 1994-02-10 | Cathodically Protected | Safe Suction (Euro)
1210141 | 1 |  |  | yes |  | yes | Removed from Ground | Used Oil | 1000 | Bare Steel | 1966-04-09 | Galvanized Steel
1210147 | 10230-1 | [5 empty] | Removed from Ground | Gas (Historical Use) | 1000 | Bare Steel | 1976-01-01 | Galvanized Steel
1210147 | 230D1 | [5 empty] | Removed from Ground | Diesel | 1000 | Bare Steel | 1980-01-01 | Galvanized Steel | Suction (American)
1210147 | 230G1 | [5 empty] | Removed from Ground | Gas (Historical Use) | 2000 | Cathodically Protected Steel | 1988-05-01 | Galvanized Steel | Suction (American)
1210149 | 1 |  | 1991-07-01 |  | 1991-07-01 |  | Removed from Ground | Gas (Historical Use) | 8020 | Cathodically Protected Steel | 1991-07-21 | Fiberglass Reinforced Plastic
1210149 | 2 |  | 1991-07-01 |  | 1991-07-01 |  | Removed from Ground | Gas (Historical Use) | 8020 | Cathodically Protected Steel | 1991-07-21 | Fiberglass Reinforced Plastic
1210149 | 3 |  | 1991-07-01 |  | 1991-07-01 |  | Removed from Ground | Gas (Historical Use) | 8020 | Cathodically Protected Steel | 1991-07-21 | Fiberglass Reinforced Plastic
1210149 | 5 |  |  | yes |  | yes | Removed from Ground | Used Oil | 500 | Bare Steel | 1979-05-03 | Galvanized Steel
1210150 | 10290-1 | [5 empty] | Removed from Ground | Gas (Historical Use) | 0 | Bare Steel | 1966-05-04 | Galvanized Steel
1210151 | DIESEL | [5 empty] | Removed from Ground | Diesel | 1000 | Bare Steel | 1978-04-06 | Galvanized Steel | Suction (American)
1210151 | UNLEADED | [5 empty] | Removed from Ground | Gas (Historical Use) | 10000 | Bare Steel | 1982-04-05 | Galvanized Steel | Suction (American)
1210152 | 1 | [5 empty] | Removed from Ground | Gas (Historical Use) | 1000 | Bare Steel | 1966-04-09 | Bare Steel
1210152 | 2 |  | 1993-07-11 | no | 1993-07-11 | no | Currently in Use | Diesel | 12000 | Fiberglass Double Walled | 1993-07-08 | Double-Walled Fiberglass | Safe Suction (Euro)
1210153 | 1 | [5 empty] | Removed from Ground | Gas (Historical Use) | 8000 | Bare Steel | 1966-04-01 | Galvanized Steel
1210154 | 1 | [5 empty] | Removed from Ground | Gas (Historical Use) | 8000 | Bare Steel | 1976-05-03 | Galvanized Steel
1210154 | 2 | [5 empty] | Removed from Ground | Gas (Historical Use) | 8000 | Bare Steel | 1976-05-03 | Galvanized Steel
1210154 | 3 | [5 empty] | Removed from Ground | Gas (Historical Use) | 8000 | Bare Steel | 1976-05-03 | Galvanized Steel
1210154 | 4 | Flapper Valve | 1988-08-10 |  | 1988-08-10 |  | Currently in Use | Gas (Historical Use) | 10000 | Galvanic (STIP-3) | 1988-08-10 | Fiberglass Reinforced Plastic | Pressurized
1210154 | 5 | Flapper Valve | 1988-08-10 |  | 1988-08-10 |  | Temporarily out of use | Gas (Historical Use) | 10000 | Galvanic (STIP-3) | 1988-08-10 | Fiberglass Reinforced Plastic | Pressurized
1210154 | 6 | Flapper Valve | 1988-08-10 |  | 1988-08-10 |  | Temporarily out of use | Gas (Historical Use) | 10000 | Galvanic (STIP-3) | 1988-08-10 | Fiberglass Reinforced Plastic | Pressurized
1210159 | 1 | [5 empty] | Removed from Ground | Gas (Historical Use) | 5000 | Bare Steel | 1971-05-05 | Galvanized Steel
1210159 | 2 | [5 empty] | Removed from Ground | Gas (Historical Use) | 5000 | Bare Steel | 1971-05-05 | Galvanized Steel
1210159 | 3 | [5 empty] | Removed from Ground | Gas (Historical Use) | 8000 | Bare Steel | 1971-05-05 | Galvanized Steel
1210159 | 4 | [5 empty] | Removed from Ground | Gas (Historical Use) | 6000 | Bare Steel | 1971-05-05 | Galvanized Steel
1210159 | 5 |  | 1986-04-01 |  | 1986-04-01 |  | Removed from Ground | Gas (Historical Use) | 10000 | Composite | 1986-04-01 | Fiberglass Reinforced Plastic | Pressurized
1210159 | 6 |  | 1986-04-01 |  | 1986-04-01 |  | Removed from Ground | Gas (Historical Use) | 10000 | Composite | 1986-04-01 | Fiberglass Reinforced Plastic | Pressurized
1210159 | 7 |  | 1986-04-01 |  | 1986-04-01 |  | Removed from Ground | Diesel | 10000 | Composite | 1986-04-01 | Fiberglass Reinforced Plastic | Pressurized
1210159 | 8 |  | 2016-08-25 | no | 2016-08-25 | no | Currently in Use | Gas (Historical Use) | 20000 | Composite Double Walled | 2016-08-25 | Double-Walled Fiberglass
1210159 | 9A |  | 2016-08-25 | no | 2016-08-25 | no | Currently in Use | Gas (Historical Use) | 7000 | Composite Double Walled | 2016-08-25 | Double-Walled Fiberglass
1210159 | 9B |  | 2016-08-25 | no | 2016-08-25 | no | Currently in Use | Diesel | 8000 | Composite Double Walled | 2016-08-25 | Double-Walled Fiberglass
1210163 | 1 | [5 empty] | Removed from Ground | Gas (Historical Use) | 4000 | Bare Steel | 1971-05-05 | Galvanized Steel
1210163 | 10 | Flapper Valve |  | no |  | no | Currently in Use | Gas (Historical Use) | 10000 | Fiberglass | 2014-02-05 | Fiberglass Reinforced Plastic | Pressurized
1210163 | 11 | Flapper Valve |  | no |  | no | Currently in Use | Gas (Historical Use) | 10000 | Fiberglass | 2014-02-05 | Fiberglass Reinforced Plastic | Pressurized
1210163 | 12 | Flapper Valve |  | no |  | no | Currently in Use | Gas (Historical Use) | 10000 | Fiberglass | 2014-02-05 | Fiberglass Reinforced Plastic | Pressurized
1210163 | 13 | Flapper Valve |  | no |  | no | Currently in Use | Gas (Historical Use) | 10000 | Fiberglass | 2014-02-05 | Fiberglass Reinforced Plastic | Pressurized
1210163 | 2 | [5 empty] | Removed from Ground | Gas (Historical Use) | 4000 | Bare Steel | 1971-05-05 | Galvanized Steel
1210163 | 3 | [5 empty] | Removed from Ground | Gas (Historical Use) | 4000 | Bare Steel | 1971-05-05 | Galvanized Steel
1210163 | 4 | [5 empty] | Removed from Ground | Gas (Historical Use) | 4000 | Bare Steel | 1971-05-05 | Galvanized Steel
1210163 | 5 | [5 empty] | Removed from Ground | Gas (Historical Use) | 4000 | Bare Steel | 1971-05-05 | Galvanized Steel
1210163 | 6 | [5 empty] | Removed from Ground | Gas (Historical Use) | 4000 | Bare Steel | 1971-05-05 | Galvanized Steel
1210163 | 7 | [5 empty] | Removed from Ground | Empty | 4000 | Bare Steel | 1971-05-05 | Galvanized Steel
1210163 | 8 |  |  | no |  | no | Removed from Ground | Diesel | 12000 | Bare Steel | 1989-01-01 | Galvanized Steel
1210163 | 9 | [5 empty] | Removed from Ground | Empty | 285 | Bare Steel | 1971-05-05 | Galvanized Steel
1210172 | 1 | [5 empty] | Removed from Ground | Diesel | 8000 | Bare Steel | 1986-04-02 | Unknown
1210172 | 2 | [5 empty] | Removed from Ground | Gas (Historical Use) | 8000 | Bare Steel | 1986-04-02 | Unknown
1210173 | 1 | [5 empty] | Removed from Ground | Gas (Historical Use) | 6000 | Fiberglass | 1982-05-07 | Fiberglass Reinforced Plastic
1210173 | 2 | [5 empty] | Removed from Ground | Gas (Historical Use) | 6000 | Cathodically Protected Steel | 1970-05-10 | Galvanized Steel
1210173 | 3 | [5 empty] | Removed from Ground | Gas (Historical Use) | 6000 | Cathodically Protected Steel | 1970-05-10 | Galvanized Steel
1210173 | 4 | [5 empty] | Removed from Ground | Gas (Historical Use) | 6000 | Cathodically Protected Steel | 1970-05-10 | Galvanized Steel
1210173 | 5 |  |  | yes |  | yes | Removed from Ground | Used Oil | 550 | Cathodically Protected Steel | 1970-05-10 | Galvanized Steel
1210173 | 6 | Ball Float | 1989-01-01 | no | 1989-01-01 | no | Removed from Ground | Gas (Historical Use) | 10000 | Fiberglass | 1989-01-01 | Fiberglass Reinforced Plastic | Pressurized
1210173 | 7 | Ball Float | 1989-01-01 | no | 1989-01-01 | no | Removed from Ground | Gas (Historical Use) | 10000 | Fiberglass | 1989-01-01 | Fiberglass Reinforced Plastic | Pressurized
1210173 | 8 | Ball Float | 1989-01-01 | no | 1989-01-01 | no | Removed from Ground | Gas (Historical Use) | 10000 | Fiberglass | 1989-01-01 | Fiberglass Reinforced Plastic | Pressurized
1210173 | 9 | Ball Float | 1989-01-01 | no | 1989-01-01 | no | Removed from Ground | Diesel | 6000 | Fiberglass | 1989-01-01 | Fiberglass Reinforced Plastic | Pressurized
1210175 | 1 | [5 empty] | Removed from Ground | Gas (Historical Use) | 6000 | Bare Steel | 1956-04-30 | Galvanized Steel | Pressurized
1210175 | 2 | [5 empty] | Removed from Ground | Gas (Historical Use) | 6000 | Bare Steel | 1956-04-30 | Galvanized Steel | Pressurized
1210175 | 3 | [5 empty] | Removed from Ground | Diesel | 12000 | Bare Steel | 1966-04-28 | Unknown | Pressurized
1210175 | 4 | [5 empty] | Removed from Ground | Diesel | 12000 | Bare Steel | 1966-04-28 | Unknown | Pressurized
1210175 | 5 | [5 empty] | Removed from Ground | Gas (Historical Use) | 1000 | Bare Steel | 1966-04-28 | Galvanized Steel | Suction (American)
1210175 | 6 |  |  | yes |  | yes | Removed from Ground | Used Oil | 500 | Bare Steel | 1966-04-28 | Galvanized Steel
1210177 | 1 | [5 empty] | Removed from Ground | Diesel | 10000 | Bare Steel | 1980-04-23 | Unknown
1210177 | 2 | [5 empty] | Removed from Ground | Diesel | 10000 | Bare Steel | 1980-04-23 | Unknown
1210179 | 1 | [5 empty] | Removed from Ground | Diesel | 10000 | Bare Steel | 1975-03-01 | Unknown | Safe Suction (Euro)
1210181 | 1 | [5 empty] | Permanently Out of Use - historical purposes | Diesel | 2000 | Marked Unknown | 1976-05-02 | Unknown
1210185 | 1 | [5 empty] | Removed from Ground | Kerosene | 12000 | Bare Steel | 1974-03-30 | Galvanized Steel
1210185 | 2 | [5 empty] | Removed from Ground | Gas (Historical Use) | 10000 | Bare Steel | 1971-03-31 | Galvanized Steel
1210189 | 1 | [5 empty] | Removed from Ground | Gas (Historical Use) | 6000 | Bare Steel | 1972-04-10 | Bare Steel
1210189 | 2 | [5 empty] | Removed from Ground | Diesel | 6000 | Bare Steel | 1972-04-10 | Bare Steel
1210189 | 3 | [5 empty] | Removed from Ground | Other | 2000 | Bare Steel | 1986-04-07 | Bare Steel
1210189 | 4 | [5 empty] | Removed from Ground | Other | 2000 | Bare Steel | 1986-04-07 | Bare Steel
1210193 | 1 | [5 empty] | Removed from Ground | Diesel | 2000 | Bare Steel | 1980-04-02 | Galvanized Steel | Safe Suction (Euro)
1210193 | 2 | [5 empty] | Removed from Ground | Diesel | 1000 | Bare Steel | 1980-04-02 | Galvanized Steel | Safe Suction (Euro)
1210196 | 1 | [5 empty] | Removed from Ground | Gas (Historical Use) | 1000 | Bare Steel | 1966-05-04 | Galvanized Steel
1210196 | 2 | [5 empty] | Removed from Ground | Gas (Historical Use) | 1000 | Bare Steel | 1966-05-04 | Galvanized Steel
1210197 | 1 | [5 empty] | Closed in Ground | Diesel | 4000 | Bare Steel | 1956-05-07 | Galvanized Steel
1210197 | 2 | [5 empty] | Closed in Ground | Gas (Historical Use) | 1000 | Bare Steel | 1958-05-07 | Galvanized Steel
1210197 | 3 | [5 empty] | Closed in Ground | Empty | 1000 | Bare Steel | 1956-05-07 | Unknown
1210197 | 4 |  |  | yes |  | yes | Removed from Ground | Used Oil | 2000 | Cathodically Protected Steel | 1985-04-30 | Fiberglass Reinforced Plastic
1210198 | 1 | [5 empty] | Removed from Ground | Empty | 1000 | Bare Steel | 1975-05-03 | Galvanized Steel
1210198 | 2 | [5 empty] | Removed from Ground | Empty | 500 | Bare Steel | 1975-05-03 | Galvanized Steel
1210199 | 1 | [5 empty] | Removed from Ground | Diesel | 10000 | Bare Steel | 1978-05-02 | Galvanized Steel
1210202 | 1 | [5 empty] | Removed from Ground | Gas (Historical Use) | 1000 | Bare Steel | 1971-05-04 | Unknown
1210203 | 1 | [5 empty] | Removed from Ground | Gas (Historical Use) | 500 | Bare Steel | 1971-05-04 | Unknown
1210204 | 1 | [5 empty] | Removed from Ground | Gas (Historical Use) | 500 | Bare Steel | 1971-05-04 | Unknown
1210205 | 1 | [5 empty] | Removed from Ground | Gas (Historical Use) | 1000 | Bare Steel | 1971-05-04 | Unknown
1210205 | 2 | [5 empty] | Removed from Ground | Diesel | 500 | Bare Steel | 1971-05-04 | Unknown
1210206 | 1 | [5 empty] | Removed from Ground | Gas (Historical Use) | 8000 | Bare Steel | 1978-05-02 | Bare Steel
1210206 | 2 | [5 empty] | Removed from Ground | Gas (Historical Use) | 8000 | Bare Steel | 1978-05-02 | Bare Steel
1210206 | 3 | [5 empty] | Removed from Ground | Gas (Historical Use) | 8000 | Bare Steel | 1978-05-02 | Bare Steel
1210208 | 1 |  | 1998-12-17 |  | 1998-12-17 |  | Removed from Ground | Gas (Historical Use) | 8000 | Steel-Impressed Current | 1985-04-08 | Cathodically Protected | Pressurized
1210208 | 2 |  | 1998-12-17 |  | 1998-12-17 |  | Removed from Ground | Gas (Historical Use) | 8000 | Steel-Impressed Current | 1985-04-08 | Cathodically Protected | Pressurized
1210208 | 3 |  | 1998-12-17 |  | 1998-12-17 |  | Removed from Ground | Gas (Historical Use) | 8000 | Steel-Impressed Current | 1985-04-08 | Cathodically Protected | Pressurized
1210208 | 4 |  |  | yes | 1998-12-17 | yes | Removed from Ground | Used Oil | 500 | Steel-Impressed Current | 1981-04-09 | Cathodically Protected | Gravity Fed
1210210 | 1 | [5 empty] | Currently in Use | Diesel | 10000 | Bare Steel | 1976-05-01 | Galvanized Steel
1210210 | 2 | [5 empty] | Removed from Ground | Other | 550 | Bare Steel | 1966-05-04 | Galvanized Steel
1210210 | 3 | [5 empty] | Removed from Ground | Other | 550 | Bare Steel | 1966-05-04 | Galvanized Steel
1210210 | 4 | [5 empty] | Removed from Ground | Empty | 550 | Bare Steel | 1966-05-04 | Galvanized Steel
1210210 | 5 | [5 empty] | Removed from Ground | Empty | 550 | Bare Steel | 1966-05-04 | Galvanized Steel
1210210 | 6 | [5 empty] | Removed from Ground | Diesel | 1000 | Bare Steel | 1971-05-03 | Galvanized Steel
1210211 | 1 | [5 empty] | Removed from Ground | Gas (Historical Use) | 8000 | Bare Steel | 1974-05-02 | Bare Steel | Pressurized
1210211 | 2 | [5 empty] | Removed from Ground | Diesel | 8000 | Bare Steel | 1974-05-02 | Bare Steel | Pressurized
1210211 | 3 | [5 empty] | Removed from Ground | Diesel | 10000 | Bare Steel | 1974-05-02 | Bare Steel | Pressurized
1210211 | 4 | [5 empty] | Removed from Ground | Gas (Historical Use) | 10000 | Bare Steel | 1986-04-29 | Bare Steel | Pressurized
1210211 | 5 | [5 empty] | Removed from Ground | Diesel | 20000 | Fiberglass | 1978-05-01 | Bare Steel | Pressurized
1210211 | 6 |  |  | yes |  | yes | Removed from Ground | Used Oil | 400 | Bare Steel | 1980-04-30 | Bare Steel | Gravity Fed
1210211 | 7 | [5 empty] | Removed from Ground | Other | 400 | Bare Steel | 1980-04-30 | Bare Steel | Gravity Fed
1210211 | 8 |  | 1993-12-06 |  | 1993-12-06 |  | Removed from Ground | Diesel | 12000 | Cathodically Protected Steel | 1993-12-06 | Fiberglass Reinforced Plastic | Pressurized
1210212 | 1 | [5 empty] | Removed from Ground | Other | 3000 | Bare Steel | 1982-04-05 | Bare Steel
1210213 | 1 | [5 empty] | Removed from Ground | Diesel | 8000 | Bare Steel | 1971-04-13 | Galvanized Steel
1210214 | 1 | [5 empty] | Removed from Ground | Gas (Historical Use) | 1000 | Marked Unknown | 1963-05-07 | Galvanized Steel
1210214 | 2 |  | 1997-07-21 | no | 1997-07-21 | no | Temporarily out of use | Empty | 2000 | Composite | 1990-02-20 | Fiberglass Reinforced Plastic | Safe Suction (Euro)
1210216 | 1 | [5 empty] | Temporarily out of use | Gas (Historical Use) | 8000 | Bare Steel | 1977-01-03 | Bare Steel | Suction (American)
1210216 | 2 | [5 empty] | Temporarily out of use | Gas (Historical Use) | 8000 | Bare Steel | 1977-01-03 | Bare Steel | Suction (American)
1210217 | 1 | [5 empty] | Closed in Ground | Gas (Historical Use) | 8000 | Bare Steel | 1972-01-05 | Galvanized Steel
1210217 | 2 | [5 empty] | Closed in Ground | Gas (Historical Use) | 8000 | Bare Steel | 1972-01-05 | Galvanized Steel
1210218 | 1 |  | 2000-01-20 |  | 2000-01-20 |  | Closed in Ground | Gas (Historical Use) | 8000 | Galvanic (STIP-3) | 1986-01-01 | Cathodically Protected | Pressurized
1210218 | 2 |  | 2000-01-29 |  | 2000-01-29 |  | Closed in Ground | Gas (Historical Use) | 8000 | Galvanic (STIP-3) | 1986-01-01 | Cathodically Protected | Pressurized
1210218 | 3 |  | 2000-01-20 |  | 2000-01-20 |  | Closed in Ground | Gas (Historical Use) | 8000 | Galvanic (STIP-3) | 1986-01-01 | Cathodically Protected | Pressurized
1210219 | 1 |  | 1998-12-16 |  | 1998-12-16 |  | Currently in Use | Gas (Historical Use) | 8200 | Galvanic (STIP-3) | 1986-01-01 | Cathodically Protected | Pressurized
1210219 | 2 |  | 1998-12-16 |  | 1998-12-16 |  | Currently in Use | Gas (Historical Use) | 8200 | Galvanic (STIP-3) | 1986-01-01 | Cathodically Protected | Pressurized
1210219 | 3 |  | 1998-12-16 |  | 1998-12-16 |  | Currently in Use | Gas (Historical Use) | 8200 | Galvanic (STIP-3) | 1986-01-01 | Cathodically Protected | Pressurized
1210220 | 1 |  | 1995-04-01 |  | 1995-04-01 |  | Currently in Use | Gas (Historical Use) | 10000 | Cathodically Protected Steel | 1986-01-01 | Cathodically Protected | Pressurized
1210220 | 2 |  | 1995-04-01 |  | 1995-04-01 |  | Currently in Use | Gas (Historical Use) | 10000 | Cathodically Protected Steel | 1986-01-01 | Cathodically Protected | Pressurized
1210220 | 3 |  | 1995-04-01 |  | 1995-04-01 |  | Currently in Use | Gas (Historical Use) | 10000 | Cathodically Protected Steel | 1986-01-01 | Cathodically Protected | Pressurized
1210220 | 4 |  | 1995-04-01 |  | 1995-04-01 |  | Currently in Use | Diesel | 8000 | Cathodically Protected Steel | 1986-01-01 | Cathodically Protected | Safe Suction (Euro)
1210222 | 33 | [5 empty] | Removed from Ground | Gas (Historical Use) | 10000 | Bare Steel | 1977-01-03 | Unknown
1210223 | 1 | [5 empty] | Removed from Ground | Diesel | 2000 | Bare Steel | 1973-01-04 | Galvanized Steel | Suction (American)
1210223 | 2 | [5 empty] | Removed from Ground | Diesel | 1000 | Bare Steel | 1962-01-01 | Galvanized Steel | Suction (American)
1210223 | 3 |  | 1989-01-10 |  | 1989-01-10 |  | Removed from Ground | Diesel | 3000 | Bare Steel | 1989-01-10 | Fiberglass Reinforced Plastic | Suction (American)
1210223 | 5 | Flapper Valve | 1997-09-27 | no | 1997-09-27 | no | Currently in Use | Diesel | 6000 | Fiberglass Double Walled | 1997-09-27 |  | Safe Suction (Euro)
1210224 | 1 |  |  | yes |  | yes | Removed from Ground | Used Oil | 550 | Bare Steel | 1978-01-03 | Galvanized Steel | Gravity Fed
1210224 | 2 | [5 empty] | Removed from Ground | Gas (Historical Use) | 10000 | Bare Steel | 1978-01-03 | Galvanized Steel | Pressurized
1210225 | 1 | [5 empty] | Removed from Ground | Diesel | 550 | Bare Steel | 1974-08-01 | Bare Steel | Suction (American)
1210225 | 2 |  | 1997-02-05 |  | 1997-02-05 |  | Removed from Ground | Diesel | 2500 | Double Walled | 1997-02-05 | Copper | Suction (American)
1210225 | 3 | [5 empty] | Removed from Ground | Gas (Historical Use) | 400 | Not Marked/Unknown | 1998-02-18 | Not Marked
1210225 | 4 |  | 2000-02-09 | no | 2000-02-09 | no | Currently in Use | Diesel | 4000 |  | 2000-02-09 |  | Suction (American)
1210226 | 1 | [5 empty] | Removed from Ground | Gas (Historical Use) | 12000 | Cathodically Protected Steel | 1981-01-02 | Fiberglass Reinforced Plastic | Pressurized
1210228 | 1 | [5 empty] | Removed from Ground | Gas (Historical Use) | 10000 | Bare Steel | 1976-05-10 | Galvanized Steel
1210228 | 2 | [5 empty] | Removed from Ground | Gas (Historical Use) | 10000 | Bare Steel | 1976-05-10 | Galvanized Steel
1210228 | 3 | [5 empty] | Removed from Ground | Gas (Historical Use) | 4000 | Bare Steel | 1976-05-10 | Galvanized Steel
1210228 | 4 | [5 empty] | Removed from Ground | Gas (Historical Use) | 0 | Bare Steel | 1986-05-08 | Galvanized Steel
1210228 | 5 | [5 empty] | Removed from Ground | Gas (Historical Use) | 0 | Bare Steel | 1986-05-08 | Galvanized Steel
1210230 | 1 | [5 empty] | Removed from Ground | Gas (Historical Use) | 12000 | Bare Steel | 1981-07-15 | Bare Steel | Pressurized
1210230 | 2 | [5 empty] | Removed from Ground | Gas (Historical Use) | 12000 | Bare Steel | 1981-07-15 | Bare Steel | Pressurized
1210230 | 3 | [5 empty] | Removed from Ground | Gas (Historical Use) | 12000 | Bare Steel | 1981-07-15 | Galvanized Steel
1210230 | 4 | [5 empty] | Removed from Ground | Diesel | 12000 | Bare Steel | 1981-07-15 | Galvanized Steel
1210230 | 5 |  | 1993-05-12 |  | 1993-05-12 |  | Temporarily out of use | Diesel | 10000 | Double Walled | 1993-05-03 | Fiberglass Reinforced Plastic | Pressurized
1210230 | 6 |  | 1993-05-12 |  | 1993-05-12 |  | Temporarily out of use | Gas (Historical Use) | 12000 | Double Walled | 1993-05-03 | Fiberglass Reinforced Plastic | Pressurized
1210230 | 7 |  | 1993-05-12 |  | 1993-05-12 |  | Temporarily out of use | Gas (Historical Use) | 12000 | Double Walled | 1993-05-03 | Fiberglass Reinforced Plastic | Pressurized
1210230 | 8 |  | 1993-05-12 |  | 1993-05-12 |  | Temporarily out of use | Gas (Historical Use) | 12000 | Double Walled | 1993-05-03 | Fiberglass Reinforced Plastic | Pressurized
1210232 | 1 |  | 1997-08-02 |  | 1997-08-02 |  | Removed from Ground | Gas (Historical Use) | 10000 | Steel-Impressed Current | 1980-05-08 | Fiberglass Reinforced Plastic | Pressurized
1210232 | 2 |  | 1997-08-02 |  | 1997-08-02 |  | Removed from Ground | Gas (Historical Use) | 10000 | Steel-Impressed Current | 1980-05-08 | Fiberglass Reinforced Plastic | Pressurized
1210232 | 3 |  | 1997-08-02 |  | 1997-08-02 |  | Removed from Ground | Gas (Historical Use) | 10000 | Steel-Impressed Current | 1980-05-08 | Fiberglass Reinforced Plastic | Pressurized
1210233 | 1 | [5 empty] | Removed from Ground | Gas (Historical Use) | 8000 | Fiberglass | 1982-05-08 | Galvanized Steel | Pressurized
1210233 | 2 | [5 empty] | Removed from Ground | Gas (Historical Use) | 8000 | Fiberglass | 1982-05-08 | Galvanized Steel | Pressurized
1210233 | 3 | [5 empty] | Removed from Ground | Gas (Historical Use) | 8000 | Fiberglass | 1982-05-08 | Galvanized Steel | Pressurized
1210235 | 1 |  | 1997-09-08 |  | 1997-09-08 |  | Currently in Use | Gas (Historical Use) | 10000 | Steel-Impressed Current | 1979-05-09 | Fiberglass Reinforced Plastic | Pressurized
1210235 | 2 |  | 1997-09-08 |  | 1997-09-08 |  | Currently in Use | Gas (Historical Use) | 10000 | Steel-Impressed Current | 1979-05-09 | Fiberglass Reinforced Plastic | Pressurized
1210235 | 3 |  | 1997-09-08 |  | 1997-09-08 |  | Currently in Use | Gas (Historical Use) | 10000 | Steel-Impressed Current | 1979-05-09 | Fiberglass Reinforced Plastic | Pressurized
1210236 | 1 |  | 1997-08-02 |  | 1989-03-01 |  | Currently in Use | Gas (Historical Use) | 10000 | Galvanic (STIP-3) | 1989-03-01 | Fiberglass Reinforced Plastic | Pressurized
1210236 | 2 |  | 1997-08-02 |  | 1989-03-01 |  | Currently in Use | Gas (Historical Use) | 10000 | Galvanic (STIP-3) | 1989-03-01 | Fiberglass Reinforced Plastic | Pressurized
1210236 | 3 |  | 1997-08-02 |  | 1989-03-01 |  | Currently in Use | Diesel | 10000 | Galvanic (STIP-3) | 1989-03-01 | Fiberglass Reinforced Plastic | Pressurized
1210236 | 4 | [5 empty] | Removed from Ground | Gas (Historical Use) | 10000 | Bare Steel | 1988-11-01 | Galvanized Steel
1210236 | 5 | [5 empty] | Removed from Ground | Gas (Historical Use) | 10000 | Bare Steel | 1988-11-01 | Galvanized Steel
1210236 | 6 | [5 empty] | Removed from Ground | Gas (Historical Use) | 10000 | Bare Steel | 1988-11-01 | Galvanized Steel
1210237 | 1 | [5 empty] | Removed from Ground | Gas (Historical Use) | 10000 | Bare Steel | 1978-05-09 | Galvanized Steel | Safe Suction (Euro)
1210237 | 2 | [5 empty] | Removed from Ground | Gas (Historical Use) | 10000 | Bare Steel | 1978-05-09 | Galvanized Steel | Safe Suction (Euro)
1210237 | 3 | [5 empty] | Removed from Ground | Gas (Historical Use) | 6000 | Bare Steel | 1978-05-09 | Galvanized Steel | Safe Suction (Euro)
1210239 | 1 |  | 1997-08-02 |  | 1997-08-02 |  | Currently in Use | Gas (Historical Use) | 10000 | Cathodically Protected Steel | 1975-05-10 | Fiberglass Reinforced Plastic | Pressurized
1210239 | 2 |  | 1997-08-02 |  | 1997-08-02 |  | Temporarily out of use | Gas (Historical Use) | 10000 | Cathodically Protected Steel | 1975-05-10 | Fiberglass Reinforced Plastic | Pressurized
1210239 | 3 |  | 1997-08-02 |  | 1997-08-02 |  | Currently in Use | Gas (Historical Use) | 6000 | Cathodically Protected Steel | 1975-06-15 | Fiberglass Reinforced Plastic | Pressurized
1210240 | 1 | [5 empty] | Removed from Ground | Gas (Historical Use) | 10000 | Bare Steel | 1975-05-10 | Galvanized Steel
1210240 | 2 | [5 empty] | Removed from Ground | Gas (Historical Use) | 10000 | Bare Steel | 1975-05-10 | Galvanized Steel
1210241 | 1 | [5 empty] | Removed from Ground | Gas (Historical Use) | 10000 | Bare Steel | 1975-05-10 | Galvanized Steel
1210241 | 2 | [5 empty] | Removed from Ground | Gas (Historical Use) | 10000 | Bare Steel | 1975-05-10 | Galvanized Steel
1210242 | 1 | [5 empty] | Removed from Ground | Gas (Historical Use) | 10000 | Fiberglass | 1978-05-09 | Fiberglass Reinforced Plastic | Pressurized
1210242 | 2 | [5 empty] | Removed from Ground | Gas (Historical Use) | 10000 | Fiberglass | 1978-05-09 | Fiberglass Reinforced Plastic
1210242 | 3 | [5 empty] | Removed from Ground | Gas (Historical Use) | 6000 | Fiberglass | 1978-05-09 | Fiberglass Reinforced Plastic
1210244 | 1 |  | 1995-06-07 |  | 1995-06-07 |  | Currently in Use | Gas (Historical Use) | 10000 | Cathodically Protected Steel | 1985-04-21 | Fiberglass Reinforced Plastic | Pressurized
1210244 | 2 |  | 1995-06-07 |  | 1995-06-07 |  | Currently in Use | Gas (Historical Use) | 10000 | Cathodically Protected Steel | 1985-04-21 | Fiberglass Reinforced Plastic | Pressurized
1210244 | 3 |  | 1995-06-07 |  | 1995-06-07 |  | Currently in Use | Gas (Historical Use) | 10000 | Cathodically Protected Steel | 1985-04-21 | Fiberglass Reinforced Plastic | Pressurized
1210244 | 4 |  | 1995-06-07 |  | 1995-06-07 |  | Currently in Use | Diesel | 10000 | Cathodically Protected Steel | 1985-04-21 | Fiberglass Reinforced Plastic | Pressurized
1210244 | 5 |  | 1995-06-07 |  | 1995-06-07 |  | Currently in Use | Gas (Historical Use) | 8000 | Cathodically Protected Steel | 1985-04-21 | Fiberglass Reinforced Plastic | Pressurized
1210245 | 1 |  |  | no |  | no | Removed from Ground | Gas (Historical Use) | 6000 | Bare Steel | 1971-04-25 | Galvanized Steel
1210245 | 2 |  |  | no |  | no | Removed from Ground | Gas (Historical Use) | 6000 | Bare Steel | 1971-04-25 | Galvanized Steel
1210245 | 3 |  |  | no |  | no | Removed from Ground | Gas (Historical Use) | 6000 | Bare Steel | 1971-04-25 | Galvanized Steel
1210245 | 4 | Flapper Valve | 1987-11-01 | no | 1987-11-01 | no | Temporarily out of use | Gas (Historical Use) | 8000 | Steel-Impressed Current | 1988-05-06 | Steel (Impressed Current) | Pressurized
1210245 | 5 | Flapper Valve | 1987-11-01 | no | 1987-11-01 | no | Temporarily out of use | Gas (Historical Use) | 8000 | Steel-Impressed Current | 1988-05-06 | Steel (Impressed Current) | Pressurized
1210245 | 6 | Flapper Valve | 1987-11-01 | no | 1987-11-01 | no | Temporarily out of use | Gas (Historical Use) | 8000 | Steel-Impressed Current | 1988-05-06 | Steel (Impressed Current) | Pressurized
1210245 | 7A | Flapper Valve | 2017-08-01 | no | 2017-08-01 | no | Currently in Use | Gas (Historical Use) | 13000 | Composite Double Walled | 2017-07-01 | Double-Walled Fiberglass | Pressurized
1210245 | 7B | Flapper Valve | 2017-08-01 | no | 2017-08-01 | no | Currently in Use | Gas (Historical Use) | 3500 | Composite Double Walled | 2017-07-01 | Double-Walled Fiberglass | Pressurized
1210245 | 7C | Flapper Valve | 2017-08-01 | no | 2017-08-01 | no | Currently in Use | Diesel | 3500 | Composite Double Walled | 2017-07-01 | Double-Walled Fiberglass | Pressurized
1210246 | 1 |  | 1995-06-06 |  | 1995-06-06 |  | Currently in Use | Gas (Historical Use) | 12000 | Galvanic (STIP-3) | 1983-04-22 | Fiberglass Reinforced Plastic | Pressurized
1210246 | 2 |  | 1995-06-06 |  | 1995-06-06 |  | Currently in Use | Gas (Historical Use) | 12000 | Galvanic (STIP-3) | 1983-04-22 | Fiberglass Reinforced Plastic | Pressurized
1210246 | 3 |  | 1995-06-06 |  | 1995-06-06 |  | Currently in Use | Gas (Historical Use) | 12000 | Galvanic (STIP-3) | 1983-04-22 | Fiberglass Reinforced Plastic | Pressurized
1210246 | 4 |  | 1995-06-06 |  | 1995-06-06 |  | Currently in Use | Diesel | 12000 | Galvanic (STIP-3) | 1983-04-22 | Fiberglass Reinforced Plastic | Pressurized
1210246 | 5 |  | 1995-06-06 |  | 1995-06-06 |  | Currently in Use | Diesel | 12000 | Galvanic (STIP-3) | 1983-04-22 | Fiberglass Reinforced Plastic | Pressurized
1210246 | 6 |  | 1995-06-06 |  | 1995-06-06 |  | Currently in Use | Diesel | 12000 | Galvanic (STIP-3) | 1983-04-22 | Fiberglass Reinforced Plastic | Pressurized
1210247 | 1 |  | 1989-01-01 |  | 1989-01-01 |  | Removed from Ground | Gas (Historical Use) | 8000 | Cathodically Protected Steel | 1976-04-23 | Galvanized Steel | Pressurized
1210247 | 2 |  | 1989-01-01 |  | 1989-01-01 |  | Removed from Ground | Gas (Historical Use) | 6000 | Cathodically Protected Steel | 1976-04-23 | Galvanized Steel | Pressurized
1210247 | 3 |  | 1989-01-01 |  | 1989-01-01 |  | Removed from Ground | Gas (Historical Use) | 8000 | Cathodically Protected Steel | 1976-04-23 | Galvanized Steel | Pressurized
1210248 | 1 | [5 empty] | Removed from Ground | Gas (Historical Use) | 6000 | Cathodically Protected Steel | 1975-04-24 | Galvanized Steel
1210248 | 2 | [5 empty] | Removed from Ground | Gas (Historical Use) | 4000 | Cathodically Protected Steel | 1956-04-28 | Galvanized Steel
1210248 | 3 | [5 empty] | Removed from Ground | Gas (Historical Use) | 3000 | Cathodically Protected Steel | 1956-04-28 | Galvanized Steel
1210248 | 4 | [5 empty] | Removed from Ground | Gas (Historical Use) | 3000 | Cathodically Protected Steel | 1956-04-28 | Galvanized Steel
1210249 | 1 |  | 1989-01-01 |  | 1989-01-01 |  | Removed from Ground | Gas (Historical Use) | 10000 | Bare Steel | 1977-04-23 | Galvanized Steel | Pressurized
1210249 | 10 | Ball Float | 2015-02-20 | no | 2015-02-20 | no | Currently in Use | Gas (Historical Use) | 20000 | Composite Double Walled | 2015-02-01 | Double-Walled Fiberglass | Pressurized
1210249 | 11A | Ball Float | 2015-02-01 | no | 2015-02-01 | no | Currently in Use | Gas (Historical Use) | 7000 | Composite Double Walled | 2015-02-01 | Double-Walled Fiberglass | Pressurized
1210249 | 11B |  | 2015-09-29 | no | 2015-09-29 | no | Currently in Use | Diesel | 7000 | Composite Double Walled | 2015-02-01 | Double-Walled Fiberglass | Pressurized
1210249 | 2 |  | 1989-01-01 |  | 1989-01-01 |  | Removed from Ground | Gas (Historical Use) | 10000 | Bare Steel | 1977-04-23 | Galvanized Steel | Pressurized
1210249 | 3 |  | 1989-01-01 |  | 1989-01-01 |  | Removed from Ground | Kerosene | 8000 | Bare Steel | 1977-04-23 | Galvanized Steel | Pressurized
1210249 | 4 |  | 1989-01-01 |  | 1989-01-01 |  | Removed from Ground | Gas (Historical Use) | 10000 | Bare Steel | 1981-04-22 | Galvanized Steel | Pressurized
1210249 | 5 |  | 1995-04-27 |  | 1995-07-27 |  | Removed from Ground | Gas (Historical Use) | 11627 | Double Walled | 1995-04-27 | Fiberglass Reinforced Plastic | Pressurized
1210249 | 6 |  | 1995-04-27 |  | 1995-07-27 |  | Removed from Ground | Gas (Historical Use) | 11627 | Double Walled | 1995-04-27 | Fiberglass Reinforced Plastic | Pressurized
1210249 | 7 |  | 1995-04-27 |  | 1995-07-27 |  | Removed from Ground | Gas (Historical Use) | 11627 | Double Walled | 1995-04-27 | Fiberglass Reinforced Plastic | Pressurized
1210249 | 8 |  | 1995-04-27 |  | 1995-07-27 |  | Removed from Ground | Kerosene | 7896 | Double Walled | 1995-04-27 | Fiberglass Reinforced Plastic | Pressurized
1210249 | 9 |  |  | no |  | no | Removed from Ground | Used Oil | 500 | Unknown | 2015-02-16
1210250 | 1 |  | 1995-09-13 |  | 1995-09-13 |  | Removed from Ground | Gas (Historical Use) | 10000 | Steel-Impressed Current | 1978-01-01 | Cathodically Protected | Pressurized
1210250 | 2 |  | 1995-09-13 |  | 1995-09-13 |  | Removed from Ground | Gas (Historical Use) | 10000 | Steel-Impressed Current | 1978-01-01 | Cathodically Protected | Pressurized
1210250 | 3 |  | 1995-09-13 |  | 1995-09-13 |  | Removed from Ground | Gas (Historical Use) | 10000 | Steel-Impressed Current | 1978-01-01 | Cathodically Protected | Pressurized
1210250 | 4 |  | 1995-09-13 |  | 1995-09-13 |  | Removed from Ground | Kerosene | 10000 | Steel-Impressed Current | 1986-01-01 | Cathodically Protected | Pressurized
1210251 | 1 |  | 1995-02-07 |  | 1995-02-07 |  | Removed from Ground | Gas (Historical Use) | 10000 | Bare Steel | 1995-02-13 | Galvanized Steel | Pressurized
1210251 | 2 |  | 1995-02-07 |  | 1995-02-07 |  | Removed from Ground | Gas (Historical Use) | 10000 | Bare Steel | 1995-02-13 | Galvanized Steel | Pressurized
1210251 | 3 |  | 1995-02-07 |  | 1995-02-07 |  | Removed from Ground | Gas (Historical Use) | 10000 | Bare Steel | 1995-02-13 | Galvanized Steel | Pressurized
1210251 | 4 |  | 1995-02-07 |  | 1995-02-07 |  | Removed from Ground | Diesel | 10000 | Bare Steel | 1995-02-13 | Galvanized Steel | Pressurized
1210251 | 5 | Ball Float | 1995-02-07 |  | 1995-02-07 |  | Currently in Use | Gas (Historical Use) | 12000 | Fiberglass Double Walled | 1995-02-06 | Fiberglass Reinforced Plastic | Pressurized
1210251 | 6 | Ball Float | 1995-02-07 |  | 1995-02-07 |  | Currently in Use | Gas (Historical Use) | 12000 | Fiberglass Double Walled | 1995-02-06 | Fiberglass Reinforced Plastic | Pressurized
1210251 | 7 | Ball Float | 1995-02-07 |  | 1995-02-07 |  | Currently in Use | Gas (Historical Use) | 12000 | Fiberglass Double Walled | 1995-02-06 | Fiberglass Reinforced Plastic | Pressurized
1210251 | 8 | Ball Float | 1995-02-07 |  | 1995-02-07 |  | Currently in Use | Diesel | 12000 | Fiberglass Double Walled | 1995-02-06 | Fiberglass Reinforced Plastic | Pressurized
1210252 | 1 |  | 1995-09-12 |  | 1995-09-12 |  | Removed from Ground | Gas (Historical Use) | 10000 | Steel-Impressed Current | 1983-04-22 | Cathodically Protected | Pressurized
1210252 | 2 |  | 1995-09-12 |  | 1995-09-12 |  | Removed from Ground | Gas (Historical Use) | 10000 | Steel-Impressed Current | 1983-04-22 | Cathodically Protected | Pressurized
1210252 | 3 |  | 1995-09-12 |  | 1995-09-12 |  | Removed from Ground | Gas (Historical Use) | 10000 | Steel-Impressed Current | 1983-04-22 | Cathodically Protected | Pressurized
1210252 | 4 |  | 1995-09-12 |  | 1995-09-12 |  | Removed from Ground | Kerosene | 10000 | Steel-Impressed Current | 1983-04-22 | Cathodically Protected | Pressurized
1210254 | 1 | [5 empty] | Removed from Ground | Diesel | 10000 | Bare Steel | 1974-01-01 | Galvanized Steel
1210254 | 2 | [5 empty] | Removed from Ground | Gas (Historical Use) | 3000 | Bare Steel | 1974-01-01 | Galvanized Steel
1210254 | 3 | [5 empty] | Removed from Ground | Empty | 1000 | Bare Steel | 1974-01-01 | Galvanized Steel
1210254 | 4 | [5 empty] | Removed from Ground | Empty | 550 | Bare Steel | 1974-01-01 | Galvanized Steel
1210255 | 1 |  | 1997-08-05 |  | 1997-08-05 |  | Removed from Ground | Gas (Historical Use) | 10000 | Galvanic (STIP-3) | 1982-04-18 | Fiberglass Reinforced Plastic | Pressurized
1210255 | 2 |  | 1997-08-05 |  | 1997-08-05 |  | Removed from Ground | Gas (Historical Use) | 10000 | Galvanic (STIP-3) | 1982-04-18 | Fiberglass Reinforced Plastic | Pressurized
1210255 | 3 |  | 1997-06-25 |  | 1988-05-01 |  | Removed from Ground | Gas (Historical Use) | 10000 | Galvanic (STIP-3) | 1982-04-18 | Fiberglass Reinforced Plastic | Pressurized
1210256 | 1 |  | 1997-06-06 |  | 1988-06-01 |  | Currently in Use | Gas (Historical Use) | 10000 | Galvanic (STIP-3) | 1982-04-18 | Fiberglass Reinforced Plastic | Pressurized
1210256 | 2 |  | 1997-06-06 |  | 1988-06-01 |  | Currently in Use | Gas (Historical Use) | 10000 | Galvanic (STIP-3) | 1982-04-18 | Fiberglass Reinforced Plastic | Pressurized
1210256 | 3 |  | 1997-06-06 |  | 1988-06-01 |  | Currently in Use | Gas (Historical Use) | 10000 | Galvanic (STIP-3) | 1982-04-18 | Fiberglass Reinforced Plastic | Pressurized
1210256 | 4 |  | 1997-06-06 |  | 1988-06-01 |  | Currently in Use | Diesel | 10000 | Galvanic (STIP-3) | 1982-04-18 | Fiberglass Reinforced Plastic | Pressurized
1210257 | 1 | [5 empty] | Currently in Use | Gas (Historical Use) | 10000 | Bare Steel | 1985-04-18 | Galvanized Steel
1210257 | 2 |  |  | yes |  | yes | Currently in Use | Used Oil | 500 | Bare Steel | 1985-04-18 | Galvanized Steel
1210258 | 1 | [5 empty] | Removed from Ground | Diesel | 2000 | Marked Unknown | 1991-01-01 | Galvanized Steel
1210258 | 11D91 | Flapper Valve | 1991-01-01 | no | 1991-01-01 | no | Currently in Use | Diesel | 4000 | Steel-Impressed Current | 2001-09-12 | Steel (Impressed Current) | Safe Suction (Euro)
1210258 | 12D91 | Flapper Valve | 1991-01-01 | no | 1991-01-01 | no | Currently in Use | Diesel | 4000 | Steel-Impressed Current | 2001-09-12 | Steel (Impressed Current) | Safe Suction (Euro)
1210258 | 13 |  | 1991-01-01 |  | 1991-01-01 |  | Removed from Ground | Diesel | 1000 | Cathodically Protected Steel | 1978-04-20 | Fiberglass Reinforced Plastic | Pressurized
1210258 | 13D91 |  | 1991-01-01 |  | 1991-01-01 |  | Closed in Ground | Diesel | 1000 | Cathodically Protected Steel | 1991-01-01 | Copper | Suction (American)
1210258 | 14 |  | 1991-01-01 |  | 1991-01-01 |  | Removed from Ground | Diesel | 550 | Cathodically Protected Steel | 1980-04-19 | Fiberglass Reinforced Plastic | Suction (American)
1210258 | 14D91 |  | 1991-01-01 |  | 1991-01-01 |  | Closed in Ground | Diesel | 1000 | Cathodically Protected Steel | 1991-01-01 | Copper | Suction (American)
1210258 | 1D91 |  | 1991-01-01 |  | 1991-01-01 |  | Closed in Ground | Diesel | 2000 | Cathodically Protected Steel | 1991-01-01 | Copper | Suction (American)
1210258 | 2 | [5 empty] | Removed from Ground | Gas (Historical Use) | 1500 | Marked Unknown | 1991-01-01 | Unknown
1210258 | 2G91 | Flapper Valve | 1991-01-01 | no | 1991-01-01 | no | Currently in Use | Regular | 1500 | Galvanic (STIP-3) | 2001-09-12 | Fiberglass Reinforced Plastic | Safe Suction (Euro)
1210258 | 3 |  |  |  | 1990-01-01 |  | Closed in Ground | Diesel | 1000 | Bare Steel | 1980-04-19 | Bare Steel | Suction (American)
1210258 | 4 |  | 1991-11-22 |  | 1991-11-22 |  | Removed from Ground | Diesel | 10000 | Not Marked/Unknown | 1991-01-01 | Not Marked | Suction (American)
1210258 | 4D91 | Overfill Alarm | 1991-01-01 | no | 1991-01-01 | no | Currently in Use | E-85 | 10000 | Steel-Impressed Current | 1991-01-01 | Fiberglass Reinforced Plastic | Safe Suction (Euro)
1210258 | 5 |  | 1991-11-22 |  | 1991-11-22 |  | Removed from Ground | Diesel | 10000 | Not Marked/Unknown | 1991-01-01 | Not Marked | Suction (American)
1210258 | 5D91 | Overfill Alarm | 1991-01-01 | no | 1991-01-01 | no | Currently in Use | Biodiesel | 10000 | Steel-Impressed Current | 1991-01-01 | Steel (Impressed Current) | Suction (American)
1210259 | 1 | [5 empty] | Removed from Ground | Gas (Historical Use) | 1000 | Bare Steel | 1974-04-24 | Bare Steel
1210261 | 1 |  | 1997-03-17 |  | 1997-03-17 |  | Removed from Ground | Gas (Historical Use) | 10000 | Steel-Impressed Current | 1983-04-22 | Cathodically Protected | Pressurized
1210261 | 2 |  | 1997-03-17 |  | 1997-03-17 |  | Removed from Ground | Gas (Historical Use) | 10000 | Steel-Impressed Current | 1983-04-22 | Cathodically Protected | Pressurized
1210262 | 1 | [5 empty] | Removed from Ground | Empty | 10000 | Bare Steel | 1983-04-22 | Galvanized Steel
1210262 | 2 | [5 empty] | Removed from Ground | Diesel | 2000 | Bare Steel | 1976-04-23 | Galvanized Steel
1210268 | 1 |  |  | yes |  | yes | Permanently Out of Use - historical purposes | Used Oil | 550 | Marked Unknown | 1970-05-11 | Unknown
1210268 | 2 | [5 empty] | Permanently Out of Use - historical purposes | Gas (Historical Use) | 4000 | Marked Unknown | 1970-05-11 | Unknown
1210268 | 3 | [5 empty] | Permanently Out of Use - historical purposes | Gas (Historical Use) | 4000 | Marked Unknown | 1970-05-11 | Unknown
1210268 | 4 | [5 empty] | Permanently Out of Use - historical purposes | Gas (Historical Use) | 4000 | Marked Unknown | 1970-05-11 | Unknown
1210268 | 5 | [5 empty] | Permanently Out of Use - historical purposes | Gas (Historical Use) | 4000 | Marked Unknown | 1970-05-11 | Unknown
1210268 | 6 | [5 empty] | Permanently Out of Use - historical purposes | Gas (Historical Use) | 4000 | Marked Unknown | 1970-05-11 | Unknown
1210268 | 7 | [5 empty] | Permanently Out of Use - historical purposes | Gas (Historical Use) | 4000 | Marked Unknown | 1970-05-11 | Unknown
1210270 | 1 | [5 empty] | Removed from Ground | Other | 2000 | Bare Steel | 1969-05-12 | Unknown | Pressurized
1210270 | 2 | [5 empty] | Removed from Ground | Other | 1000 | Bare Steel | 1969-05-12 | Unknown | Pressurized
1210270 | 3 | [5 empty] | Removed from Ground | Gas (Historical Use) | 500 | Bare Steel | 1969-05-12 | Unknown | Pressurized
1210270 | 4 |  |  | yes |  | yes | Removed from Ground | Empty | 500 | Bare Steel | 1969-05-12 | Unknown | Pressurized
1210272 | 1 | [5 empty] | Removed from Ground | Gas (Historical Use) | 4000 | Bare Steel | 1963-05-13 | Galvanized Steel | Safe Suction (Euro)
1210272 | 2 | [5 empty] | Removed from Ground | Gas (Historical Use) | 4000 | Bare Steel | 1963-05-13 | Galvanized Steel | Safe Suction (Euro)
1210272 | 3 | [5 empty] | Removed from Ground | Gas (Historical Use) | 4000 | Bare Steel | 1963-05-13 | Galvanized Steel | Safe Suction (Euro)
1210272 | 4 | [5 empty] | Removed from Ground | Gas (Historical Use) | 4000 | Bare Steel | 1963-05-13 | Galvanized Steel | Safe Suction (Euro)
1210272 | 5 | [5 empty] | Closed in Ground | Empty | 550 | Bare Steel | 1963-05-13 | Galvanized Steel | Safe Suction (Euro)
1210272 | 6 |  | 2000-10-06 |  | 2000-10-06 |  | Currently in Use | Gas (Historical Use) | 8000 | Composite | 2000-10-06 | Fiberglass Reinforced Plastic | Pressurized
1210272 | 7 |  | 2000-10-06 |  | 2000-10-06 |  | Currently in Use | Gas (Historical Use) | 12000 | Composite | 2000-10-06 | Fiberglass Reinforced Plastic | Pressurized
1210273 | 1 | [5 empty] | Closed in Ground | Gas (Historical Use) | 2000 | Bare Steel | 1971-05-11 | Galvanized Steel | Suction (American)
1210273 | 2 | [5 empty] | Removed from Ground | Gas (Historical Use) | 6000 | Bare Steel | 1967-05-05 | Galvanized Steel
1210273 | 3 | [5 empty] | Removed from Ground | Gas (Historical Use) | 6000 | Bare Steel | 1967-05-05 | Galvanized Steel
1210275 | 1 | [5 empty] | Removed from Ground | Diesel | 12000 | Bare Steel | 1983-05-08 | Bare Steel | Pressurized
1210275 | 10 |  | 2003-05-15 | no | 2003-05-15 | no | Currently in Use | Gas (Historical Use) | 12000 | Composite | 2003-05-15 | Double Walled | Pressurized
1210275 | 11 |  | 2003-05-15 | no | 2003-05-15 | no | Currently in Use | Gas (Historical Use) | 12000 | Composite | 2003-05-15 | Double Walled | Pressurized
1210275 | 12 |  | 2003-05-15 | no | 2003-05-15 | no | Currently in Use | Diesel | 12000 | Composite | 2003-05-15 | Fiberglass Reinforced Plastic | Pressurized
1210275 | 2 | [5 empty] | Removed from Ground | Gas (Historical Use) | 6000 | Bare Steel | 1966-05-12 | Galvanized Steel | Suction (American)
1210275 | 3 | [5 empty] | Removed from Ground | Gas (Historical Use) | 3000 | Bare Steel | 1966-05-12 | Galvanized Steel | Suction (American)
1210275 | 4 | [5 empty] | Removed from Ground | Gas (Historical Use) | 3000 | Bare Steel | 1966-05-12 | Galvanized Steel | Suction (American)
1210275 | 5 | [5 empty] | Removed from Ground | Gas (Historical Use) | 3000 | Bare Steel | 1966-05-12 | Galvanized Steel | Safe Suction (Euro)
1210275 | 6 | [5 empty] | Removed from Ground | Gas (Historical Use) | 3000 | Bare Steel | 1981-05-08 | Galvanized Steel | Safe Suction (Euro)
1210275 | 7 | [5 empty] | Removed from Ground | Hazardous Substance | 2000 | Bare Steel | 1966-05-12 | Galvanized Steel | Safe Suction (Euro)
1210275 | 8 | [5 empty] | Removed from Ground | Hazardous Substance | 3000 | Bare Steel | 1966-05-12 | Galvanized Steel | Safe Suction (Euro)
1210275 | 9 | [5 empty] | Removed from Ground | Gas (Historical Use) | 4000 | Bare Steel | 1966-05-12 | Galvanized Steel | Safe Suction (Euro)
1210277 | 1 | [5 empty] | Removed from Ground | Gas (Historical Use) | 3000 | Bare Steel | 1983-05-08 | Galvanized Steel
1210277 | 2 | [5 empty] | Removed from Ground | Gas (Historical Use) | 3000 | Bare Steel | 1983-05-08 | Galvanized Steel
1210277 | 3 | [5 empty] | Removed from Ground | Gas (Historical Use) | 3000 | Bare Steel | 1983-05-08 | Galvanized Steel
1210277 | 4 | [5 empty] | Removed from Ground | Diesel | 1000 | Bare Steel | 1968-05-11 | Galvanized Steel
1210277 | 5 | [5 empty] | Removed from Ground | Gas (Historical Use) | 1000 | Bare Steel | 1968-05-11 | Galvanized Steel
1210277 | 6 | [5 empty] | Removed from Ground | Gas (Historical Use) | 500 | Bare Steel | 1968-05-11 | Galvanized Steel
1210278 | 1 | [5 empty] | Removed from Ground | Gas (Historical Use) | 4000 | Bare Steel | 1963-05-13 | Galvanized Steel | Pressurized
1210278 | 2 | [5 empty] | Removed from Ground | Gas (Historical Use) | 4000 | Bare Steel | 1963-05-13 | Galvanized Steel | Pressurized
1210278 | 3 | [5 empty] | Removed from Ground | Gas (Historical Use) | 4000 | Bare Steel | 1963-05-13 | Galvanized Steel | Pressurized
1210278 | 4 | [5 empty] | Removed from Ground | Gas (Historical Use) | 3000 | Bare Steel | 1963-05-13 | Galvanized Steel | Pressurized
1210278 | 5 |  |  | yes |  | yes | Removed from Ground | Used Oil | 250 | Bare Steel | 1963-05-13 | Galvanized Steel | Safe Suction (Euro)
1210278 | 6 | [5 empty] | Removed from Ground | Gas (Historical Use) | 500 | Not Marked/Unknown | 1997-03-26 | Not Marked
1210278 | 7 | [5 empty] | Removed from Ground | Gas (Historical Use) | 1000 | Not Marked/Unknown | 1997-03-26 | Not Marked
1210278 | 8 | [5 empty] | Removed from Ground | Gas (Historical Use) | 500 | Not Marked/Unknown | 1997-03-26 | Not Marked
1210278 | 9 | [5 empty] | Removed from Ground | Gas (Historical Use) | 500 | Not Marked/Unknown | 1997-03-26 | Not Marked
1210279 | 1 | [5 empty] | Removed from Ground | Gas (Historical Use) | 10000 | Bare Steel | 1972-05-10 | Galvanized Steel | Pressurized
1210279 | 2 | [5 empty] | Removed from Ground | Gas (Historical Use) | 10000 | Bare Steel | 1972-05-10 | Galvanized Steel | Pressurized
1210279 | 3 | [5 empty] | Removed from Ground | Gas (Historical Use) | 8000 | Bare Steel | 1972-05-10 | Galvanized Steel | Pressurized
1210279 | 4 |  |  | yes |  | yes | Removed from Ground | Used Oil | 550 | Bare Steel | 1972-05-10 | Galvanized Steel | Suction (American)
1210281 | 1 | [5 empty] | Removed from Ground | Gas (Historical Use) | 4000 | Bare Steel | 1961-05-13 | Galvanized Steel | Suction (American)
1210281 | 2 | [5 empty] | Removed from Ground | Gas (Historical Use) | 4000 | Bare Steel | 1961-05-13 | Galvanized Steel | Suction (American)
1210281 | 3 | [5 empty] | Removed from Ground | Gas (Historical Use) | 3000 | Bare Steel | 1961-05-13 | Galvanized Steel | Suction (American)
1210282 | 1 | [5 empty] | Removed from Ground | Gas (Historical Use) | 4000 | Bare Steel | 1964-05-12 | Fiberglass Reinforced Plastic | Pressurized
1210282 | 2 | [5 empty] | Removed from Ground | Gas (Historical Use) | 4000 | Bare Steel | 1964-05-12 | Fiberglass Reinforced Plastic | Pressurized
1210282 | 3 | [5 empty] | Removed from Ground | Gas (Historical Use) | 4000 | Bare Steel | 1964-05-12 | Fiberglass Reinforced Plastic | Pressurized
1210282 | 4 | [5 empty] | Removed from Ground | Gas (Historical Use) | 4000 | Bare Steel | 1964-05-12 | Fiberglass Reinforced Plastic | Pressurized
1210282 | 5 |  |  | yes |  | yes | Removed from Ground | Used Oil | 550 | Bare Steel | 1964-05-12 | Galvanized Steel
1210282 | 6 |  | 1998-10-15 |  | 1998-10-15 |  | Currently in Use | Gas (Historical Use) | 8000 | Composite | 1998-10-15 | Fiberglass Reinforced Plastic | Pressurized
1210282 | 7 |  | 1998-10-15 |  | 1998-10-15 |  | Currently in Use | Gas (Historical Use) | 4000 | Composite | 1998-10-15 | Fiberglass Reinforced Plastic | Pressurized
1210283 | 1 | [5 empty] | Removed from Ground | Diesel | 12000 | Bare Steel | 1984-05-07 | Galvanized Steel | Pressurized
1210283 | 2 | [5 empty] | Removed from Ground | Gas (Historical Use) | 12000 | Bare Steel | 1984-05-07 | Galvanized Steel | Pressurized
1210283 | 3 | [5 empty] | Removed from Ground | Gas (Historical Use) | 12000 | Bare Steel | 1984-05-07 | Galvanized Steel | Pressurized
1210283 | 4 | [5 empty] | Removed from Ground | Gas (Historical Use) | 12000 | Bare Steel | 1984-05-07 | Galvanized Steel | Pressurized
1210283 | 5 | Ball Float | 1997-02-13 |  | 1997-02-13 |  | Currently in Use | Gas (Historical Use) | 12000 | Fiberglass Double Walled | 1997-01-31 | Fiberglass Reinforced Plastic | Pressurized
1210283 | 6 | Ball Float | 1997-02-13 |  | 1997-02-13 |  | Currently in Use | Gas (Historical Use) | 12000 | Fiberglass Double Walled | 1997-01-31 | Fiberglass Reinforced Plastic | Pressurized
1210283 | 7 | Ball Float | 1997-02-13 |  | 1997-02-13 |  | Currently in Use | Gas (Historical Use) | 12000 | Fiberglass Double Walled | 1997-01-31 | Fiberglass Reinforced Plastic | Pressurized
1210283 | 8 | Ball Float | 1997-02-13 |  | 1997-02-13 |  | Currently in Use | Diesel | 12000 | Fiberglass Double Walled | 1997-01-31 | Fiberglass Reinforced Plastic | Pressurized
1210284 | 1 | [5 empty] | Removed from Ground | Gas (Historical Use) | 7000 | Bare Steel | 1966-05-12 | Galvanized Steel | Suction (American)
1210284 | 2 | [5 empty] | Removed from Ground | Gas (Historical Use) | 6000 | Bare Steel | 1966-05-12 | Galvanized Steel | Suction (American)
1210284 | 3 | [5 empty] | Removed from Ground | Gas (Historical Use) | 3000 | Bare Steel | 1966-05-12 | Galvanized Steel | Suction (American)
1210284 | 4 | Flapper Valve | 1997-09-17 |  | 1997-09-17 |  | Currently in Use | Gas (Historical Use) | 12000 | Composite | 1997-09-17 | Double Walled | Pressurized
1210284 | 5 | Flapper Valve | 1997-09-17 |  | 1997-09-17 |  | Currently in Use | Gas (Historical Use) | 10000 | Composite | 1997-09-17 | Double Walled | Pressurized
1210284 | 6 | Flapper Valve | 1997-09-17 |  | 1997-09-17 |  | Currently in Use | Diesel | 6000 | Composite | 1997-09-17 | Double Walled | Pressurized
1210285 | 1 | [5 empty] | Removed from Ground | Gas (Historical Use) | 3000 | Bare Steel | 1975-05-10 | Galvanized Steel | Pressurized
1210285 | 1A |  | 2000-11-01 |  | 2000-11-01 |  | Currently in Use | Gas (Historical Use) | 12000 | Composite | 2000-10-01 | Double-Walled Fiberglass | Pressurized
1210285 | 1B |  | 2000-11-01 |  | 2000-11-01 |  | Currently in Use | Gas (Historical Use) | 8000 | Composite | 2000-10-01 | Double-Walled Fiberglass | Pressurized
1210285 | 2 | [5 empty] | Removed from Ground | Gas (Historical Use) | 10000 | Bare Steel | 1968-05-11 | Galvanized Steel | Pressurized
1210285 | 3 | [5 empty] | Removed from Ground | Gas (Historical Use) | 10000 | Bare Steel | 1968-05-11 | Galvanized Steel | Pressurized
1210285 | 4 |  |  | yes |  | yes | Removed from Ground | Used Oil | 550 | Bare Steel | 1968-05-11 | Galvanized Steel | Safe Suction (Euro)
1210286 | 1 | [5 empty] | Removed from Ground | Gas (Historical Use) | 10000 | Bare Steel | 1996-10-01 | Galvanized Steel | Suction (American)
1210286 | 2 | [5 empty] | Removed from Ground | Gas (Historical Use) | 5000 | Bare Steel | 1996-10-01 | Galvanized Steel | Suction (American)
1210286 | 3 | [5 empty] | Removed from Ground | Diesel | 1000 | Bare Steel | 1996-10-01 | Galvanized Steel | Suction (American)
1210286 | 4 | [5 empty] | Removed from Ground | Kerosene | 285 | Bare Steel | 1996-10-01 | Galvanized Steel | Safe Suction (Euro)
1210286 | 5 | [5 empty] | Removed from Ground | Kerosene | 285 | Bare Steel | 1996-10-01 | Galvanized Steel | Safe Suction (Euro)
1210287 | 1 | [5 empty] | Removed from Ground | Gas (Historical Use) | 8000 | Bare Steel | 1978-05-09 | Bare Steel
1210287 | 2 | [5 empty] | Removed from Ground | Gas (Historical Use) | 12000 | Bare Steel | 1978-05-09 | Bare Steel
1210287 | 3 |  |  | yes |  | yes | Removed from Ground | Used Oil | 500 | Bare Steel | 1980-04-01 | Not Marked
1210288 | 1 | [5 empty] | Removed from Ground | Diesel | 500 | Bare Steel | 1993-05-06 | Fiberglass Reinforced Plastic
1210288 | 2 | [5 empty] | Removed from Ground | Diesel | 14000 | Bare Steel | 1984-05-07 | Fiberglass Reinforced Plastic
1210288 | 3 | Flapper Valve | 1999-04-01 |  | 1999-04-01 |  | Currently in Use | Diesel | 12000 | Fiberglass | 1985-11-15 | Flex | Safe Suction (Euro)
1210288 | 4 |  | 1999-04-01 |  | 1999-04-01 |  | Currently in Use | Diesel | 8000 | Fiberglass | 1985-11-15 | Flex | Safe Suction (Euro)
1210289 | 1 | [5 empty] | Removed from Ground | Diesel | 4000 | Bare Steel | 1959-05-14 | Galvanized Steel
1210291 | 154-1 | [5 empty] | Removed from Ground | Diesel | 10000 | Bare Steel | 1966-05-13 | Galvanized Steel
1210292 | 1 | [5 empty] | Removed from Ground | Diesel | 1000 | Bare Steel | 1960-05-14 | Galvanized Steel
1210292 | 2 | [5 empty] | Removed from Ground | Diesel | 6000 | Bare Steel | 1960-05-14 | Galvanized Steel
1210292 | 3 | [5 empty] | Removed from Ground | Gas (Historical Use) | 1000 | Bare Steel | 1960-05-14 | Galvanized Steel
1210293 | 1 | [5 empty] | Removed from Ground | Gas (Historical Use) | 500 | Marked Unknown | 1949-05-17 | Unknown
1210293 | 2 |  |  | yes |  | yes | Removed from Ground | Used Oil | 1000 | Marked Unknown | 1949-05-17 | Unknown
1210293 | 4 | [5 empty] | Removed from Ground | Other | 550 | Marked Unknown | 1976-05-10 | Unknown
1210293 | 5 | [5 empty] | Removed from Ground | Other | 550 | Marked Unknown | 1976-05-10 | Unknown
1210293 | 6 |  |  | yes |  | yes | Removed from Ground | Used Oil | 1000 | Marked Unknown | 1949-05-17 | Unknown
1210293 | 7 |  |  | yes |  | yes | Removed from Ground | Used Oil | 1000 | Marked Unknown | 1949-05-17 | Unknown
1210294 | 1 |  |  | yes |  | yes | Removed from Ground | Used Oil | 550 | Bare Steel | 1982-01-01 | Bare Steel | Gravity Fed
1210294 | 2 | [5 empty] | Removed from Ground | Gas (Historical Use) | 10000 | Bare Steel | 1977-05-09 | Bare Steel
1210294 | 2-A |  |  | yes |  | yes | Removed from Ground | Used Oil | 500 | Bare Steel | 1977-05-09 | Bare Steel
1210294 | 3 | [5 empty] | Removed from Ground | Gas (Historical Use) | 10000 | Bare Steel | 1977-05-09 | Bare Steel
1210294 | 4 | [5 empty] | Removed from Ground | Gas (Historical Use) | 10000 | Bare Steel | 1977-05-09 | Bare Steel
1210295 | 1 | [5 empty] | Permanently Out of Use - historical purposes | Gas (Historical Use) | 0 | Bare Steel | 1986-05-08 | Galvanized Steel
1210295 | 2 | [5 empty] | Permanently Out of Use - historical purposes | Gas (Historical Use) | 0 | Bare Steel | 1986-05-08 | Galvanized Steel
1210295 | 3 | [5 empty] | Permanently Out of Use - historical purposes | Gas (Historical Use) | 0 | Bare Steel | 1986-05-08 | Galvanized Steel
1210296 | 1 | [5 empty] | Removed from Ground | Gas (Historical Use) | 7000 | Bare Steel | 1964-05-12 | Galvanized Steel
1210296 | 2 | [5 empty] | Removed from Ground | Other | 10000 | Bare Steel | 1964-05-12 | Galvanized Steel
1210296 | 3 | [5 empty] | Removed from Ground | Other | 10000 | Bare Steel | 1977-05-09 | Galvanized Steel
1210298 | 1 |  |  | yes |  | yes | Removed from Ground | Used Oil | 550 | Fiberglass | 1985-05-07 | Fiberglass Reinforced Plastic | Gravity Fed
1210298 | 2 |  | 1988-07-01 |  | 1988-07-01 |  | Removed from Ground | Gas (Historical Use) | 10000 | Fiberglass | 1988-07-01 | Fiberglass Reinforced Plastic | Pressurized
1210298 | 3 |  | 1988-07-01 |  | 1988-07-01 |  | Removed from Ground | Diesel | 10000 | Fiberglass | 1988-07-01 | Fiberglass Reinforced Plastic | Pressurized
1210299 | 1 | Ball Float | 1982-01-01 | no | 1982-01-01 | no | Currently in Use | Regular | 12033 | Steel-Impressed Current | 1982-05-09 | Fiberglass Reinforced Plastic | Pressurized
1210299 | 2 | Ball Float | 1982-01-01 | no | 1982-01-01 | no | Currently in Use | Premium | 12033 | Steel-Impressed Current | 1982-05-09 | Fiberglass Reinforced Plastic | Pressurized
1210299 | 3 | Ball Float | 1982-01-01 | no | 1982-01-01 | no | Currently in Use | Plus | 12033 | Steel-Impressed Current | 1982-05-09 | Fiberglass Reinforced Plastic | Pressurized
1210299 | 4 |  | 1982-01-01 |  | 1982-01-01 |  | Closed in Ground | Diesel | 12033 | Cathodically Protected Steel | 1982-05-09 | Bare Steel | Pressurized
1210300 | 1 |  | 1982-01-01 | no | 1982-01-01 | no | Removed from Ground | Empty | 11300 | Fiberglass | 1982-05-09 | Fiberglass Reinforced Plastic | Pressurized
1210300 | 2 |  | 1982-01-01 | no | 1982-01-01 | no | Removed from Ground | Empty | 11300 | Fiberglass | 1982-05-09 | Fiberglass Reinforced Plastic | Pressurized
1210300 | 3 |  | 1982-01-01 | no | 1982-01-01 | no | Removed from Ground | Empty | 11300 | Fiberglass | 1982-05-09 | Fiberglass Reinforced Plastic | Pressurized
1210300 | 4 |  | 1982-01-01 | no | 1982-01-01 | no | Removed from Ground | Diesel | 11300 | Fiberglass | 1998-06-17 | Fiberglass Reinforced Plastic | Pressurized
1210301 | 1 |  | 1989-01-01 |  | 1989-01-01 |  | Removed from Ground | Gas (Historical Use) | 11300 | Fiberglass | 1989-05-09 | Fiberglass Reinforced Plastic | Pressurized
1210301 | 2 |  | 1989-01-01 |  | 1989-01-01 |  | Removed from Ground | Gas (Historical Use) | 11300 | Fiberglass | 1989-05-09 | Fiberglass Reinforced Plastic | Pressurized
1210301 | 3 |  | 1989-01-01 |  | 1989-01-01 |  | Removed from Ground | Gas (Historical Use) | 11300 | Fiberglass | 1989-05-09 | Fiberglass Reinforced Plastic | Pressurized
1210301 | 4 |  | 1989-01-01 |  | 1989-01-01 |  | Removed from Ground | Diesel | 11300 | Fiberglass | 1989-05-09 | Fiberglass Reinforced Plastic
1210301 | 5 | Ball Float | 2004-10-25 | no | 2004-10-25 | no | Currently in Use | Regular | 20000 | Composite Double Walled | 2004-10-25 | Double-Walled Fiberglass | Pressurized
1210301 | 6 | Ball Float | 2004-10-25 | no | 2004-10-25 | no | Currently in Use | Premium | 12000 | Composite Double Walled | 2004-10-25 | Double-Walled Fiberglass | Pressurized
1210301 | 7 | Ball Float | 2004-10-25 | no | 2004-10-25 | no | Currently in Use | Diesel | 12000 | Composite Double Walled | 2004-10-25 | Double-Walled Fiberglass | Pressurized
1210303 | 1 | [5 empty] | Removed from Ground | Diesel | 30000 | Bare Steel | 1976-05-10 | Galvanized Steel
1210303 | 2 | Flapper Valve | 1992-10-30 | no | 1992-10-30 | no | Currently in Use | Diesel | 10000 | Fiberglass Double Walled | 1992-10-30 | Double-Walled Fiberglass | Safe Suction (Euro)
1210304 | 1 | [5 empty] | Removed from Ground | Diesel | 5000 | Bare Steel | 1969-05-12 | Bare Steel
1210305 | 1 | [5 empty] | Removed from Ground | Empty | 800 | Marked Unknown | 1966-05-13 | Unknown
1210305 | 2 | [5 empty] | Removed from Ground | Diesel | 500 | Marked Unknown | 1993-02-09 | Unknown
1210305 | 3 | [5 empty] | Removed from Ground | Diesel | 500 | Marked Unknown | 1966-05-13 | Unknown
1210306 | 1 |  |  | yes |  | yes | Removed from Ground | Used Oil | 550 | Bare Steel | 1981-05-06 | Bare Steel | Gravity Fed
1210307 | 1 |  | 1998-11-01 |  | 1998-11-01 |  | Removed from Ground | Gas (Historical Use) | 12000 | Cathodically Protected Steel | 1972-06-01 | Cathodically Protected | Pressurized
1210308 | 1 | [5 empty] | Removed from Ground | Empty | 20000 | Bare Steel | 1971-05-12 | Galvanized Steel
1210308 | 2 | [5 empty] | Removed from Ground | Empty | 20000 | Bare Steel | 1971-05-12 | Galvanized Steel
1210308 | 3 | [5 empty] | Removed from Ground | Empty | 8000 | Bare Steel | 1971-05-12 | Galvanized Steel
1210309 | 1 | Flapper Valve | 1997-09-04 | no | 1997-09-04 | no | Currently in Use | Diesel | 12000 | Fiberglass Double Walled | 1988-05-08 | Fiberglass Reinforced Plastic | Pressurized
1210309 | 2 |  |  | yes |  | yes | Removed from Ground | Empty | 2000 | Bare Steel | 1986-05-08 | Galvanized Steel
1210309 | 3 |  |  | yes |  | yes | Removed from Ground | Empty | 550 |  | 1988-06-15 | Fiberglass Reinforced Plastic
1210309 | 4 | Flapper Valve | 1997-09-04 | no | 1997-09-04 | no | Currently in Use | Diesel | 12000 | Fiberglass Double Walled | 1988-05-08 | Fiberglass Reinforced Plastic | Pressurized
1210309 | 5 | Flapper Valve | 1997-09-04 | no | 1997-09-04 | no | Currently in Use | Diesel | 10000 | Fiberglass Double Walled | 1988-05-08 | Fiberglass Reinforced Plastic | Pressurized
1210318 | 1 | [5 empty] | Currently in Use | Diesel | 1500 | Bare Steel | 1986-03-05 | Copper
1210318 | 2 | [5 empty] | Currently in Use | Diesel | 2000 | Bare Steel | 1986-03-05 | Copper
1210318 | 3 | [5 empty] | Currently in Use | Diesel | 1000 | Bare Steel | 1986-03-05 | Copper
1210318 | 4 | [5 empty] | Currently in Use | Diesel | 2000 | Bare Steel | 1986-03-05 | Copper
1210319 | 1 | [5 empty] | Removed from Ground | Diesel | 10000 | Bare Steel | 1974-02-13 | Galvanized Steel
1210319 | 2 | [5 empty] | Removed from Ground | Diesel | 10000 | Bare Steel | 1983-02-11 | Galvanized Steel
1210319 | 3 | [5 empty] | Removed from Ground | Diesel | 10000 | Bare Steel | 1983-02-11 | Galvanized Steel
1210321 | 1 | [5 empty] | Removed from Ground | Gas (Historical Use) | 4000 | Bare Steel | 1979-02-21 | Galvanized Steel
1210323 | IV-102 | [5 empty] | Removed from Ground | Other | 26000 | Cathodically Protected Steel | 1985-01-01 | Cathodically Protected
1210323 | M-101 | [5 empty] | Removed from Ground | Gas (Historical Use) | 2000 | Bare Steel | 1985-01-01 | Bare Steel
1210323 | R&D-101 | [5 empty] | Closed in Ground | Diesel | 10000 | Not Marked/Unknown | 1988-03-26 | Not Marked
1210324 | 1 | [5 empty] | Permanently Out of Use - historical purposes | Diesel | 8000 | Bare Steel | 1978-03-02 | Galvanized Steel
1210324 | 2 | [5 empty] | Permanently Out of Use - historical purposes | Gas (Historical Use) | 8000 | Bare Steel | 1978-03-02 | Galvanized Steel
1210325 | 1 | [5 empty] | Removed from Ground | Gas (Historical Use) | 1000 | Bare Steel | 1973-01-24 | Bare Steel
1210325 | 2 | [5 empty] | Removed from Ground | Diesel | 10000 | Bare Steel | 1977-01-23 | Bare Steel
1210327 | 1 | [5 empty] | Removed from Ground | Gas (Historical Use) | 8000 | Cathodically Protected Steel | 1968-02-17 | Galvanized Steel
1210327 | 2 | [5 empty] | Removed from Ground | Other | 250 | Bare Steel | 1980-02-14 | Galvanized Steel
1210327 | 3 | [5 empty] | Removed from Ground | Other | 250 | Bare Steel | 1971-02-16 | Galvanized Steel
1210327 | 4 | [5 empty] | Removed from Ground | Diesel | 1500 | Bare Steel | 1984-02-13 | Galvanized Steel
1210327 | 5 |  | 1989-08-08 |  | 1989-08-08 |  | Removed from Ground | Gas (Historical Use) | 8000 | Bare Steel | 1989-08-08 | Galvanized Steel
1210335 | 1 | [5 empty] | Currently in Use | Gas (Historical Use) | 12000 | Fiberglass | 1976-03-01 | Galvanized Steel
1210335 | 2AST | [5 empty] | Currently in Use | Gas (Historical Use) | 12000 | Fiberglass | 1976-03-01 | Galvanized Steel
1210336 | 1 |  |  | yes |  | yes | Removed from Ground | Used Oil | 560 | Bare Steel | 1971-02-28 | Galvanized Steel
1210338 | 1 | [5 empty] | Removed from Ground | Diesel | 10000 | Bare Steel | 1977-03-05 | Galvanized Steel
1210339 | 1 | [5 empty] | Removed from Ground | Gas (Historical Use) | 6000 | Bare Steel | 1964-01-20 | Galvanized Steel
1210339 | 2 |  | 1998-08-31 |  | 1998-08-31 | yes | Currently in Use | Gas (Historical Use) | 15000 | Steel-Impressed Current | 1964-01-20 | Cathodically Protected | Pressurized
1210339 | 3 | [5 empty] | Removed from Ground | Gas (Historical Use) | 15000 | Bare Steel | 1965-01-19 | Galvanized Steel
1210339 | 4 |  | 1998-08-31 |  | 1998-08-31 | yes | Currently in Use | Gas (Historical Use) | 8000 | Fiberglass | 1987-01-01 | Fiberglass Reinforced Plastic | Pressurized
1210339 | 5 |  | 1998-08-31 |  | 1998-08-31 | yes | Currently in Use | Gas (Historical Use) | 8000 | Fiberglass | 1987-01-01 | Fiberglass Reinforced Plastic | Pressurized
1210343 | 1 | [5 empty] | Closed in Ground | Empty | 10000 | Bare Steel | 1977-01-01 | Galvanized Steel
1210344 | 1 | [5 empty] | Removed from Ground | Empty | 10000 | Bare Steel | 1977-01-01 | Galvanized Steel
1210344 | 2 | [5 empty] | Permanently Out of Use - historical purposes | Empty | 10000 | Bare Steel | 1986-01-16 | Galvanized Steel
1210347 | 1 | [5 empty] | Removed from Ground | Empty | 6000 | Bare Steel | 1979-01-01 | Galvanized Steel
1210347 | 2 | [5 empty] | Removed from Ground | Empty | 10000 | Bare Steel | 1986-01-16 | Galvanized Steel
1210347 | 3 | [5 empty] | Removed from Ground | Other | 3000 | Not Marked/Unknown | 1997-07-16 | Not Marked
1210349 | 1 | [5 empty] | Removed from Ground | Empty | 10000 | Bare Steel | 1977-01-01 | Galvanized Steel
1210350 | 1 | [5 empty] | Removed from Ground | Empty | 10000 | Bare Steel | 1977-01-01 | Galvanized Steel
1210350 | 2 | [5 empty] | Removed from Ground | Diesel | 2000 | Bare Steel | 1997-04-16 | Bare Steel | Safe Suction (Euro)
1210351 | 1 | [5 empty] | Closed in Ground | Empty | 10000 | Bare Steel | 1977-01-01 | Galvanized Steel
1210352 | 1 | [5 empty] | Closed in Ground | Empty | 6000 | Bare Steel | 1977-01-01 | Galvanized Steel
1210353 | 1 | [5 empty] | Closed in Ground | Empty | 10000 | Bare Steel | 1977-01-01 | Galvanized Steel
1210354 | 1 | [5 empty] | Closed in Ground | Empty | 6000 | Bare Steel | 1978-01-01 | Galvanized Steel
1210356 | 1 | [5 empty] | Removed from Ground | Empty | 10000 | Bare Steel | 1977-01-01 | Galvanized Steel
1210356 | 2 | [5 empty] | Removed from Ground | Empty | 10000 | Bare Steel | 1977-01-01 | Galvanized Steel
1210357 | 1 | [5 empty] | Removed from Ground | Empty | 10000 | Bare Steel | 1986-01-16 | Galvanized Steel
1210358 | 1 | [5 empty] | Removed from Ground | Empty | 10000 | Bare Steel | 1978-01-01 | Galvanized Steel
1210359 | 1 | [5 empty] | Removed from Ground | Diesel | 10000 | Fiberglass | 1977-01-01 | Galvanized Steel
1210359 | 2 | [5 empty] | Removed from Ground | Gas (Historical Use) | 10000 | Bare Steel | 1971-01-20 | Galvanized Steel
1210361 | 1 |  |  | no |  | no | Removed from Ground | Gas (Historical Use) | 6100 | Bare Steel | 1966-01-21 | Galvanized Steel
1210361 | 2 |  |  | no |  | no | Removed from Ground | Diesel | 10000 | Bare Steel | 1977-01-18 | Galvanized Steel
1210361 | 3 |  |  | no |  | no | Removed from Ground | Diesel | 6000 | Bare Steel | 1966-01-21 | Galvanized Steel
1210361 | 4 | Ball Float | 1989-08-01 | no | 1989-08-01 | no | Temporarily out of use | Diesel | 12000 | Composite Double Walled | 1989-08-01 | Fiberglass Reinforced Plastic | Pressurized
1210363 | 1 | [5 empty] | Removed from Ground | Empty | 8200 | Bare Steel | 1963-01-22 | Galvanized Steel
1210363 | 2 | [5 empty] | Removed from Ground | Empty | 6000 | Bare Steel | 1971-01-20 | Galvanized Steel
1210363 | 3 | [5 empty] | Removed from Ground | Empty | 6000 | Bare Steel | 1971-01-20 | Galvanized Steel
1210367 | 1 | [5 empty] | Removed from Ground | Diesel | 10000 | Bare Steel | 1985-01-07 | Bare Steel | Pressurized
1210367 | 2 | [5 empty] | Removed from Ground | Gas (Historical Use) | 10000 | Bare Steel | 1985-01-07 | Bare Steel | Pressurized
1210367 | 3 | [5 empty] | Removed from Ground | Gas (Historical Use) | 10000 | Bare Steel | 1985-01-07 | Bare Steel | Pressurized
1210367 | 4 |  |  | yes |  | yes | Removed from Ground | Used Oil | 1000 | Bare Steel | 1985-01-07 | Galvanized Steel
1210367 | 5 |  | 1991-08-01 |  | 1991-08-01 |  | Removed from Ground | Gas (Historical Use) | 10000 | Fiberglass Double Walled | 1991-07-31 | Double-Walled Fiberglass | Pressurized
1210367 | 6 |  | 1991-08-01 |  | 1991-08-01 |  | Removed from Ground | Diesel | 15000 | Fiberglass Double Walled | 1991-07-31 | Double-Walled Fiberglass | Pressurized
1210371 | 1 | [5 empty] | Removed from Ground | Gas (Historical Use) | 2000 | Bare Steel | 1966-03-03 | Galvanized Steel
1210372 | 1 |  | 1981-01-01 |  | 1981-01-01 |  | Removed from Ground | Diesel | 10000 | Bare Steel | 1981-02-11 | Copper | Suction (American)
1210372 | 3 | Flapper Valve | 1998-04-30 |  | 1998-04-30 |  | Currently in Use | Diesel | 15000 | Fiberglass Double Walled | 1998-04-30 | Double-Walled Fiberglass | Pressurized
1210374 | 1 | [5 empty] | Removed from Ground | Gas (Historical Use) | 2000 | Bare Steel | 1981-12-13 | Galvanized Steel
1210374 | 2 |  |  | yes |  | yes | Removed from Ground | Used Oil | 1000 | Bare Steel | 1981-12-13 | Galvanized Steel
1210376 | 1 | [5 empty] | Removed from Ground | Gas (Historical Use) | 5000 | Bare Steel | 1974-03-09 | Unknown
1210376 | 2 | [5 empty] | Removed from Ground | Gas (Historical Use) | 5000 | Bare Steel | 1974-03-09 | Unknown
1210376 | 3 | [5 empty] | Removed from Ground | Other | 500 | Composite | 1982-03-07 | Unknown
1210376 | 4 | [5 empty] | Removed from Ground | Other | 500 | Composite | 1982-03-07 | Unknown
1210376 | 5 |  |  | yes |  | yes | Removed from Ground | Used Oil | 500 | Bare Steel | 1974-03-09 | Unknown
1210376 | 6 | [5 empty] | Removed from Ground | Gas (Historical Use) | 12000 | Double Walled | 1992-04-23 | Fiberglass Reinforced Plastic
1210376 | 7 | [5 empty] | Removed from Ground | Other | 600 | Double Walled | 1992-04-23 | Fiberglass Reinforced Plastic
1210376 | 8 |  |  | yes |  | yes | Removed from Ground | Used Oil | 600 | Double Walled | 1992-04-23 | Fiberglass Reinforced Plastic
1210382 | 1 | [5 empty] | Removed from Ground | Empty | 6000 | Bare Steel | 1977-01-01 | Galvanized Steel
1210383 | 1 | [5 empty] | Removed from Ground | Gas (Historical Use) | 10000 | Double Walled | 1986-03-24 | Fiberglass Reinforced Plastic | Pressurized
1210383 | 2 |  | 1990-11-01 |  | 1990-11-01 |  | Removed from Ground | Gas (Historical Use) | 10000 | Double Walled | 1990-01-01 | Fiberglass Reinforced Plastic | Pressurized
1210395 | 1 | [5 empty] | Closed in Ground | Empty | 10000 | Bare Steel | 1976-01-01 | Galvanized Steel
1210395 | 2 | [5 empty] | Permanently Out of Use - historical purposes | Empty | 10000 | Bare Steel |  | Galvanized Steel
1210400 | 1 |  | 1976-08-01 |  | 1976-08-01 |  | Currently in Use | Gas (Historical Use) | 10000 | Steel-Impressed Current | 1976-08-01 | Cathodically Protected | Pressurized
1210400 | 2 |  | 1976-08-01 |  | 1976-08-01 |  | Currently in Use | Gas (Historical Use) | 6000 | Steel-Impressed Current | 1976-08-01 | Cathodically Protected | Pressurized
1210400 | 3 |  | 1976-08-01 |  | 1976-08-01 |  | Currently in Use | Gas (Historical Use) | 6000 | Steel-Impressed Current | 1976-08-01 | Cathodically Protected | Pressurized
1210401 | 1 |  | 1994-05-31 |  | 1994-05-31 |  | Currently in Use | Gas (Historical Use) | 12000 | Steel-Impressed Current | 1980-02-02 | Cathodically Protected | Pressurized
1210401 | 2 |  | 1994-05-31 |  | 1994-05-31 |  | Currently in Use | Gas (Historical Use) | 12000 | Steel-Impressed Current | 1980-02-02 | Cathodically Protected | Pressurized
1210401 | 3 |  | 1994-05-31 |  | 1994-05-31 |  | Currently in Use | Gas (Historical Use) | 12000 | Steel-Impressed Current | 1980-02-02 | Cathodically Protected | Pressurized
1210401 | 4 | [5 empty] | Closed in Ground | Kerosene | 5000 | Cathodically Protected Steel | 1979-12-01 | Cathodically Protected | Suction (American)
1210402 | 1 |  | 1998-12-07 |  | 1998-12-07 |  | Removed from Ground | Gas (Historical Use) | 10000 | Steel-Impressed Current | 1977-06-01 | Cathodically Protected | Pressurized
1210402 | 2 |  | 1998-12-07 |  | 1998-12-07 |  | Removed from Ground | Gas (Historical Use) | 10000 | Steel-Impressed Current | 1977-06-01 | Cathodically Protected | Pressurized
1210402 | 3 |  | 1998-12-07 |  | 1998-12-07 |  | Removed from Ground | Gas (Historical Use) | 6000 | Steel-Impressed Current | 1978-02-02 | Cathodically Protected | Pressurized
1210407 | 1 | [5 empty] | Removed from Ground | Gas (Historical Use) | 12000 | Composite | 1973-02-01 | Fiberglass Reinforced Plastic | Pressurized
1210407 | 2 | [5 empty] | Removed from Ground | Gas (Historical Use) | 12000 | Bare Steel | 1973-02-01 | Galvanized Steel | Safe Suction (Euro)
1210407 | 3 | [5 empty] | Removed from Ground | Gas (Historical Use) | 12000 | Bare Steel | 1973-02-01 | Galvanized Steel | Safe Suction (Euro)
1210407 | 4 | Ball Float | 1994-03-21 |  | 1994-03-21 |  | Currently in Use | Gas (Historical Use) | 8000 | Composite | 1994-03-21 | Fiberglass Reinforced Plastic | Pressurized
1210407 | 5 | Ball Float | 1994-03-21 |  | 1994-03-21 |  | Currently in Use | Gas (Historical Use) | 10000 | Composite | 1994-03-21 | Fiberglass Reinforced Plastic | Pressurized
1210408 | 1 | [5 empty] | Removed from Ground | Gas (Historical Use) | 6000 | Bare Steel | 1970-05-09 | Bare Steel
1210408 | 2 | [5 empty] | Removed from Ground | E-10 | 8000 | Bare Steel | 1970-05-09 | Bare Steel
1210408 | 3 | [5 empty] | Removed from Ground | E-10 | 5000 | Bare Steel | 1970-05-09 | Bare Steel
1210408 | 4 |  |  | yes |  | yes | Removed from Ground | Used Oil | 560 | Bare Steel | 1970-05-09 | Bare Steel
1210410 | 1 | [5 empty] | Removed from Ground | Diesel | 10000 | Bare Steel | 1973-05-11 | Unknown | Suction (American)
1210411 | 1 | [5 empty] | Permanently Out of Use - historical purposes | Diesel | 10000 | Bare Steel | 1980-05-09 | Galvanized Steel
1210411 | 2 | [5 empty] | Permanently Out of Use - historical purposes | Gas (Historical Use) | 4000 | Bare Steel | 1980-05-09 | Galvanized Steel
1210416 | 1 | [5 empty] | Removed from Ground | Diesel | 10000 | Bare Steel | 1979-05-18 | Bare Steel
1210417 | 1 | [5 empty] | Removed from Ground | Gas (Historical Use) | 10000 | Bare Steel | 1978-05-18 | Galvanized Steel | Safe Suction (Euro)
1210417 | 2 | [5 empty] | Removed from Ground | Gas (Historical Use) | 10000 | Marked Unknown | 1978-05-18 | Unknown | Safe Suction (Euro)
1210418 | 1 | [5 empty] | Removed from Ground | Gas (Historical Use) | 3000 | Bare Steel | 1975-01-01 | Galvanized Steel
1210418 | 2 | [5 empty] | Removed from Ground | Gas (Historical Use) | 2000 | Bare Steel | 1950-01-01 | Galvanized Steel
1210418 | 3 | [5 empty] | Removed from Ground | Kerosene | 5000 | Bare Steel | 1950-01-01 | Copper
1210418 | 4 |  |  | yes |  | yes | Removed from Ground | Used Oil | 560 | Bare Steel | 1979-01-01 | Galvanized Steel
1210418 | 5 | [5 empty] | Removed from Ground | Gas (Historical Use) | 10000 | Bare Steel | 1978-01-01 | Galvanized Steel
1210418 | 6 | [5 empty] | Removed from Ground | Diesel | 10000 | Bare Steel | 1978-01-01 | Galvanized Steel
1210418 | 7 | [5 empty] | Removed from Ground | Gas (Historical Use) | 1000 | Bare Steel | 1955-01-01 | Galvanized Steel
1210418 | 8 | [5 empty] | Removed from Ground | Diesel | 1000 | Bare Steel | 1950-01-01 | Galvanized Steel
1210420 | 1 | [5 empty] | Removed from Ground | Empty | 1000 | Bare Steel | 1972-01-05 | Galvanized Steel
1210421 | 1 |  | 1990-08-31 | no | 1990-08-31 | no | Temporarily out of use | Diesel | 10000 | Steel-Impressed Current | 1975-01-01 | Fiberglass Reinforced Plastic | Suction (American)
1210423 | 1 | [5 empty] | Removed from Ground | Diesel | 2000 | Bare Steel | 1960-05-14 | Unknown
1210423 | 2 | [5 empty] | Removed from Ground | Gas (Historical Use) | 3000 | Bare Steel | 1960-05-14 | Unknown
1210423 | 3 | [5 empty] | Removed from Ground | Gas (Historical Use) | 240 | Bare Steel | 1962-05-14 | Galvanized Steel
1210424 | 1 |  | 1998-11-30 | no | 1998-11-30 | no | Temporarily out of use | Diesel | 12000 | Steel-Impressed Current | 2015-12-18 |  | Safe Suction (Euro)
1210425 | 1 | [5 empty] | Removed from Ground | Gas (Historical Use) | 3000 | Bare Steel | 1979-05-24 | Unknown
1210427 | 1 | [5 empty] | Removed from Ground | Gas (Historical Use) | 1000 | Bare Steel | 1961-06-19 | Galvanized Steel
1210427 | 2 | [5 empty] | Removed from Ground | Gas (Historical Use) | 560 | Bare Steel | 1979-06-15 | Galvanized Steel
1210427 | 3 | [5 empty] | Removed from Ground | Gas (Historical Use) | 2000 | Bare Steel | 1979-06-15 | Galvanized Steel
1210427 | 4 | [5 empty] | Removed from Ground | Gas (Historical Use) | 10000 | Bare Steel | 1973-06-16 | Galvanized Steel
1210427 | 5 | [5 empty] | Removed from Ground | Gas (Historical Use) | 8500 | Bare Steel | 1973-06-16 | Galvanized Steel
1210427 | 6 | [5 empty] | Removed from Ground | Empty | 4000 | Bare Steel | 1976-06-15 | Galvanized Steel
1210427 | 7 | [5 empty] | Removed from Ground | Empty | 5000 | Bare Steel | 1976-06-15 | Galvanized Steel
1210427 | 8 | [5 empty] | Removed from Ground | Gas (Historical Use) | 10000 | Bare Steel | 1976-06-15 | Galvanized Steel
1210430 | 1 | [5 empty] | Permanently Out of Use - historical purposes | Gas (Historical Use) | 8000 | Bare Steel | 1972-05-16 | Galvanized Steel | Suction (American)
1210430 | 2 | [5 empty] | Permanently Out of Use - historical purposes | Gas (Historical Use) | 8000 | Bare Steel | 1972-05-16 | Galvanized Steel | Suction (American)
1210430 | 3 | [5 empty] | Permanently Out of Use - historical purposes | Gas (Historical Use) | 8000 | Bare Steel | 1972-05-16 | Galvanized Steel | Suction (American)
1210430 | 4A |  | 1999-02-22 |  | 1999-02-22 |  | Currently in Use | Gas (Historical Use) | 8000 | Composite | 1999-02-22 | Double-Walled Fiberglass | Pressurized
1210430 | 4B |  | 1999-02-22 | no | 1999-02-22 | no | Currently in Use | Gas (Historical Use) | 4000 | Composite | 1999-02-22 | Double-Walled Fiberglass | Pressurized
1210431 | 1 |  | 2011-08-23 |  | 2011-08-23 |  | Removed from Ground | Gas (Historical Use) | 8000 | Steel-Impressed Current | 1976-05-15 | Steel (Impressed Current) | Safe Suction (Euro)
1210431 | 2 |  | 2011-08-22 |  | 2011-08-23 |  | Removed from Ground | Gas (Historical Use) | 8000 | Steel-Impressed Current | 1976-05-15 | Steel (Impressed Current) | Safe Suction (Euro)
1210431 | 3 |  | 2013-05-24 | no | 2013-05-24 | no | Currently in Use | Gas (Historical Use) | 5000 | Epoxy Double-Walled | 2013-05-24 | Double-Walled Fiberglass | Pressurized
1210431 | 4 |  | 2013-05-24 | no | 2013-05-24 | no | Currently in Use | Gas (Historical Use) | 15000 | Epoxy Double-Walled | 2013-05-24 | Double-Walled Fiberglass | Pressurized
1210432 | 1 | [5 empty] | Removed from Ground | Gas (Historical Use) | 8000 | Bare Steel | 1961-05-19 | Galvanized Steel
1210432 | 2 | [5 empty] | Removed from Ground | Gas (Historical Use) | 8000 | Bare Steel | 1961-05-19 | Galvanized Steel
1210432 | 3 | Flapper Valve | 1998-12-01 |  | 1998-12-01 |  | Temporarily out of use | Gas (Historical Use) | 8000 | Steel-Impressed Current | 1980-01-01 | Steel (Impressed Current) | Suction (American)
1210432 | 4 | Flapper Valve | 1998-12-01 |  | 1998-12-01 |  | Temporarily out of use | Gas (Historical Use) | 8000 | Steel-Impressed Current | 1980-01-01 | Steel (Impressed Current) | Suction (American)
1210435 | 1 | [5 empty] | Removed from Ground | Gas (Historical Use) | 8000 | Bare Steel | 1976-06-20 | Galvanized Steel | Suction (American)
1210435 | 2 | [5 empty] | Removed from Ground | Gas (Historical Use) | 8000 | Bare Steel | 1976-06-20 | Galvanized Steel | Suction (American)
1210436 | 1 | [5 empty] | Removed from Ground | Diesel | 10000 | Bare Steel | 1968-05-17 | Bare Steel
1210436 | 2 | [5 empty] | Removed from Ground | Empty | 10000 | Bare Steel | 1968-05-17 | Bare Steel
1210442 | 1 |  |  | yes |  | yes | Closed in Ground | Used Oil | 1000 | Composite | 1985-01-01 | Galvanized Steel
1210443 | 1 | [5 empty] | Removed from Ground | Gas (Historical Use) | 4000 | Cathodically Protected Steel | 1985-01-01 | Galvanized Steel
1210443 | 2 | [5 empty] | Removed from Ground | Diesel | 2000 | Cathodically Protected Steel | 1985-01-01 | Galvanized Steel
1210443 | 3 | [5 empty] | Removed from Ground | Gas (Historical Use) | 550 | Cathodically Protected Steel | 1977-01-03 | Galvanized Steel
1210443 | 4 | [5 empty] | Removed from Ground | Empty | 550 | Cathodically Protected Steel | 1977-01-03 | Galvanized Steel
1210444 | 1 |  |  | yes |  | yes | Removed from Ground | Used Oil | 500 | Bare Steel | 1969-05-12 | Bare Steel
1210446 | 1 | [5 empty] | Closed in Ground | Diesel | 10000 | Bare Steel | 1977-04-25 | Galvanized Steel
1210446 | 2 | [5 empty] | Closed in Ground | Diesel | 10000 | Bare Steel | 1979-04-25 | Galvanized Steel
1210446 | 3 | [5 empty] | Removed from Ground | Gas (Historical Use) | 1000 | Bare Steel | 1979-04-25 | Galvanized Steel
1210446 | 4 | [5 empty] | Permanently Out of Use - historical purposes | Diesel | 25000 | Bare Steel | 1973-04-26 | Galvanized Steel
1210446 | 5 |  |  | yes |  | yes | Removed from Ground | Used Oil | 1000 | Bare Steel | 1970-04-27 | Galvanized Steel
1210446 | 6 | [5 empty] | Removed from Ground | Diesel | 8000 | Bare Steel | 1969-05-10 | Galvanized Steel
1210446 | 7 | [5 empty] | Closed in Ground | Gas (Historical Use) | 270 | Bare Steel | 1984-05-06 | Galvanized Steel
1210447 | 1 | [5 empty] | Removed from Ground | Diesel | 110 | Bare Steel | 1978-05-10 | Bare Steel
1210449 | 1 | Flapper Valve | 1992-06-01 |  | 1992-06-01 |  | Removed from Ground | Gas (Historical Use) | 10000 | Cathodically Protected Steel | 1986-01-01 | Fiberglass Reinforced Plastic | Pressurized
1210449 | 2 | Flapper Valve | 1992-06-01 |  | 1992-06-01 |  | Removed from Ground | Gas (Historical Use) | 10000 | Cathodically Protected Steel | 1986-01-01 | Fiberglass Reinforced Plastic | Pressurized
1210449 | 3 | Flapper Valve | 1992-06-01 |  | 1992-06-01 |  | Removed from Ground | Gas (Historical Use) | 10000 | Cathodically Protected Steel | 1986-01-01 | Fiberglass Reinforced Plastic | Pressurized
1210449 | 4 | Flapper Valve | 1992-06-01 |  | 1992-06-01 |  | Removed from Ground | Diesel | 8000 | Cathodically Protected Steel | 1986-01-01 | Fiberglass Reinforced Plastic | Pressurized
1210449 | 5 | Flapper Valve | 1992-06-01 |  | 1992-06-01 |  | Removed from Ground | Kerosene | 2000 | Cathodically Protected Steel | 1986-01-01 | Fiberglass Reinforced Plastic | Safe Suction (Euro)
1210451 | 1 | [5 empty] | Removed from Ground | Gas (Historical Use) | 6000 | Bare Steel | 1984-05-08 | Galvanized Steel | Suction (American)
1210451 | 2 | [5 empty] | Removed from Ground | Gas (Historical Use) | 4000 | Bare Steel | 1984-05-08 | Galvanized Steel | Suction (American)
1210451 | 3 | [5 empty] | Removed from Ground | Gas (Historical Use) | 3000 | Bare Steel | 1981-05-09 | Galvanized Steel | Suction (American)
1210451 | 4 |  | 1999-02-08 |  | 1999-02-08 |  | Currently in Use | Gas (Historical Use) | 12000 | Composite | 1999-02-08 | Fiberglass Reinforced Plastic | Pressurized
1210451 | 5 |  | 1999-02-08 |  | 1999-02-08 |  | Currently in Use | Gas (Historical Use) | 8000 | Composite | 1999-02-08 | Fiberglass Reinforced Plastic | Pressurized
1210451 | 6 |  | 1999-02-08 |  | 1999-02-08 |  | Currently in Use | Diesel | 10000 | Composite | 1999-02-08 | Fiberglass Reinforced Plastic | Safe Suction (Euro)
1210451 | 7 |  | 1999-02-08 |  | 1999-02-08 |  | Currently in Use | Kerosene | 2000 | Composite | 1999-02-08 | Fiberglass Reinforced Plastic | Safe Suction (Euro)
1210452 | 1 | Flapper Valve | 1998-03-12 |  | 1998-03-12 |  | Currently in Use | Gas (Historical Use) | 10000 | Steel-Impressed Current | 1967-01-06 | Fiberglass Reinforced Plastic | Pressurized
1210452 | 2 | Flapper Valve | 1998-03-12 |  | 1998-03-12 |  | Currently in Use | Diesel | 6000 | Steel-Impressed Current | 1967-01-06 | Fiberglass Reinforced Plastic | Pressurized
1210452 | 3 | Flapper Valve | 1998-03-12 |  | 1998-03-12 |  | Currently in Use | Gas (Historical Use) | 8000 | Steel-Impressed Current | 1967-01-06 | Fiberglass Reinforced Plastic | Pressurized
1210453 | 1 |  | 1998-11-19 |  | 1998-11-19 |  | Currently in Use | Gas (Historical Use) | 8000 | Steel-Impressed Current | 1967-01-06 | Fiberglass Reinforced Plastic | Pressurized
1210453 | 2 |  | 1998-11-19 |  | 1998-11-19 |  | Currently in Use | Gas (Historical Use) | 6000 | Steel-Impressed Current | 1967-01-06 | Fiberglass Reinforced Plastic | Pressurized
1210453 | 3 |  | 1998-11-19 |  | 1998-11-19 |  | Currently in Use | Gas (Historical Use) | 5000 | Steel-Impressed Current | 1967-01-06 | Fiberglass Reinforced Plastic | Pressurized
1210453 | 4 |  | 1998-11-19 |  | 1998-11-19 |  | Currently in Use | Gas (Historical Use) | 5000 | Steel-Impressed Current | 1967-01-06 | Fiberglass Reinforced Plastic | Pressurized
1210454 | 1 | [5 empty] | Removed from Ground | Gas (Historical Use) | 8000 | Bare Steel | 1967-01-06 | Galvanized Steel
1210454 | 2 | [5 empty] | Removed from Ground | Gas (Historical Use) | 6000 | Bare Steel | 1967-01-06 | Galvanized Steel
1210454 | 3 | [5 empty] | Removed from Ground | Gas (Historical Use) | 5000 | Bare Steel | 1967-01-06 | Galvanized Steel
1210454 | 5 |  |  | yes |  | yes | Removed from Ground | Used Oil | 250 | Bare Steel | 1966-03-22 | Unknown
1210454 | 6 | Flapper Valve | 1992-07-01 |  | 1992-07-01 |  | Currently in Use | Gas (Historical Use) | 10000 | Fiberglass | 1992-07-05 | Fiberglass Reinforced Plastic | Pressurized
1210454 | 7 | Flapper Valve | 1992-07-01 |  | 1992-07-01 |  | Currently in Use | Diesel | 10000 | Fiberglass | 1992-07-05 | Fiberglass Reinforced Plastic | Pressurized
1210454 | 8 | Flapper Valve | 1992-07-01 |  | 1992-07-01 |  | Currently in Use | Gas (Historical Use) | 10000 | Fiberglass | 1992-07-05 | Fiberglass Reinforced Plastic | Pressurized
1210456 | 1 | [5 empty] | Removed from Ground | Empty | 3000 | Bare Steel | 1983-05-09 | Galvanized Steel
1210456 | 2 | [5 empty] | Removed from Ground | Empty | 3000 | Bare Steel | 1981-05-09 | Galvanized Steel
1210458 | 1 | [5 empty] | Removed from Ground | Empty | 5000 | Cathodically Protected Steel | 1985-05-08 | Fiberglass Reinforced Plastic
1210460 | 1 | Flapper Valve | 1998-07-01 |  | 1998-07-01 |  | Temporarily out of use | Gas (Historical Use) | 8000 | Steel-Impressed Current | 1986-04-02 | Fiberglass Reinforced Plastic | Pressurized
1210460 | 2 | Flapper Valve | 1998-07-01 |  | 1998-07-01 |  | Temporarily out of use | Gas (Historical Use) | 8000 | Steel-Impressed Current | 1986-04-02 | Fiberglass Reinforced Plastic | Pressurized
1210461 | 1 | [5 empty] | Removed from Ground | Gas (Historical Use) | 260 | Bare Steel | 1966-01-01 | Unknown
1210461 | 2 | [5 empty] | Removed from Ground | Gas (Historical Use) | 560 | Bare Steel | 1966-01-01 | Unknown
1210461 | 3 | [5 empty] | Removed from Ground | Diesel | 550 | Bare Steel | 1966-01-01 | Unknown
1210461 | 4A |  | 1991-07-20 |  | 1991-07-20 |  | Removed from Ground | Gas (Historical Use) | 550 | Tank Jacket | 1991-07-20 | Not Marked | Suction (American)
1210461 | 4B |  | 1991-07-20 |  | 1991-07-20 |  | Removed from Ground | Diesel | 550 | Tank Jacket | 1991-07-20 | Not Marked | Suction (American)
1210461 | 4C |  | 1991-07-20 |  | 1991-07-20 |  | Removed from Ground | Other | 550 | Tank Jacket | 1991-07-20 | Not Marked | Suction (American)
1212005 | 1 | [5 empty] | Removed from Ground | Diesel | 3000 | Cathodically Protected Steel | 1987-11-04 | Bare Steel | Suction (American)
1212005 | 2 | [5 empty] | Removed from Ground | Gas (Historical Use) | 3000 | Cathodically Protected Steel | 1987-11-04 | Bare Steel | Suction (American)
1212005 | 3 | [5 empty] | Removed from Ground | Diesel | 3000 | Cathodically Protected Steel | 1987-11-04 | Bare Steel | Suction (American)
1220001 | 1 | [5 empty] | Removed from Ground | Gas (Historical Use) | 1000 | Bare Steel | 1986-03-14 | Unknown
1220002 | 1AST | [5 empty] | Permanently Out of Use - historical purposes | Diesel | 2000 | Marked Unknown | 1986-03-14 | Unknown
1220003 | 1 | [5 empty] | Removed from Ground | Diesel | 1 | Marked Unknown | 1986-03-14 | Unknown
1220004 | 1 | [5 empty] | Removed from Ground | Gas (Historical Use) | 10000 | Bare Steel | 1970-01-01 | Galvanized Steel | Safe Suction (Euro)
1220004 | 2 | [5 empty] | Removed from Ground | Diesel | 4000 | Bare Steel | 1970-01-01 | Galvanized Steel | Safe Suction (Euro)
1220004 | 3 | [5 empty] | Removed from Ground | Empty | 1000 | Bare Steel | 1970-01-01 | Unknown
1220004 | 4 |  | 1995-04-01 |  | 1995-04-01 |  | Currently in Use | Gas (Historical Use) | 10000 | Composite | 1995-04-01 | Fiberglass Reinforced Plastic | Pressurized
1220004 | 5 |  | 1995-04-01 |  | 1995-04-01 |  | Currently in Use | Diesel | 10000 | Composite | 1995-04-01 | Fiberglass Reinforced Plastic | Pressurized
1220005 | 1 | [5 empty] | Removed from Ground | Gas (Historical Use) | 500 | Bare Steel |  | Unknown
1220005 | 2 | [5 empty] | Removed from Ground | Gas (Historical Use) | 500 | Bare Steel | 1986-03-14 | Unknown
1220007 | 1 |  |  | yes |  | yes | Removed from Ground | Used Oil | 500 | Bare Steel | 1971-01-10 | Unknown
1220009 | 1 | [5 empty] | Removed from Ground | Gas (Historical Use) | 4000 | Bare Steel | 1982-03-07 | Galvanized Steel
1220009 | 2 |  | 1994-11-09 |  | 1994-11-09 |  | Removed from Ground | Gas (Historical Use) | 10000 | Cathodically Protected Steel | 1994-11-09 | Fiberglass Reinforced Plastic | Suction (American)
1220011 | 1 | [5 empty] | Removed from Ground | Diesel | 10000 | Bare Steel | 1980-03-05 | Galvanized Steel
1220011 | 2 | [5 empty] | Removed from Ground | Gas (Historical Use) | 5000 | Bare Steel | 1980-03-05 | Galvanized Steel
1220011 | 3 | [5 empty] | Removed from Ground | Gas (Historical Use) | 5000 | Bare Steel | 1980-03-05 | Galvanized Steel
1220013 | 1 | [5 empty] | Removed from Ground | Other | 10000 | Bare Steel | 1976-03-01 | Galvanized Steel | Safe Suction (Euro)
1220013 | 2 | [5 empty] | Removed from Ground | Other | 6000 | Bare Steel | 1976-03-01 | Galvanized Steel | Safe Suction (Euro)
1220013 | 3 | [5 empty] | Removed from Ground | Diesel | 6000 | Bare Steel | 1976-03-01 | Galvanized Steel | Safe Suction (Euro)
1220013 | 4 | [5 empty] | Removed from Ground | Gas (Historical Use) | 500 | Bare Steel | 1976-03-01 | Galvanized Steel
1220015 | 1 | [5 empty] | Removed from Ground | Diesel | 10000 | Bare Steel | 1979-03-05 | Galvanized Steel
1220016 | 169655 |  |  | yes |  | yes | Removed from Ground | Used Oil | 550 | Bare Steel | 1981-01-01 | Bare Steel
1220017 | 1 | [5 empty] | Removed from Ground | Gas (Historical Use) | 10000 | Bare Steel | 1973-01-11 | Galvanized Steel
1220017 | 2 | [5 empty] | Removed from Ground | Diesel | 1000 | Bare Steel | 1973-01-11 | Galvanized Steel
1220017 | 3 | Ball Float | 1991-03-01 |  | 1991-03-01 |  | Removed from Ground | Gas (Historical Use) | 1000 | Tank Jacket | 1991-03-01 | Fiberglass Reinforced Plastic | Safe Suction (Euro)
1220017 | 4 | Ball Float | 1991-03-01 |  | 1991-03-01 |  | Removed from Ground | Diesel | 1000 | Tank Jacket | 1991-03-01 | Fiberglass Reinforced Plastic | Safe Suction (Euro)
1220018 | 1 | [5 empty] | Removed from Ground | Gas (Historical Use) | 1000 | Bare Steel | 1974-02-21 | Galvanized Steel
1220018 | 2 | [5 empty] | Removed from Ground | Gas (Historical Use) | 1000 | Bare Steel | 1974-02-21 | Galvanized Steel
1220018 | 3 | [5 empty] | Removed from Ground | Gas (Historical Use) | 2000 | Bare Steel | 1974-02-21 | Galvanized Steel
1220018 | 4 | [5 empty] | Removed from Ground | Gas (Historical Use) | 2000 | Bare Steel | 1974-02-21 | Galvanized Steel
1220018 | 5 | [5 empty] | Removed from Ground | Kerosene | 500 | Bare Steel | 1974-02-21 | Galvanized Steel
1220019 | 1 | [5 empty] | Removed from Ground | Gas (Historical Use) | 10000 | Bare Steel | 1980-03-01 | Galvanized Steel
1220019 | 2 | Flapper Valve | 1994-08-01 | no | 1994-08-01 | no | Currently in Use | Diesel | 10000 | Steel-Impressed Current | 1998-11-19 | Steel (Impressed Current) | Pressurized
1220020 | 1 | Ball Float | 1997-06-01 | no | 1997-06-01 | no | Currently in Use | Gas (Historical Use) | 8000 | Galvanic (STIP-3) | 1981-02-22 | Steel (Impressed Current) | Pressurized
1220020 | 2 | Ball Float | 1997-06-01 | no | 1997-06-01 | no | Currently in Use | Gas (Historical Use) | 8000 | Galvanic (STIP-3) | 1981-02-22 | Steel (Impressed Current) | Pressurized
1220020 | 3 | Ball Float | 1997-06-01 | no | 1997-06-01 | no | Currently in Use | Gas (Historical Use) | 8000 | Galvanic (STIP-3) | 1981-02-22 | Steel (Impressed Current) | Pressurized
1220020 | 4 | Ball Float | 1997-06-01 | no | 1997-06-01 | no | Currently in Use |  | 0 | Galvanic (STIP-3) |  | Steel (Impressed Current) | Pressurized
1220021 | 1 | Flapper Valve | 1998-11-01 | no | 1998-11-01 | no | Currently in Use | Diesel | 12000 | Steel-Impressed Current | 1998-12-21 | Fiberglass Reinforced Plastic | Pressurized
1220021 | 2 | Flapper Valve | 1998-11-01 | no | 1998-11-01 | no | Currently in Use | Diesel | 8000 | Steel-Impressed Current | 1998-12-21 | Fiberglass Reinforced Plastic | Safe Suction (Euro)
1220021 | 3 | Flapper Valve | 1998-11-01 | no | 1998-11-01 | no | Currently in Use |  | 8000 | Steel-Impressed Current | 1998-12-21 | Fiberglass Reinforced Plastic | Safe Suction (Euro)
1220021 | 4 | [5 empty] | Removed from Ground | Empty | 1000 | Bare Steel | 1981-01-01 | Galvanized Steel
1220025 | 1 | [5 empty] | Removed from Ground | Empty | 8000 | Bare Steel | 1972-03-15 | Bare Steel
1220025 | 2 | [5 empty] | Removed from Ground | Empty | 3000 | Bare Steel | 1972-03-15 | Bare Steel
1220025 | 3 | [5 empty] | Removed from Ground | Diesel | 3000 | Bare Steel | 1972-03-15 | Bare Steel
1220025 | 4 | [5 empty] | Removed from Ground | Diesel | 3000 | Bare Steel | 1972-03-15 | Bare Steel
1220025 | 5 | [5 empty] | Removed from Ground | Gas (Historical Use) | 3000 | Bare Steel | 1972-03-15 | Bare Steel
1220025 | 6 | [5 empty] | Removed from Ground | Diesel | 3000 | Bare Steel | 1972-03-15 | Bare Steel
1220025 | 7 | [5 empty] | Removed from Ground | Empty | 3000 | Bare Steel | 1972-03-15 | Bare Steel
1220027 | 1 | [5 empty] | Removed from Ground | Empty | 10000 | Bare Steel | 1986-03-13 | Unknown
1220028 | T-23 | [5 empty] | Removed from Ground | Other | 8000 | Bare Steel | 1976-03-15 | Galvanized Steel
1220028 | T-24 | [5 empty] | Removed from Ground | Other | 8000 | Bare Steel | 1976-03-15 | Galvanized Steel
1220028 | T-25 | [5 empty] | Removed from Ground | Other | 2000 | Bare Steel | 1976-03-15 | Galvanized Steel
1220028 | T-26 | [5 empty] | Removed from Ground | Diesel | 10000 | Bare Steel | 1971-01-01 | Galvanized Steel
1220028 | T-27 | [5 empty] | Removed from Ground | Empty | 10000 | Bare Steel | 1972-01-15 | Unknown
1220029 | 1 |  |  | yes |  | yes | Removed from Ground | Used Oil | 550 | Bare Steel | 1986-03-14 | Bare Steel
1220030 | 1 | [5 empty] | Removed from Ground | Diesel | 2000 | Bare Steel | 1984-03-24 | Unknown
1220036 | 1 | [5 empty] | Removed from Ground | Diesel | 10000 | Bare Steel | 1978-04-16 | Bare Steel | Pressurized
1220036 | 2 | [5 empty] | Removed from Ground | Diesel | 24000 | Bare Steel | 1978-04-16 | Bare Steel | Pressurized
1220036 | 3 |  |  | yes |  | yes | Removed from Ground | Used Oil | 550 | Bare Steel | 1978-04-16 | Bare Steel | Gravity Fed
1220036 | 4 | [5 empty] | Closed in Ground | Other | 1200 | Bare Steel | 1978-04-16 | Bare Steel | Gravity Fed
1220037 | 1 |  | 1985-04-17 |  | 1985-04-17 |  | Removed from Ground | Gas (Historical Use) | 10000 | Cathodically Protected Steel | 1985-04-17 | Fiberglass Reinforced Plastic | Pressurized
1220037 | 2 |  | 1985-04-17 |  | 1985-04-17 |  | Removed from Ground | Gas (Historical Use) | 10000 | Cathodically Protected Steel | 1985-04-17 | Fiberglass Reinforced Plastic | Pressurized
1220037 | 3 |  | 1985-04-17 |  | 1985-04-17 |  | Removed from Ground | Gas (Historical Use) | 10000 | Cathodically Protected Steel | 1985-04-17 | Fiberglass Reinforced Plastic | Pressurized
1220037 | 4 |  | 1985-04-17 |  | 1985-04-17 |  | Removed from Ground | Kerosene | 4000 | Cathodically Protected Steel | 1985-04-17 | Fiberglass Reinforced Plastic | Suction (American)
1220038 | 1 | [5 empty] | Removed from Ground | Diesel | 300 | Bare Steel | 1980-04-12 | Not Marked
1220039 | 1 | [5 empty] | Removed from Ground | Diesel | 300 | Bare Steel | 1980-04-12 | Not Marked
1220040 | 1 | Ball Float | 1998-08-01 |  | 1992-02-01 |  | Currently in Use | Gas (Historical Use) | 6000 | Steel-Impressed Current | 1984-04-21 | Fiberglass Reinforced Plastic | Pressurized
1220040 | 2 | Ball Float | 1998-08-01 |  | 1992-02-01 |  | Currently in Use | Gas (Historical Use) | 6000 | Steel-Impressed Current | 1984-04-21 | Fiberglass Reinforced Plastic | Pressurized
1220040 | 3 | Ball Float | 1998-08-01 |  | 1992-02-01 |  | Currently in Use | Gas (Historical Use) | 8000 | Steel-Impressed Current | 1984-04-21 | Fiberglass Reinforced Plastic | Pressurized
1220041 | 1 | [5 empty] | Removed from Ground | Hazardous Substance | 4000 | Bare Steel | 1985-04-18 | Galvanized Steel
1220041 | 2 | [5 empty] | Removed from Ground | Other | 2000 | Cathodically Protected Steel | 1983-04-19 | Galvanized Steel
1220041 | 3 | [5 empty] | Removed from Ground | Other | 1000 | Cathodically Protected Steel | 1985-04-18 | Galvanized Steel
1220041 | 4 | [5 empty] | Removed from Ground | Other | 500 | Cathodically Protected Steel | 1982-04-19 | Galvanized Steel
1220042 | 1 | [5 empty] | Permanently Out of Use - historical purposes | Gas (Historical Use) | 550 | Bare Steel | 1962-04-27 | Copper
1220043 | D1 | Flapper Valve | 1996-02-14 |  | 1996-02-14 |  | Currently in Use | Diesel | 10000 | Fiberglass | 1973-04-14 | Galvanized Steel
1220043 | D2 | Flapper Valve | 1996-02-14 | no | 1996-02-14 | no | Installed | Diesel | 15000 | Fiberglass | 1976-04-13 | Galvanized Steel | Suction (American)
1220043 | G3 | Flapper Valve | 1996-02-14 | no | 1996-02-14 | no | Currently in Use | Regular | 8000 | Fiberglass | 1973-04-14 | Galvanized Steel | Suction (American)
1220043 | NO4 | Flapper Valve | 1996-02-14 | yes | 1996-02-14 | yes | Currently in Use | Used Oil | 1000 | Steel-Impressed Current | 1973-04-14 | Steel (Impressed Current)
1220043 | UO5 |  |  | yes | 1996-02-14 | yes | Removed from Ground | Used Oil | 500 | Steel-Impressed Current | 1973-04-14 | Cathodically Protected | Gravity Fed
1220044 | 1 | [5 empty] | Removed from Ground | Diesel | 6000 | Bare Steel | 1982-04-19 | Galvanized Steel
1220044 | 2 | [5 empty] | Removed from Ground | Gas (Historical Use) | 6000 | Bare Steel | 1982-04-19 | Galvanized Steel
1220044 | 3 | [5 empty] | Removed from Ground | Gas (Historical Use) | 6000 | Bare Steel | 1982-04-19 | Galvanized Steel
1220044 | 4 | Overfill Alarm | 1991-02-08 | no | 1994-02-08 | no | Currently in Use | Regular | 20000 | Fiberglass | 1994-01-01 | Fiberglass Reinforced Plastic
1220044 | 5 | Overfill Alarm | 1994-02-08 | no | 1994-02-08 | no | Currently in Use | Diesel | 10000 | Fiberglass | 1994-01-01 | Fiberglass Reinforced Plastic
1220045 | 1 |  | 1982-04-24 |  | 1982-04-24 |  | Removed from Ground | Gas (Historical Use) | 10000 | Cathodically Protected Steel | 1982-04-24 | Galvanized Steel | Pressurized
1220045 | 10 |  | 1998-04-01 |  | 1998-04-01 |  | Removed from Ground | Gas (Historical Use) | 10000 | Double Walled | 1998-04-01 | Double Walled | Pressurized
1220045 | 11 | Ball Float | 2011-06-01 | no | 2011-06-01 | no | Removed from Ground | Gas (Historical Use) | 12000 | Fiberglass Double Walled | 2011-06-01 | Double-Walled Fiberglass | Pressurized
1220045 | 12 | Ball Float | 2011-06-01 | no | 2011-06-01 | no | Removed from Ground | Gas (Historical Use) | 8000 | Fiberglass Double Walled | 2011-06-01 | Double-Walled Fiberglass | Pressurized
1220045 | 13 | Ball Float | 2011-06-01 | no | 2011-06-01 | no | Removed from Ground | Diesel | 8000 | Fiberglass Double Walled | 2011-06-01 | Double-Walled Fiberglass | Pressurized
1220045 | 2 |  | 1964-04-28 |  | 1964-04-28 |  | Removed from Ground | Gas (Historical Use) | 6000 | Bare Steel | 1964-04-28 | Galvanized Steel
1220045 | 3 |  | 1964-04-28 |  | 1964-04-28 |  | Removed from Ground | Gas (Historical Use) | 6000 | Bare Steel | 1964-04-28 | Galvanized Steel | Pressurized
1220045 | 4 |  | 1964-04-28 |  | 1964-04-28 |  | Removed from Ground | Gas (Historical Use) | 6000 | Bare Steel | 1964-04-28 | Galvanized Steel | Pressurized
1220045 | 5 |  | 1964-04-28 |  | 1964-04-28 |  | Removed from Ground | Gas (Historical Use) | 6000 | Bare Steel | 1964-04-28 | Galvanized Steel | Pressurized
1220045 | 6 |  |  | yes | 1964-04-28 | yes | Removed from Ground | Used Oil | 500 | Bare Steel | 1964-12-01 | Galvanized Steel | Gravity Fed
1220045 | 7 | [5 empty] | Removed from Ground | Diesel | 500 | Bare Steel | 1998-03-16 | Galvanized Steel | Gravity Fed
1220045 | 8 |  | 1998-04-01 |  | 1998-04-01 |  | Removed from Ground | Gas (Historical Use) | 10000 | Double Walled | 1998-04-01 | Double Walled | Pressurized
1220045 | 9 |  | 1998-04-01 |  | 1998-04-01 |  | Removed from Ground | Gas (Historical Use) | 10000 | Double Walled | 1998-04-01 | Double Walled | Pressurized
1220047 | 1 | Ball Float |  |  |  |  | Removed from Ground | Gas (Historical Use) | 1 | Bare Steel | 1973-04-20 | Galvanized Steel
1220047 | 2 | [5 empty] | Removed from Ground | Gas (Historical Use) | 1 | Bare Steel | 1973-04-20 | Galvanized Steel
1220047 | 3 | [5 empty] | Removed from Ground | Gas (Historical Use) | 1 | Bare Steel | 1980-04-18 | Galvanized Steel
1220047 | 4 | [5 empty] | Removed from Ground | Gas (Historical Use) | 1 | Bare Steel | 1980-04-18 | Galvanized Steel
1220047 | 5 | [5 empty] | Removed from Ground | Gas (Historical Use) | 8000 | Fiberglass | 1987-08-01 | Galvanized Steel | Suction (American)
1220047 | 6 | [5 empty] | Removed from Ground | Gas (Historical Use) | 8000 | Fiberglass | 1987-08-01 | Fiberglass Reinforced Plastic | Pressurized
1220047 | 7 | [5 empty] | Removed from Ground | Gas (Historical Use) | 6000 | Fiberglass | 1987-08-01 | Fiberglass Reinforced Plastic | Pressurized
1220047 | 8 | Ball Float | 1998-06-30 | no | 1998-06-30 | no | Currently in Use | Regular | 14000 | Composite | 1998-06-06 | Fiberglass Reinforced Plastic | Pressurized
1220047 | 9 | Ball Float | 1998-06-30 |  | 1998-06-30 |  | Currently in Use | Gas (Historical Use) | 8000 | Composite | 1998-06-08 | Fiberglass Reinforced Plastic | Pressurized
1220048 | 1 | Overfill Alarm | 1999-08-18 |  | 1999-08-18 |  | Currently in Use | Gas (Historical Use) | 8000 | Steel-Impressed Current | 1983-04-18 | Fiberglass Reinforced Plastic | Pressurized
1220048 | 2 | Overfill Alarm | 1999-08-18 | no | 1999-08-18 | no | Currently in Use | Plus | 8000 | Steel-Impressed Current | 1999-08-18 | Fiberglass Reinforced Plastic | Pressurized
1220048 | 3 | Overfill Alarm | 1999-08-18 | no | 1999-08-18 | no | Currently in Use | Premium | 8000 | Steel-Impressed Current | 1999-08-18 | Fiberglass Reinforced Plastic | Pressurized
1220051 | 1 | [5 empty] | Removed from Ground | Diesel | 1 | Bare Steel | 1958-04-17 | Galvanized Steel
1220051 | 2 | [5 empty] | Removed from Ground | Diesel | 1 | Bare Steel | 1965-04-15 | Galvanized Steel
1220051 | 3 | [5 empty] | Removed from Ground | Diesel | 1 | Bare Steel | 1965-04-15 | Galvanized Steel
1220051 | 5 | Overfill Alarm | 1989-01-01 | no | 1989-01-01 | no | Currently in Use | Diesel | 35000 | Fiberglass | 1989-01-01 | Copper | Suction (American)
1220053 | 1 | [5 empty] | Removed from Ground | Gas (Historical Use) | 5000 | Double Walled | 1967-05-05 | Fiberglass Reinforced Plastic | Pressurized
1220053 | 2 | [5 empty] | Removed from Ground | Gas (Historical Use) | 5000 | Double Walled | 1967-05-05 | Fiberglass Reinforced Plastic | Pressurized
1220053 | 3 | [5 empty] | Removed from Ground | Gas (Historical Use) | 8000 | Double Walled | 1967-05-05 | Fiberglass Reinforced Plastic | Pressurized
1220053 | 4 | [5 empty] | Removed from Ground | Gas (Historical Use) | 6000 | Bare Steel | 1970-05-04 | Galvanized Steel | Pressurized
1220053 | 5 | Ball Float | 1993-10-26 | no | 1993-10-26 | no | Currently in Use | Regular | 10000 | Fiberglass Double Walled | 1993-10-26 | Double-Walled Fiberglass | Pressurized
1220053 | 6 | Ball Float | 1993-10-26 | no | 1993-10-26 | no | Currently in Use | Premium | 10000 | Fiberglass Double Walled | 1993-10-26 | Double-Walled Fiberglass | Pressurized
1220053 | 7 | Ball Float | 1993-10-26 | no | 1993-10-26 | no | Currently in Use | Diesel | 10000 | Fiberglass Double Walled | 1993-10-26 | Double-Walled Fiberglass | Pressurized
1220054 | 1 | Flapper Valve | 1993-06-25 |  | 1993-06-25 |  | Currently in Use | Gas (Historical Use) | 10000 | Fiberglass | 1985-04-30 | Fiberglass Reinforced Plastic | Pressurized
1220054 | 2 | Flapper Valve | 1993-06-25 |  | 1993-06-25 |  | Currently in Use | Gas (Historical Use) | 10000 | Fiberglass | 1985-04-30 | Fiberglass Reinforced Plastic | Pressurized
1220054 | 3 | Flapper Valve | 1993-06-25 |  | 1993-06-25 |  | Currently in Use | Gas (Historical Use) | 10000 | Fiberglass | 1985-04-30 | Fiberglass Reinforced Plastic | Pressurized
1220055 | 1 | [5 empty] | Closed in Ground | Gas (Historical Use) | 10000 | Fiberglass | 1978-05-02 | Fiberglass Reinforced Plastic | Pressurized
1220055 | 2 | [5 empty] | Closed in Ground | Gas (Historical Use) | 10000 | Fiberglass | 1978-05-02 | Fiberglass Reinforced Plastic | Pressurized
1220055 | 3 | [5 empty] | Closed in Ground | Gas (Historical Use) | 10000 | Fiberglass | 1978-05-02 | Fiberglass Reinforced Plastic | Pressurized
1220057 | 1 | [5 empty] | Removed from Ground | Gas (Historical Use) | 10000 | Fiberglass | 1981-04-30 | Fiberglass Reinforced Plastic
1220057 | 2 | [5 empty] | Removed from Ground | Gas (Historical Use) | 10000 | Fiberglass | 1981-04-30 | Fiberglass Reinforced Plastic
1220057 | 3 | [5 empty] | Removed from Ground | Gas (Historical Use) | 10000 | Fiberglass | 1981-04-30 | Fiberglass Reinforced Plastic
1220057 | 4 | [5 empty] | Removed from Ground | Diesel | 10000 | Fiberglass | 1981-04-30 | Fiberglass Reinforced Plastic
1220057 | 5 |  | 1995-06-19 |  | 1995-06-19 |  | Currently in Use | Gas (Historical Use) | 10000 | Double Walled | 1995-06-19 | Fiberglass Reinforced Plastic | Pressurized
1220057 | 6 |  | 1995-06-19 |  | 1995-06-19 |  | Currently in Use | Gas (Historical Use) | 10000 | Double Walled | 1995-06-19 | Fiberglass Reinforced Plastic | Pressurized
1220057 | 7 |  | 1995-06-19 |  | 1995-06-19 |  | Currently in Use | Gas (Historical Use) | 10000 | Double Walled | 1995-06-19 | Fiberglass Reinforced Plastic
1220057 | 8 |  | 1995-06-19 |  | 1995-06-19 |  | Currently in Use | Diesel | 10000 | Double Walled | 1995-06-19 | Fiberglass Reinforced Plastic | Pressurized
1220059 | 1 | [5 empty] | Removed from Ground | Gas (Historical Use) | 10000 | Bare Steel | 1971-05-03 | Galvanized Steel
1220059 | 2 | [5 empty] | Removed from Ground | Gas (Historical Use) | 10000 | Bare Steel | 1971-05-03 | Galvanized Steel
1220059 | 3 | [5 empty] | Removed from Ground | Gas (Historical Use) | 10000 | Bare Steel | 1971-05-03 | Galvanized Steel
1220059 | 4 | [5 empty] | Removed from Ground | Diesel | 4000 | Bare Steel | 1971-05-03 | Galvanized Steel
1220059 | 5 | Ball Float | 1990-02-27 | no | 1990-02-27 | yes | Currently in Use | Regular | 10000 | Composite | 1990-01-01 | Fiberglass Reinforced Plastic | Pressurized
1220059 | 6 | Ball Float | 1990-02-27 | no | 1990-02-27 | yes | Currently in Use | Plus | 10000 | Composite | 1990-01-01 | Fiberglass Reinforced Plastic | Pressurized
1220059 | 7 | Ball Float | 1990-02-27 | no | 1990-02-27 | yes | Currently in Use | Premium | 10000 | Composite | 1990-01-01 | Fiberglass Reinforced Plastic | Pressurized
1220059 | 8 | Ball Float | 1990-02-27 | no | 1990-02-27 | yes | Currently in Use | Diesel | 10000 | Composite | 1990-01-01 | Fiberglass Reinforced Plastic | Pressurized
1220060 | 1 | Ball Float | 1985-01-01 |  | 1985-01-01 |  | Currently in Use | Gas (Historical Use) | 12000 | Fiberglass | 1985-05-06 | Fiberglass Reinforced Plastic | Pressurized
1220060 | 2 | Ball Float | 1985-01-01 |  | 1985-01-01 |  | Currently in Use | Gas (Historical Use) | 10000 | Fiberglass | 1985-05-06 | Fiberglass Reinforced Plastic | Pressurized
1220060 | 3 | Flapper Valve | 1985-01-01 |  | 1985-01-01 |  | Currently in Use | Diesel | 10000 | Fiberglass | 1985-05-06 | Fiberglass Reinforced Plastic | Pressurized
1220060 | 4 | Flapper Valve | 1985-01-01 |  | 1985-01-01 |  | Currently in Use | Gas (Historical Use) | 8000 | Fiberglass | 1985-05-06 | Fiberglass Reinforced Plastic | Pressurized
1220061 | 1 | [5 empty] | Removed from Ground | Gas (Historical Use) | 3000 | Bare Steel | 1986-05-01 | Galvanized Steel
1220061 | 2 | [5 empty] | Removed from Ground | Gas (Historical Use) | 2000 | Bare Steel | 1986-05-01 | Galvanized Steel
1220061 | 3 | [5 empty] | Removed from Ground | Gas (Historical Use) | 1000 | Bare Steel | 1986-05-01 | Galvanized Steel
1220061 | 4 | [5 empty] | Removed from Ground | Diesel | 1000 | Bare Steel | 1986-05-01 | Galvanized Steel
1220061 | 5 |  | 1998-01-31 |  | 1998-01-31 |  | Currently in Use | Gas (Historical Use) | 8000 | Cathodically Protected Steel | 1986-05-01 | Cathodically Protected | Pressurized
1220061 | 6 |  | 1995-01-31 |  | 1995-01-31 |  | Currently in Use | Gas (Historical Use) | 8000 | Cathodically Protected Steel | 1986-05-01 | Cathodically Protected | Pressurized
1220061 | 7 |  | 1995-01-31 |  | 1995-01-31 |  | Currently in Use | Gas (Historical Use) | 8000 | Cathodically Protected Steel | 1986-01-01 | Cathodically Protected | Pressurized
1220061 | 8 |  | 1995-01-31 |  | 1995-01-31 |  | Currently in Use | Diesel | 8000 | Cathodically Protected Steel | 1986-01-01 | Cathodically Protected | Pressurized
1220062 | 1 |  | 1993-06-01 |  | 1993-06-01 |  | Removed from Ground | Diesel | 12000 | Fiberglass | 1973-01-01 | Fiberglass Reinforced Plastic | Pressurized
1220062 | 2 |  | 1993-06-01 |  | 1993-06-01 |  | Removed from Ground | Diesel | 8000 | Fiberglass | 1973-01-01 | Fiberglass Reinforced Plastic | Pressurized
1220062 | 3 |  |  | yes |  | yes | Removed from Ground | Used Oil | 1000 | Fiberglass | 1973-01-01 | Fiberglass Reinforced Plastic | Suction (American)
1220065 | 1 |  |  | yes |  | yes | Removed from Ground | Used Oil | 550 | Bare Steel | 1965-05-07 | Galvanized Steel
1220065 | 10 |  | 1991-01-01 |  | 1991-01-01 |  | Removed from Ground | Diesel | 10000 | Fiberglass | 1987-01-01 | Fiberglass Reinforced Plastic | Pressurized
1220065 | 11 |  |  | yes | 1991-01-01 | yes | Removed from Ground | Used Oil | 1000 | Fiberglass | 1988-01-01 | Fiberglass Reinforced Plastic
1220065 | 2 | [5 empty] | Removed from Ground | Gas (Historical Use) | 6000 | Bare Steel | 1965-05-07 | Galvanized Steel
1220065 | 3 | [5 empty] | Removed from Ground | Gas (Historical Use) | 6000 | Bare Steel | 1965-05-07 | Galvanized Steel
1220065 | 4 | [5 empty] | Removed from Ground | Gas (Historical Use) | 6000 | Bare Steel | 1965-05-07 | Galvanized Steel
1220065 | 5 | [5 empty] | Removed from Ground | Diesel | 10000 | Bare Steel | 1980-05-03 | Galvanized Steel
1220065 | 6 | [5 empty] | Removed from Ground | Gas (Historical Use) | 10000 | Bare Steel | 1980-05-03 | Galvanized Steel
1220065 | 7 |  | 1991-01-01 |  | 1991-01-01 |  | Removed from Ground | Gas (Historical Use) | 10000 | Fiberglass | 1987-01-01 | Fiberglass Reinforced Plastic | Pressurized
1220065 | 8 |  | 1991-01-01 |  | 1991-01-01 |  | Removed from Ground | Gas (Historical Use) | 10000 | Fiberglass | 1987-01-01 | Fiberglass Reinforced Plastic | Pressurized
1220065 | 9 |  | 1991-01-01 |  | 1991-01-01 |  | Removed from Ground | Gas (Historical Use) | 10000 | Fiberglass | 1987-01-01 | Fiberglass Reinforced Plastic | Pressurized
1220066 | 12431 | [5 empty] | Removed from Ground | Gas (Historical Use) | 10000 | Bare Steel | 1971-01-01 | Galvanized Steel | Pressurized
1220066 | 12432 | [5 empty] | Removed from Ground | Diesel | 2000 | Bare Steel | 1971-01-01 | Galvanized Steel
1220066 | 296052 |  | 1991-08-01 |  | 1991-08-01 |  | Removed from Ground | Diesel | 4000 | Composite | 1991-08-01 | Fiberglass Reinforced Plastic | Pressurized
1220067 | 1 | [5 empty] | Removed from Ground | Gas (Historical Use) | 1000 | Bare Steel | 1966-05-12 | Unknown
1220067 | 2 | [5 empty] | Removed from Ground | Gas (Historical Use) | 1000 | Bare Steel | 1966-05-12 | Unknown
1220067 | 3 | [5 empty] | Removed from Ground | Gas (Historical Use) | 550 | Bare Steel | 1966-05-12 | Unknown
1220068 | 1 | [5 empty] | Removed from Ground | Gas (Historical Use) | 1000 | Bare Steel | 1972-05-10 | Unknown
1220068 | 2 | [5 empty] | Removed from Ground | Gas (Historical Use) | 1000 | Bare Steel | 1972-05-10 | Unknown
1220068 | 3 | [5 empty] | Removed from Ground | Gas (Historical Use) | 550 | Bare Steel | 1972-05-10 | Unknown
1220068 | 4 | Ball Float | 2000-01-28 |  | 2000-01-28 |  | Currently in Use | Gas (Historical Use) | 12000 | Fiberglass | 2000-01-27 | Fiberglass Reinforced Plastic | Pressurized
1220068 | 5 | Ball Float | 2000-01-28 |  | 2000-01-28 |  | Currently in Use | Gas (Historical Use) | 10000 | Fiberglass | 2000-01-27 | Fiberglass Reinforced Plastic | Pressurized
1220070 | 1 | [5 empty] | Removed from Ground | Gas (Historical Use) | 6000 | Bare Steel | 1984-05-07 | Unknown
1220070 | 2 | [5 empty] | Removed from Ground | Gas (Historical Use) | 6000 | Bare Steel | 1984-05-07 | Unknown
1220070 | 3 | [5 empty] | Removed from Ground | Gas (Historical Use) | 4000 | Bare Steel | 1984-05-07 | Unknown
1220071 | 1 | [5 empty] | Removed from Ground | Gas (Historical Use) | 2000 | Bare Steel | 1978-05-09 | Bare Steel | Safe Suction (Euro)
1220071 | 2 | [5 empty] | Removed from Ground | Gas (Historical Use) | 2000 | Bare Steel | 1978-05-09 | Bare Steel | Safe Suction (Euro)
1220071 | 3 | [5 empty] | Removed from Ground | Diesel | 1000 | Bare Steel | 1978-05-09 | Bare Steel | Safe Suction (Euro)
1220071 | 4 | Ball Float | 1999-05-13 |  | 1999-05-13 |  | Currently in Use | Gas (Historical Use) | 10000 | Composite | 1999-05-13 | Fiberglass Reinforced Plastic | Pressurized
1220071 | 5 | Ball Float | 1999-05-13 |  | 1999-05-13 |  | Currently in Use | Gas (Historical Use) | 10000 | Composite | 1999-05-13 | Fiberglass Reinforced Plastic | Pressurized
1220071 | 6 | Ball Float | 1999-05-13 |  | 1999-05-13 |  | Currently in Use | Diesel | 4000 | Composite | 1999-05-13 | Fiberglass Reinforced Plastic | Pressurized
1220072 | 1 | [5 empty] | Removed from Ground | Gas (Historical Use) | 1000 | Bare Steel | 1984-05-07 | Unknown
1220072 | 2 | [5 empty] | Removed from Ground | Gas (Historical Use) | 1000 | Bare Steel | 1984-05-07 | Unknown
1220073 | 1 | [5 empty] | Removed from Ground | Gas (Historical Use) | 1000 | Bare Steel | 1971-05-12 | Galvanized Steel
1220073 | 2 | [5 empty] | Removed from Ground | Diesel | 560 | Bare Steel | 1976-05-10 | Galvanized Steel
1220074 | 1 | [5 empty] | Removed from Ground | Gas (Historical Use) | 2000 | Bare Steel | 1971-05-12 | Galvanized Steel | Suction (American)
1220074 | 2 | [5 empty] | Removed from Ground | Gas (Historical Use) | 2000 | Bare Steel | 1971-05-12 | Galvanized Steel | Suction (American)
1220074 | 3 | [5 empty] | Removed from Ground | Gas (Historical Use) | 1000 | Bare Steel | 1976-05-10 | Galvanized Steel | Suction (American)
1220075 | 1 |  |  | yes |  | yes | Removed from Ground | Used Oil | 500 | Bare Steel | 1986-05-06 | Bare Steel
1220076 | 1 | [5 empty] | Removed from Ground | Gas (Historical Use) | 12000 | Bare Steel | 1971-05-11 | Galvanized Steel
1220076 | 2 | [5 empty] | Removed from Ground | Gas (Historical Use) | 10000 | Bare Steel | 1971-05-11 | Galvanized Steel
1220076 | 3 | [5 empty] | Removed from Ground | Gas (Historical Use) | 10000 | Bare Steel | 1971-05-11 | Galvanized Steel
1220076 | 4 | [5 empty] | Removed from Ground | Diesel | 15000 | Bare Steel | 1971-05-11 | Galvanized Steel
1220076 | 5 | [5 empty] | Permanently Out of Use - historical purposes | Diesel | 0 | Not Marked/Unknown |  | Not Marked
1220076 | A |  | 1993-11-01 |  | 1993-11-01 |  | Removed from Ground | Gas (Historical Use) | 10000 | Composite | 1988-01-01 | Fiberglass Reinforced Plastic | Pressurized
1220076 | B |  | 1993-11-01 |  | 1993-11-01 |  | Removed from Ground | Gas (Historical Use) | 10000 | Composite | 1988-01-01 | Fiberglass Reinforced Plastic | Pressurized
1220076 | C |  | 1993-11-01 |  | 1993-11-01 |  | Removed from Ground | Gas (Historical Use) | 10000 | Composite | 1988-01-01 | Fiberglass Reinforced Plastic | Pressurized
1220076 | D |  | 1993-11-01 |  | 1993-11-01 |  | Removed from Ground | Diesel | 10000 | Composite | 1988-01-01 | Fiberglass Reinforced Plastic | Pressurized
1220077 | A | [5 empty] | Removed from Ground | Gas (Historical Use) | 8000 | Bare Steel | 1968-05-11 | Galvanized Steel | Suction (American)
1220077 | B | [5 empty] | Removed from Ground | Gas (Historical Use) | 8000 | Bare Steel | 1968-05-11 | Galvanized Steel | Pressurized
1220077 | C | [5 empty] | Removed from Ground | Gas (Historical Use) | 8000 | Bare Steel | 1968-05-11 | Galvanized Steel | Pressurized
1220077 | D | [5 empty] | Removed from Ground | Diesel | 8000 | Bare Steel | 1968-05-11 | Galvanized Steel | Pressurized
1220077 | E | Flapper Valve | 1994-11-01 |  | 1994-11-01 |  | Currently in Use | Gas (Historical Use) | 15000 | Galvanic (STIP-3) | 1994-11-16 | Copper | Pressurized
1220077 | F | Flapper Valve | 1994-11-01 |  | 1994-11-01 |  | Currently in Use | Gas (Historical Use) | 12000 | Galvanic (STIP-3) | 1994-11-16 | Copper | Pressurized
1220077 | G | Flapper Valve | 1994-11-01 |  | 1994-11-01 |  | Currently in Use | Diesel | 4000 | Galvanic (STIP-3) | 1994-11-16 | Copper | Pressurized
1220077 | H | Flapper Valve | 1994-11-01 |  | 1994-11-01 |  | Currently in Use | E-85 | 4000 | Galvanic (STIP-3) | 1994-11-16 | Copper | Pressurized
1220078 | 1 | [5 empty] | Removed from Ground | Diesel | 10000 | Bare Steel | 1972-05-09 | Bare Steel
1220078 | 2 | [5 empty] | Removed from Ground | Diesel | 10000 | Bare Steel | 1976-05-08 | Bare Steel
1220078 | 3 | [5 empty] | Removed from Ground | Diesel | 10000 | Bare Steel | 1972-05-09 | Bare Steel
1220078 | 4 |  |  | yes |  | yes | Removed from Ground | Used Oil | 3000 | Bare Steel | 1976-05-08 | Bare Steel
1220078 | 5 |  |  | yes |  | yes | Removed from Ground | Used Oil | 3000 | Bare Steel | 1972-05-09 | Bare Steel
1220078 | 6 |  | 1996-10-01 |  | 1996-10-01 |  | Currently in Use | Diesel | 20000 | Double Walled | 1991-01-01 | Fiberglass Reinforced Plastic | Pressurized
1220078 | 7 |  | 1991-06-01 | yes | 1991-06-01 | yes | Currently in Use | Used Oil | 1000 | Double Walled | 1991-01-01 | Fiberglass Reinforced Plastic | Gravity Fed
1220080 | 1 | [5 empty] | Removed from Ground | Gas (Historical Use) | 12000 | Bare Steel | 1980-05-09 | Galvanized Steel
1220080 | 2 | [5 empty] | Removed from Ground | Gas (Historical Use) | 12000 | Bare Steel | 1980-05-09 | Galvanized Steel
1220080 | 3 | [5 empty] | Removed from Ground | Gas (Historical Use) | 12000 | Bare Steel | 1980-05-09 | Galvanized Steel
1220080 | 4 | [5 empty] | Removed from Ground | Gas (Historical Use) | 12000 | Bare Steel | 1986-05-08 | Galvanized Steel
1220080 | 5 |  | 1990-01-01 |  | 1990-01-01 |  | Temporarily out of use | Gas (Historical Use) | 12072 | Tank Jacket | 1990-09-01 | Fiberglass Reinforced Plastic | Pressurized
1220080 | 6 |  | 1990-01-01 |  | 1990-01-01 |  | Temporarily out of use | Gas (Historical Use) | 12118 | Tank Jacket | 1990-09-01 | Fiberglass Reinforced Plastic | Pressurized
1220080 | 7 |  | 1990-01-01 |  | 1990-01-01 |  | Temporarily out of use | Gas (Historical Use) | 12079 | Tank Jacket | 1990-09-01 | Fiberglass Reinforced Plastic | Pressurized
1220082 | 1 | Ball Float | 1994-06-22 | no | 1994-06-22 | no | Currently in Use | Regular | 12000 | Steel-Impressed Current | 1980-04-01 | Double-Walled Fiberglass | Pressurized
1220082 | 2 | Ball Float | 1994-06-22 | no | 1994-06-22 | no | Currently in Use | Plus | 12000 | Steel-Impressed Current | 1980-04-01 | Double-Walled Fiberglass | Pressurized
1220082 | 3 | Ball Float | 1994-06-22 | no | 1994-06-22 | no | Currently in Use | Premium | 12000 | Steel-Impressed Current | 1980-04-01 | Double-Walled Fiberglass | Pressurized
1220082 | 4 | Ball Float | 1994-06-22 | no | 1994-06-22 | no | Currently in Use | Diesel | 12000 | Steel-Impressed Current | 1980-04-01 | Double-Walled Fiberglass | Pressurized
1220085 | 1 | [5 empty] | Removed from Ground | Other | 8000 | Bare Steel | 1961-05-14 | Galvanized Steel
1220085 | 2 | [5 empty] | Removed from Ground | Other | 8000 | Bare Steel | 1961-05-14 | Galvanized Steel
1220085 | 3 | [5 empty] | Removed from Ground | Other | 2000 | Bare Steel | 1961-05-14 | Galvanized Steel
1220085 | 4 | [5 empty] | Removed from Ground | Other | 1000 | Bare Steel | 1961-05-14 | Galvanized Steel
1220086 | 1 |  | 1993-01-01 |  | 1993-01-01 |  | Currently in Use | Gas (Historical Use) | 10000 | Fiberglass | 1986-01-01 | Fiberglass Reinforced Plastic | Pressurized
1220086 | 2 |  | 1993-01-01 |  | 1993-01-01 |  | Currently in Use | Gas (Historical Use) | 10000 | Fiberglass | 1986-01-01 | Fiberglass Reinforced Plastic | Pressurized
1220086 | 3 |  | 1993-01-01 |  | 1993-01-01 |  | Currently in Use | Gas (Historical Use) | 10000 | Fiberglass | 1986-01-01 | Fiberglass Reinforced Plastic | Pressurized
1220086 | 4 |  | 1993-01-01 |  | 1993-01-01 |  | Currently in Use | Diesel | 10000 | Fiberglass | 1986-01-01 | Fiberglass Reinforced Plastic | Pressurized
1220087 | 1 |  | 1998-11-19 |  | 1998-11-19 |  | Currently in Use | Gas (Historical Use) | 10000 | Steel-Impressed Current | 1973-05-11 | Cathodically Protected | Pressurized
1220087 | 2 |  | 1998-11-19 |  | 1998-11-19 |  | Currently in Use | Gas (Historical Use) | 10000 | Steel-Impressed Current | 1973-05-11 | Cathodically Protected | Pressurized
1220087 | 3 |  | 1998-11-19 |  | 1998-11-19 |  | Currently in Use | Gas (Historical Use) | 10000 | Steel-Impressed Current | 1973-05-11 | Cathodically Protected | Pressurized
1220088 | 1 | [5 empty] | Removed from Ground | Diesel | 3000 | Bare Steel | 1967-01-06 | Copper | Suction (American)
1220088 | 2 |  | 1989-10-26 |  | 1989-10-26 |  | Removed from Ground | Other | 5000 | Bare Steel | 1976-01-04 | Copper | Suction (American)
1220088 | 3 | [5 empty] | Removed from Ground | Diesel | 1000 | Bare Steel | 1965-01-01 | Unknown | Suction (American)
1220088 | 4 |  | 1997-04-09 |  | 1997-04-09 |  | Currently in Use | Diesel | 6000 | Double Walled | 1997-04-09 | Copper | Suction (American)
1220089 | 1 | [5 empty] | Removed from Ground | Gas (Historical Use) | 3000 | Bare Steel | 1974-01-04 | Unknown
1220089 | 2 | [5 empty] | Removed from Ground | Gas (Historical Use) | 12000 | Bare Steel | 1981-01-02 | Unknown
1220089 | 3 | [5 empty] | Removed from Ground | Gas (Historical Use) | 12000 | Double Walled | 1990-12-10 | Fiberglass Reinforced Plastic | Pressurized
1220095 | 1 | [5 empty] | Removed from Ground | Gas (Historical Use) | 8000 | Bare Steel | 1973-05-16 | Galvanized Steel
1220095 | 2 | [5 empty] | Removed from Ground | Gas (Historical Use) | 8000 | Bare Steel | 1973-05-16 | Galvanized Steel
1220095 | 3 |  |  |  | 1988-01-01 |  | Removed from Ground | Gas (Historical Use) | 10000 | Composite | 1988-01-01 | Fiberglass Reinforced Plastic | Pressurized
1220095 | 4 |  |  |  | 1988-01-01 |  | Removed from Ground | Gas (Historical Use) | 10000 | Composite | 1988-01-01 | Fiberglass Reinforced Plastic | Pressurized
1220095 | 5 |  |  |  | 1988-01-01 |  | Removed from Ground | Gas (Historical Use) | 10000 | Composite | 1988-01-01 | Fiberglass Reinforced Plastic | Pressurized
1220097 | 1 | Ball Float | 1997-08-01 | no | 1997-08-01 | no | Currently in Use | Regular | 8000 | Steel-Impressed Current | 1976-01-04 | Fiberglass Reinforced Plastic | Pressurized
1220097 | 2 | Ball Float | 1997-08-01 | no | 1997-08-01 | no | Currently in Use | Premium | 8000 |  | 1976-01-04 | Fiberglass Reinforced Plastic | Pressurized
1220100 | 1 | Ball Float | 1994-11-01 |  | 1994-11-01 |  | Currently in Use | Gas (Historical Use) | 8000 | Cathodically Protected Steel | 1994-11-01 | Galvanized Steel | Pressurized
1220100 | 2 | Ball Float | 1994-11-01 |  | 1994-11-01 |  | Currently in Use | Gas (Historical Use) | 8000 | Cathodically Protected Steel | 1994-11-01 | Fiberglass Reinforced Plastic | Pressurized
1220100 | 3 | Ball Float | 1994-11-01 |  | 1994-11-01 |  | Temporarily out of use | Diesel | 8000 | Cathodically Protected Steel | 1994-11-01 | Fiberglass Reinforced Plastic | Pressurized
1220100 | 4A | Flapper Valve | 2004-07-01 | no | 2004-07-01 | no | Currently in Use | Diesel | 4000 | Fiberglass Double Walled | 2004-07-01 | Double-Walled Fiberglass | Safe Suction (Euro)
1220100 | 4B | Flapper Valve | 2004-07-01 | no | 2004-07-01 | no | Currently in Use | Kerosene | 2000 | Fiberglass Double Walled | 2004-07-01 | Double-Walled Fiberglass | Safe Suction (Euro)
1222000 | 1 | Ball Float | 1988-01-01 | no | 1988-01-01 | no | Currently in Use | Regular | 8000 | Steel-Impressed Current | 2000-09-27 | Steel (Impressed Current) | Pressurized
1222000 | 2 | Ball Float | 1988-01-01 | no | 1988-01-01 | no | Currently in Use | Premium | 8000 | Steel-Impressed Current | 2000-09-27 | Steel (Impressed Current) | Pressurized
1222000 | 3 | Ball Float | 1988-01-01 | no | 1988-01-01 | no | Currently in Use | Regular | 8000 | Steel-Impressed Current | 2000-09-27 | Steel (Impressed Current) | Pressurized
1230001 | 1 | [5 empty] | Removed from Ground | Gas (Historical Use) | 500 | Bare Steel | 1978-04-16 | Galvanized Steel
1230002 | 1 |  | 1995-03-29 |  | 1995-03-29 |  | Removed from Ground | Gas (Historical Use) | 10027 | Cathodically Protected Steel | 1986-02-24 | Fiberglass Reinforced Plastic | Pressurized
1230002 | 2 |  | 1995-03-29 |  | 1995-03-29 |  | Removed from Ground | Gas (Historical Use) | 10027 | Cathodically Protected Steel | 1986-02-24 | Galvanized Steel | Pressurized
1230002 | 3 |  | 1995-03-29 |  | 1995-03-29 |  | Removed from Ground | Diesel | 10027 | Cathodically Protected Steel | 1986-02-24 | Galvanized Steel | Pressurized
1230002 | 4 |  | 1995-03-29 |  | 1995-03-29 |  | Removed from Ground | Gas (Historical Use) | 10027 | Cathodically Protected Steel | 1986-02-24 | Galvanized Steel | Pressurized
1230004 | 1 | [5 empty] | Removed from Ground | Diesel | 3000 | Bare Steel | 1958-01-10 | Unknown
1230005 | 1 | [5 empty] | Removed from Ground | Gas (Historical Use) | 4000 | Bare Steel | 1978-01-05 | Unknown
1230007 | 12033 | [5 empty] | Removed from Ground | Gas (Historical Use) | 560 | Bare Steel | 1966-04-27 | Galvanized Steel
1230008 | 331G1 | [5 empty] | Removed from Ground | Gas (Historical Use) | 1060 | Bare Steel | 1970-05-02 | Galvanized Steel | Safe Suction (Euro)
1230009 | 1 | [5 empty] | Removed from Ground | Gas (Historical Use) | 8000 | Bare Steel | 1982-04-08 | Galvanized Steel | Suction (American)
1230009 | 2 | [5 empty] | Removed from Ground | Gas (Historical Use) | 8000 | Bare Steel | 1982-04-08 | Galvanized Steel
1230009 | 3 | [5 empty] | Removed from Ground | Gas (Historical Use) | 6000 | Bare Steel | 1982-04-08 | Galvanized Steel | Suction (American)
1230009 | 4 |  | 1996-02-12 |  | 1996-02-12 |  | Currently in Use | Gas (Historical Use) | 25000 | Composite | 1996-02-12 | Double Walled | Pressurized
1230010 | 1 | [5 empty] | Removed from Ground | Gas (Historical Use) | 4000 | Bare Steel | 1983-04-08 | Galvanized Steel | Suction (American)
1230010 | 2 | [5 empty] | Removed from Ground | Gas (Historical Use) | 3000 | Bare Steel | 1983-04-08 | Galvanized Steel | Suction (American)
1230010 | 3 | [5 empty] | Removed from Ground | Gas (Historical Use) | 3000 | Bare Steel | 1983-04-08 | Galvanized Steel | Suction (American)
1230011 | 1 |  | 1998-01-01 |  | 1998-01-01 |  | Removed from Ground | Gas (Historical Use) | 5000 | Cathodically Protected Steel | 1969-05-12 | Cathodically Protected | Suction (American)
1230011 | 2 |  | 1998-01-01 |  | 1998-01-01 |  | Removed from Ground | Gas (Historical Use) | 5000 | Cathodically Protected Steel | 1969-05-12 | Cathodically Protected | Suction (American)
1230011 | 3 |  | 1998-01-01 |  | 1991-05-08 |  | Removed from Ground | Gas (Historical Use) | 3000 | Cathodically Protected Steel | 1969-05-12 | Cathodically Protected | Suction (American)
1230011 | 4 |  | 1991-05-08 |  | 1991-05-08 |  | Removed from Ground | Diesel | 4015 | Cathodically Protected Steel | 1991-05-08 | Cathodically Protected | Pressurized
1230011 | 5 |  | 1998-01-01 |  | 1998-01-01 |  | Removed from Ground | Kerosene | 560 | Cathodically Protected Steel | 1998-01-01 | Cathodically Protected | Safe Suction (Euro)
1230013 | 1 | Flapper Valve | 1998-08-22 |  | 1998-08-22 |  | Currently in Use | Gas (Historical Use) | 8000 | Galvanic (STIP-3) | 1988-03-01 | Fiberglass Reinforced Plastic | Pressurized
1230013 | 2 | Flapper Valve | 1998-08-22 |  | 1998-08-22 |  | Currently in Use | Diesel | 8000 | Galvanic (STIP-3) | 1988-03-01 | Fiberglass Reinforced Plastic | Pressurized
1230013 | 3 | Flapper Valve | 1998-08-22 |  | 1998-08-22 |  | Currently in Use | Gas (Historical Use) | 8000 | Galvanic (STIP-3) | 1988-03-01 | Fiberglass Reinforced Plastic | Pressurized
1230014 | 1 | [5 empty] | Removed from Ground | Gas (Historical Use) | 2500 | Bare Steel | 1986-01-01 | Galvanized Steel | Pressurized
1230014 | 2 | [5 empty] | Removed from Ground | Gas (Historical Use) | 6000 | Bare Steel | 1986-01-01 | Galvanized Steel | Pressurized
1240002 | 1 | [5 empty] | Removed from Ground | Diesel | 24000 | Bare Steel | 1969-02-14 | Bare Steel
1240002 | 2 | [5 empty] | Removed from Ground | Diesel | 24000 | Bare Steel | 1969-02-14 | Bare Steel
1240002 | 3 | [5 empty] | Removed from Ground | Gas (Historical Use) | 750 | Bare Steel | 1984-02-11 | Bare Steel
1240002 | 4 | [5 empty] | Removed from Ground | Gas (Historical Use) | 750 | Bare Steel | 1974-02-13 | Cathodically Protected
1240003 | 1 | [5 empty] | Removed from Ground | Gas (Historical Use) | 1000 | Bare Steel | 1984-02-28 | Galvanized Steel | Suction (American)
1240003 | 2 | [5 empty] | Removed from Ground | Gas (Historical Use) | 1000 | Bare Steel | 1984-02-28 | Galvanized Steel | Suction (American)
1240003 | 3 | [5 empty] | Removed from Ground | Diesel | 1000 | Bare Steel | 1984-02-28 | Galvanized Steel | Suction (American)
1240003 | 4 |  |  | yes |  | yes | Removed from Ground | Used Oil | 500 | Bare Steel | 1984-02-28 | Galvanized Steel | Suction (American)
1240005 | 1 | [5 empty] | Removed from Ground | Gas (Historical Use) | 500 | Bare Steel | 1971-02-22 | Galvanized Steel
1240005 | 2 | [5 empty] | Removed from Ground | Diesel | 600 | Bare Steel | 1985-02-18 | Not Marked
1240006 | 1 | [5 empty] | Removed from Ground | Gas (Historical Use) | 1000 | Bare Steel | 1963-03-12 | Galvanized Steel
1240006 | 2 |  |  |  | 2007-08-07 |  | Removed from Ground | Gas (Historical Use) | 5000 | Cathodically Protected Steel | 1989-06-15 | Fiberglass Reinforced Plastic
1240010 | 1 | [5 empty] | Removed from Ground | Gas (Historical Use) | 3000 | Cathodically Protected Steel | 1981-04-16 | Galvanized Steel | Pressurized
1240010 | 10 | [5 empty] | Removed from Ground | Gas (Historical Use) | 4000 | Cathodically Protected Steel | 1987-07-10 | Galvanized Steel | Pressurized
1240010 | 11 |  |  | yes |  | yes | Removed from Ground | Used Oil | 250 | Bare Steel | 1997-10-01 | Galvanized Steel | Gravity Fed
1240010 | 12 |  | 1997-10-01 |  | 1997-10-01 |  | Currently in Use | Diesel | 12000 | Composite | 1997-10-01 | Fiberglass Reinforced Plastic | Pressurized
1240010 | 13 |  | 1997-10-01 |  | 1997-10-01 |  | Currently in Use | Diesel | 12000 | Composite | 1997-10-01 | Fiberglass Reinforced Plastic | Pressurized
1240010 | 14 |  | 1997-10-01 |  | 1997-10-01 |  | Currently in Use | Kerosene | 6000 | Composite | 1997-10-01 | Fiberglass Reinforced Plastic | Pressurized
1240010 | 15 |  | 1997-10-01 |  | 1997-10-01 |  | Currently in Use | Diesel | 12000 | Composite | 1997-10-01 | Fiberglass Reinforced Plastic | Pressurized
1240010 | 16 |  | 1997-10-01 |  | 1997-10-01 |  | Currently in Use | Diesel | 12000 | Composite | 1997-10-01 | Fiberglass Reinforced Plastic | Pressurized
1240010 | 2 | [5 empty] | Removed from Ground | Diesel | 12000 | Cathodically Protected Steel | 1981-04-16 | Galvanized Steel | Pressurized
1240010 | 3 | [5 empty] | Removed from Ground | Gas (Historical Use) | 6000 | Cathodically Protected Steel | 1984-04-15 | Galvanized Steel
1240010 | 4 | [5 empty] | Removed from Ground | Diesel | 4000 | Cathodically Protected Steel | 1981-04-16 | Galvanized Steel | Safe Suction (Euro)
1240010 | 5 | [5 empty] | Removed from Ground | Diesel | 12000 | Cathodically Protected Steel | 1984-04-15 | Galvanized Steel | Pressurized
1240010 | 6 | [5 empty] | Removed from Ground | Diesel | 6000 | Cathodically Protected Steel | 1984-04-15 | Galvanized Steel | Safe Suction (Euro)
1240010 | 7 | [5 empty] | Removed from Ground | Kerosene | 3000 | Bare Steel | 1997-10-01 | Galvanized Steel | Safe Suction (Euro)
1240010 | 8 | [5 empty] | Removed from Ground | Gas (Historical Use) | 3000 | Bare Steel | 1981-05-20 | Galvanized Steel | Safe Suction (Euro)
1240010 | 9 | [5 empty] | Removed from Ground | Gas (Historical Use) | 4000 | Cathodically Protected Steel | 1987-07-10 | Galvanized Steel | Pressurized
1240011 | 1 | [5 empty] | Removed from Ground | Gas (Historical Use) | 5000 | Bare Steel | 1961-03-23 | Bare Steel
1240011 | 2 |  |  | yes |  | yes | Removed from Ground | Used Oil | 500 | Bare Steel | 1961-03-23 | Bare Steel
1240011 | 3 | [5 empty] | Removed from Ground | Other | 1 | Bare Steel | 1961-03-23 | Not Marked
1240011 | 4 | [5 empty] | Removed from Ground | Gas (Historical Use) | 1000 | Bare Steel | 1993-10-01 | Galvanized Steel
1240012 | 1 | [5 empty] | Closed in Ground | Gas (Historical Use) | 2000 | Bare Steel | 1980-01-01 | Bare Steel | Safe Suction (Euro)
1240012 | 2 | [5 empty] | Closed in Ground | Diesel | 560 | Bare Steel | 1980-01-01 | Bare Steel | Safe Suction (Euro)
1240012 | 3 |  | 1990-01-01 |  | 1990-01-01 |  | Removed from Ground | Diesel | 1000 | Galvanic (STIP-3) | 1990-01-01 | Cathodically Protected
1240012 | 4 |  | 1990-01-01 |  | 1990-01-01 |  | Removed from Ground | Gas (Historical Use) | 1000 | Galvanic (STIP-3) | 1990-01-01 | Cathodically Protected | Safe Suction (Euro)
1240013 | 233G1 | [5 empty] | Removed from Ground | Gas (Historical Use) | 1002 | Bare Steel | 1984-04-29 | Galvanized Steel | Suction (American)
1240013 | 233G2 | [5 empty] | Removed from Ground | Gas (Historical Use) | 576 | Bare Steel | 1966-05-04 | Galvanized Steel | Suction (American)
1240014 | 1 | [5 empty] | Removed from Ground | Empty | 560 | Bare Steel | 1986-04-10 | Unknown
1240015 | 1 | [5 empty] | Removed from Ground | Gas (Historical Use) | 500 | Bare Steel | 1959-04-02 | Galvanized Steel
1240015 | 2 | [5 empty] | Removed from Ground | Gas (Historical Use) | 1000 | Bare Steel | 1959-04-02 | Galvanized Steel
1240016 | 1 |  | 1998-03-01 |  | 1998-03-01 |  | Removed from Ground | Gas (Historical Use) | 4000 | Steel-Impressed Current | 1980-05-31 | Cathodically Protected | Suction (American)
1240016 | 2 |  | 1998-03-01 |  | 1998-03-01 |  | Removed from Ground | Gas (Historical Use) | 4000 | Steel-Impressed Current | 1980-05-31 | Cathodically Protected | Suction (American)
1240016 | 3 |  | 1998-03-01 |  | 1998-03-01 |  | Removed from Ground | Gas (Historical Use) | 2000 | Steel-Impressed Current | 1980-05-31 | Cathodically Protected | Suction (American)
1240016 | 4A |  | 2010-06-01 | no | 2010-06-01 | no | Currently in Use | Gas (Historical Use) | 9000 | Composite Double Walled | 2010-06-01 | Fiberglass Reinforced Plastic | Pressurized
1240016 | 4B |  | 2010-06-01 | no | 2010-06-01 | no | Currently in Use | Gas (Historical Use) | 3000 | Fiberglass Double Walled | 2010-06-01 | Fiberglass Reinforced Plastic | Pressurized
1240017 | 1 | [5 empty] | Removed from Ground | Gas (Historical Use) | 1000 | Bare Steel | 1966-05-07 | Galvanized Steel
1240020 | 1 |  | 1998-12-03 |  | 1998-12-03 |  | Removed from Ground | Gas (Historical Use) | 3000 | Cathodically Protected Steel | 1986-05-02 | Cathodically Protected | Safe Suction (Euro)
1240020 | 2 |  | 1998-12-03 |  | 1998-12-03 |  | Removed from Ground | Gas (Historical Use) | 2000 | Cathodically Protected Steel | 1986-05-02 | Cathodically Protected | Safe Suction (Euro)
1240020 | 3 |  | 1999-01-13 |  | 1999-01-13 |  | Removed from Ground | Gas (Historical Use) | 2000 | Cathodically Protected Steel | 1986-05-02 | Cathodically Protected | Safe Suction (Euro)
1240020 | 4A |  | 2000-08-01 |  | 2000-08-01 |  | Temporarily out of use | Gas (Historical Use) | 8500 | Fiberglass | 2000-08-01 | Fiberglass Reinforced Plastic | Pressurized
1240020 | 4B |  | 2000-08-01 |  | 2000-08-01 |  | Temporarily out of use | Gas (Historical Use) | 3500 | Fiberglass | 2000-08-01 | Fiberglass Reinforced Plastic | Pressurized
1240023 | 1 | [5 empty] | Closed in Ground | Empty | 1000 | Bare Steel | 1985-05-02 | Galvanized Steel | Suction (American)
1240023 | 2 | [5 empty] | Closed in Ground | Empty | 1000 | Bare Steel | 1985-05-02 | Galvanized Steel | Suction (American)
1240031 | 1 | [5 empty] | Removed from Ground | Gas (Historical Use) | 1000 | Bare Steel | 1986-05-02 | Galvanized Steel
1240031 | 2 | [5 empty] | Removed from Ground | Gas (Historical Use) | 1000 | Bare Steel | 1996-01-09 | Bare Steel
1240031 | 3 | [5 empty] | Removed from Ground | Gas (Historical Use) | 1000 | Bare Steel | 1996-01-01 | Bare Steel
1240031 | 4 | [5 empty] | Removed from Ground | Gas (Historical Use) | 1000 | Bare Steel | 1996-01-01 | Bare Steel
1240036 | 1 | [5 empty] | Removed from Ground | Gas (Historical Use) | 3000 | Bare Steel | 1984-05-02 | Unknown | Suction (American)
1240036 | 2 | [5 empty] | Removed from Ground | Gas (Historical Use) | 3000 | Bare Steel | 1984-05-02 | Unknown | Suction (American)
1240036 | 3 | [5 empty] | Removed from Ground | Gas (Historical Use) | 4000 | Bare Steel | 1986-05-02 | Unknown | Suction (American)
1240038 | 1 | [5 empty] | Removed from Ground | Gas (Historical Use) | 3000 | Bare Steel | 1986-05-02 | Bare Steel | Safe Suction (Euro)
1240038 | 2 | [5 empty] | Removed from Ground | Gas (Historical Use) | 3000 | Bare Steel | 1986-05-02 | Bare Steel | Safe Suction (Euro)
1240038 | 3 | [5 empty] | Removed from Ground | Gas (Historical Use) | 3000 | Bare Steel | 1986-05-02 | Bare Steel | Safe Suction (Euro)
1240038 | 4 | [5 empty] | Closed in Ground | Gas (Historical Use) | 3000 | Bare Steel | 1986-05-02 | Bare Steel | Safe Suction (Euro)
1240042 | 1 | [5 empty] | Removed from Ground | Gas (Historical Use) | 4000 | Bare Steel | 1970-01-01 | Galvanized Steel | Suction (American)
1240042 | 2 | [5 empty] | Removed from Ground | Gas (Historical Use) | 2000 | Bare Steel | 1970-01-01 | Galvanized Steel | Suction (American)
1240042 | 3 | [5 empty] | Removed from Ground | Gas (Historical Use) | 200 | Bare Steel | 1970-01-01 | Galvanized Steel | Suction (American)
1240042 | 4 | [5 empty] | Removed from Ground | Gas (Historical Use) | 200 | Bare Steel | 1970-01-01 | Galvanized Steel | Suction (American)
1240043 | 1 | [5 empty] | Closed in Ground | Gas (Historical Use) | 1000 | Bare Steel | 1986-05-02 | Unknown
1240043 | 2 | [5 empty] | Closed in Ground | Gas (Historical Use) | 550 | Bare Steel | 1986-05-02 | Unknown
1240043 | 3 | [5 empty] | Closed in Ground | Gas (Historical Use) | 550 | Bare Steel | 1986-05-02 | Unknown
1240044 | 1 | [5 empty] | Permanently Out of Use - historical purposes | Empty | 550 | Bare Steel | 1986-05-02 | Galvanized Steel
1240044 | 2 | [5 empty] | Permanently Out of Use - historical purposes | Empty | 550 | Bare Steel | 1986-05-02 | Galvanized Steel
1240050 | 1 |  | 1998-11-01 |  | 1998-11-01 |  | Currently in Use | Gas (Historical Use) | 6000 | Steel-Impressed Current | 1983-05-06 | Fiberglass Reinforced Plastic | Pressurized
1240050 | 2 |  | 1998-11-01 |  | 1998-11-01 |  | Currently in Use | Diesel | 4000 | Steel-Impressed Current | 1983-05-06 | Fiberglass Reinforced Plastic | Pressurized
1240050 | 3 |  | 1998-11-01 |  | 1998-11-01 |  | Currently in Use | Gas (Historical Use) | 4000 | Steel-Impressed Current | 1983-05-06 | Fiberglass Reinforced Plastic | Pressurized
1240050 | 4 |  | 1998-11-01 |  | 1998-11-01 |  | Currently in Use | Gas (Historical Use) | 6000 | Steel-Impressed Current | 1986-05-05 | Fiberglass Reinforced Plastic | Pressurized
1240051 | 1 |  | 1998-12-14 |  | 1998-12-14 |  | Currently in Use | Gas (Historical Use) | 3000 | Steel-Impressed Current | 1966-05-10 | Steel (Impressed Current) | Safe Suction (Euro)
1240051 | 2 |  | 1998-12-14 |  | 1998-12-14 |  | Temporarily out of use | Gas (Historical Use) | 3000 | Steel-Impressed Current | 1966-05-10 | Steel (Impressed Current) | Safe Suction (Euro)
1240051 | 3 | [5 empty] | Closed in Ground | Gas (Historical Use) | 1000 | Bare Steel | 1966-05-10 | Galvanized Steel | Suction (American)
1240052 | 1 | [5 empty] | Removed from Ground | Gas (Historical Use) | 8000 | Bare Steel | 1978-05-10 | Unknown
1240052 | 2 | [5 empty] | Removed from Ground | Gas (Historical Use) | 2000 | Bare Steel | 1976-05-10 | Unknown
1240052 | 3 | [5 empty] | Removed from Ground | Gas (Historical Use) | 3000 | Bare Steel | 1976-05-10 | Cathodically Protected
1240052 | 4 | [5 empty] | Removed from Ground | Gas (Historical Use) | 8000 | Bare Steel | 1976-05-10 | Unknown
1240054 | 1 | [5 empty] | Permanently Out of Use - historical purposes | Other | 550 | Bare Steel | 1971-01-01 | Bare Steel
1240054 | 2 | [5 empty] | Permanently Out of Use - historical purposes | Other | 550 | Bare Steel | 1971-01-01 | Bare Steel
1240054 | 3 | [5 empty] | Permanently Out of Use - historical purposes | Other | 550 | Bare Steel | 1971-01-01 | Bare Steel
1240054 | 4 | [5 empty] | Removed from Ground | Gas (Historical Use) | 2000 | Bare Steel | 1976-05-10 | Unknown
1240054 | 5 | [5 empty] | Removed from Ground | Gas (Historical Use) | 2000 | Bare Steel | 1976-05-10 | Unknown
1240054 | 6 | [5 empty] | Removed from Ground | Gas (Historical Use) | 3000 | Bare Steel | 1976-05-10 | Unknown
1240054 | 7 | [5 empty] | Permanently Out of Use - historical purposes | Gas (Historical Use) | 3000 | Bare Steel | 1976-05-10 | Unknown
1240057 | 1 | [5 empty] | Removed from Ground | Empty | 1000 | Bare Steel | 1971-05-12 | Unknown | Suction (American)
1240057 | 2 | [5 empty] | Removed from Ground | Empty | 550 | Bare Steel | 1971-05-12 | Unknown | Suction (American)
1240057 | 3A |  | 1999-04-23 | no | 1999-04-23 | no | Temporarily out of use | Gas (Historical Use) | 1500 | Composite | 1999-04-21 | Cathodically Protected | Suction (American)
1240057 | 3B |  | 1999-04-23 | no | 1999-04-23 | no | Temporarily out of use | Gas (Historical Use) | 1500 | Composite | 1999-04-21 | Cathodically Protected | Suction (American)
1240060 | 1 | [5 empty] | Removed from Ground | Empty | 500 | Bare Steel | 1963-05-14 | Unknown | Suction (American)
1240063 | 1 | Flapper Valve | 1988-06-02 |  | 1988-06-02 |  | Currently in Use | Gas (Historical Use) | 4000 | Galvanic (STIP-3) | 1976-05-10 | Fiberglass Reinforced Plastic | Pressurized
1240063 | 2 | Flapper Valve | 1988-06-02 |  | 1988-06-02 |  | Currently in Use | Gas (Historical Use) | 4000 | Galvanic (STIP-3) | 1976-05-10 | Fiberglass Reinforced Plastic | Pressurized
1240063 | 3 | Flapper Valve | 1988-06-02 |  | 1988-06-02 |  | Currently in Use | Gas (Historical Use) | 4000 | Galvanic (STIP-3) | 1976-05-10 | Fiberglass Reinforced Plastic | Pressurized
1240063 | 4 | Flapper Valve | 1995-04-10 |  | 1995-04-10 |  | Currently in Use | Kerosene | 1000 | Galvanic (STIP-3) | 1982-05-09 | Fiberglass Reinforced Plastic | Pressurized
1240063 | 5 | Flapper Valve | 1995-04-10 |  | 1995-04-10 |  | Currently in Use | Diesel | 3000 | Galvanic (STIP-3) | 1988-06-02 | Fiberglass Reinforced Plastic | Pressurized
1240064 | 1 |  | 1998-05-07 |  | 1998-05-07 |  | Currently in Use | Gas (Historical Use) | 3000 | Steel-Impressed Current | 1985-05-08 | Cathodically Protected | Suction (American)
1240064 | 2 |  | 1998-05-07 |  | 1998-05-07 |  | Temporarily out of use | Gas (Historical Use) | 2000 | Steel-Impressed Current | 1985-05-08 | Cathodically Protected | Suction (American)
1240064 | 3 |  | 1998-05-07 |  | 1998-05-07 |  | Currently in Use | Gas (Historical Use) | 2000 | Steel-Impressed Current | 1985-05-08 | Cathodically Protected | Suction (American)
1240067 | 1 | [5 empty] | Removed from Ground | Gas (Historical Use) | 500 | Bare Steel | 1956-03-06 | Galvanized Steel
1240067 | 2 | [5 empty] | Removed from Ground | Gas (Historical Use) | 500 | Bare Steel | 1956-03-06 | Galvanized Steel
1240071 | 1 | [5 empty] | Removed from Ground | Diesel | 12000 | Bare Steel | 1973-01-25 | Galvanized Steel
1240071 | 2 | [5 empty] | Permanently Out Of Use | Empty | 12000 | Bare Steel | 1952-01-31 | Galvanized Steel
1240071 | 3 | [5 empty] | Removed from Ground | Gas (Historical Use) | 6000 | Bare Steel | 1983-01-23 | Galvanized Steel
1240071 | 4 | [5 empty] | Removed from Ground | Gas (Historical Use) | 6000 | Bare Steel | 1983-01-23 | Galvanized Steel
1240077 | REG | [5 empty] | Removed from Ground | Gas (Historical Use) | 2000 | Bare Steel | 1986-05-02 | Galvanized Steel
1250001 | 1 |  | 1995-10-24 |  |  |  | Removed from Ground | Gas (Historical Use) | 560 | Bare Steel | 1971-04-05 | Galvanized Steel
1250001 | 2 | [5 empty] | Removed from Ground | Gas (Historical Use) | 1 | Unknown | 1991-08-22 | Not Marked
1250001 | 205158 |  | 1995-10-24 |  | 1995-10-24 |  | Removed from Ground | Gas (Historical Use) | 1000 | Galvanic (STIP-3) | 1995-10-24 | Fiberglass Reinforced Plastic | Suction (American)
1250002 | 1 | [5 empty] | Removed from Ground | Gas (Historical Use) | 560 | Bare Steel | 1955-04-30 | Galvanized Steel | Suction (American)
1250002 | 2 | [5 empty] | Removed from Ground | Diesel | 560 | Bare Steel | 1987-01-01 | Galvanized Steel | Suction (American)
1250002 | 200194 |  | 1992-05-01 |  | 1992-05-01 |  | Removed from Ground | Gas (Historical Use) | 1000 | Galvanic (STIP-3) | 1992-05-04 | Cathodically Protected | Safe Suction (Euro)
1250002 | 200196 |  | 1992-05-04 |  | 1992-05-04 |  | Removed from Ground | Diesel | 1000 | Galvanic (STIP-3) | 1992-05-04 | Cathodically Protected | Safe Suction (Euro)
1250003 | 1 | [5 empty] | Removed from Ground | Gas (Historical Use) | 1000 | Bare Steel | 1968-04-15 | Galvanized Steel | Safe Suction (Euro)
1250003 | 2 | Flapper Valve | 1998-12-01 |  | 1998-12-01 |  | Currently in Use | Gas (Historical Use) | 2000 | Composite | 1998-12-18 | Fiberglass Reinforced Plastic | Safe Suction (Euro)
1250004 | 1 | [5 empty] | Removed from Ground | Gas (Historical Use) | 8000 | Bare Steel | 1982-04-16 | Bare Steel | Suction (American)
1250004 | 2 | [5 empty] | Removed from Ground | Gas (Historical Use) | 8000 | Bare Steel | 1982-04-16 | Bare Steel | Suction (American)
1250004 | 3 | [5 empty] | Removed from Ground | Gas (Historical Use) | 8000 | Bare Steel | 1982-04-16 | Bare Steel | Suction (American)
1250004 | 4 | [5 empty] | Removed from Ground | Other | 2000 | Not Marked/Unknown |  | Not Marked
1250004 | 5 | [5 empty] | Removed from Ground | Other | 2000 | Not Marked/Unknown |  | Not Marked
1250004 | 6 | [5 empty] | Removed from Ground | Other | 5000 | Not Marked/Unknown |  | Not Marked
1250005 | 1 | [5 empty] | Removed from Ground | Diesel | 18000 | Bare Steel | 1981-04-15 | Bare Steel
1250006 | 1 |  |  | yes |  | yes | Removed from Ground | Used Oil | 500 | Bare Steel | 1980-02-26 | Fiberglass Reinforced Plastic
1250007 | 1 | [5 empty] | Removed from Ground | Diesel | 4200 | Bare Steel | 1981-02-27 | Bare Steel | Suction (American)
1250008 | 1 | [5 empty] | Removed from Ground | Gas (Historical Use) | 1000 | Bare Steel | 1976-03-08 | Galvanized Steel
1250008 | 2 | [5 empty] | Closed in Ground | Gas (Historical Use) | 250 | Bare Steel | 1961-03-12 | Galvanized Steel
1250008 | 3 | [5 empty] | Removed from Ground | Gas (Historical Use) | 6016 | Not Marked/Unknown | 1988-10-03 | Not Marked
1250009 | 1 | [5 empty] | Removed from Ground | Diesel | 2000 | Bare Steel | 1976-03-02 | Galvanized Steel
1250009 | 2 |  | 1990-04-05 |  | 1990-04-05 |  | Currently in Use | Gas (Historical Use) | 10152 | Cathodically Protected Steel | 1990-04-05 | Cathodically Protected | Suction (American)
1250009 | 3 |  | 1990-04-05 |  | 1990-04-05 |  | Currently in Use | Diesel | 10152 | Cathodically Protected Steel | 1990-04-05 | Cathodically Protected | Suction (American)
1250011 | 10438-1 | [5 empty] | Removed from Ground | Gas (Historical Use) | 1000 | Bare Steel | 1971-05-03 | Galvanized Steel
1250011 | 10438-2 | [5 empty] | Removed from Ground | Gas (Historical Use) | 1000 | Bare Steel | 1984-04-29 | Galvanized Steel
1250011 | 10438-3 | [5 empty] | Removed from Ground | Diesel | 550 | Bare Steel | 1971-05-03 | Galvanized Steel
1250011 | 438D1 |  | 1989-01-25 |  | 1989-01-25 |  | Removed from Ground | Diesel | 1020 | Cathodically Protected Steel | 1989-01-25 | Cathodically Protected | Suction (American)
1250011 | 438G1 |  | 1989-01-25 |  | 1989-01-25 |  | Removed from Ground | Gas (Historical Use) | 1020 | Cathodically Protected Steel | 1989-01-25 | Cathodically Protected | Suction (American)
1250012 | 1 | [5 empty] | Removed from Ground | Gas (Historical Use) | 1 | Bare Steel | 1990-03-01 | Galvanized Steel
1250012 | 1A | Flapper Valve | 1990-03-26 |  | 1990-03-26 |  | Currently in Use | Gas (Historical Use) | 5000 | Steel-Impressed Current | 1990-03-26 | Steel (Impressed Current) | Safe Suction (Euro)
1250012 | 2 | [5 empty] | Removed from Ground | Gas (Historical Use) | 1 | Bare Steel | 1990-03-01 | Galvanized Steel
1250012 | 2A | Flapper Valve | 1990-03-26 |  | 1990-03-26 |  | Currently in Use | Gas (Historical Use) | 5000 | Steel-Impressed Current | 1990-03-26 | Steel (Impressed Current) | Safe Suction (Euro)
1250012 | 3 | [5 empty] | Removed from Ground | Gas (Historical Use) | 1 | Bare Steel | 1990-03-01 | Galvanized Steel
1250012 | 3A | Flapper Valve | 1990-03-26 |  | 1990-03-26 |  | Currently in Use | Gas (Historical Use) | 3000 | Steel-Impressed Current | 1990-03-26 | Steel (Impressed Current) | Safe Suction (Euro)
1250012 | 4 | [5 empty] | Removed from Ground | Gas (Historical Use) | 1 | Bare Steel | 1990-03-01 | Galvanized Steel
1250012 | 4A | Flapper Valve | 1990-03-26 |  | 1990-03-26 |  | Currently in Use | Diesel | 10000 | Steel-Impressed Current | 1990-06-12 | Steel (Impressed Current) | Pressurized
1250012 | 5 | [5 empty] | Removed from Ground | Gas (Historical Use) | 1 | Bare Steel | 1990-03-01 | Galvanized Steel
1250012 | 5A | Flapper Valve | 1990-03-26 |  | 1990-03-26 |  | Currently in Use | Gas (Historical Use) | 5000 | Steel-Impressed Current | 1990-06-12 | Steel (Impressed Current) | Pressurized
1250012 | 6 | [5 empty] | Removed from Ground | Diesel | 1 | Bare Steel | 1990-03-01 | Galvanized Steel
1250012 | 6A | Flapper Valve | 1990-06-12 |  | 1990-06-12 |  | Currently in Use | Kerosene | 2000 | Steel-Impressed Current | 1990-06-12 | Steel (Impressed Current) | Safe Suction (Euro)
1250012 | 7 | [5 empty] | Removed from Ground | Diesel | 4000 | Cathodically Protected Steel | 1990-03-01 | Galvanized Steel | Suction (American)
1250012 | 7A | Flapper Valve | 1995-01-26 |  | 1995-01-26 |  | Currently in Use | Diesel | 4000 | Steel-Impressed Current | 1995-01-26 | Steel (Impressed Current) | Safe Suction (Euro)
1250014 | 1 | Ball Float | 1997-04-01 |  | 1997-04-01 |  | Temporarily out of use | Gas (Historical Use) | 10000 | Steel-Impressed Current | 1984-01-01 | Double-Walled Flex | Pressurized
1250014 | 2 | Ball Float | 1997-04-01 |  | 1997-04-01 |  | Temporarily out of use | Gas (Historical Use) | 10000 | Steel-Impressed Current | 1984-01-01 | Double-Walled Flex | Pressurized
1250014 | 3 | Ball Float | 1997-04-01 |  | 1997-04-01 |  | Temporarily out of use | Diesel | 6000 | Steel-Impressed Current | 1984-01-01 | Double-Walled Flex | Pressurized
1250014 | 4 |  | 1997-04-01 |  | 1997-04-01 |  | Temporarily out of use | Diesel | 8000 | Epoxy | 1997-04-01 | Double Walled | Pressurized
1250015 | 4 |  | 1988-11-14 |  | 1988-11-14 | yes | Currently in Use | Gas (Historical Use) | 8200 | Galvanic (STIP-3) | 1988-11-14 | Fiberglass Reinforced Plastic | Pressurized
1250015 | 5 |  | 1988-11-14 |  | 1988-11-14 | yes | Currently in Use | Gas (Historical Use) | 8200 | Galvanic (STIP-3) | 1988-11-14 | Fiberglass Reinforced Plastic | Pressurized
1250015 | 6 |  | 1988-11-14 |  | 1988-11-14 | yes | Currently in Use | Gas (Historical Use) | 8200 | Galvanic (STIP-3) | 1988-11-14 | Fiberglass Reinforced Plastic | Pressurized
1250015 | T1 | [5 empty] | Removed from Ground | Gas (Historical Use) | 6000 | Bare Steel | 1980-05-08 | Galvanized Steel
1250015 | T2 | [5 empty] | Removed from Ground | Gas (Historical Use) | 8000 | Bare Steel | 1980-05-08 | Galvanized Steel
1250015 | T3 | [5 empty] | Removed from Ground | Gas (Historical Use) | 6000 | Bare Steel | 1980-05-08 | Galvanized Steel
1250018 | 1 | [5 empty] | Removed from Ground | Gas (Historical Use) | 2000 | Bare Steel | 1970-05-09 | Galvanized Steel | Gravity Fed
1250018 | 2 | [5 empty] | Removed from Ground | Gas (Historical Use) | 5000 | Bare Steel | 1998-11-01 | Galvanized Steel | Gravity Fed
1250018 | 3 | [5 empty] | Removed from Ground | Gas (Historical Use) | 4000 | Bare Steel | 1998-11-01 | Galvanized Steel | Gravity Fed
1250018 | 4 | [5 empty] | Removed from Ground | Other | 2000 | Bare Steel | 1998-11-01 | Galvanized Steel | Gravity Fed
1250018 | 5 |  |  | yes |  | yes | Removed from Ground | Used Oil | 1000 | Bare Steel | 1998-11-01 | Galvanized Steel | Gravity Fed
1250018 | 6 | [5 empty] | Removed from Ground | Other | 1000 | Bare Steel | 1998-11-01 | Galvanized Steel | Gravity Fed
1250020 | 1 |  | 1998-01-01 |  | 1998-01-01 |  | Currently in Use | Gas (Historical Use) | 1000 | Cathodically Protected Steel | 1980-05-06 | Steel (Impressed Current) | Safe Suction (Euro)
1250020 | 2 |  | 1998-01-01 |  | 1998-01-01 |  | Temporarily out of use | Gas (Historical Use) | 1000 | Cathodically Protected Steel | 1980-05-06 | Steel (Impressed Current) | Safe Suction (Euro)
1250021 | 1 |  | 1998-12-20 |  | 1995-04-01 |  | Removed from Ground | Gas (Historical Use) | 3000 | Not Marked/Unknown | 1965-05-10 | Cathodically Protected | Suction (American)
1250021 | 2 |  | 1998-12-20 |  | 1995-04-01 |  | Removed from Ground | Gas (Historical Use) | 3000 | Not Marked/Unknown | 1965-05-10 | Cathodically Protected | Suction (American)
1250021 | 3 |  | 1998-12-20 |  | 1995-04-01 |  | Removed from Ground | Gas (Historical Use) | 4000 | Not Marked/Unknown | 1965-05-10 | Cathodically Protected | Suction (American)
1250021 | 4 | [5 empty] | Removed from Ground | Diesel | 1000 | Bare Steel | 1965-05-10 | Galvanized Steel
1250022 | 1 | [5 empty] | Closed in Ground | Empty | 1000 | Bare Steel | 1980-05-06 | Galvanized Steel
1250022 | 2 | [5 empty] | Closed in Ground | Empty | 1000 | Bare Steel | 1980-05-06 | Galvanized Steel
1250022 | 3 | [5 empty] | Closed in Ground | Empty | 1000 | Bare Steel | 1980-05-06 | Galvanized Steel
1250023 | 1 | Flapper Valve | 1995-11-01 |  | 1995-11-01 |  | Currently in Use | Gas (Historical Use) | 15000 | Steel-Impressed Current | 1977-05-09 | Fiberglass Reinforced Plastic | Pressurized
1250023 | 2 | Flapper Valve | 1995-11-01 |  | 1995-11-01 |  | Currently in Use | Gas (Historical Use) | 12000 | Steel-Impressed Current | 1977-05-09 | Fiberglass Reinforced Plastic | Pressurized
1250023 | 3 |  | 1995-11-01 |  | 1995-11-01 |  | Currently in Use | Diesel | 12000 | Steel-Impressed Current | 1977-05-09 | Fiberglass Reinforced Plastic | Pressurized
1250024 | 1 | [5 empty] | Removed from Ground | Gas (Historical Use) | 10000 | Bare Steel | 1980-05-09 | Galvanized Steel
1250024 | 2 |  | 1992-11-01 |  | 1992-11-01 |  | Currently in Use | Gas (Historical Use) | 10000 | Composite | 1992-11-01 | Double-Walled Fiberglass | Pressurized
1250025 | 1 | [5 empty] | Removed from Ground | Diesel | 4000 | Bare Steel | 1976-05-10 | Galvanized Steel
1250027 | 1 | [5 empty] | Removed from Ground | Diesel | 3000 | Bare Steel | 1966-05-13 | Galvanized Steel
1250027 | 10A | Flapper Valve | 2016-04-11 | no | 2016-04-11 | no | Currently in Use | Gas (Historical Use) | 5000 | Composite Double Walled | 2016-04-11 | Double-Walled Fiberglass | Pressurized
1250027 | 10B | Flapper Valve | 2016-04-11 | no | 2016-04-11 | no | Currently in Use | Diesel | 5000 | Composite Double Walled | 2016-04-11 | Double-Walled Fiberglass | Pressurized
1250027 | 10C | Flapper Valve | 2016-04-11 | no | 2016-04-11 | no | Currently in Use | Diesel | 5000 | Composite Double Walled | 2016-04-11 | Double-Walled Fiberglass | Pressurized
1250027 | 11A | Flapper Valve | 2016-04-11 | no | 2016-04-11 | no | Currently in Use | Gas (Historical Use) | 11000 | Composite Double Walled | 2016-04-11 | Double-Walled Fiberglass | Pressurized
1250027 | 11B | Flapper Valve | 2016-04-11 | no | 2016-04-11 | no | Currently in Use | Gas (Historical Use) | 4000 | Composite Double Walled | 2016-04-11 | Double-Walled Fiberglass | Pressurized
1250027 | 2 | [5 empty] | Removed from Ground | Gas (Historical Use) | 3000 | Bare Steel | 1966-05-13 | Galvanized Steel
1250027 | 3 | [5 empty] | Removed from Ground | Gas (Historical Use) | 3000 | Bare Steel | 1966-05-13 | Galvanized Steel
1250027 | 4 | [5 empty] | Removed from Ground | Gas (Historical Use) | 3000 | Bare Steel | 1966-05-13 | Galvanized Steel
1250027 | 5 | [5 empty] | Removed from Ground | Gas (Historical Use) | 1000 | Bare Steel | 1966-05-13 | Galvanized Steel
1250027 | 6 | [5 empty] | Removed from Ground | Kerosene | 500 | Bare Steel | 1966-05-13 | Galvanized Steel
1250027 | 7 | Flapper Valve | 1990-11-01 |  | 1990-11-01 |  | Removed from Ground | Gas (Historical Use) | 8000 | Galvanic (STIP-3) | 1990-11-01 | Fiberglass Reinforced Plastic
1250027 | 8 | Flapper Valve | 1990-11-01 |  | 1990-11-01 |  | Removed from Ground | Gas (Historical Use) | 8000 | Galvanic (STIP-3) | 1990-11-01 | Fiberglass Reinforced Plastic
1250027 | 9 | Flapper Valve | 1990-11-01 |  | 1990-11-01 |  | Removed from Ground | Gas (Historical Use) | 8000 | Galvanic (STIP-3) | 1990-11-01 | Fiberglass Reinforced Plastic
1250028 | 1 | [5 empty] | Removed from Ground | Diesel | 2000 | Bare Steel | 1976-05-10 | Galvanized Steel
1250028 | 2 | [5 empty] | Removed from Ground | Gas (Historical Use) | 2000 | Bare Steel | 1976-05-10 | Galvanized Steel
1250028 | 3 | [5 empty] | Removed from Ground | Gas (Historical Use) | 2000 | Bare Steel | 1976-05-10 | Galvanized Steel
1250028 | 4 | [5 empty] | Removed from Ground | Gas (Historical Use) | 2000 | Bare Steel | 1976-05-10 | Galvanized Steel
1250029 | 1 | [5 empty] | Closed in Ground | Gas (Historical Use) | 1000 | Bare Steel | 1976-05-10 | Galvanized Steel
1250029 | 2 | [5 empty] | Closed in Ground | Gas (Historical Use) | 1000 | Bare Steel | 1961-05-14 | Galvanized Steel
1250029 | 3 | [5 empty] | Closed in Ground | Gas (Historical Use) | 1000 | Bare Steel | 1961-05-14 | Galvanized Steel
1250029 | 4A |  | 2001-01-22 | no | 2001-01-22 | no | Temporarily out of use | Gas (Historical Use) | 6000 | Composite | 2002-05-20 | Cathodically Protected | Pressurized
1250029 | 4B |  |  | no |  | no | Currently in Use | Gas (Historical Use) | 4000 | Composite | 2002-05-20 | Cathodically Protected | Pressurized
1250029 | 5 |  |  | no |  | no | Temporarily out of use | Diesel | 4000 | Composite | 2002-05-02 | Cathodically Protected | Pressurized
1250030 | 1 | [5 empty] | Removed from Ground | Diesel | 10000 | Bare Steel | 1978-06-12 | Bare Steel
1250030 | 2 | [5 empty] | Removed from Ground | Diesel | 10000 | Bare Steel | 1978-06-12 | Bare Steel
1250030 | 3 | [5 empty] | Removed from Ground | Diesel | 8000 | Bare Steel | 1979-06-12 | Bare Steel
1250030 | 4 | [5 empty] | Removed from Ground | Diesel | 2000 | Bare Steel | 1979-06-12 | Bare Steel
1250034 | 1 | [5 empty] | Removed from Ground | Gas (Historical Use) | 8000 | Bare Steel | 1976-05-22 | Galvanized Steel
1250034 | 2 | [5 empty] | Removed from Ground | Diesel | 14000 | Bare Steel | 1976-05-22 | Galvanized Steel
1250035 | 1 | [5 empty] | Removed from Ground | Diesel | 300 | Bare Steel | 1983-01-02 | Bare Steel
1250036 | 1 | [5 empty] | Removed from Ground | Diesel | 500 | Bare Steel | 1984-01-02 | Bare Steel | Suction (American)
1260001 | 1 | [5 empty] | Removed from Ground | Diesel | 5264 | Bare Steel | 1973-02-21 | Galvanized Steel
1260001 | 2 | [5 empty] | Removed from Ground | Diesel | 8242 | Bare Steel | 1973-02-21 | Galvanized Steel
1260001 | 3 | [5 empty] | Removed from Ground | Diesel | 17000 | Bare Steel | 1973-02-21 | Galvanized Steel
1260002 | 1 | [5 empty] | Removed from Ground | Gas (Historical Use) | 300 | Bare Steel | 1971-02-22 | Bare Steel | Safe Suction (Euro)
1260002 | 2 | [5 empty] | Removed from Ground | Diesel | 1000 | Bare Steel | 1971-02-22 | Bare Steel | Safe Suction (Euro)
1260002 | 3 | [5 empty] | Removed from Ground | Empty | 1000 | Bare Steel | 1971-02-22 | Bare Steel
1260003 | 1 | [5 empty] | Removed from Ground | Empty | 1000 | Bare Steel | 1974-02-21 | Bare Steel
1260003 | 2 | [5 empty] | Removed from Ground | Empty | 1000 | Bare Steel | 1974-02-21 | Bare Steel
1260004 | 1 | [5 empty] | Removed from Ground | Diesel | 5000 | Bare Steel | 1980-01-19 | Galvanized Steel
1260004 | 2 | [5 empty] | Removed from Ground | Gas (Historical Use) | 5000 | Bare Steel | 1980-01-19 | Galvanized Steel
1260004 | 3 | [5 empty] | Removed from Ground | Gas (Historical Use) | 5000 | Bare Steel | 1980-01-19 | Galvanized Steel
1260004 | 4 |  | 1999-03-01 |  | 1999-03-01 |  | Currently in Use | Gas (Historical Use) | 1000 | Fiberglass Double Walled | 1999-03-01 | Fiberglass Reinforced Plastic | Safe Suction (Euro)
1260004 | 5 |  | 1999-03-01 |  | 1999-03-01 |  | Currently in Use | Diesel | 1000 | Fiberglass Double Walled | 1999-03-01 | Fiberglass Reinforced Plastic | Safe Suction (Euro)
1260005 | 1 | [5 empty] | Removed from Ground | Gas (Historical Use) | 3000 | Bare Steel | 1966-03-11 | Galvanized Steel
1260007 | 1 | [5 empty] | Closed in Ground | Gas (Historical Use) | 0 | Bare Steel | 1976-02-27 | Galvanized Steel
1260007 | 2 | [5 empty] | Closed in Ground | Gas (Historical Use) | 0 | Bare Steel | 1976-02-27 | Galvanized Steel
1260007 | 3 | [5 empty] | Closed in Ground | Gas (Historical Use) | 0 | Bare Steel | 1976-02-27 | Galvanized Steel
1260009 | 1 | [5 empty] | Permanently Out of Use - historical purposes | Gas (Historical Use) | 0 | Bare Steel | 1959-03-07 | Galvanized Steel
1260009 | 2 | [5 empty] | Permanently Out of Use - historical purposes | Diesel | 0 | Bare Steel | 1959-03-07 | Copper
1260009 | 3 | [5 empty] | Permanently Out of Use - historical purposes | Propane | 0 | Bare Steel | 1986-02-28 | Copper
1260012 | 1 | [5 empty] | Removed from Ground | Empty | 2000 | Bare Steel | 1976-03-01 | Galvanized Steel
1260012 | 2 | [5 empty] | Removed from Ground | Empty | 550 | Bare Steel | 1966-03-04 | Galvanized Steel
1260012 | 3 | [5 empty] | Removed from Ground | Empty | 550 | Bare Steel | 1966-03-04 | Unknown
1260013 | 1 | [5 empty] | Removed from Ground | Gas (Historical Use) | 8000 | Fiberglass | 1985-01-14 | Fiberglass Reinforced Plastic | Safe Suction (Euro)
1260013 | 10 |  | 1996-08-01 |  | 1996-08-01 |  | Currently in Use | Kerosene | 4000 | Composite | 1996-07-01 | Fiberglass Reinforced Plastic | Pressurized
1260013 | 2 | [5 empty] | Removed from Ground | Gas (Historical Use) | 8000 | Fiberglass | 1985-01-14 | Fiberglass Reinforced Plastic | Safe Suction (Euro)
1260013 | 3 | [5 empty] | Removed from Ground | Gas (Historical Use) | 8000 | Fiberglass | 1985-01-14 | Fiberglass Reinforced Plastic | Safe Suction (Euro)
1260013 | 4 | [5 empty] | Removed from Ground | Gas (Historical Use) | 6000 | Bare Steel | 1964-01-20 | Bare Steel | Suction (American)
1260013 | 5 | [5 empty] | Removed from Ground | Gas (Historical Use) | 6000 | Bare Steel | 1964-01-20 | Bare Steel | Suction (American)
1260013 | 6 | [5 empty] | Removed from Ground | Diesel | 550 | Bare Steel | 1992-01-16 | Bare Steel | Gravity Fed
1260013 | 7 |  | 1996-08-01 |  | 1996-08-01 |  | Currently in Use | Gas (Historical Use) | 12000 | Composite | 1996-07-01 | Fiberglass Reinforced Plastic | Pressurized
1260013 | 8 |  | 1996-08-01 |  | 1996-08-01 |  | Currently in Use | Gas (Historical Use) | 8000 | Composite | 1996-07-01 | Fiberglass Reinforced Plastic | Pressurized
1260013 | 9 |  | 1996-08-01 |  | 1996-08-01 |  | Currently in Use | Diesel | 8000 | Composite | 1996-07-01 | Fiberglass Reinforced Plastic | Pressurized
1260014 | 1 | [5 empty] | Removed from Ground | Gas (Historical Use) | 2500 | Bare Steel | 1970-02-22 | Unknown
1260014 | 2 | [5 empty] | Removed from Ground | Gas (Historical Use) | 2500 | Bare Steel | 1970-02-22 | Unknown
1260016 | 1 | [5 empty] | Removed from Ground | Gas (Historical Use) | 10000 | Bare Steel | 1963-01-14 | Galvanized Steel
1260016 | 2 | [5 empty] | Removed from Ground | Diesel | 10000 | Bare Steel | 1984-01-09 | Galvanized Steel
1260016 | 3 | Flapper Valve | 1991-07-01 | no | 1991-07-01 | no | Currently in Use | Diesel | 12000 | Fiberglass Double Walled | 1991-07-01 | Fiberglass Reinforced Plastic | Pressurized
1260017 | 1 | [5 empty] | Removed from Ground | Diesel | 1000 | Bare Steel | 1966-03-08 | Galvanized Steel
1260017 | 2 | [5 empty] | Removed from Ground | Diesel | 2000 | Bare Steel | 1975-03-06 | Galvanized Steel
1260019 | 1 | [5 empty] | Removed from Ground | Gas (Historical Use) | 560 | Bare Steel | 1970-02-22 | Bare Steel | Safe Suction (Euro)
1260019 | 2 | [5 empty] | Removed from Ground | Gas (Historical Use) | 560 | Bare Steel | 1970-02-22 | Bare Steel | Safe Suction (Euro)
1260019 | 3 | Flapper Valve | 1999-02-24 |  | 1999-02-24 |  | Currently in Use | Gas (Historical Use) | 1000 | Composite | 1999-02-16 | Fiberglass Reinforced Plastic | Safe Suction (Euro)
1260019 | 4 | Flapper Valve | 1999-02-24 |  | 1999-02-24 |  | Currently in Use | Gas (Historical Use) | 1000 | Composite | 1999-02-16 | Fiberglass Reinforced Plastic | Safe Suction (Euro)
1260022 | 1 | [5 empty] | Closed in Ground | Diesel | 0 | Bare Steel | 1986-03-07 | Galvanized Steel
1260022 | 2 | [5 empty] | Closed in Ground | Diesel | 0 | Bare Steel | 1986-03-07 | Galvanized Steel
1260022 | 3 | [5 empty] | Closed in Ground | Diesel | 0 | Bare Steel | 1986-03-07 | Galvanized Steel
1260022 | 4 | [5 empty] | Closed in Ground | Diesel | 0 | Bare Steel | 1986-03-07 | Galvanized Steel
1260022 | 5 | [5 empty] | Closed in Ground | Diesel | 0 | Bare Steel | 1986-03-07 | Galvanized Steel
1260022 | 6 | [5 empty] | Closed in Ground | Gas (Historical Use) | 0 | Bare Steel | 1986-03-07 | Galvanized Steel
1260022 | 7 | [5 empty] | Closed in Ground | Gas (Historical Use) | 0 | Bare Steel | 1986-03-07 | Galvanized Steel
1260024 | 1 |  |  | yes |  | yes | Removed from Ground | Used Oil | 0 | Bare Steel | 1986-03-17 | Unknown
1260025 | 1 | [5 empty] | Removed from Ground | Gas (Historical Use) | 10000 | Bare Steel | 1983-03-18 | Galvanized Steel
1260025 | 2 | [5 empty] | Removed from Ground | Gas (Historical Use) | 10000 | Bare Steel | 1983-03-18 | Galvanized Steel
1260025 | 3 | [5 empty] | Removed from Ground | Gas (Historical Use) | 10000 | Bare Steel | 1983-03-18 | Galvanized Steel
1260025 | 4 | [5 empty] | Removed from Ground | Gas (Historical Use) | 12000 | Bare Steel | 1980-03-18 | Galvanized Steel
1260028 | 1 | [5 empty] | Removed from Ground | Gas (Historical Use) | 500 | Bare Steel | 1968-04-19 | Unknown
1260028 | 2 | [5 empty] | Removed from Ground | Diesel | 1000 | Bare Steel | 1975-04-18 | Unknown
1260029 | 3 | [5 empty] | Removed from Ground | Gas (Historical Use) | 300 | Not Marked/Unknown | 1950-04-22 | Not Marked
1260030 | 1 | [5 empty] | Removed from Ground | Diesel | 2000 | Bare Steel | 1980-04-16 | Bare Steel
1260030 | 2 | [5 empty] | Removed from Ground | Gas (Historical Use) | 500 | Bare Steel | 1936-04-27 | Unknown
1260030 | 3 | [5 empty] | Removed from Ground | Gas (Historical Use) | 1000 | Composite | 1985-04-15 | Bare Steel
1260031 | 1 | [5 empty] | Removed from Ground | Other | 500 | Bare Steel | 1938-01-01 | Unknown
1260031 | 2 | [5 empty] | Removed from Ground | Gas (Historical Use) | 1000 | Cathodically Protected Steel | 1988-01-01 | Fiberglass Reinforced Plastic
1260031 | 3 | [5 empty] | Removed from Ground | Other | 25000 | Not Marked/Unknown | 1998-09-01 | Not Marked
1260031 | 4 | [5 empty] | Removed from Ground | Other | 25000 | Not Marked/Unknown | 1998-09-01 | Not Marked
1260031 | 5 | [5 empty] | Removed from Ground | Other | 12500 | Not Marked/Unknown | 1998-09-01 | Not Marked
1260031 | 6 | [5 empty] | Removed from Ground | Other | 12500 | Not Marked/Unknown | 1998-09-01 | Not Marked
1260032 | 1 | [5 empty] | Removed from Ground | Gas (Historical Use) | 10000 | Bare Steel | 1970-04-25 | Galvanized Steel
1260032 | 2 | [5 empty] | Removed from Ground | Diesel | 5000 | Bare Steel | 1974-04-24 | Galvanized Steel
1260032 | 3 | [5 empty] | Removed from Ground | Gas (Historical Use) | 10000 | Bare Steel | 1970-01-01 | Galvanized Steel
1260032 | 4 | [5 empty] | Removed from Ground | Diesel | 4000 | Bare Steel | 1974-01-01 | Galvanized Steel
1260033 | 1 | [5 empty] | Removed from Ground | Diesel | 12000 | Bare Steel | 1956-04-23 | Bare Steel
1260033 | 2 | [5 empty] | Removed from Ground | Diesel | 12000 | Bare Steel | 1956-04-23 | Bare Steel
1260033 | 3 | [5 empty] | Removed from Ground | Gas (Historical Use) | 500 | Bare Steel | 1956-04-23 | Bare Steel
1260036 | 1 |  | 1998-05-01 |  | 1998-05-01 |  | Currently in Use | Gas (Historical Use) | 8000 | Cathodically Protected Steel | 1985-04-21 | Fiberglass Reinforced Plastic | Pressurized
1260036 | 2 |  | 1998-05-01 |  | 1998-05-01 |  | Currently in Use | Gas (Historical Use) | 8000 | Cathodically Protected Steel | 1985-04-21 | Fiberglass Reinforced Plastic | Pressurized
1260036 | 3 |  | 1998-05-01 |  | 1998-05-01 |  | Currently in Use | Gas (Historical Use) | 4000 | Cathodically Protected Steel | 1998-05-01 | Fiberglass Reinforced Plastic | Pressurized
1260036 | 4 |  | 1998-05-01 |  | 1998-05-01 |  | Currently in Use | Gas (Historical Use) | 4000 | Cathodically Protected Steel | 1986-04-21 | Fiberglass Reinforced Plastic | Pressurized
1260036 | 5 |  | 1998-05-01 |  | 1998-05-01 |  | Currently in Use | Diesel | 4000 | Cathodically Protected Steel | 1998-05-01 | Fiberglass Reinforced Plastic | Pressurized
1260036 | 6 |  | 1998-05-01 |  | 1998-05-01 |  | Currently in Use | Diesel | 4000 | Cathodically Protected Steel | 1998-05-01 | Fiberglass Reinforced Plastic
1260037 | 1 | [5 empty] | Removed from Ground | Gas (Historical Use) | 2000 | Bare Steel | 1959-04-28 | Galvanized Steel | Safe Suction (Euro)
1260037 | 2 | [5 empty] | Temporarily out of use | Gas (Historical Use) | 2000 | Bare Steel | 1959-04-28 | Galvanized Steel | Safe Suction (Euro)
1260037 | 3 | [5 empty] | Temporarily out of use | Gas (Historical Use) | 1000 | Bare Steel | 1959-04-28 | Galvanized Steel | Safe Suction (Euro)
1260037 | 4 | [5 empty] | Temporarily out of use | Kerosene | 550 | Bare Steel | 1959-04-28 | Galvanized Steel | Safe Suction (Euro)
1260037 | 5 |  |  | yes |  | yes | Temporarily out of use | Used Oil | 250 | Bare Steel | 1959-04-28 | Galvanized Steel | Safe Suction (Euro)
1260038 | 1 | Flapper Valve | 1999-05-04 | no | 1999-05-04 | no | Removed from Ground | Empty | 8000 | Steel-Impressed Current | 1975-01-01 | Steel (Impressed Current) | Suction (American)
1260038 | 2 | Flapper Valve | 1999-05-04 | no | 1999-05-04 | no | Removed from Ground | Empty | 8000 | Steel-Impressed Current | 1975-01-01 | Steel (Impressed Current) | Suction (American)
1260038 | 3 | Flapper Valve | 1999-05-04 | no | 1999-05-04 | no | Removed from Ground | Gas (Historical Use) | 3000 | Steel-Impressed Current | 1976-01-01 | Steel (Impressed Current) | Suction (American)
1260038 | 4 | Flapper Valve | 1999-05-04 | no | 1999-05-04 | no | Removed from Ground | Diesel | 3000 | Steel-Impressed Current | 1983-01-01 | Steel (Impressed Current) | Suction (American)
1260040 | 1 | [5 empty] | Removed from Ground | Gas (Historical Use) | 4000 | Bare Steel | 1961-04-27 | Galvanized Steel | Pressurized
1260040 | 2 | [5 empty] | Removed from Ground | Gas (Historical Use) | 4000 | Bare Steel | 1961-04-27 | Galvanized Steel | Pressurized
1260040 | 3 | [5 empty] | Removed from Ground | Gas (Historical Use) | 3000 | Bare Steel | 1961-04-27 | Galvanized Steel | Pressurized
1260040 | 4 | [5 empty] | Removed from Ground | Diesel | 1000 | Bare Steel | 1961-04-27 | Galvanized Steel | Safe Suction (Euro)
1260040 | 5 |  |  | yes |  | yes | Removed from Ground | Used Oil | 550 | Bare Steel | 1961-04-27 | Galvanized Steel | Pressurized
1260040 | 6 |  |  | no |  | no | Removed from Ground | Kerosene | 500 | Unknown | 2003-11-25 | Unknown
1260041 | 1 | [5 empty] | Removed from Ground | Gas (Historical Use) | 0 | Not Marked/Unknown | 1992-12-31 | Not Marked
1260041 | 2 | [5 empty] | Removed from Ground | Gas (Historical Use) | 0 | Not Marked/Unknown | 1992-12-31 | Not Marked
1260041 | 3 | [5 empty] | Removed from Ground | Gas (Historical Use) | 0 | Not Marked/Unknown | 1992-12-31 | Not Marked
1260042 | 1 | [5 empty] | Removed from Ground | Gas (Historical Use) | 1000 | Bare Steel | 1981-04-24 | Galvanized Steel
1260042 | 2 | [5 empty] | Removed from Ground | Diesel | 3000 | Bare Steel | 1981-04-24 | Galvanized Steel
1260045 | 1 | Flapper Valve | 1996-07-06 | no | 1996-07-06 | no | Temporarily out of use | Empty | 3000 | Steel-Impressed Current | 1955-01-01 | Steel (Impressed Current) | Safe Suction (Euro)
1260045 | 2 | Flapper Valve | 1996-07-06 | no | 1996-07-06 | no | Temporarily out of use | Empty | 6000 | Steel-Impressed Current | 1985-05-01 | Steel (Impressed Current) | Pressurized
1260045 | 3 | Flapper Valve | 1996-07-06 | no | 1996-07-06 | no | Temporarily out of use | Empty | 3000 | Steel-Impressed Current | 1955-01-01 | Steel (Impressed Current) | Safe Suction (Euro)
1260045 | 4 | Flapper Valve | 1996-07-06 | no | 1996-07-06 | no | Temporarily out of use | Empty | 1000 | Steel-Impressed Current | 1971-02-22 | Steel (Impressed Current) | Safe Suction (Euro)
1260046 | 10306-1 | [5 empty] | Removed from Ground | Gas (Historical Use) | 500 | Bare Steel | 1957-01-01 | Unknown
1260046 | 306D1 | [5 empty] | Removed from Ground | Diesel | 2993 | Bare Steel | 1986-05-01 | Galvanized Steel | Suction (American)
1260046 | 306G1 | [5 empty] | Removed from Ground | Gas (Historical Use) | 2918 | Bare Steel | 1986-05-01 | Galvanized Steel | Suction (American)
1260047 | 1 | [5 empty] | Removed from Ground | Gas (Historical Use) | 3000 | Bare Steel | 1968-04-01 | Galvanized Steel
1260047 | 2 | [5 empty] | Removed from Ground | Gas (Historical Use) | 3000 | Bare Steel | 1968-04-01 | Galvanized Steel
1260047 | 3 |  | 1990-02-15 |  | 1990-02-15 |  | Removed from Ground | Gas (Historical Use) | 1000 | Composite | 1990-02-15 | Fiberglass Reinforced Plastic | Suction (American)
1260047 | 4 |  | 1990-02-15 |  | 1990-02-15 |  | Removed from Ground | Gas (Historical Use) | 2000 | Composite | 1990-02-15 | Fiberglass Reinforced Plastic | Suction (American)
1260049 | 1 | Flapper Valve | 1997-09-18 |  | 1997-09-18 |  | Currently in Use | Gas (Historical Use) | 10000 | Steel-Impressed Current | 1982-05-02 | Cathodically Protected | Pressurized
1260049 | 2 | Flapper Valve | 1997-09-18 |  | 1997-09-18 |  | Currently in Use | Gas (Historical Use) | 8000 | Steel-Impressed Current | 1979-05-03 | Cathodically Protected | Pressurized
1260049 | 3 | Flapper Valve | 1997-09-18 |  | 1997-09-18 |  | Currently in Use | Gas (Historical Use) | 8000 | Steel-Impressed Current | 1979-05-03 | Cathodically Protected | Pressurized
1260049 | 4 | Flapper Valve | 1997-09-18 |  | 1997-09-18 |  | Currently in Use | Diesel | 8000 | Steel-Impressed Current | 1979-05-03 | Cathodically Protected | Pressurized
1260050 | 1 |  | 1996-07-17 |  | 1996-07-17 |  | Removed from Ground | Gas (Historical Use) | 10000 | Steel-Impressed Current | 1981-05-02 | Cathodically Protected | Pressurized
1260050 | 2 |  | 1996-07-17 |  | 1996-07-17 |  | Removed from Ground | Gas (Historical Use) | 10000 | Steel-Impressed Current | 1981-05-02 | Cathodically Protected | Pressurized
1260050 | 3 |  | 1996-07-17 |  | 1996-07-17 |  | Removed from Ground | Gas (Historical Use) | 10000 | Steel-Impressed Current | 1981-05-02 | Cathodically Protected | Pressurized
1260050 | 4 |  | 1996-07-17 |  | 1996-07-17 |  | Removed from Ground | Diesel | 10000 | Steel-Impressed Current | 1981-05-02 | Cathodically Protected | Pressurized
1260051 | 1 | Flapper Valve | 1997-10-16 |  | 1997-10-16 |  | Currently in Use | Gas (Historical Use) | 10000 | Steel-Impressed Current | 1983-05-02 | Steel (Impressed Current) | Pressurized
1260051 | 2 | Flapper Valve | 1997-10-16 |  | 1997-10-16 |  | Currently in Use | Gas (Historical Use) | 8000 | Steel-Impressed Current | 1983-05-02 | Steel (Impressed Current) | Pressurized
1260051 | 3 | Flapper Valve | 1997-10-16 |  | 1997-10-16 |  | Currently in Use | Gas (Historical Use) | 8000 | Steel-Impressed Current | 1983-05-02 | Steel (Impressed Current) | Pressurized
1260051 | 4 | Flapper Valve | 1997-10-16 |  | 1997-10-16 |  | Currently in Use | Diesel | 2000 | Steel-Impressed Current | 1976-05-03 | Steel (Impressed Current) | Suction (American)
1260052 | 1 |  | 1997-04-01 |  | 1997-04-01 |  | Currently in Use | Gas (Historical Use) | 8000 | Steel-Impressed Current | 1966-05-06 | Double Walled | Pressurized
1260052 | 2 |  | 1997-04-01 |  | 1997-04-01 |  | Currently in Use | Gas (Historical Use) | 5000 | Steel-Impressed Current | 1966-05-06 | Double Walled | Pressurized
1260052 | 3 |  | 1997-04-01 |  | 1997-04-01 |  | Currently in Use | Gas (Historical Use) | 6000 | Steel-Impressed Current | 1966-05-06 | Double Walled | Pressurized
1260052 | 4 |  | 1997-04-01 |  | 1997-04-01 |  | Currently in Use | Gas (Historical Use) | 8000 | Steel-Impressed Current | 1978-05-03 | Double Walled | Pressurized
1260052 | 5 |  | 1997-04-01 |  | 1997-04-01 |  | Currently in Use | Gas (Historical Use) | 8000 | Steel-Impressed Current | 1978-05-03 | Double Walled | Pressurized
1260052 | 6 |  | 1997-04-01 |  | 1997-04-01 |  | Currently in Use | Gas (Historical Use) | 8000 | Steel-Impressed Current | 1978-05-03 | Double Walled | Pressurized
1260053 | 1 | [5 empty] | Removed from Ground | Gas (Historical Use) | 1000 | Bare Steel | 1973-04-07 | Galvanized Steel | Suction (American)
1260054 | 1 | [5 empty] | Removed from Ground | Gas (Historical Use) | 6000 | Bare Steel | 1954-05-09 | Galvanized Steel
1260054 | 2 | [5 empty] | Removed from Ground | Gas (Historical Use) | 6000 | Bare Steel | 1954-05-09 | Galvanized Steel
1260054 | 3 | [5 empty] | Removed from Ground | Gas (Historical Use) | 3000 | Bare Steel | 1958-05-08 | Galvanized Steel
1260055 | 1 | [5 empty] | Removed from Ground | Gas (Historical Use) | 2000 | Bare Steel | 1986-04-23 | Unknown
1260055 | 2 | [5 empty] | Removed from Ground | Gas (Historical Use) | 3008 | Bare Steel | 1980-04-24 | Galvanized Steel
1260055 | 3 | [5 empty] | Removed from Ground | Gas (Historical Use) | 6110 | Bare Steel | 1980-04-24 | Galvanized Steel
1260059 | 1 | [5 empty] | Removed from Ground | Gas (Historical Use) | 1000 | Bare Steel | 1966-05-10 | Galvanized Steel
1260059 | 2 | [5 empty] | Removed from Ground | Gas (Historical Use) | 1000 | Bare Steel | 1966-05-10 | Galvanized Steel
1260061 | 1 | [5 empty] | Removed from Ground | Gas (Historical Use) | 6000 | Bare Steel | 1966-05-10 | Galvanized Steel
1260061 | 2 | [5 empty] | Removed from Ground | Gas (Historical Use) | 6000 | Bare Steel | 1966-05-10 | Galvanized Steel
1260061 | 235061 |  | 1991-06-01 |  | 1991-06-01 |  | Currently in Use | Kerosene | 8000 | Composite | 1992-01-01 | Fiberglass Reinforced Plastic
1260061 | 235074 |  | 1991-06-01 |  | 1991-06-01 |  | Currently in Use | Diesel | 8000 | Composite | 1992-01-01 | Fiberglass Reinforced Plastic
1260061 | 296006 |  | 1991-06-01 |  | 1991-06-01 |  | Currently in Use | Gas (Historical Use) | 10000 | Composite | 1992-01-01 | Fiberglass Reinforced Plastic
1260061 | 296019 |  | 1991-06-01 |  | 1991-06-01 |  | Currently in Use | Gas (Historical Use) | 10000 | Composite | 1992-01-01 | Fiberglass Reinforced Plastic
1260061 | 296020 |  | 1991-06-01 |  | 1991-06-01 |  | Currently in Use | Gas (Historical Use) | 10000 | Composite | 1992-01-01 | Fiberglass Reinforced Plastic
1260061 | 3 | [5 empty] | Removed from Ground | Gas (Historical Use) | 6000 | Bare Steel | 1970-05-09 | Galvanized Steel
1260061 | 4 | [5 empty] | Removed from Ground | Empty | 550 | Bare Steel | 1966-05-10 | Galvanized Steel
1260062 | 1 | [5 empty] | Removed from Ground | Gas (Historical Use) | 4000 | Bare Steel | 1968-05-09 | Galvanized Steel | Pressurized
1260062 | 2 | [5 empty] | Removed from Ground | Gas (Historical Use) | 4000 | Bare Steel | 1968-05-09 | Galvanized Steel | Pressurized
1260062 | 3 | [5 empty] | Removed from Ground | Gas (Historical Use) | 10000 | Bare Steel | 1982-05-06 | Galvanized Steel
1260062 | 4 | [5 empty] | Removed from Ground | Diesel | 6000 | Bare Steel | 1984-05-05 | Galvanized Steel | Pressurized
1260062 | 5 |  |  | yes |  | yes | Removed from Ground | Used Oil | 550 | Bare Steel | 1968-05-09 | Galvanized Steel | Gravity Fed
1260063 | 1 | [5 empty] | Removed from Ground | Gas (Historical Use) | 4000 | Bare Steel | 1966-05-10 | Galvanized Steel
1260063 | 2 | [5 empty] | Removed from Ground | Gas (Historical Use) | 4000 | Bare Steel | 1966-05-10 | Galvanized Steel
1260063 | 3 | [5 empty] | Removed from Ground | Gas (Historical Use) | 6000 | Bare Steel | 1979-05-07 | Galvanized Steel
1260063 | 4 |  |  | yes |  | yes | Removed from Ground | Used Oil | 550 | Bare Steel | 1966-05-10 | Galvanized Steel
1260063 | 5 | [5 empty] | Currently in Use | Diesel | 2000 | Bare Steel | 1978-06-06 | Galvanized Steel | Suction (American)
1260063 | 6 | [5 empty] | Currently in Use | Kerosene | 4000 | Bare Steel | 1978-06-06 | Galvanized Steel | Suction (American)
1260063 | 7 | [5 empty] | Currently in Use | Diesel | 12000 | Bare Steel | 1978-06-06 | Galvanized Steel | Suction (American)
1260063 | 8 | [5 empty] | Currently in Use | Other | 250 | Bare Steel | 1986-06-06 | Galvanized Steel
1260064 | 1 | [5 empty] | Removed from Ground | Gas (Historical Use) | 1000 | Bare Steel | 1970-05-09 | Galvanized Steel
1260065 | 1 | [5 empty] | Removed from Ground | Gas (Historical Use) | 6000 | Bare Steel | 1977-05-04 | Galvanized Steel
1260065 | 2 | [5 empty] | Removed from Ground | Gas (Historical Use) | 6000 | Bare Steel | 1977-05-04 | Galvanized Steel
1260065 | 3 | [5 empty] | Removed from Ground | Gas (Historical Use) | 6000 | Bare Steel | 1977-05-04 | Galvanized Steel
1260066 | 1 | [5 empty] | Removed from Ground | Gas (Historical Use) | 10000 | Bare Steel | 1976-05-07 | Unknown
1260066 | 2 |  |  | yes |  | yes | Removed from Ground | Used Oil | 280 | Bare Steel | 1976-05-07 | Unknown
1260068 | 1 | [5 empty] | Removed from Ground | Gas (Historical Use) | 500 | Bare Steel | 1986-05-08 | Galvanized Steel
1260068 | 2 | [5 empty] | Removed from Ground | Gas (Historical Use) | 1000 | Bare Steel | 1986-05-08 | Galvanized Steel
1260068 | 3 | [5 empty] | Removed from Ground | Gas (Historical Use) | 1000 | Bare Steel | 1986-05-08 | Galvanized Steel
1260069 | 1 |  | 1994-10-21 |  | 1994-10-21 |  | Currently in Use | Gas (Historical Use) | 3000 | Not Marked/Unknown | 1966-05-13 | Fiberglass Reinforced Plastic | Pressurized
1260069 | 2 |  | 1994-10-21 |  | 1994-10-21 |  | Currently in Use | Gas (Historical Use) | 4000 | Not Marked/Unknown | 1966-05-13 | Fiberglass Reinforced Plastic | Pressurized
1260069 | 3 |  | 1994-10-21 |  | 1994-10-21 |  | Currently in Use | Gas (Historical Use) | 4000 | Not Marked/Unknown | 1966-05-13 | Fiberglass Reinforced Plastic | Pressurized
1260069 | 4 |  | 1994-10-21 |  | 1994-10-21 |  | Currently in Use | Gas (Historical Use) | 5100 | Not Marked/Unknown | 1966-05-13 | Fiberglass Reinforced Plastic | Pressurized
1260069 | 5 |  | 1994-10-21 |  | 1994-10-21 |  | Currently in Use | Gas (Historical Use) | 4000 | Not Marked/Unknown | 1982-05-09 | Fiberglass Reinforced Plastic | Pressurized
1260069 | 6 |  | 1994-10-21 |  | 1994-10-21 |  | Currently in Use | Gas (Historical Use) | 4000 | Not Marked/Unknown | 1982-05-09 | Fiberglass Reinforced Plastic | Pressurized
1260069 | 7 |  | 1994-10-21 |  | 1994-10-21 |  | Currently in Use | Gas (Historical Use) | 6000 | Not Marked/Unknown | 1982-05-09 | Fiberglass Reinforced Plastic | Pressurized
1260070 | 1 |  | 1993-07-20 |  | 1993-07-20 |  | Removed from Ground | Gas (Historical Use) | 6110 | Bare Steel | 1974-05-11 | Galvanized Steel | Pressurized
1260070 | 2 | [5 empty] | Removed from Ground | Gas (Historical Use) | 6110 | Bare Steel | 1974-05-11 | Galvanized Steel | Pressurized
1260070 | 3 | [5 empty] | Removed from Ground | Gas (Historical Use) | 10000 | Bare Steel | 1974-05-11 | Galvanized Steel | Pressurized
1260070 | 4 |  | 1993-07-20 |  | 1993-07-20 |  | Removed from Ground | Gas (Historical Use) | 4000 | Bare Steel | 1974-05-11 | Galvanized Steel | Pressurized
1260070 | 5 |  | 1993-07-20 | no | 1993-07-20 | no | Currently in Use | Gas (Historical Use) | 6110 | Galvanic (STIP-3) | 1993-07-20 | Fiberglass Reinforced Plastic | Pressurized
1260070 | 6 |  | 1993-07-30 | no | 1993-07-30 | no | Currently in Use | Gas (Historical Use) | 6110 | Galvanic (STIP-3) | 1993-07-20 | Fiberglass Reinforced Plastic | Pressurized
1260070 | 7 |  | 1993-07-20 | no | 1993-07-20 | no | Currently in Use | Gas (Historical Use) | 10000 | Galvanic (STIP-3) | 1993-07-20 | Fiberglass Reinforced Plastic | Pressurized
1260071 | 1 | [5 empty] | Permanently Out of Use - historical purposes | Gas (Historical Use) | 1000 | Bare Steel | 1966-05-13 | Galvanized Steel
1260071 | 2 | [5 empty] | Permanently Out of Use - historical purposes | Gas (Historical Use) | 1000 | Bare Steel | 1966-05-13 | Galvanized Steel
1260071 | 3 | [5 empty] | Permanently Out of Use - historical purposes | Gas (Historical Use) | 1000 | Bare Steel | 1966-05-13 | Galvanized Steel
1260071 | 4 | [5 empty] | Permanently Out of Use - historical purposes | Kerosene | 500 | Bare Steel | 1966-05-13 | Galvanized Steel
1260072 | 1 | [5 empty] | Removed from Ground | Gas (Historical Use) | 560 | Bare Steel | 1966-05-13 | Galvanized Steel
1260072 | 2 | [5 empty] | Removed from Ground | Gas (Historical Use) | 560 | Bare Steel | 1966-05-13 | Galvanized Steel
1260072 | 3 | [5 empty] | Permanently Out of Use - historical purposes | Gas (Historical Use) | 2000 | Bare Steel | 1966-05-13 | Galvanized Steel
1260072 | 4 | [5 empty] | Permanently Out of Use - historical purposes | Gas (Historical Use) | 1000 | Bare Steel | 1966-05-13 | Galvanized Steel
1260072 | 5 | [5 empty] | Permanently Out of Use - historical purposes | Diesel | 1000 | Bare Steel | 1966-05-13 | Galvanized Steel
1260073 | 1 |  | 1998-03-14 |  | 1998-03-14 |  | Currently in Use | Gas (Historical Use) | 5000 | Steel-Impressed Current | 1982-05-09 | Cathodically Protected | Pressurized
1260073 | 2 |  | 1998-03-14 |  | 1998-03-14 |  | Currently in Use | Gas (Historical Use) | 10000 | Steel-Impressed Current | 1982-05-09 | Cathodically Protected | Pressurized
1260073 | 3 |  | 1998-03-14 |  | 1998-03-14 |  | Currently in Use | Gas (Historical Use) | 10000 | Steel-Impressed Current | 1982-05-09 | Cathodically Protected | Pressurized
1260074 | 1 |  | 1998-02-10 |  | 1992-07-20 |  | Currently in Use | Gas (Historical Use) | 10000 | Steel-Impressed Current | 1985-05-12 | Cathodically Protected | Safe Suction (Euro)
1260074 | 2 |  | 1998-02-10 |  | 1992-07-20 |  | Currently in Use | Gas (Historical Use) | 10000 | Steel-Impressed Current | 1992-07-20 | Cathodically Protected | Safe Suction (Euro)
1260074 | 3 |  | 1998-02-10 |  | 1992-07-20 |  | Currently in Use | Diesel | 10000 | Steel-Impressed Current | 1992-07-20 | Cathodically Protected | Safe Suction (Euro)
1260074 | 4 |  | 1998-02-10 |  | 1992-07-20 |  | Currently in Use | Gas (Historical Use) | 5000 | Steel-Impressed Current | 1992-07-20 | Cathodically Protected | Safe Suction (Euro)
1260075 | 1 |  | 1998-04-23 | no | 1998-04-23 | no | Removed from Ground | Gas (Historical Use) | 6000 | Steel-Impressed Current | 1966-05-13 |  | Pressurized
1260075 | 2 |  | 1998-04-23 | no | 1998-04-23 | no | Removed from Ground | Gas (Historical Use) | 8083 | Steel-Impressed Current | 1966-05-13 |  | Pressurized
1260075 | 3 |  | 1998-04-23 | no | 1998-04-23 | no | Removed from Ground | Gas (Historical Use) | 8083 | Steel-Impressed Current | 1966-05-13 |  | Pressurized
1260076 | 1 | Flapper Valve | 1998-09-03 |  | 1998-09-03 |  | Closed in Ground | Gas (Historical Use) | 2000 | Steel-Impressed Current | 1966-05-13 | Steel (Impressed Current) | Safe Suction (Euro)
1260076 | 2 | Flapper Valve | 1998-09-03 |  | 1998-09-03 |  | Closed in Ground | Gas (Historical Use) | 2000 | Steel-Impressed Current | 1966-05-13 | Steel (Impressed Current) | Safe Suction (Euro)
1260076 | 3 | Flapper Valve | 1998-09-03 |  | 1998-09-03 |  | Closed in Ground | Gas (Historical Use) | 3000 | Steel-Impressed Current | 1966-05-13 | Steel (Impressed Current) | Safe Suction (Euro)
1260076 | 4 |  | 1998-09-14 | yes | 1998-09-14 | yes | Closed in Ground | Used Oil | 550 | Steel-Impressed Current | 1966-05-13 | Steel (Impressed Current) | Safe Suction (Euro)
1260077 | 1 |  | 1994-11-22 |  | 1994-11-22 |  | Removed from Ground | Gas (Historical Use) | 10000 | Steel-Impressed Current | 1976-05-10 | Fiberglass Reinforced Plastic | Pressurized
1260077 | 2 |  | 1994-11-22 |  | 1994-11-22 |  | Removed from Ground | Gas (Historical Use) | 6000 | Steel-Impressed Current | 1976-05-10 | Fiberglass Reinforced Plastic | Pressurized
1260077 | 3 |  | 1994-11-22 |  | 1994-11-22 |  | Removed from Ground | Gas (Historical Use) | 6000 | Steel-Impressed Current | 1976-05-10 | Fiberglass Reinforced Plastic | Pressurized
1260077 | 4 |  | 1994-11-22 |  | 1994-11-22 |  | Removed from Ground | Kerosene | 1000 | Steel-Impressed Current | 1985-05-08 | Fiberglass Reinforced Plastic | Pressurized
1260078 | 1 |  | 1998-12-09 |  | 1998-12-09 |  | Currently in Use | Gas (Historical Use) | 6000 | Fiberglass | 1971-01-01 | Fiberglass Reinforced Plastic | Safe Suction (Euro)
1260078 | 2 |  | 1998-12-09 |  | 1998-12-09 |  | Currently in Use | Gas (Historical Use) | 6000 | Fiberglass | 1971-01-01 | Fiberglass Reinforced Plastic | Safe Suction (Euro)
1260078 | 3 |  | 1998-12-09 |  | 1998-12-09 |  | Currently in Use | Gas (Historical Use) | 6000 | Fiberglass | 1971-01-01 | Fiberglass Reinforced Plastic | Safe Suction (Euro)
1260079 | 1 | [5 empty] | Removed from Ground | Gas (Historical Use) | 2000 | Bare Steel | 1956-05-12 | Unknown
1260079 | 2 | [5 empty] | Removed from Ground | Gas (Historical Use) | 2000 | Bare Steel | 1956-05-12 | Unknown
1260079 | 3 | [5 empty] | Removed from Ground | Gas (Historical Use) | 2000 | Bare Steel | 1956-05-12 | Unknown
1260079 | 4 |  |  | yes |  | yes | Removed from Ground | Used Oil | 550 | Bare Steel | 1956-05-12 | Unknown
1260080 | 1 | [5 empty] | Removed from Ground | Diesel | 6000 | Bare Steel | 1965-05-10 | Galvanized Steel
1260081 | D-1 | [5 empty] | Removed from Ground | Diesel | 990 | Bare Steel | 1970-05-09 | Unknown
1260081 | G-1 | [5 empty] | Removed from Ground | Gas (Historical Use) | 2000 | Bare Steel | 1975-05-08 | Unknown
1260082 | 1 | [5 empty] | Permanently Out of Use - historical purposes | Gas (Historical Use) | 500 | Bare Steel | 1968-05-11 | Unknown
1260082 | 2 |  |  | yes |  | yes | Permanently Out of Use - historical purposes | Used Oil | 3000 | Bare Steel | 1968-05-11 | Unknown
1260084 | 1 | [5 empty] | Removed from Ground | Diesel | 10000 | Bare Steel | 1985-05-08 | Galvanized Steel
1260084 | 2 | [5 empty] | Removed from Ground | Diesel | 300 | Bare Steel | 1985-05-08 | Galvanized Steel
1260084 | 3 | [5 empty] | Removed from Ground | Diesel | 4000 | Bare Steel | 1985-05-08 | Galvanized Steel
1260086 | 1 | [5 empty] | Closed in Ground | Gas (Historical Use) | 4000 | Bare Steel | 1970-05-09 | Unknown
1260086 | 2 | [5 empty] | Removed from Ground | Gas (Historical Use) | 3000 | Bare Steel | 1970-05-09 | Unknown
1260086 | 3 | [5 empty] | Closed in Ground | Gas (Historical Use) | 4000 | Bare Steel | 1970-05-09 | Unknown
1260086 | 4A | Flapper Valve | 2009-08-15 | no | 2009-08-15 | no | Temporarily out of use | Gas (Historical Use) | 4000 | Galvanic (STIP-3) | 1996-02-01 | Fiberglass Reinforced Plastic | Safe Suction (Euro)
1260086 | 4B | Flapper Valve | 2009-08-15 |  | 2009-08-15 |  | Temporarily out of use | Gas (Historical Use) | 4000 | Galvanic (STIP-3) | 1996-02-01 | Fiberglass Reinforced Plastic | Safe Suction (Euro)
1260086 | 4C | Flapper Valve | 2009-08-15 |  | 2009-08-15 |  | Temporarily out of use | Gas (Historical Use) | 4000 | Galvanic (STIP-3) | 1996-02-01 | Fiberglass Reinforced Plastic | Safe Suction (Euro)
1260087 | 1 | [5 empty] | Closed in Ground | Other | 500 | Bare Steel | 1974-05-11 | Galvanized Steel | Suction (American)
1260089 | 1 |  | 1994-05-04 |  | 1994-05-04 |  | Removed from Ground | Gas (Historical Use) | 1060 | Bare Steel | 1975-05-11 | Galvanized Steel | Suction (American)
1260089 | 2 |  | 1994-05-04 |  | 1994-05-04 |  | Removed from Ground | Gas (Historical Use) | 1060 | Bare Steel | 1975-05-11 | Galvanized Steel | Suction (American)
1260089 | 3 |  | 1994-05-04 |  | 1994-05-04 |  | Removed from Ground | Gas (Historical Use) | 560 | Bare Steel | 1975-05-11 | Galvanized Steel | Suction (American)
1260089 | 4 |  | 1994-05-04 |  | 1994-05-04 |  | Removed from Ground | Diesel | 560 | Bare Steel | 1975-05-11 | Galvanized Steel | Suction (American)
1260089 | 5 |  | 1997-12-01 |  | 1997-12-01 |  | Currently in Use | Gas (Historical Use) | 1000 | Fiberglass | 1997-12-01 | Fiberglass Reinforced Plastic | Suction (American)
1260089 | 6 |  | 1997-12-01 |  | 1997-12-01 |  | Currently in Use | E-10 | 2500 | Fiberglass | 1997-12-01 | Fiberglass Reinforced Plastic | Suction (American)
1260089 | 7 |  | 1997-12-01 |  | 1997-12-01 |  | Currently in Use | Diesel | 4000 | Fiberglass | 1997-12-01 | Fiberglass Reinforced Plastic | Pressurized
1260089 | 8 |  | 1997-12-01 |  | 1997-12-01 |  | Currently in Use | Diesel | 4000 | Fiberglass | 1997-12-01 | Fiberglass Reinforced Plastic | Pressurized
1260091 | 1 | [5 empty] | Removed from Ground | Gas (Historical Use) | 1000 | Bare Steel | 1976-05-10 | Bare Steel
1260091 | 2 | [5 empty] | Removed from Ground | Gas (Historical Use) | 1000 | Bare Steel | 1976-05-10 | Bare Steel
1260091 | 3 | [5 empty] | Removed from Ground | Gas (Historical Use) | 1000 | Bare Steel | 1976-05-10 | Bare Steel
1260091 | 4 | [5 empty] | Removed from Ground | Empty | 1000 | Bare Steel | 1976-05-10 | Bare Steel
1260092 | 1 | [5 empty] | Closed in Ground | Gas (Historical Use) | 1000 | Bare Steel | 1970-05-11 | Galvanized Steel
1260093 | 1 | [5 empty] | Removed from Ground | Diesel | 3000 | Bare Steel | 1963-01-07 | Copper | Suction (American)
1260093 | 2 | [5 empty] | Removed from Ground | Diesel | 3000 | Bare Steel | 1963-01-07 | Copper | Suction (American)
1260093 | 3 | Flapper Valve | 1994-09-25 | no | 1994-09-25 | no | Currently in Use | Diesel | 6000 | Fiberglass Double Walled | 1994-09-25 | Double-Walled Fiberglass | Suction (American)
1260094 | 1 | [5 empty] | Removed from Ground | Gas (Historical Use) | 10000 | Bare Steel | 1981-01-02 | Unknown | Pressurized
1260094 | 2 |  |  | yes |  | yes | Removed from Ground | Used Oil | 550 | Bare Steel | 1977-01-03 | Unknown | Gravity Fed
1260098 | 1 | [5 empty] | Permanently Out of Use - historical purposes | Hazardous Substance | 6000 | Composite | 1987-01-01 | Not Marked
1260099 | 1 | [5 empty] | Removed from Ground | Diesel | 10000 | Bare Steel | 1961-05-14 | Galvanized Steel
1260099 | 2 | [5 empty] | Removed from Ground | Diesel | 20000 | Bare Steel | 1977-05-10 | Copper
1260099 | 3 | [5 empty] | Removed from Ground | Diesel | 250 | Not Marked/Unknown |  | Not Marked
1260100 | 1 | [5 empty] | Removed from Ground | Gas (Historical Use) | 1000 | Bare Steel | 1986-05-08 | Galvanized Steel
1260103 | 1 | [5 empty] | Removed from Ground | Gas (Historical Use) | 10000 | Bare Steel | 1978-05-15 | Galvanized Steel
1260103 | 2 | [5 empty] | Removed from Ground | Gas (Historical Use) | 10000 | Bare Steel | 1978-05-15 | Galvanized Steel
1260103 | 3 | [5 empty] | Removed from Ground | Gas (Historical Use) | 4000 | Bare Steel | 1978-05-15 | Galvanized Steel
1260103 | 4 |  | 1998-03-01 |  | 1998-03-01 |  | Currently in Use | Gas (Historical Use) | 10000 | Epoxy | 1998-02-01 | Fiberglass Reinforced Plastic | Pressurized
1260103 | 5 |  | 1998-03-01 |  | 1998-03-01 |  | Currently in Use | Gas (Historical Use) | 8000 | Epoxy | 1998-02-01 | Fiberglass Reinforced Plastic | Pressurized
1260104 | 1 | Ball Float | 1997-06-01 |  | 1997-06-01 |  | Currently in Use | Diesel | 2000 | Steel-Impressed Current | 1986-01-01 | Cathodically Protected | Pressurized
1260104 | 2 | Ball Float | 1997-06-01 |  | 1997-06-01 |  | Currently in Use | Gas (Historical Use) | 4000 | Steel-Impressed Current | 1986-01-01 | Cathodically Protected | Pressurized
1260104 | 3 | Ball Float | 1997-06-01 |  | 1997-06-01 |  | Currently in Use | Gas (Historical Use) | 4000 | Steel-Impressed Current | 1986-01-01 | Cathodically Protected | Pressurized
1260104 | 4 | Ball Float | 1997-06-01 |  | 1997-06-01 |  | Currently in Use | Gas (Historical Use) | 4000 | Steel-Impressed Current | 1986-01-01 | Cathodically Protected | Pressurized
1260104 | 5 | Ball Float | 1997-06-01 |  | 1997-06-01 |  | Currently in Use | Gas (Historical Use) | 4000 | Steel-Impressed Current | 1986-01-01 | Cathodically Protected | Pressurized
1260104 | 6 | Ball Float | 1997-06-01 |  | 1997-06-01 |  | Currently in Use | Gas (Historical Use) | 4000 | Steel-Impressed Current | 1986-01-01 | Cathodically Protected | Pressurized
1260104 | 7 | Ball Float | 1997-06-01 |  | 1997-06-01 |  | Currently in Use | Gas (Historical Use) | 4000 | Steel-Impressed Current | 1986-01-01 | Cathodically Protected | Pressurized
1260104 | 8 | Flapper Valve | 2007-12-13 |  | 1997-06-01 |  | Currently in Use | Kerosene | 1000 | Steel-Impressed Current | 1986-01-01 | Cathodically Protected | Safe Suction (Euro)
1260105 | 1UL | Flapper Valve | 1998-12-01 |  | 1988-10-20 |  | Removed from Ground | Gas (Historical Use) | 6000 | Cathodically Protected Steel | 1985-09-10 | Fiberglass Reinforced Plastic | Pressurized
1260105 | 2PL | Flapper Valve | 1998-12-01 |  | 1988-10-20 |  | Removed from Ground | Gas (Historical Use) | 4000 | Not Marked/Unknown | 1980-02-20 | Fiberglass Reinforced Plastic | Pressurized
1260105 | 3 | [5 empty] | Removed from Ground | Gas (Historical Use) | 2000 | Bare Steel | 1976-02-21 | Bare Steel
1260105 | 4 | [5 empty] | Removed from Ground | Diesel | 1000 | Bare Steel | 1976-02-21 | Bare Steel
1260105 | 5 | [5 empty] | Removed from Ground | Kerosene | 1000 | Bare Steel | 1976-02-21 | Bare Steel
1260105 | 6DC | Flapper Valve | 1998-12-01 |  | 1988-10-20 |  | Removed from Ground | Diesel | 2000 | Cathodically Protected Steel | 1988-10-20 | Fiberglass Reinforced Plastic | Pressurized
1260105 | 7KERO | Flapper Valve | 1998-12-01 |  | 1988-10-20 |  | Removed from Ground | Kerosene | 2000 | Cathodically Protected Steel | 1988-10-20 | Fiberglass Reinforced Plastic | Suction (American)
1260105 | 8SUL | Flapper Valve | 1998-12-01 |  | 1988-10-20 |  | Removed from Ground | Gas (Historical Use) | 4000 | Not Marked/Unknown | 1988-10-20 | Fiberglass Reinforced Plastic | Pressurized
1260106 | 1 | Flapper Valve | 1998-11-01 | no | 1998-10-01 | no | Temporarily out of use | Kerosene | 1000 | Steel-Impressed Current | 1971-02-22 | Fiberglass Reinforced Plastic | Suction (American)
1260106 | 2 | Flapper Valve | 1998-11-01 | no | 1998-10-01 | no | Temporarily out of use | Diesel | 1000 | Steel-Impressed Current | 1971-02-22 | Fiberglass Reinforced Plastic | Suction (American)
1260106 | 3 | Flapper Valve | 1998-11-01 | no | 1998-10-01 | no | Temporarily out of use | Gas (Historical Use) | 1000 | Steel-Impressed Current | 1971-02-22 | Fiberglass Reinforced Plastic | Suction (American)
1260106 | 4 | Flapper Valve | 1987-01-01 | no | 1987-01-01 | no | Temporarily out of use | Gas (Historical Use) | 6000 | Steel-Impressed Current | 1987-01-01 | Fiberglass Reinforced Plastic | Pressurized
1260106 | 5 | Flapper Valve | 1987-01-01 | no | 1987-01-01 | no | Temporarily out of use | Gas (Historical Use) | 6000 | Steel-Impressed Current | 1987-01-01 | Fiberglass Reinforced Plastic | Pressurized
1260107 | 1 | [5 empty] | Removed from Ground | Gas (Historical Use) | 1000 | Bare Steel | 1982-09-01 | Bare Steel | Suction (American)
1260107 | 2AST | [5 empty] | Currently in Use | Diesel | 560 | Bare Steel | 1982-08-01 | Bare Steel | Suction (American)
1260107 | 3AST | [5 empty] | Removed from Ground | Diesel | 560 | Bare Steel | 1980-02-20 | Bare Steel
1260108 | 1 | [5 empty] | Removed from Ground | Gas (Historical Use) | 1000 | Bare Steel | 1971-02-22 | Bare Steel | Suction (American)
1260108 | 2 | [5 empty] | Removed from Ground | Gas (Historical Use) | 1000 | Bare Steel | 1971-02-22 | Bare Steel | Suction (American)
1260108 | 3 | [5 empty] | Removed from Ground | Gas (Historical Use) | 2000 | Bare Steel | 1976-02-21 | Bare Steel | Suction (American)
1260109 | 1 | [5 empty] | Removed from Ground | Gas (Historical Use) | 2000 | Bare Steel | 1979-02-20 | Bare Steel
1260109 | 2 | [5 empty] | Removed from Ground | Gas (Historical Use) | 1000 | Bare Steel | 1970-02-22 | Bare Steel
1260109 | 3 | [5 empty] | Removed from Ground | Gas (Historical Use) | 1000 | Bare Steel | 1970-02-22 | Bare Steel
1260109 | 4 | [5 empty] | Removed from Ground | Gas (Historical Use) | 1000 | Bare Steel | 1970-02-22 | Bare Steel
1260109 | 5 |  |  | yes |  | yes | Removed from Ground | Used Oil | 2000 | Bare Steel | 1986-02-18 | Bare Steel
1260110 | 1 | [5 empty] | Removed from Ground | Diesel | 560 | Bare Steel | 1979-02-20 | Bare Steel
1260110 | 2 | [5 empty] | Removed from Ground | Gas (Historical Use) | 1000 | Bare Steel | 1981-02-19 | Bare Steel
1260110 | 3 | [5 empty] | Removed from Ground | Gas (Historical Use) | 560 | Bare Steel | 1976-02-21 | Bare Steel
1260111 | 1 | [5 empty] | Removed from Ground | Diesel | 1000 | Bare Steel | 1976-02-21 | Bare Steel | Safe Suction (Euro)
1260112 | 1U | Flapper Valve | 1998-12-01 |  | 1988-10-10 |  | Currently in Use | Gas (Historical Use) | 4000 | Steel-Impressed Current | 1983-02-19 | Fiberglass Reinforced Plastic | Pressurized
1260112 | 2P | Flapper Valve | 1998-12-01 |  | 1988-10-10 |  | Currently in Use | Gas (Historical Use) | 4000 | Steel-Impressed Current | 1983-02-19 | Fiberglass Reinforced Plastic | Pressurized
1260112 | 3 | [5 empty] | Removed from Ground | Gas (Historical Use) | 2000 | Bare Steel | 1971-02-22 | Bare Steel
1260112 | 4 | [5 empty] | Removed from Ground | Empty | 560 | Bare Steel | 1986-02-18 | Bare Steel
1260112 | 5 | [5 empty] | Removed from Ground | Diesel | 2000 | Bare Steel | 1971-02-22 | Bare Steel
1260112 | 6 | [5 empty] | Removed from Ground | Empty | 1000 | Cathodically Protected Steel | 1986-02-18 | Bare Steel
1260112 | 7S | Flapper Valve | 1998-12-01 |  | 1988-11-10 |  | Currently in Use | Gas (Historical Use) | 3000 | Steel-Impressed Current | 1988-11-10 | Fiberglass Reinforced Plastic | Pressurized
1260112 | 8D | Flapper Valve | 1998-12-01 |  | 1988-11-10 |  | Currently in Use | Diesel | 2000 | Steel-Impressed Current | 1988-11-10 | Fiberglass Reinforced Plastic | Suction (American)
1260112 | 9K | Flapper Valve | 1998-12-01 |  | 1988-11-10 |  | Currently in Use | Kerosene | 1000 | Steel-Impressed Current | 1988-11-10 | Fiberglass Reinforced Plastic | Suction (American)
1260115 | 1 | [5 empty] | Removed from Ground | Diesel | 1000 | Bare Steel | 1982-02-19 | Bare Steel | Suction (American)
1260115 | 2 | [5 empty] | Removed from Ground | Gas (Historical Use) | 1000 | Bare Steel | 1982-02-19 | Bare Steel | Suction (American)
1260115 | 3U | Flapper Valve | 1999-01-01 |  | 1999-01-01 |  | Removed from Ground | Gas (Historical Use) | 4000 | Fiberglass | 1999-01-12 | Fiberglass Reinforced Plastic | Safe Suction (Euro)
1260115 | 4D | Flapper Valve | 1999-01-01 |  | 1999-01-01 |  | Removed from Ground | Diesel | 4000 | Fiberglass | 1999-01-12 | Fiberglass Reinforced Plastic | Safe Suction (Euro)
1260116 | 1 | [5 empty] | Removed from Ground | Gas (Historical Use) | 500 | Bare Steel | 1971-05-06 | Galvanized Steel
1260116 | 2 | [5 empty] | Removed from Ground | Gas (Historical Use) | 1000 | Bare Steel | 1971-05-06 | Galvanized Steel
1260116 | 3 | [5 empty] | Removed from Ground | Gas (Historical Use) | 1000 | Bare Steel | 1971-05-06 | Galvanized Steel
1260119 | 1 | Flapper Valve | 1998-05-01 |  | 1998-05-01 |  | Currently in Use | Gas (Historical Use) | 8000 | Steel-Impressed Current | 1985-05-02 | Fiberglass Reinforced Plastic | Pressurized
1260119 | 2 | Flapper Valve | 1998-05-01 |  | 1998-05-01 |  | Currently in Use | Gas (Historical Use) | 8000 | Steel-Impressed Current | 1985-05-02 | Fiberglass Reinforced Plastic | Pressurized
1260119 | 3 | Flapper Valve | 1998-05-01 |  | 1998-05-01 |  | Currently in Use | Gas (Historical Use) | 8000 | Steel-Impressed Current | 1985-05-02 | Fiberglass Reinforced Plastic | Pressurized
1260119 | 4 | Flapper Valve | 1998-05-01 |  | 1998-05-01 |  | Currently in Use | Diesel | 6000 | Steel-Impressed Current | 1985-05-02 | Fiberglass Reinforced Plastic | Pressurized
1260121 | 1 | Ball Float | 1998-01-06 | no | 1998-01-06 | no | Temporarily out of use | Diesel | 15000 | Steel-Impressed Current | 1981-05-03 | Double-Walled Fiberglass | Pressurized
1260121 | 2 | [5 empty] | Removed from Ground | Other | 3000 | Bare Steel | 1981-05-03 | Bare Steel | Suction (American)
1260121 | 3 |  |  | yes |  | yes | Removed from Ground | Used Oil | 1000 | Bare Steel | 1981-05-03 | Bare Steel | Gravity Fed
1260123 | 1 | [5 empty] | Removed from Ground | Gas (Historical Use) | 2000 | Bare Steel | 1970-05-06 | Galvanized Steel
1260123 | 2 | [5 empty] | Removed from Ground | Gas (Historical Use) | 2000 | Bare Steel | 1970-05-06 | Galvanized Steel
1260123 | 3 |  |  | yes |  | yes | Removed from Ground | Used Oil | 500 | Bare Steel | 1960-05-08 | Galvanized Steel
1260123 | 4 | Ball Float | 1998-11-01 |  | 1998-11-01 |  | Currently in Use | Diesel | 1000 | Steel-Impressed Current | 1986-10-01 | Steel (Impressed Current) | Safe Suction (Euro)
1260123 | 5 | Ball Float | 1998-11-01 |  | 1998-11-01 |  | Currently in Use | Gas (Historical Use) | 4000 | Steel-Impressed Current | 1986-10-01 | Steel (Impressed Current) | Pressurized
1260123 | 6 | Ball Float | 1998-11-01 |  | 1998-11-01 |  | Currently in Use | Gas (Historical Use) | 4000 | Steel-Impressed Current | 1986-10-01 | Steel (Impressed Current) | Pressurized
1260123 | 7 | Ball Float | 1998-11-01 |  | 1998-11-01 |  | Currently in Use | Gas (Historical Use) | 4000 | Steel-Impressed Current | 1986-10-01 | Steel (Impressed Current) | Pressurized
1260124 | 1 |  | 1992-07-07 |  | 1992-07-07 |  | Temporarily out of use | Diesel | 8500 | Steel-Impressed Current | 1976-05-10 | Fiberglass Reinforced Plastic | Pressurized
1260124 | 10 | [5 empty] | Removed from Ground | Gas (Historical Use) | 1000 | Not Marked/Unknown |  | Not Marked
1260124 | 11 | [5 empty] | Removed from Ground | Diesel | 2000 | Not Marked/Unknown |  | Not Marked
1260124 | 12 |  | 1996-01-10 |  | 1996-01-10 |  | Currently in Use | Diesel | 8200 | Galvanic (STIP-3) | 1996-01-01 | Fiberglass Reinforced Plastic | Pressurized
1260124 | 13 |  | 1996-01-10 |  | 1996-01-10 |  | Currently in Use | Gas (Historical Use) | 8200 | Galvanic (STIP-3) | 1996-01-01 | Fiberglass Reinforced Plastic | Pressurized
1260124 | 14 |  | 1996-01-10 |  | 1996-01-10 |  | Currently in Use | Gas (Historical Use) | 8200 | Galvanic (STIP-3) | 1996-01-01 | Fiberglass Reinforced Plastic | Pressurized
1260124 | 15 |  | 1996-01-10 |  | 1996-01-10 |  | Currently in Use | Gas (Historical Use) | 8200 | Galvanic (STIP-3) | 1996-01-01 | Fiberglass Reinforced Plastic | Pressurized
1260124 | 16 |  | 1992-01-01 |  | 1992-01-01 |  | Currently in Use | Diesel | 8000 | Cathodically Protected Steel | 1988-01-01 | Fiberglass Reinforced Plastic | Pressurized
1260124 | 2 |  | 1992-07-07 |  | 1992-07-07 |  | Removed from Ground | Gas (Historical Use) | 8500 | Bare Steel | 1976-05-10 | Galvanized Steel | Pressurized
1260124 | 3 |  | 1992-07-07 |  | 1992-07-07 |  | Temporarily out of use | Gas (Historical Use) | 8500 | Steel-Impressed Current | 1976-05-10 | Fiberglass Reinforced Plastic | Pressurized
1260124 | 4 |  | 1992-07-07 |  | 1992-07-07 |  | Temporarily out of use | Other | 8500 | Steel-Impressed Current | 1976-05-10 | Fiberglass Reinforced Plastic | Pressurized
1260124 | 5 | [5 empty] | Removed from Ground | Diesel | 2000 | Not Marked/Unknown | 1976-05-10 | Not Marked
1260124 | 6 |  | 1992-07-07 |  | 1992-07-07 |  | Currently in Use | Other | 8000 | Galvanic (STIP-3) | 1988-01-01 | Fiberglass Reinforced Plastic | Pressurized
1260124 | 7 |  | 1992-07-07 |  | 1992-07-07 |  | Temporarily out of use | Kerosene | 8000 | Galvanic (STIP-3) | 1988-01-01 | Fiberglass Reinforced Plastic | Pressurized
1260124 | 8 | [5 empty] | Removed from Ground | Gas (Historical Use) | 2000 | Not Marked/Unknown |  | Not Marked
1260124 | 9 | [5 empty] | Removed from Ground | Gas (Historical Use) | 1000 | Not Marked/Unknown | 1988-01-01 | Not Marked
1260127 | 1 | [5 empty] | Currently in Use | Other | 14689 | Bare Steel | 1972-05-17 | Bare Steel | Suction (American)
1260127 | 18 | [5 empty] | Removed from Ground | Other | 22000 | Bare Steel | 1980-05-16 | Bare Steel | Suction (American)
1260127 | 2 | [5 empty] | Currently in Use | Other | 14689 | Bare Steel | 1972-05-17 | Bare Steel | Suction (American)
1260127 | 3 | [5 empty] | Currently in Use | Other | 6393 | Bare Steel | 1972-05-17 | Bare Steel | Suction (American)
1260127 | 4 | [5 empty] | Currently in Use | Other | 18645 | Bare Steel | 1980-05-16 | Bare Steel | Suction (American)
1260127 | 5 | [5 empty] | Currently in Use | Other | 18645 | Bare Steel | 1980-05-16 | Bare Steel | Suction (American)
1260127 | 6 | [5 empty] | Currently in Use | Other | 7050 | Bare Steel | 1980-05-16 | Bare Steel | Suction (American)
1260127 | 7 | [5 empty] | Currently in Use | Other | 21150 | Bare Steel | 1977-05-16 | Bare Steel | Suction (American)
1260127 | 8 | [5 empty] | Currently in Use | Other | 21150 | Bare Steel | 1977-05-16 | Bare Steel | Suction (American)
1260127 | 9 | [5 empty] | Currently in Use | Other | 8225 | Bare Steel | 1977-05-16 | Bare Steel | Suction (American)
1260129 | 1 |  | 1998-02-01 |  | 1998-02-01 |  | Removed from Ground | Gas (Historical Use) | 8000 | Steel-Impressed Current | 1971-08-02 | Cathodically Protected | Pressurized
1260129 | 2 |  | 1998-02-01 |  | 1998-02-01 |  | Removed from Ground | Gas (Historical Use) | 8000 | Steel-Impressed Current | 1971-08-02 | Cathodically Protected | Pressurized
1260129 | 3 |  | 1998-02-01 |  | 1998-02-01 |  | Removed from Ground | Diesel | 8000 | Steel-Impressed Current | 1971-08-02 | Cathodically Protected | Suction (American)
1260129 | 4 |  | 1998-02-01 |  | 1998-02-01 |  | Removed from Ground | Gas (Historical Use) | 2000 | Steel-Impressed Current | 1971-08-02 | Cathodically Protected
1260130 | 1 |  | 1998-11-01 |  | 1998-11-01 |  | Closed in Ground | Gas (Historical Use) | 4000 | Cathodically Protected Steel | 1986-01-01 | Cathodically Protected | Safe Suction (Euro)
1260130 | 2 |  | 1998-11-01 |  | 1998-11-01 |  | Closed in Ground | Gas (Historical Use) | 4000 | Cathodically Protected Steel | 1986-01-01 | Cathodically Protected | Safe Suction (Euro)
1260130 | 3 |  | 1998-11-01 |  | 1998-11-01 |  | Closed in Ground | Gas (Historical Use) | 4000 | Cathodically Protected Steel | 1986-01-01 | Cathodically Protected | Safe Suction (Euro)
1260131 | 1 | [5 empty] | Removed from Ground | Gas (Historical Use) | 8000 | Bare Steel | 1973-05-16 | Galvanized Steel
1260131 | 2 | [5 empty] | Removed from Ground | Gas (Historical Use) | 8000 | Bare Steel | 1973-05-16 | Galvanized Steel
1260134 | 1 | [5 empty] | Permanently Out of Use - historical purposes | Gas (Historical Use) | 6000 | Bare Steel | 1975-01-04 | Galvanized Steel
1260134 | 2 | [5 empty] | Permanently Out of Use - historical purposes | Gas (Historical Use) | 6000 | Bare Steel | 1975-01-04 | Galvanized Steel
1260134 | 3 | [5 empty] | Permanently Out of Use - historical purposes | Gas (Historical Use) | 6000 | Bare Steel | 1975-01-04 | Galvanized Steel
1260134 | 4 | Ball Float | 1990-06-01 |  | 1990-06-01 |  | Currently in Use | Gas (Historical Use) | 8000 | Composite | 1990-01-01 | Fiberglass Reinforced Plastic | Pressurized
1260134 | 5 | Ball Float | 1990-06-01 |  | 1990-06-01 |  | Currently in Use | Gas (Historical Use) | 8000 | Composite | 1990-01-01 | Fiberglass Reinforced Plastic | Pressurized
1260134 | 6 | Ball Float | 1990-06-01 |  | 1990-06-01 |  | Currently in Use | Gas (Historical Use) | 10000 | Composite | 1990-01-01 | Fiberglass Reinforced Plastic | Pressurized
1260134 | 7 | Ball Float | 1990-06-01 |  | 1990-06-01 |  | Currently in Use | Diesel | 4000 | Composite | 1990-01-01 | Fiberglass Reinforced Plastic | Pressurized
1262000 | 1 | Ball Float | 1988-04-01 |  | 1988-04-01 |  | Removed from Ground | Gas (Historical Use) | 10000 | Composite | 1988-04-01 | Fiberglass Reinforced Plastic | Pressurized
1262000 | 2 | Ball Float | 1988-04-01 |  | 1988-04-01 |  | Removed from Ground | Gas (Historical Use) | 8000 | Composite | 1988-04-01 | Fiberglass Reinforced Plastic | Pressurized
1262000 | 3 | Ball Float | 1988-04-01 |  | 1988-04-01 |  | Removed from Ground | Gas (Historical Use) | 8000 | Composite | 1988-04-01 | Fiberglass Reinforced Plastic | Pressurized
1270002 | 1 | [5 empty] | Removed from Ground | Gas (Historical Use) | 3000 | Bare Steel | 1970-03-10 | Unknown
1270003 | 1 | [5 empty] | Removed from Ground | Empty | 1000 | Bare Steel | 1961-03-05 | Galvanized Steel
1270003 | 2 | [5 empty] | Removed from Ground | Empty | 1000 | Bare Steel | 1961-03-05 | Galvanized Steel
1270003 | 3 | [5 empty] | Removed from Ground | Diesel | 1000 | Bare Steel | 1961-03-05 | Galvanized Steel
1270004 | 1 | [5 empty] | Removed from Ground | Gas (Historical Use) | 8000 | Bare Steel | 1977-08-01 | Bare Steel | Suction (American)
1270004 | 2 | [5 empty] | Removed from Ground | Gas (Historical Use) | 10000 | Bare Steel | 1970-08-01 | Bare Steel | Suction (American)
1270004 | 3 | [5 empty] | Removed from Ground | Gas (Historical Use) | 10000 | Bare Steel | 1970-08-01 | Bare Steel | Suction (American)
1270005 | 1 | Flapper Valve | 1998-09-01 | no | 1998-09-01 | yes | Currently in Use | Gas (Historical Use) | 10000 | Fiberglass | 1983-03-04 | Fiberglass Reinforced Plastic | Pressurized
1270005 | 2 | Flapper Valve | 1998-09-01 | no | 1998-09-01 | yes | Currently in Use | Gas (Historical Use) | 10000 | Fiberglass | 1983-03-04 | Fiberglass Reinforced Plastic | Pressurized
1270005 | 3 | Flapper Valve | 1998-09-01 | no | 1998-09-01 | yes | Currently in Use | Gas (Historical Use) | 10000 | Fiberglass | 1983-03-04 | Fiberglass Reinforced Plastic | Pressurized
1270005 | 4 |  | 2014-08-14 | yes | 1998-09-01 | yes | Temporarily out of use | Used Oil | 1000 | Fiberglass | 1983-03-04 | Fiberglass Reinforced Plastic | Pressurized
1270006 | 2 | [5 empty] | Removed from Ground | Diesel | 4000 | Bare Steel | 1968-03-09 | Copper
1270006 | 3 | [5 empty] | Removed from Ground | Diesel | 1000 | Bare Steel | 1950-03-14 | Copper
1270009 | 1 | [5 empty] | Removed from Ground | Diesel | 0 | Bare Steel | 1966-03-08 | Galvanized Steel
1270010 | 1 | [5 empty] | Closed in Ground | Diesel | 20000 | Bare Steel | 1977-03-13 | Bare Steel
1270011 | 1 | [5 empty] | Removed from Ground | Gas (Historical Use) | 1000 | Bare Steel | 1971-03-24 | Bare Steel
1270011 | 2 | [5 empty] | Removed from Ground | Gas (Historical Use) | 1000 | Bare Steel | 1971-03-24 | Bare Steel
1270012 | 1 | [5 empty] | Removed from Ground | Diesel | 10000 | Marked Unknown | 1985-04-15 | Unknown
1270013 | 1 | [5 empty] | Permanently Out of Use - historical purposes | Gas (Historical Use) | 10000 | Bare Steel | 1986-04-17 | Galvanized Steel
1270013 | 2 | [5 empty] | Permanently Out of Use - historical purposes | Gas (Historical Use) | 8086 | Bare Steel | 1971-04-21 | Galvanized Steel
1270013 | 3 | [5 empty] | Permanently Out of Use - historical purposes | Gas (Historical Use) | 8086 | Bare Steel | 1971-04-21 | Galvanized Steel
1270014 | 1 | [5 empty] | Removed from Ground | Gas (Historical Use) | 8000 | Bare Steel | 1973-04-20 | Galvanized Steel
1270014 | 2 | [5 empty] | Removed from Ground | Gas (Historical Use) | 4000 | Bare Steel | 1973-04-20 | Galvanized Steel
1270014 | 3 | [5 empty] | Removed from Ground | Gas (Historical Use) | 8000 | Bare Steel | 1973-04-20 | Galvanized Steel
1270014 | 4 | Ball Float | 1987-01-01 |  | 1987-01-01 | yes | Currently in Use | Gas (Historical Use) | 10000 | Galvanic (STIP-3) | 1987-01-01 | Fiberglass Reinforced Plastic | Pressurized
1270014 | 5 | Ball Float | 1987-01-01 |  | 1987-01-01 | yes | Currently in Use | Gas (Historical Use) | 10000 | Galvanic (STIP-3) | 1987-01-01 | Fiberglass Reinforced Plastic | Pressurized
1270014 | 6 | Ball Float | 1987-01-01 |  | 1987-01-01 | yes | Currently in Use | Diesel | 10000 | Galvanic (STIP-3) | 1987-01-01 | Fiberglass Reinforced Plastic | Pressurized
1270014 | 7 |  | 1987-01-01 |  | 1987-01-01 | yes | Temporarily out of use | Kerosene | 2000 | Cathodically Protected Steel | 1987-01-01 | Fiberglass Reinforced Plastic | Pressurized
1270015 | 1 | [5 empty] | Closed in Ground | Gas (Historical Use) | 8000 | Bare Steel | 1975-04-20 | Galvanized Steel | Pressurized
1270015 | 2 | [5 empty] | Closed in Ground | Gas (Historical Use) | 8000 | Bare Steel | 1975-04-20 | Galvanized Steel | Pressurized
1270015 | 3 | [5 empty] | Closed in Ground | Gas (Historical Use) | 10000 | Cathodically Protected Steel | 1992-09-28 | Galvanized Steel | Pressurized
1270016 | 1 | [5 empty] | Removed from Ground | Gas (Historical Use) | 10000 | Bare Steel | 1979-04-19 | Galvanized Steel
1270016 | 2 | [5 empty] | Removed from Ground | Gas (Historical Use) | 10000 | Bare Steel | 1979-04-19 | Galvanized Steel
1270016 | 3 | [5 empty] | Removed from Ground | Gas (Historical Use) | 10000 | Bare Steel | 1979-04-19 | Galvanized Steel
1270017 | 1 |  | 1998-05-27 |  | 1998-05-27 |  | Currently in Use | Gas (Historical Use) | 10000 | Steel-Impressed Current | 1984-04-17 | Double-Walled Fiberglass | Pressurized
1270017 | 2 |  | 1998-05-27 |  | 1998-05-27 |  | Currently in Use | Gas (Historical Use) | 10000 | Steel-Impressed Current | 1984-04-17 | Double-Walled Fiberglass | Pressurized
1270017 | 3 |  | 1998-05-27 |  | 1998-05-27 |  | Currently in Use | Gas (Historical Use) | 10000 | Steel-Impressed Current | 1984-04-17 | Double-Walled Fiberglass | Pressurized
1270017 | 4 |  | 1998-05-27 |  | 1998-05-27 |  | Currently in Use | Kerosene | 1000 | Steel-Impressed Current | 1984-04-17 | Steel (Impressed Current) | Safe Suction (Euro)
1270018 | 1 | [5 empty] | Removed from Ground | Gas (Historical Use) | 1000 | Bare Steel | 1974-04-24 | Galvanized Steel
1270018 | 2 | [5 empty] | Removed from Ground | Gas (Historical Use) | 1000 | Bare Steel | 1974-04-24 | Galvanized Steel
1270018 | 3 | [5 empty] | Removed from Ground | Gas (Historical Use) | 1000 | Bare Steel | 1974-04-24 | Galvanized Steel
1270018 | 4 | [5 empty] | Removed from Ground | Gas (Historical Use) | 1000 | Bare Steel | 1974-04-24 | Galvanized Steel
1270018 | 5 | [5 empty] | Removed from Ground | Gas (Historical Use) | 1000 | Bare Steel | 1974-04-24 | Bare Steel
1270018 | 6 | [5 empty] | Removed from Ground | Diesel | 550 | Bare Steel | 1974-04-21 | Bare Steel
1270018 | 7 | [5 empty] | Removed from Ground | Kerosene | 550 | Bare Steel | 1974-04-21 | Bare Steel
1270018 | 8 | [5 empty] | Removed from Ground | Gas (Historical Use) | 1000 | Bare Steel | 1974-04-24 | Galvanized Steel
1270019 | 1 | [5 empty] | Removed from Ground | Gas (Historical Use) | 4000 | Bare Steel | 1978-04-23 | Bare Steel | Safe Suction (Euro)
1270019 | 2 | [5 empty] | Removed from Ground | Gas (Historical Use) | 3000 | Bare Steel | 1978-04-23 | Bare Steel | Safe Suction (Euro)
1270019 | 3 | [5 empty] | Removed from Ground | Gas (Historical Use) | 3000 | Bare Steel | 1978-04-23 | Bare Steel | Safe Suction (Euro)
1270019 | 4 | [5 empty] | Removed from Ground | Gas (Historical Use) | 1000 | Bare Steel | 1978-04-23 | Bare Steel | Safe Suction (Euro)
1270019 | 5 |  |  | yes |  | yes | Removed from Ground | Empty | 550 | Bare Steel | 1978-04-23 | Bare Steel | Safe Suction (Euro)
1270019 | 6 | [5 empty] | Removed from Ground | Empty | 550 | Bare Steel | 1978-04-23 | Galvanized Steel | Suction (American)
1270020 | 1 | [5 empty] | Removed from Ground | Gas (Historical Use) | 550 | Bare Steel | 1972-04-24 | Galvanized Steel
1270020 | 2 | [5 empty] | Removed from Ground | Gas (Historical Use) | 550 | Bare Steel | 1972-04-24 | Galvanized Steel
1270021 | 1 | [5 empty] | Removed from Ground | Gas (Historical Use) | 3000 | Bare Steel | 1976-04-23 | Galvanized Steel
1270023 | 1 | Flapper Valve | 1998-08-01 |  | 1998-08-01 |  | Currently in Use | Gas (Historical Use) | 8000 | Steel-Impressed Current | 1976-04-23 | Steel (Impressed Current) | Safe Suction (Euro)
1270023 | 2 | Flapper Valve | 1998-08-01 |  | 1998-08-01 |  | Currently in Use | Gas (Historical Use) | 6000 | Steel-Impressed Current | 1976-04-23 | Steel (Impressed Current) | Safe Suction (Euro)
1270023 | 3 | Flapper Valve | 1998-08-01 |  | 1998-08-01 |  | Currently in Use | Gas (Historical Use) | 6000 | Steel-Impressed Current | 1976-04-23 | Steel (Impressed Current) | Safe Suction (Euro)
1270023 | 4 | Flapper Valve | 2003-10-18 | no | 2003-10-18 | no | Currently in Use | Diesel | 8000 | Epoxy | 2003-10-18 | Fiberglass Reinforced Plastic | Pressurized
1270024 | 1 | [5 empty] | Removed from Ground | Gas (Historical Use) | 1000 | Bare Steel | 1971-04-25 | Galvanized Steel | Suction (American)
1270024 | 2 | [5 empty] | Removed from Ground | Gas (Historical Use) | 1000 | Bare Steel | 1971-04-25 | Galvanized Steel | Suction (American)
1270025 | 1 | [5 empty] | Removed from Ground | Gas (Historical Use) | 1000 | Bare Steel | 1972-04-24 | Galvanized Steel
1270025 | 2 | [5 empty] | Removed from Ground | Gas (Historical Use) | 1000 | Bare Steel | 1972-04-24 | Galvanized Steel
1270025 | 3 | [5 empty] | Removed from Ground | Kerosene | 550 | Bare Steel | 1972-04-24 | Galvanized Steel
1270025 | 4 | [5 empty] | Removed from Ground | Gas (Historical Use) | 550 | Bare Steel | 1972-04-24 | Galvanized Steel
1270025 | 5 |  |  | yes |  | yes | Removed from Ground | Used Oil | 280 | Bare Steel | 1972-04-24 | Galvanized Steel
1270026 | 1 | Flapper Valve | 1998-12-23 | no | 1998-12-23 | no | Currently in Use | Gas (Historical Use) | 8000 | Galvanic (STIP-3) | 1986-03-21 |  | Pressurized
1270026 | 2 | Flapper Valve | 1998-12-23 | no | 1998-12-23 | no | Currently in Use | Diesel Off Road | 8000 | Galvanic (STIP-3) | 1986-03-21 |  | Pressurized
1270026 | 3 | Flapper Valve | 1998-12-23 |  | 1998-12-23 |  | Currently in Use | Gas (Historical Use) | 8000 | Galvanic (STIP-3) | 1986-03-21 |  | Pressurized
1270026 | 4 | Flapper Valve | 1998-12-23 | no | 1998-12-23 | no | Currently in Use | Diesel | 8000 | Galvanic (STIP-3) | 1986-03-21 |  | Pressurized
1270026 | 5 | [5 empty] | Removed from Ground | Kerosene | 1000 | Not Marked/Unknown | 1986-03-21 | Not Marked | Suction (American)
1270026 | 6 | Flapper Valve | 1999-08-01 | no | 1999-08-01 | no | Currently in Use | Regular | 1000 | Fiberglass | 1999-08-01 | Fiberglass Reinforced Plastic | Safe Suction (Euro)
1270027 | 1 | [5 empty] | Removed from Ground | Empty | 550 | Bare Steel | 1986-04-21 | Galvanized Steel | Safe Suction (Euro)
1270027 | 2 | [5 empty] | Removed from Ground | Empty | 550 | Bare Steel | 1986-04-21 | Galvanized Steel
1270027 | 3 | [5 empty] | Removed from Ground | Empty | 550 | Bare Steel | 1986-04-21 | Galvanized Steel
1270029 | 1 |  |  | yes |  | yes | Closed in Ground | Used Oil | 3000 | Bare Steel | 1974-04-24 | Galvanized Steel
1270030 | 1 |  | 1999-01-11 |  | 1999-01-11 |  | Removed from Ground | Gas (Historical Use) | 4000 | Steel-Impressed Current | 1986-04-21 | Steel (Impressed Current) | Safe Suction (Euro)
1270030 | 2 |  | 1999-01-11 |  | 1999-01-11 |  | Removed from Ground | Gas (Historical Use) | 4000 | Steel-Impressed Current | 1986-04-21 | Steel (Impressed Current) | Safe Suction (Euro)
1270030 | 3 |  | 1999-01-11 |  | 1999-01-11 |  | Removed from Ground | Gas (Historical Use) | 4000 | Steel-Impressed Current | 1986-04-21 | Steel (Impressed Current) | Safe Suction (Euro)
1270030 | 4 |  | 2000-04-13 |  | 2000-04-13 |  | Removed from Ground | Diesel | 1000 | Steel-Impressed Current | 1986-04-21 | Steel (Impressed Current) | Safe Suction (Euro)
1270031 | 1 | [5 empty] | Removed from Ground | Gas (Historical Use) | 560 | Bare Steel | 1954-04-30 | Galvanized Steel | Safe Suction (Euro)
1270031 | 2 |  | 1991-10-21 |  | 1991-10-21 |  | Removed from Ground | Diesel | 1000 | Galvanic (STIP-3) | 1991-10-21 | Cathodically Protected | Safe Suction (Euro)
1270031 | 3 |  | 1991-10-21 |  | 1991-10-21 |  | Removed from Ground | Gas (Historical Use) | 1000 | Galvanic (STIP-3) | 1991-10-21 | Cathodically Protected | Safe Suction (Euro)
1270032 | 1 |  |  | yes |  | yes | Removed from Ground | Used Oil | 1000 | Bare Steel | 1976-04-06 | Galvanized Steel | Gravity Fed
1270033 | 10119-1 | [5 empty] | Removed from Ground | Gas (Historical Use) | 1030 | Bare Steel | 1968-01-01 | Galvanized Steel
1270034 | 1 |  |  | yes |  | yes | Removed from Ground | Used Oil | 500 | Bare Steel | 1979-03-30 | Unknown
1270035 | 1 | [5 empty] | Removed from Ground | Gas (Historical Use) | 1000 | Bare Steel | 1976-04-11 | Galvanized Steel
1270035 | 2 |  |  | no |  | no | Removed from Ground | Gas (Historical Use) | 1000 | Unknown | 2006-03-09 | Unknown
1270036 | 1 |  | 1999-12-30 |  | 1999-12-30 |  | Removed from Ground | Gas (Historical Use) | 10000 | Steel-Impressed Current | 1977-05-01 | Fiberglass Reinforced Plastic | Pressurized
1270036 | 2 |  | 1999-12-30 |  | 1999-12-30 |  | Removed from Ground | Gas (Historical Use) | 10000 | Steel-Impressed Current | 1977-05-01 | Fiberglass Reinforced Plastic | Pressurized
1270036 | 3 |  | 1999-12-30 |  | 1999-12-30 |  | Removed from Ground | Gas (Historical Use) | 10000 | Steel-Impressed Current | 1977-05-01 | Fiberglass Reinforced Plastic | Pressurized
1270036 | 4 |  | 1999-12-30 |  | 1999-12-30 |  | Removed from Ground | Kerosene | 10000 | Steel-Impressed Current | 1977-05-01 | Fiberglass Reinforced Plastic | Safe Suction (Euro)
1270037 | D |  | 1997-10-01 |  | 1997-10-01 |  | Removed from Ground | Diesel | 0 | Galvanic (STIP-3) | 1986-04-29 | Secondary Containment | Pressurized
1270037 | K |  | 1997-10-01 |  | 1997-10-01 |  | Removed from Ground | Kerosene | 0 | Galvanic (STIP-3) | 1986-04-29 | Secondary Containment | Suction (American)
1270037 | P |  | 1997-10-01 |  | 1997-10-01 |  | Removed from Ground | Gas (Historical Use) | 0 | Galvanic (STIP-3) | 1986-04-29 | Secondary Containment | Pressurized
1270037 | R |  | 1997-10-01 |  | 1997-10-01 |  | Removed from Ground | Gas (Historical Use) | 0 | Galvanic (STIP-3) | 1986-04-29 | Secondary Containment | Pressurized
1270037 | UL |  | 1997-10-01 |  | 1997-10-01 |  | Removed from Ground | Gas (Historical Use) | 10000 | Galvanic (STIP-3) | 1986-04-29 | Secondary Containment | Pressurized
1270039 | 1 | [5 empty] | Removed from Ground | Gas (Historical Use) | 10000 | Bare Steel | 1970-05-03 | Bare Steel
1270039 | 2 | [5 empty] | Removed from Ground | Diesel | 5200 | Bare Steel | 1956-05-06 | Bare Steel
1270039 | 3 | [5 empty] | Removed from Ground | Gas (Historical Use) | 3000 | Bare Steel | 1956-05-06 | Bare Steel
1270039 | 4 | [5 empty] | Removed from Ground | Gas (Historical Use) | 2000 | Bare Steel | 1956-05-06 | Bare Steel
1270039 | 5 | [5 empty] | Removed from Ground | Gas (Historical Use) | 1060 | Bare Steel | 1956-01-01 | Bare Steel
1270039 | 7 | [5 empty] | Removed from Ground | Gas (Historical Use) | 280 | Bare Steel | 1954-01-01 | Bare Steel
1270040 | 1 |  | 1998-07-28 |  | 1998-07-28 |  | Removed from Ground | Gas (Historical Use) | 5000 | Steel-Impressed Current | 1968-05-04 | Cathodically Protected | Pressurized
1270040 | 2 |  | 1998-07-29 |  | 1998-07-29 |  | Removed from Ground | Gas (Historical Use) | 5000 | Steel-Impressed Current | 1968-05-04 | Cathodically Protected | Pressurized
1270040 | 3 |  | 1998-07-29 |  | 1998-07-29 |  | Removed from Ground | Gas (Historical Use) | 5000 | Steel-Impressed Current | 1968-05-04 | Cathodically Protected | Pressurized
1270040 | 4 |  | 1998-07-29 |  | 1998-07-29 |  | Removed from Ground | Gas (Historical Use) | 5000 | Steel-Impressed Current | 1968-05-04 | Cathodically Protected | Pressurized
1270040 | 5 |  |  | yes |  | yes | Removed from Ground | Used Oil | 1000 | Steel-Impressed Current | 1968-05-04 | Cathodically Protected | Gravity Fed
1270041 | 1 | [5 empty] | Permanently Out Of Use | Gas (Historical Use) | 8000 | Bare Steel | 1970-05-09 | Galvanized Steel
1270041 | 2 | [5 empty] | Permanently Out Of Use | Gas (Historical Use) | 8000 | Bare Steel | 1970-05-09 | Galvanized Steel
1270041 | 3 | [5 empty] | Permanently Out Of Use | Gas (Historical Use) | 8000 | Bare Steel | 1970-05-09 | Galvanized Steel
1270041 | 4 | [5 empty] | Permanently Out Of Use | Gas (Historical Use) | 8000 | Bare Steel | 1976-05-07 | Galvanized Steel
1270042 | 1 | [5 empty] | Removed from Ground | Gas (Historical Use) | 1060 | Bare Steel | 1986-05-08 | Galvanized Steel | Safe Suction (Euro)
1270042 | 2 | [5 empty] | Removed from Ground | Gas (Historical Use) | 1060 | Bare Steel | 1986-05-08 | Galvanized Steel | Safe Suction (Euro)
1270042 | 3 | [5 empty] | Removed from Ground | Gas (Historical Use) | 560 | Bare Steel | 1986-05-08 | Galvanized Steel | Safe Suction (Euro)
1270042 | 4 | [5 empty] | Removed from Ground | Diesel | 1060 | Bare Steel | 1986-05-08 | Galvanized Steel | Safe Suction (Euro)
1270042 | 5 | [5 empty] | Removed from Ground | Gas (Historical Use) | 560 | Bare Steel | 1986-05-08 | Galvanized Steel | Safe Suction (Euro)
1270042 | 6 | Flapper Valve | 1997-01-15 |  | 1997-01-15 |  | Currently in Use | Gas (Historical Use) | 8000 | Galvanic (STIP-3) | 1997-01-15 | Fiberglass Reinforced Plastic | Pressurized
1270042 | 7 |  | 1997-01-15 |  | 1997-01-15 |  | Currently in Use | Gas (Historical Use) | 6000 | Galvanic (STIP-3) | 1997-01-15 | Fiberglass Reinforced Plastic | Pressurized
1270042 | 8 | Flapper Valve | 1997-01-15 |  | 1997-01-15 |  | Currently in Use | Diesel | 4000 | Galvanic (STIP-3) | 1997-01-15 | Fiberglass Reinforced Plastic | Pressurized
1270042 | 9 | Flapper Valve | 1997-01-15 |  | 1997-01-15 |  | Currently in Use | Kerosene | 4000 | Galvanic (STIP-3) | 1997-01-15 | Fiberglass Reinforced Plastic | Pressurized
1270043 | 1 | [5 empty] | Removed from Ground | Gas (Historical Use) | 1000 | Bare Steel | 1974-05-08 | Galvanized Steel
1270043 | 2 | [5 empty] | Removed from Ground | Gas (Historical Use) | 1000 | Bare Steel | 1974-05-08 | Galvanized Steel
1270043 | 3 | [5 empty] | Removed from Ground | Gas (Historical Use) | 560 | Bare Steel | 1974-05-08 | Galvanized Steel
1270044 | 1 | [5 empty] | Removed from Ground | Gas (Historical Use) | 1000 | Bare Steel | 1971-05-09 | Galvanized Steel
1270044 | 2 | [5 empty] | Removed from Ground | Gas (Historical Use) | 1000 | Bare Steel | 1971-05-09 | Galvanized Steel
1270044 | 3 | [5 empty] | Removed from Ground | Gas (Historical Use) | 1000 | Bare Steel | 1971-05-09 | Galvanized Steel
1270044 | 4 | [5 empty] | Removed from Ground | Diesel | 560 | Bare Steel | 1971-05-09 | Galvanized Steel
1270045 | 1 | [5 empty] | Removed from Ground | Gas (Historical Use) | 1000 | Bare Steel | 1971-05-09 | Galvanized Steel
1270045 | 2 | [5 empty] | Removed from Ground | Gas (Historical Use) | 1000 | Bare Steel | 1971-05-09 | Galvanized Steel
1270045 | 3 | [5 empty] | Removed from Ground | Gas (Historical Use) | 1000 | Bare Steel | 1971-05-09 | Galvanized Steel
1270048 | 1 |  | 1998-11-17 |  | 1998-11-17 |  | Removed from Ground | Gas (Historical Use) | 10000 | Steel-Impressed Current | 1979-05-02 | Steel (Impressed Current)
1270048 | 2 |  | 1998-11-17 |  | 1998-11-17 |  | Removed from Ground | Aviation Gas/AV Gas | 12000 | Steel-Impressed Current | 1980-05-02 | Steel (Impressed Current) | Safe Suction (Euro)
1270048 | 3 | [5 empty] | Closed in Ground | Empty | 10000 | Bare Steel | 1952-05-09 | Galvanized Steel
1270048 | 4 | [5 empty] | Closed in Ground | Empty | 10000 | Bare Steel | 1952-05-09 | Galvanized Steel
1270049 | 1 | Ball Float | 1995-04-25 |  | 1995-04-25 |  | Currently in Use | Diesel | 6000 | Fiberglass Double Walled | 1995-04-25 | Fiberglass Reinforced Plastic | Pressurized
1270049 | 2 | [5 empty] | Closed in Ground | Gas (Historical Use) | 10000 | Marked Unknown | 1981-05-08 | Unknown | Pressurized
1270050 | 1 | [5 empty] | Removed from Ground | Gas (Historical Use) | 1000 | Bare Steel | 1986-05-07 | Galvanized Steel
1270050 | 2 | [5 empty] | Removed from Ground | Gas (Historical Use) | 1000 | Bare Steel | 1986-05-07 | Galvanized Steel
1270050 | 3 | [5 empty] | Removed from Ground | Gas (Historical Use) | 3000 | Bare Steel | 1976-05-09 | Galvanized Steel
1270051 | 1 | [5 empty] | Removed from Ground | Empty | 1000 | Bare Steel | 1986-05-07 | Galvanized Steel
1270051 | 2 | [5 empty] | Removed from Ground | Empty | 1000 | Bare Steel | 1986-05-07 | Galvanized Steel
1270051 | 3 | [5 empty] | Removed from Ground | Empty | 1000 | Bare Steel | 1976-01-01 | Galvanized Steel
1270052 | 1 | [5 empty] | Removed from Ground | Diesel | 1000 | Bare Steel | 1986-05-07 | Galvanized Steel
1270052 | 2 | [5 empty] | Removed from Ground | Gas (Historical Use) | 1000 | Bare Steel | 1986-05-07 | Galvanized Steel | Suction (American)
1270052 | 3 | [5 empty] | Removed from Ground | Gas (Historical Use) | 1000 | Bare Steel | 1986-05-07 | Galvanized Steel | Suction (American)
1270052 | 4 | [5 empty] | Removed from Ground | Gas (Historical Use) | 1000 | Bare Steel | 1986-05-07 | Galvanized Steel | Suction (American)
1270073 | 1 | [5 empty] | Temporarily out of use | Gas (Historical Use) | 500 | Bare Steel | 1987-06-01 | Galvanized Steel
1270073 | 2 | [5 empty] | Temporarily out of use | Gas (Historical Use) | 500 | Bare Steel | 1987-06-01 | Galvanized Steel
1270074 | 1 | [5 empty] | Removed from Ground | Gas (Historical Use) | 500 | Bare Steel | 1976-05-09 | Galvanized Steel
1270074 | 2 | [5 empty] | Removed from Ground | Gas (Historical Use) | 1000 | Bare Steel | 1976-05-09 | Galvanized Steel
1270074 | 3 | [5 empty] | Removed from Ground | Gas (Historical Use) | 4000 | Bare Steel | 1985-05-07 | Galvanized Steel
1270076 | 1 | [5 empty] | Removed from Ground | Gas (Historical Use) | 500 | Bare Steel | 1986-05-07 | Galvanized Steel
1270076 | 2 | [5 empty] | Removed from Ground | Gas (Historical Use) | 500 | Bare Steel | 1986-05-07 | Galvanized Steel
1270076 | 3 | [5 empty] | Removed from Ground | Gas (Historical Use) | 1000 | Bare Steel | 1986-05-07 | Galvanized Steel
1270078 | 1 | [5 empty] | Permanently Out of Use - historical purposes | Empty | 1000 | Bare Steel | 1971-05-09 | Galvanized Steel
1270078 | 2 | [5 empty] | Permanently Out of Use - historical purposes | Empty | 1000 | Bare Steel | 1971-05-09 | Galvanized Steel
1270079 | 1 | [5 empty] | Removed from Ground | Empty | 1000 | Bare Steel | 1971-05-09 | Galvanized Steel
1270079 | 2 | [5 empty] | Removed from Ground | Empty | 1000 | Bare Steel | 1971-05-09 | Galvanized Steel
1270080 | 1 | [5 empty] | Removed from Ground | Diesel | 2000 | Bare Steel | 1964-01-01 | Copper | Suction (American)
1270080 | 2 | [5 empty] | Removed from Ground | Diesel | 560 | Bare Steel | 1964-01-01 | Copper | Suction (American)
1270081 | 1 | [5 empty] | Removed from Ground | Gas (Historical Use) | 6000 | Bare Steel | 1966-05-12 | Unknown
1270081 | 2 | [5 empty] | Removed from Ground | Gas (Historical Use) | 8000 | Bare Steel | 1966-05-12 | Unknown
1270082 | 1 | [5 empty] | Permanently Out of Use - historical purposes | Gas (Historical Use) | 6000 | Bare Steel | 1972-01-01 | Galvanized Steel
1270082 | 2 | [5 empty] | Permanently Out of Use - historical purposes | Gas (Historical Use) | 4000 | Bare Steel | 1972-01-01 | Galvanized Steel
1270082 | 3 | [5 empty] | Permanently Out of Use - historical purposes | Diesel | 4000 | Bare Steel | 1972-01-01 | Galvanized Steel
1270082 | 4 | [5 empty] | Permanently Out of Use - historical purposes | Gas (Historical Use) | 1000 | Bare Steel | 1972-01-01 | Galvanized Steel
1270083 | 1 | Flapper Valve | 1999-01-15 |  | 1999-01-15 |  | Currently in Use | Gas (Historical Use) | 6000 | Steel-Impressed Current | 1977-01-01 | Fiberglass Reinforced Plastic | Pressurized
1270083 | 2 | Flapper Valve | 1999-01-15 | no | 1999-01-15 | no | Currently in Use | Diesel | 4000 | Composite | 1999-01-07 | Fiberglass Reinforced Plastic | Pressurized
1270083 | 3 | Flapper Valve | 1999-01-15 | no | 1999-01-15 | no | Currently in Use | Gas (Historical Use) | 6000 | Composite | 1999-01-07 | Fiberglass Reinforced Plastic | Pressurized
1270083 | 4 | Flapper Valve | 1999-01-15 | no | 1999-01-15 | no | Currently in Use | Diesel | 2000 | Composite | 1999-01-07 | Fiberglass Reinforced Plastic | Pressurized
1270083 | 5 |  |  | no |  | no | Removed from Ground | Kerosene | 1000 | Bare Steel | 1999-01-26 | Galvanized Steel
1270084 | 1 | [5 empty] | Permanently Out Of Use | Gas (Historical Use) | 1580 | Bare Steel | 1962-05-14 | Unknown
1270084 | 2 | [5 empty] | Permanently Out Of Use | Diesel | 1580 | Bare Steel | 1962-05-14 | Unknown
1270084 | 3 | [5 empty] | Permanently Out Of Use | Diesel | 13400 | Bare Steel | 1962-05-14 | Unknown
1270087 | 1 | Flapper Valve | 1994-03-26 |  | 1994-03-26 |  | Currently in Use | Gas (Historical Use) | 9024 | Steel-Impressed Current | 1982-05-08 | Steel (Impressed Current) | Pressurized
1270087 | 2 | Flapper Valve | 1994-03-26 |  | 1994-03-26 |  | Currently in Use | Diesel | 9024 | Steel-Impressed Current | 1982-05-08 | Steel (Impressed Current) | Safe Suction (Euro)
1270087 | 3 | Flapper Valve | 1994-03-26 |  | 1994-03-26 |  | Currently in Use | Gas (Historical Use) | 6000 | Steel-Impressed Current | 1982-05-08 | Steel (Impressed Current) | Suction (American)
1270088 | 1 |  | 1998-11-01 |  | 1998-11-01 |  | Temporarily out of use | Gas (Historical Use) | 8000 | Steel-Impressed Current | 1982-05-08 | Fiberglass Reinforced Plastic | Pressurized
1270088 | 2 |  | 1998-11-01 |  | 1998-11-01 |  | Temporarily out of use | Gas (Historical Use) | 8000 | Steel-Impressed Current | 1982-05-08 | Fiberglass Reinforced Plastic | Pressurized
1270088 | 3 |  | 1998-11-01 |  | 1998-11-01 |  | Temporarily out of use | Diesel | 6000 | Steel-Impressed Current | 1982-05-08 | Fiberglass Reinforced Plastic | Pressurized
1270089 | 1 | Flapper Valve | 2000-07-18 |  | 2000-07-18 | yes | Currently in Use | Gas (Historical Use) | 8000 | Steel-Impressed Current | 1984-05-07 | Fiberglass Reinforced Plastic | Pressurized
1270089 | 2 | Flapper Valve | 2000-07-18 |  | 2000-07-18 | yes | Currently in Use | Gas (Historical Use) | 8000 | Steel-Impressed Current | 1984-05-07 | Fiberglass Reinforced Plastic | Pressurized
1270089 | 3 | Flapper Valve | 2000-07-18 |  | 2000-07-18 | yes | Temporarily out of use | Diesel | 6000 | Steel-Impressed Current | 1984-05-07 | Steel (Impressed Current) | Pressurized
1270090 | 1 | Flapper Valve | 1996-11-18 |  | 1996-11-16 |  | Currently in Use | Gas (Historical Use) | 8000 | Steel-Impressed Current | 1998-03-10 | Fiberglass Reinforced Plastic | Pressurized
1270090 | 2 | Flapper Valve | 1996-11-18 |  | 1996-11-16 |  | Currently in Use | Gas (Historical Use) | 8000 | Steel-Impressed Current | 1998-03-01 | Fiberglass Reinforced Plastic | Pressurized
1270090 | 3 | Flapper Valve | 1996-11-18 |  | 1996-11-16 |  | Currently in Use | Gas (Historical Use) | 8000 | Steel-Impressed Current | 1998-03-10 | Fiberglass Reinforced Plastic | Pressurized
1270091 | 1 | [5 empty] | Closed in Ground | Gas (Historical Use) | 1000 | Bare Steel | 1961-05-13 | Galvanized Steel
1270091 | 2 | [5 empty] | Closed in Ground | Gas (Historical Use) | 1000 | Bare Steel | 1961-05-13 | Galvanized Steel
1270091 | 3 | [5 empty] | Closed in Ground | Gas (Historical Use) | 1000 | Bare Steel | 1961-05-13 | Galvanized Steel
1270091 | 4 | [5 empty] | Closed in Ground | Gas (Historical Use) | 1000 | Bare Steel | 1961-05-13 | Galvanized Steel
1270091 | 5 | [5 empty] | Closed in Ground | Gas (Historical Use) | 1000 | Bare Steel | 1961-05-13 | Galvanized Steel
1270091 | 6 | [5 empty] | Closed in Ground | Gas (Historical Use) | 1000 | Bare Steel | 1961-05-13 | Galvanized Steel
1270091 | 7 |  |  | yes |  | yes | Closed in Ground | Used Oil | 500 | Bare Steel | 1961-05-13 | Galvanized Steel
1270092 | 1 |  |  | yes |  | yes | Removed from Ground | Empty | 1000 | Bare Steel | 1974-05-11 | Bare Steel
1270093 | 1 | [5 empty] | Removed from Ground | Gas (Historical Use) | 12000 | Fiberglass | 1985-03-06 | Bare Steel | Pressurized
1270095 | 1 | [5 empty] | Removed from Ground | Diesel | 2000 | Bare Steel | 1976-03-07 | Copper
1270095 | 2 | [5 empty] | Removed from Ground | Diesel | 1000 | Bare Steel | 1958-03-12 | Copper
1270097 | 1 | [5 empty] | Closed in Ground | Diesel | 500 | Bare Steel | 1977-03-07 | Bare Steel
1270097 | 2 | [5 empty] | Removed from Ground | Diesel | 3000 | Bare Steel | 1975-03-08 | Bare Steel
1270097 | 3 | [5 empty] | Removed from Ground | Gas (Historical Use) | 1000 | Bare Steel | 1970-03-09 | Bare Steel
1270097 | 4 |  | 1996-07-31 |  | 1996-07-31 |  | Removed from Ground | Diesel | 10000 | Galvanic (STIP-3) | 1987-01-01 | Fiberglass Reinforced Plastic | Pressurized
1270097 | 5 |  | 1996-07-31 |  | 1996-07-31 |  | Removed from Ground | Gas (Historical Use) | 10000 | Galvanic (STIP-3) | 1996-07-31 | Fiberglass Reinforced Plastic | Safe Suction (Euro)
1270099 | 1 | [5 empty] | Removed from Ground | Gas (Historical Use) | 6000 | Bare Steel | 1977-01-03 | Galvanized Steel
1270099 | 2 | [5 empty] | Removed from Ground | Gas (Historical Use) | 6000 | Bare Steel | 1977-01-03 | Galvanized Steel
1270099 | 3 | [5 empty] | Removed from Ground | Gas (Historical Use) | 4000 | Bare Steel | 1977-01-03 | Galvanized Steel
1270099 | 4 | [5 empty] | Removed from Ground | Diesel | 1000 | Bare Steel | 1977-01-03 | Galvanized Steel
1270102 | 1 | [5 empty] | Removed from Ground | Gas (Historical Use) | 6000 | Bare Steel | 1971-01-05 | Galvanized Steel
1270102 | 2 | [5 empty] | Removed from Ground | Gas (Historical Use) | 4000 | Bare Steel | 1971-01-05 | Galvanized Steel
1270102 | 3 | [5 empty] | Removed from Ground | Gas (Historical Use) | 2000 | Bare Steel | 1971-01-05 | Galvanized Steel
1270103 | 5 | [5 empty] | Removed from Ground | Diesel | 3000 | Bare Steel | 1975-01-01 | Bare Steel
1270103 | 6 | [5 empty] | Permanently Out of Use - historical purposes | Gas (Historical Use) | 10000 | Cathodically Protected Steel | 1987-01-01 | Galvanized Steel
1270104 | 1 | [5 empty] | Removed from Ground | Gas (Historical Use) | 1000 | Bare Steel | 1975-01-04 | Galvanized Steel
1270105 | 1 | Flapper Valve | 1986-09-01 |  | 1998-04-28 |  | Currently in Use | Gas (Historical Use) | 8000 | Galvanic (STIP-3) | 1986-09-01 | Fiberglass Reinforced Plastic | Pressurized
1270105 | 2 | Flapper Valve | 1986-09-01 |  | 1998-04-28 |  | Currently in Use | Gas (Historical Use) | 8000 | Galvanic (STIP-3) | 1986-09-01 | Fiberglass Reinforced Plastic | Pressurized
1270105 | 3 | Flapper Valve | 1986-09-01 |  | 1998-04-28 |  | Currently in Use | Gas (Historical Use) | 6000 | Galvanic (STIP-3) | 1986-09-01 | Fiberglass Reinforced Plastic | Pressurized
1270105 | 4 | Flapper Valve | 1986-09-01 |  | 1998-04-28 |  | Currently in Use | Diesel | 2000 | Galvanic (STIP-3) | 1986-09-01 | Fiberglass Reinforced Plastic | Pressurized
1272000 | 1 | [5 empty] | Removed from Ground | Gas (Historical Use) | 6000 | Bare Steel | 1968-11-08 | Unknown
1272000 | 2 | [5 empty] | Removed from Ground | Gas (Historical Use) | 8000 | Bare Steel | 1968-11-08 | Unknown
1280001 | REG1 |  | 1998-06-01 |  | 1998-06-01 |  | Currently in Use | Gas (Historical Use) | 10000 | Steel-Impressed Current | 1981-05-02 | Steel (Impressed Current) | Pressurized
1280001 | SUL3 |  | 1998-06-01 |  | 1998-06-01 |  | Currently in Use | Gas (Historical Use) | 8000 | Steel-Impressed Current | 1981-05-02 | Steel (Impressed Current) | Pressurized
1280001 | UNL2 |  | 1998-06-01 |  | 1998-06-01 |  | Currently in Use | Gas (Historical Use) | 8000 | Steel-Impressed Current | 1981-05-02 | Steel (Impressed Current) | Pressurized
1280002 | 1 | [5 empty] | Removed from Ground | Gas (Historical Use) | 560 | Bare Steel | 1959-04-29 | Galvanized Steel | Safe Suction (Euro)
1280002 | 2 | [5 empty] | Removed from Ground | Gas (Historical Use) | 2000 | Bare Steel | 1976-04-24 | Galvanized Steel | Safe Suction (Euro)
1280002 | 3 | [5 empty] | Removed from Ground | Diesel | 560 | Bare Steel | 1972-04-25 | Galvanized Steel | Safe Suction (Euro)
1280002 | 4 |  | 1989-02-15 |  | 1985-02-15 |  | Removed from Ground | Gas (Historical Use) | 2000 | Galvanic (STIP-3) | 1989-02-15 | Cathodically Protected | Safe Suction (Euro)
1280002 | 5 |  | 1989-02-15 |  | 1989-02-15 |  | Removed from Ground | Diesel | 2000 | Galvanic (STIP-3) | 1989-02-15 | Cathodically Protected | Safe Suction (Euro)
1280003 | 1 | Flapper Valve | 1997-12-19 |  | 1997-01-21 |  | Removed from Ground | Gas (Historical Use) | 12000 | Lined Interior | 1982-01-08 | Fiberglass Reinforced Plastic | Suction (American)
1280003 | 2 | Flapper Valve | 1997-12-19 | no | 1997-12-19 | no | Currently in Use | Diesel | 10000 | Galvanic (STIP-3) | 1986-04-01 | Fiberglass Reinforced Plastic | Safe Suction (Euro)
1280004 | 1 | [5 empty] | Currently in Use | Gas (Historical Use) | 0 | Marked Unknown | 1956-03-13 | Unknown
1280005 | 1 | [5 empty] | Removed from Ground | Gas (Historical Use) | 0 | Bare Steel | 1986-04-16 | Galvanized Steel
1280005 | 2 | [5 empty] | Removed from Ground | Gas (Historical Use) | 0 | Bare Steel | 1986-04-16 | Galvanized Steel
1280005 | 3 | [5 empty] | Removed from Ground | Gas (Historical Use) | 0 | Bare Steel | 1986-04-16 | Galvanized Steel
1280005 | 4 | [5 empty] | Removed from Ground | Gas (Historical Use) | 0 | Bare Steel | 1986-04-16 | Galvanized Steel
1280005 | 5 | [5 empty] | Removed from Ground | Diesel | 0 | Bare Steel | 1986-04-16 | Galvanized Steel
1280006 | 50 | [5 empty] | Removed from Ground | Gas (Historical Use) | 2000 | Bare Steel | 1960-03-23 | Galvanized Steel
1280006 | 51 | [5 empty] | Removed from Ground | Diesel | 2000 | Bare Steel | 1960-03-23 | Galvanized Steel
1280006 | 52 | [5 empty] | Removed from Ground | Gas (Historical Use) | 2000 | Bare Steel | 1981-03-18 | Galvanized Steel
1280006 | 53 | [5 empty] | Removed from Ground | Diesel | 2000 | Bare Steel | 1981-03-18 | Galvanized Steel
1280007 | 1 | [5 empty] | Removed from Ground | Gas (Historical Use) | 8000 | Bare Steel | 1982-05-02 | Galvanized Steel
1280007 | 2 | [5 empty] | Removed from Ground | Gas (Historical Use) | 8000 | Bare Steel | 1982-05-02 | Galvanized Steel
1280007 | 3 | [5 empty] | Removed from Ground | Gas (Historical Use) | 4000 | Bare Steel | 1982-05-02 | Galvanized Steel
1280008 | D1 | [5 empty] | Removed from Ground | Diesel | 4000 | Bare Steel | 1971-05-03 | Galvanized Steel
1280008 | N1 | [5 empty] | Removed from Ground | Gas (Historical Use) | 3000 | Bare Steel | 1966-05-04 | Galvanized Steel
1280008 | P1 | [5 empty] | Removed from Ground | Gas (Historical Use) | 4000 | Bare Steel | 1966-05-04 | Galvanized Steel
1280008 | R1 | [5 empty] | Removed from Ground | Gas (Historical Use) | 4000 | Bare Steel | 1966-05-04 | Galvanized Steel
1280009 | 1 | [5 empty] | Removed from Ground | Diesel | 500 | Bare Steel | 1956-05-13 | Galvanized Steel
1280009 | 2 | [5 empty] | Removed from Ground | Diesel | 2000 | Bare Steel | 1961-05-12 | Galvanized Steel
1280011 | 1 | [5 empty] | Removed from Ground | Diesel | 560 | Bare Steel | 1983-05-07 | Copper
1280012 | 1 |  | 1998-01-01 |  | 1998-01-01 |  | Removed from Ground | Gas (Historical Use) | 6000 | Steel-Impressed Current | 1986-05-08 | Cathodically Protected | Safe Suction (Euro)
1280012 | 2 |  | 1998-01-01 |  | 1998-01-01 |  | Removed from Ground | Gas (Historical Use) | 4000 | Steel-Impressed Current | 1986-05-08 | Cathodically Protected | Safe Suction (Euro)
1280012 | 3 |  | 1998-01-01 |  | 1998-01-01 |  | Removed from Ground | Gas (Historical Use) | 3000 | Steel-Impressed Current | 1986-05-08 | Cathodically Protected | Safe Suction (Euro)
1280012 | 4 |  | 1998-01-01 |  | 1998-01-01 |  | Removed from Ground | Diesel | 6000 | Steel-Impressed Current | 1986-05-08 | Cathodically Protected | Safe Suction (Euro)
1280012 | 5 | [5 empty] | Permanently Out Of Use | Kerosene | 1000 | Bare Steel | 1986-01-01 | Galvanized Steel
1280013 | 50 | [5 empty] | Removed from Ground | Gas (Historical Use) | 2000 | Bare Steel | 1960-05-12 | Galvanized Steel
1280013 | 51 | [5 empty] | Removed from Ground | Diesel | 2000 | Bare Steel | 1960-05-12 | Galvanized Steel
1280013 | 52 | [5 empty] | Removed from Ground | Gas (Historical Use) | 2000 | Bare Steel | 1978-12-01 | Galvanized Steel
1280013 | 53 | [5 empty] | Removed from Ground | Diesel | 2000 | Bare Steel | 1978-12-01 | Galvanized Steel
1280015 | 1 | [5 empty] | Removed from Ground | Diesel | 1000 | Bare Steel | 1980-05-09 | Galvanized Steel
1280015 | 2 | [5 empty] | Removed from Ground | Diesel | 0 | Not Marked/Unknown | 1988-12-01 | Not Marked
1280015 | 3 | [5 empty] | Removed from Ground | Diesel | 0 | Not Marked/Unknown | 1988-12-01 | Not Marked
1280016 | 50 | [5 empty] | Removed from Ground | Gas (Historical Use) | 2000 | Bare Steel | 1986-05-06 | Galvanized Steel
1280016 | 51 | [5 empty] | Removed from Ground | Diesel | 2000 | Bare Steel | 1986-05-06 | Galvanized Steel
1280017 | 1 | [5 empty] | Removed from Ground | Gas (Historical Use) | 2000 | Bare Steel | 1976-05-08 | Galvanized Steel | Suction (American)
1280017 | 2 | [5 empty] | Removed from Ground | Gas (Historical Use) | 2000 | Bare Steel | 1976-05-08 | Galvanized Steel | Suction (American)
1280017 | 3 | [5 empty] | Removed from Ground | Gas (Historical Use) | 1000 | Bare Steel | 1976-05-08 | Galvanized Steel | Suction (American)
1280017 | 4 | [5 empty] | Removed from Ground | Kerosene | 1000 | Bare Steel | 1974-05-09 | Galvanized Steel | Suction (American)
1280018 | 1 | [5 empty] | Removed from Ground | Gas (Historical Use) | 1000 | Bare Steel | 1973-05-09 | Galvanized Steel | Safe Suction (Euro)
1280018 | 2 | [5 empty] | Removed from Ground | Gas (Historical Use) | 1000 | Bare Steel | 1973-05-09 | Galvanized Steel | Safe Suction (Euro)
1280019 | 1 | [5 empty] | Removed from Ground | Gas (Historical Use) | 2000 | Bare Steel | 1981-05-07 | Galvanized Steel
1280019 | 2 | [5 empty] | Removed from Ground | Diesel | 8000 | Fiberglass | 1999-12-13 | Galvanized Steel
1280020 | 1 | [5 empty] | Removed from Ground | Diesel | 20000 | Bare Steel | 1978-05-08 | Galvanized Steel | Pressurized
1280020 | 2 | [5 empty] | Removed from Ground | Gas (Historical Use) | 20000 | Bare Steel | 1978-05-08 | Galvanized Steel | Pressurized
1280020 | 3 | [5 empty] | Removed from Ground | Gas (Historical Use) | 20000 | Bare Steel | 1978-05-08 | Galvanized Steel | Pressurized
1280020 | 4 | [5 empty] | Removed from Ground | Gas (Historical Use) | 14000 | Bare Steel | 1978-05-08 | Galvanized Steel | Pressurized
1280020 | 5 |  | 1998-02-17 |  | 1998-02-17 |  | Currently in Use | Gas (Historical Use) | 8000 | Composite | 1986-05-06 | Double-Walled Flex | Pressurized
1280020 | 6 |  | 1998-02-17 |  | 1998-02-17 |  | Currently in Use | Gas (Historical Use) | 10000 | Composite | 1999-02-17 | Double-Walled Flex | Pressurized
1280020 | 7 |  | 1999-02-17 | no | 1999-02-17 | no | Currently in Use | Diesel | 10000 | Composite | 1999-02-17 | Double-Walled Flex | Pressurized
1280020 | 8 |  | 1998-02-17 |  | 1998-02-17 |  | Currently in Use | Diesel | 15000 | Composite | 1999-02-17 | Double-Walled Flex | Pressurized
1280021 | 1 | [5 empty] | Removed from Ground | Gas (Historical Use) | 1000 | Bare Steel | 1974-05-09 | Galvanized Steel
1280021 | 2 | [5 empty] | Removed from Ground | Gas (Historical Use) | 1000 | Bare Steel | 1974-05-09 | Galvanized Steel
1280023 | 1 | [5 empty] | Removed from Ground | Gas (Historical Use) | 4000 | Bare Steel | 1982-05-07 | Galvanized Steel | Safe Suction (Euro)
1280024 | 1 | [5 empty] | Removed from Ground | Empty | 1000 | Bare Steel | 1986-05-06 | Galvanized Steel
1280024 | 2 | [5 empty] | Removed from Ground | Gas (Historical Use) | 1000 | Marked Unknown | 1986-05-06 | Unknown
1280024 | 3 | [5 empty] | Removed from Ground | Empty | 560 | Bare Steel | 1986-05-06 | Galvanized Steel
1280026 | 1 | [5 empty] | Removed from Ground | Gas (Historical Use) | 6000 | Bare Steel | 1966-05-12 | Galvanized Steel
1280026 | 10 |  | 1999-05-10 |  | 1999-05-10 |  | Temporarily out of use | Gas (Historical Use) | 6000 | Composite | 1999-05-10 | Double Walled | Pressurized
1280026 | 11 |  | 1999-05-10 |  | 1999-05-10 |  | Currently in Use | Gas (Historical Use) | 6000 | Composite | 1999-05-10 | Double Walled | Pressurized
1280026 | 12 |  | 1999-05-10 |  | 1999-05-10 |  | Temporarily out of use | Gas (Historical Use) | 2000 | Composite | 1999-05-10 | Double Walled | Pressurized
1280026 | 2 | [5 empty] | Removed from Ground | Gas (Historical Use) | 6000 | Bare Steel | 1966-05-12 | Galvanized Steel
1280026 | 3 | [5 empty] | Removed from Ground | Gas (Historical Use) | 6000 | Bare Steel | 1966-05-12 | Galvanized Steel
1280026 | 4 | [5 empty] | Removed from Ground | Diesel | 2000 | Bare Steel | 1958-05-14 | Galvanized Steel
1280026 | 5 | [5 empty] | Removed from Ground | Empty | 2000 | Bare Steel | 1958-05-14 | Galvanized Steel
1280026 | 6 | [5 empty] | Removed from Ground | Empty | 2000 | Bare Steel | 1958-05-14 | Galvanized Steel
1280026 | 7 | [5 empty] | Removed from Ground | Empty | 550 | Bare Steel | 1958-05-14 | Galvanized Steel
1280026 | 8 | [5 empty] | Removed from Ground | Kerosene | 550 | Bare Steel | 1958-05-14 | Galvanized Steel
1280026 | 9 |  |  | yes |  | yes | Removed from Ground | Used Oil | 550 | Bare Steel | 1958-05-14 | Galvanized Steel
1280027 | 1 | Ball Float | 1998-09-01 | no | 1998-09-01 | no | Currently in Use | Regular | 8000 | Steel-Impressed Current | 1984-05-07 |  | Pressurized
1280027 | 2 | Ball Float | 1998-09-01 | no | 1998-09-01 | yes | Currently in Use | Plus | 6000 | Steel-Impressed Current | 1984-05-07 |  | Pressurized
1280027 | 3 | Ball Float | 1998-09-01 | no | 1998-09-01 | yes | Currently in Use | Premium | 6000 | Steel-Impressed Current | 1984-05-07 | Cathodically Protected | Pressurized
1280029 | 1 | [5 empty] | Removed from Ground | Diesel | 4000 | Bare Steel | 1984-05-08 | Galvanized Steel
1280029 | 2 | [5 empty] | Removed from Ground | Gas (Historical Use) | 6000 | Bare Steel | 1984-05-08 | Galvanized Steel
1280029 | 3 | [5 empty] | Removed from Ground | Gas (Historical Use) | 6000 | Bare Steel | 1984-05-08 | Galvanized Steel
1280035 | 328G1 | [5 empty] | Removed from Ground | Gas (Historical Use) | 1060 | Bare Steel | 1972-09-01 | Galvanized Steel | Safe Suction (Euro)
1290001 | 1 | [5 empty] | Removed from Ground | Gas (Historical Use) | 3000 | Bare Steel | 1974-03-01 | Galvanized Steel
1290001 | 2 | [5 empty] | Removed from Ground | Gas (Historical Use) | 3000 | Bare Steel | 1974-03-01 | Galvanized Steel
1290001 | 3 |  |  | yes |  | yes | Removed from Ground | Used Oil | 225 | Bare Steel | 1978-02-28 | Galvanized Steel
1290001 | 4 |  |  | yes |  | yes | Removed from Ground | Used Oil | 225 | Bare Steel | 1978-02-28 | Galvanized Steel
1290001 | 5 | [5 empty] | Removed from Ground | Gas (Historical Use) | 10000 | Bare Steel | 1979-02-28 | Galvanized Steel
1290001 | 6 | [5 empty] | Removed from Ground | Diesel | 1000 | Bare Steel | 1986-02-26 | Galvanized Steel
1290001 | 7 | [5 empty] | Removed from Ground | Gas (Historical Use) | 10000 | Bare Steel | 1986-02-26 | Galvanized Steel
1290002 | 1 | [5 empty] | Removed from Ground | Diesel | 550 | Bare Steel | 1975-04-24 | Galvanized Steel
1290002 | 2 | [5 empty] | Removed from Ground | Empty | 550 | Bare Steel | 1975-04-24 | Galvanized Steel
1290003 | 1 | [5 empty] | Removed from Ground | Gas (Historical Use) | 15000 | Marked Unknown | 1971-04-25 | Unknown
1290003 | 2 | [5 empty] | Removed from Ground | Gas (Historical Use) | 6000 | Marked Unknown | 1971-04-25 | Unknown
1290003 | 3 | [5 empty] | Removed from Ground | Gas (Historical Use) | 6000 | Marked Unknown | 1971-04-25 | Unknown
1290004 | 1 |  | 1998-08-27 |  | 1998-08-27 |  | Currently in Use | Gas (Historical Use) | 8000 | Steel-Impressed Current | 1981-04-16 | Cathodically Protected | Pressurized
1290004 | 2 |  | 1998-08-27 |  | 1998-08-27 |  | Currently in Use | Gas (Historical Use) | 8000 | Steel-Impressed Current | 1981-04-16 | Cathodically Protected | Pressurized
1290004 | 3 |  | 1998-08-27 |  | 1998-08-27 |  | Currently in Use | Gas (Historical Use) | 8000 | Steel-Impressed Current | 1981-04-16 | Cathodically Protected | Pressurized
1290004 | 4 |  | 1998-08-27 |  | 1998-08-27 |  | Currently in Use | Diesel | 8000 | Steel-Impressed Current | 1981-04-16 | Cathodically Protected | Pressurized
1290005 | 1 | [5 empty] | Closed in Ground | Gas (Historical Use) | 3000 | Bare Steel | 1986-04-15 | Galvanized Steel
1290005 | 2 | [5 empty] | Closed in Ground | Gas (Historical Use) | 3000 | Bare Steel | 1986-04-15 | Galvanized Steel
1290005 | 3 | [5 empty] | Closed in Ground | Gas (Historical Use) | 3000 | Bare Steel | 1986-04-15 | Galvanized Steel
1290005 | 4 | [5 empty] | Removed from Ground | Gas (Historical Use) | 8068 | Bare Steel | 1982-04-16 | Galvanized Steel
1290005 | 5 | [5 empty] | Removed from Ground | Gas (Historical Use) | 8068 | Bare Steel | 1982-04-16 | Galvanized Steel
1290006 | 1 |  | 1998-12-30 |  | 1998-12-30 |  | Removed from Ground | Gas (Historical Use) | 2000 | Steel-Impressed Current | 1973-04-18 | Cathodically Protected | Safe Suction (Euro)
1290006 | 2 |  | 1998-12-30 |  | 1998-12-30 |  | Removed from Ground | Gas (Historical Use) | 3000 | Steel-Impressed Current | 1973-04-18 | Cathodically Protected | Safe Suction (Euro)
1290006 | 3 |  | 1998-12-30 |  | 1998-12-30 |  | Removed from Ground | Gas (Historical Use) | 3000 | Steel-Impressed Current | 1973-04-18 | Cathodically Protected | Safe Suction (Euro)
1290007 | 1 | [5 empty] | Removed from Ground | Gas (Historical Use) | 6000 | Bare Steel | 1980-04-16 | Galvanized Steel | Suction (American)
1290007 | 2 | [5 empty] | Removed from Ground | Gas (Historical Use) | 6000 | Bare Steel | 1980-04-16 | Galvanized Steel | Suction (American)
1290007 | 3 | [5 empty] | Removed from Ground | Gas (Historical Use) | 6000 | Bare Steel | 1980-04-16 | Galvanized Steel | Suction (American)
1290008 | 1 | [5 empty] | Removed from Ground | Empty | 550 | Bare Steel | 1986-04-15 | Unknown
1290008 | 2 | [5 empty] | Removed from Ground | Empty | 550 | Bare Steel | 1986-04-15 | Unknown
1290009 | 1 | [5 empty] | Removed from Ground | Gas (Historical Use) | 6000 | Bare Steel | 1981-04-16 | Galvanized Steel
1290009 | 2 | [5 empty] | Removed from Ground | Gas (Historical Use) | 6000 | Bare Steel | 1981-04-16 | Galvanized Steel
1290009 | 3 | [5 empty] | Removed from Ground | Gas (Historical Use) | 8000 | Bare Steel | 1981-04-16 | Galvanized Steel
1290010 | 1 |  | 1998-08-28 |  | 1998-08-28 |  | Removed from Ground | Gas (Historical Use) | 10000 | Steel-Impressed Current | 1974-04-18 | Cathodically Protected | Pressurized
1290010 | 2 |  | 1998-08-28 |  | 1998-08-28 |  | Removed from Ground | Gas (Historical Use) | 10000 | Steel-Impressed Current | 1974-04-18 | Cathodically Protected | Pressurized
1290010 | 3 |  | 1998-08-28 |  | 1998-08-28 |  | Removed from Ground | Gas (Historical Use) | 10000 | Steel-Impressed Current | 1974-04-18 | Cathodically Protected | Pressurized
1290010 | 4 |  | 1998-08-28 |  | 1998-08-28 |  | Removed from Ground | Diesel | 2000 | Steel-Impressed Current | 1985-04-15 | Cathodically Protected | Suction (American)
1290010 | 5 | [5 empty] | Removed from Ground | Used Oil | 500 | Not Marked/Unknown | 2000-05-29 | Not Marked
1290011 | 1 | [5 empty] | Removed from Ground | Gas (Historical Use) | 2000 | Bare Steel | 1986-04-15 | Galvanized Steel
1290012 | 1 | [5 empty] | Temporarily out of use | Empty | 550 | Bare Steel | 1966-04-20 | Galvanized Steel | Suction (American)
1290012 | 2 | [5 empty] | Temporarily out of use | Empty | 1000 | Bare Steel | 1966-04-20 | Galvanized Steel | Suction (American)
1290012 | 3 | [5 empty] | Temporarily out of use | Empty | 1000 | Bare Steel | 1966-04-20 | Galvanized Steel | Suction (American)
1290013 | 1 |  | 1998-10-28 | no | 1998-10-28 | no | Currently in Use | Gas (Historical Use) | 4000 | Steel-Impressed Current | 1980-04-16 | Fiberglass Reinforced Plastic | Pressurized
1290013 | 2 |  | 1998-10-28 | no | 1998-10-28 | no | Currently in Use | Gas (Historical Use) | 8000 | Steel-Impressed Current | 1980-04-16 | Fiberglass Reinforced Plastic | Pressurized
1290013 | 3 |  | 1998-10-28 | no | 1998-10-28 | no | Currently in Use | Diesel | 8000 | Steel-Impressed Current | 1980-04-16 | Fiberglass Reinforced Plastic | Pressurized
1290014 | 1 | [5 empty] | Removed from Ground | Gas (Historical Use) | 2000 | Bare Steel | 1981-04-16 | Galvanized Steel | Suction (American)
1290014 | 2 | [5 empty] | Removed from Ground | Gas (Historical Use) | 4000 | Bare Steel | 1981-04-16 | Galvanized Steel | Suction (American)
1290014 | 3 | [5 empty] | Removed from Ground | Gas (Historical Use) | 8000 | Bare Steel | 1981-04-16 | Bare Steel | Suction (American)
1290014 | 4 |  | 1996-04-01 |  | 1996-04-01 |  | Removed from Ground | Gas (Historical Use) | 8084 | Epoxy | 1996-04-01 | Double Walled | Pressurized
1290014 | 5 |  | 1996-04-01 |  | 1996-04-01 |  | Removed from Ground | Gas (Historical Use) | 4000 | Epoxy | 1996-04-01 | Double Walled | Pressurized
1290014 | 6 |  | 1996-04-01 |  | 1996-04-01 |  | Removed from Ground | Diesel | 6000 | Epoxy | 1996-04-01 | Double Walled | Pressurized
1290015 | 1 |  | 1998-08-25 |  | 1998-08-25 |  | Temporarily out of use | Gas (Historical Use) | 6000 | Steel-Impressed Current | 1974-04-18 | Cathodically Protected | Pressurized
1290015 | 2 |  | 1998-08-25 |  | 1998-08-25 |  | Temporarily out of use | Gas (Historical Use) | 6000 | Steel-Impressed Current | 1974-04-18 | Cathodically Protected | Pressurized
1290015 | 3 |  | 1998-08-25 |  | 1998-08-25 |  | Temporarily out of use | Gas (Historical Use) | 6000 | Steel-Impressed Current | 1974-04-18 | Cathodically Protected | Pressurized
1290015 | 4 |  |  | no |  | no | Removed from Ground | Kerosene | 550 | Bare Steel | 1974-04-18 | Galvanized Steel
1290016 | 1 | [5 empty] | Removed from Ground | Gas (Historical Use) | 10000 | Bare Steel | 1976-04-17 | Galvanized Steel
1290016 | 2 | [5 empty] | Removed from Ground | Gas (Historical Use) | 3000 | Bare Steel | 1966-04-20 | Galvanized Steel
1290016 | 3 | [5 empty] | Removed from Ground | Gas (Historical Use) | 3000 | Bare Steel | 1966-04-20 | Galvanized Steel
1290017 | 1 |  | 1998-12-01 |  | 1998-12-01 |  | Removed from Ground | Diesel | 10000 | Steel-Impressed Current | 1974-03-23 | Cathodically Protected | Pressurized
1290017 | 2 | [5 empty] | Removed from Ground | Diesel | 4000 | Bare Steel | 1986-03-20 | Galvanized Steel
1290017 | 3 | [5 empty] | Removed from Ground | Gas (Historical Use) | 4000 | Bare Steel | 1986-03-20 | Galvanized Steel
1290017 | OIL |  |  | yes |  | yes | Removed from Ground | Used Oil | 4000 | Bare Steel | 1986-03-20 | Galvanized Steel
1290017 | WASTE#OIL |  |  | yes |  | yes | Removed from Ground | Used Oil | 250 | Bare Steel | 1981-03-21 | Galvanized Steel
1290019 | 1 | [5 empty] | Removed from Ground | Gas (Historical Use) | 1000 | Bare Steel | 1976-01-18 | Galvanized Steel
1290019 | 2 | [5 empty] | Removed from Ground | Gas (Historical Use) | 500 | Bare Steel | 1966-01-20 | Galvanized Steel
1290019 | 3 |  |  | yes |  | yes | Removed from Ground | Used Oil | 120 | Bare Steel | 1972-01-19 | Unknown | Gravity Fed
1290021 | 1 | [5 empty] | Removed from Ground | Diesel | 6000 | Bare Steel | 1966-03-08 | Galvanized Steel
1290021 | 2 | [5 empty] | Removed from Ground | Diesel | 3000 | Bare Steel | 1976-03-05 | Galvanized Steel
1290021 | 3 | [5 empty] | Removed from Ground | Gas (Historical Use) | 550 | Bare Steel | 1976-03-05 | Galvanized Steel
1290022 | 1 | [5 empty] | Removed from Ground | Diesel | 560 | Bare Steel | 1982-03-04 | Galvanized Steel
1290022 | 1R1 | [5 empty] | Currently in Use | Other | 2000 | Fiberglass | 1988-11-22 | Galvanized Steel | Suction (American)
1290022 | 2 | [5 empty] | Removed from Ground | Diesel | 2000 | Bare Steel | 1973-03-06 | Galvanized Steel
1290022 | 2R1 | [5 empty] | Currently in Use | Other | 550 | Fiberglass | 1988-11-14 | Galvanized Steel | Suction (American)
1290022 | 3 | [5 empty] | Removed from Ground | Empty | 7000 | Bare Steel | 1975-03-06 | Galvanized Steel
1290023 | 1 |  | 1991-11-25 |  | 1991-11-25 |  | Removed from Ground | Gas (Historical Use) | 10000 | Bare Steel | 1973-03-07 | Galvanized Steel | Safe Suction (Euro)
1290023 | 2 |  | 1991-11-25 |  | 1991-11-25 |  | Removed from Ground | Diesel | 6600 | Bare Steel | 1973-03-07 | Galvanized Steel | Safe Suction (Euro)
1290023 | 3 | [5 empty] | Removed from Ground | Gas (Historical Use) | 100 | Bare Steel | 1982-03-05 | Copper | Safe Suction (Euro)
1290023 | 4 | Ball Float | 2007-04-05 | no | 2007-04-05 | no | Currently in Use | Diesel | 12000 | Fiberglass Double Walled | 2007-04-05 | Double-Walled Fiberglass | Pressurized
1290023 | 5 | Ball Float | 2007-04-05 | no | 2007-04-05 | no | Currently in Use | Regular | 6000 | Fiberglass Double Walled | 2007-04-05 | Double-Walled Fiberglass | Pressurized
1290026 | 1 | [5 empty] | Closed in Ground | Gas (Historical Use) | 6000 | Bare Steel | 1976-02-23 | Galvanized Steel | Suction (American)
1290026 | 2 | [5 empty] | Closed in Ground | Gas (Historical Use) | 6000 | Bare Steel | 1976-02-23 | Galvanized Steel | Suction (American)
1290026 | 3 | [5 empty] | Closed in Ground | Gas (Historical Use) | 1000 | Bare Steel | 1961-02-26 | Galvanized Steel | Suction (American)
1290026 | 4 | [5 empty] | Closed in Ground | Diesel | 1000 | Bare Steel | 1961-02-26 | Galvanized Steel | Suction (American)
1290026 | 5 |  |  | yes |  | yes | Closed in Ground | Used Oil | 350 | Bare Steel | 1961-02-26 | Galvanized Steel | Gravity Fed
1290028 | 1 |  | 2013-08-11 |  | 1990-08-01 |  | Temporarily out of use | Gas (Historical Use) | 500 | Bare Steel |  | Galvanized Steel
1290028 | 2 |  | 2012-09-03 |  | 1990-08-01 |  | Temporarily out of use | Gas (Historical Use) | 500 | Bare Steel |  | Galvanized Steel
1290028 | 3 |  | 1998-07-02 |  | 1998-07-02 |  | Currently in Use | Gas (Historical Use) | 2500 | Fiberglass Double Walled | 1998-07-01 | Fiberglass Reinforced Plastic | Safe Suction (Euro)
1290028 | 4 |  | 1998-07-02 |  | 1998-07-02 |  | Currently in Use | Diesel | 2500 | Fiberglass Double Walled | 1998-07-01 | Fiberglass Reinforced Plastic | Safe Suction (Euro)
1290028 | A |  | 1998-07-02 |  | 1990-08-01 |  | Removed from Ground | Other | 0 | Bare Steel | 2013-02-26 | Not Marked
1290028 | B |  | 1998-07-02 |  | 1990-08-01 |  | Closed in Ground | Other | 0 | Bare Steel | 2012-10-18 | Not Marked
1290028 | D1 | [5 empty] | Removed from Ground | Gas (Historical Use) | 2000 | Bare Steel | 1990-08-01 | Fiberglass Reinforced Plastic | Suction (American)
1290028 | D2 | [5 empty] | Removed from Ground | Diesel | 2000 | Bare Steel | 1990-08-01 | Fiberglass Reinforced Plastic | Suction (American)
1290028 | F |  | 1998-07-02 |  | 1990-08-01 |  | Temporarily out of use | Other | 500 | Bare Steel |  | Not Marked
1290028 | G |  | 1998-07-02 |  | 1990-08-01 |  | Removed from Ground | Other | 0 | Marked Unknown | 2016-08-26 | Not Marked
1290029 | 1 |  | 1998-08-12 | no | 1998-08-12 | no | Removed from Ground | Gas (Historical Use) | 6000 | Steel-Impressed Current | 1986-04-18 |  | Safe Suction (Euro)
1290029 | 2 |  | 1998-08-12 | no | 1998-08-12 | no | Removed from Ground | Gas (Historical Use) | 6000 | Steel-Impressed Current | 1986-04-18 |  | Safe Suction (Euro)
1290029 | 3 |  | 1998-08-12 | no | 1998-08-12 | no | Removed from Ground | Gas (Historical Use) | 6000 | Steel-Impressed Current | 1986-04-18 |  | Safe Suction (Euro)
1290029 | 4 |  | 1998-08-12 | no | 1998-08-12 | no | Removed from Ground | Diesel | 6000 | Steel-Impressed Current | 1986-04-18 |  | Safe Suction (Euro)
1290029 | 5 |  | 1998-08-12 | no | 1998-08-12 | no | Removed from Ground | Gas (Historical Use) | 3000 | Steel-Impressed Current | 1998-04-21 |  | Safe Suction (Euro)
1290030 | 1 |  | 1998-12-16 |  | 1998-12-16 |  | Currently in Use | E-10 | 6000 | Galvanic (STIP-3) | 1986-04-21 | Fiberglass Reinforced Plastic | Pressurized
1290030 | 2 |  | 1998-12-16 |  | 1998-12-16 |  | Currently in Use | E-10 | 6000 | Galvanic (STIP-3) | 1986-04-21 | Fiberglass Reinforced Plastic | Pressurized
1290030 | 3 |  | 1998-12-16 |  | 1998-12-16 |  | Currently in Use | E-10 | 6000 | Galvanic (STIP-3) | 1986-04-21 | Fiberglass Reinforced Plastic | Pressurized
1290031 | 1 |  | 1998-11-20 |  | 1998-11-20 |  | Currently in Use | Gas (Historical Use) | 3000 | Steel-Impressed Current | 1976-04-19 | Cathodically Protected | Safe Suction (Euro)
1290033 | 1 |  | 1999-01-22 |  | 1999-01-22 |  | Temporarily out of use | Gas (Historical Use) | 10000 | Steel-Impressed Current | 1979-04-19 | Cathodically Protected | Safe Suction (Euro)
1290033 | 2 |  | 1999-01-22 |  | 1999-01-22 |  | Temporarily out of use | Gas (Historical Use) | 4000 | Steel-Impressed Current | 1980-04-18 | Cathodically Protected | Safe Suction (Euro)
1290033 | 3 |  | 1999-01-22 |  | 1999-01-22 |  | Temporarily out of use | Diesel | 4000 | Steel-Impressed Current | 1980-04-18 | Cathodically Protected | Safe Suction (Euro)
1290035 | 1 |  | 1998-11-20 |  | 1998-11-20 |  | Currently in Use | Diesel | 500 | Steel-Impressed Current | 1979-04-19 | Cathodically Protected | Suction (American)
1290036 | 1 | [5 empty] | Removed from Ground | Other | 2000 | Bare Steel | 1981-04-23 | Galvanized Steel | Safe Suction (Euro)
1290036 | 21662 |  | 1993-04-08 |  | 1993-04-08 |  | Removed from Ground | Other | 2000 | Galvanic (STIP-3) | 1993-04-08 | Cathodically Protected | Safe Suction (Euro)
1290037 | 1 | [5 empty] | Removed from Ground | Gas (Historical Use) | 560 | Bare Steel | 1959-04-29 | Galvanized Steel | Safe Suction (Euro)
1290037 | 211672 |  | 1993-03-29 |  | 1993-03-29 |  | Removed from Ground | Gas (Historical Use) | 1000 | Galvanic (STIP-3) | 1993-03-29 | Cathodically Protected | Safe Suction (Euro)
1290038 | 1 |  | 1989-01-01 |  | 1989-01-01 |  | Removed from Ground | Gas (Historical Use) | 2000 | Galvanic (STIP-3) | 1989-01-01 | Cathodically Protected
1290038 | 12769 | [5 empty] | Removed from Ground | Diesel | 560 | Bare Steel | 1962-04-28 | Bare Steel | Safe Suction (Euro)
1290038 | 14702 | [5 empty] | Removed from Ground | Gas (Historical Use) | 2000 | Bare Steel | 1975-04-25 | Bare Steel | Safe Suction (Euro)
1290038 | 2 |  | 1989-01-01 |  | 1989-01-01 |  | Removed from Ground | Diesel | 1000 | Galvanic (STIP-3) | 1989-01-01 | Cathodically Protected | Safe Suction (Euro)
1290041 | 10334-1 | [5 empty] | Removed from Ground | Gas (Historical Use) | 1000 | Bare Steel | 1980-04-30 | Galvanized Steel | Suction (American)
1290041 | 10334-2 | [5 empty] | Removed from Ground | Diesel | 500 | Bare Steel | 1978-05-01 | Galvanized Steel | Suction (American)
1290041 | 10334-3 | [5 empty] | Removed from Ground | Other | 250 | Bare Steel | 1972-06-01 | Galvanized Steel | Suction (American)
1290041 | 10334-4 | [5 empty] | Closed in Ground | Other | 1 | Bare Steel | 1972-06-01 | Galvanized Steel | Suction (American)
1290041 | 10334-5 | [5 empty] | Permanently Out Of Use | Other | 250 | Bare Steel | 1993-05-10 | Galvanized Steel | Suction (American)
1290041 | 334D1 | [5 empty] | Removed from Ground | Diesel | 2000 | Bare Steel | 1990-06-01 | Galvanized Steel | Suction (American)
1290041 | 334G1 | [5 empty] | Removed from Ground | Gas (Historical Use) | 2000 | Bare Steel | 1990-06-01 | Galvanized Steel | Suction (American)
1290043 | 1 | Flapper Valve | 1997-10-01 | no | 1997-10-01 | no | Currently in Use | Gas (Historical Use) | 1000 | Steel-Impressed Current | 1966-04-28 | Steel (Impressed Current) | Suction (American)
1290043 | 2 | Flapper Valve | 1997-10-01 | no | 1997-10-01 | no | Currently in Use | Gas (Historical Use) | 1000 | Steel-Impressed Current | 1966-04-28 | Steel (Impressed Current) | Suction (American)
1290043 | 3 | Flapper Valve | 1997-10-01 | no | 1997-10-01 | no | Currently in Use | Diesel | 1000 | Steel-Impressed Current | 1966-04-28 | Steel (Impressed Current) | Suction (American)
1290043 | 4 | [5 empty] | Removed from Ground | Diesel | 4000 | Bare Steel | 1971-04-27 | Galvanized Steel | Suction (American)
1290043 | 5 | [5 empty] | Removed from Ground | Gas (Historical Use) | 3000 | Bare Steel | 1971-04-27 | Galvanized Steel | Suction (American)
1290044 | 1 | [5 empty] | Removed from Ground | Diesel | 3000 | Bare Steel | 1983-05-01 | Galvanized Steel
1290045 | 1 | [5 empty] | Removed from Ground | Gas (Historical Use) | 6000 | Bare Steel | 1982-04-08 | Galvanized Steel
1290045 | 2 | [5 empty] | Removed from Ground | Gas (Historical Use) | 6000 | Bare Steel | 1982-04-08 | Galvanized Steel
1290045 | 3A |  | 1999-06-01 |  | 1999-06-01 |  | Currently in Use | Gas (Historical Use) | 8000 | Composite | 1993-06-01 | Double Walled | Pressurized
1290045 | 3B |  | 1999-06-01 |  | 1999-06-01 |  | Currently in Use | Gas (Historical Use) | 4000 | Composite | 1993-06-01 | Double Walled | Pressurized
1290046 | 1 | [5 empty] | Permanently Out of Use - historical purposes | Gas (Historical Use) | 5000 | Bare Steel | 1983-04-08 | Galvanized Steel
1290046 | 2 | [5 empty] | Removed from Ground | Gas (Historical Use) | 5000 | Bare Steel | 1983-04-08 | Galvanized Steel
1290047 | 1 | [5 empty] | Removed from Ground | Gas (Historical Use) | 4000 | Bare Steel | 1983-04-08 | Galvanized Steel
1290047 | 2 | [5 empty] | Removed from Ground | Gas (Historical Use) | 4000 | Bare Steel | 1983-04-08 | Galvanized Steel
1290047 | 3 | [5 empty] | Removed from Ground | Diesel | 3000 | Bare Steel | 1983-04-08 | Galvanized Steel
1290048 | 1 |  |  | yes |  | yes | Removed from Ground | Used Oil | 250 | Bare Steel | 1966-03-31 | Galvanized Steel
1290048 | 2 | [5 empty] | Removed from Ground | Kerosene | 250 | Bare Steel | 1966-03-31 | Galvanized Steel
1290048 | 3 | [5 empty] | Removed from Ground | Other | 250 | Bare Steel | 1966-03-31 | Galvanized Steel
1290049 | 1 | [5 empty] | Removed from Ground | Empty | 500 | Bare Steel | 1970-04-04 | Unknown
1290049 | 3 | [5 empty] | Removed from Ground | Empty | 500 | Bare Steel | 1970-04-04 | Unknown
1290050 | 1 | [5 empty] | Removed from Ground | Gas (Historical Use) | 8000 | Bare Steel | 1974-03-29 | Galvanized Steel | Suction (American)
1290050 | 2 | [5 empty] | Removed from Ground | Gas (Historical Use) | 8000 | Bare Steel | 1972-03-31 | Galvanized Steel | Suction (American)
1290050 | 3 | [5 empty] | Removed from Ground | Gas (Historical Use) | 8000 | Bare Steel | 1972-03-31 | Galvanized Steel | Suction (American)
1290050 | 4 | [5 empty] | Removed from Ground | Kerosene | 8000 | Bare Steel | 1972-03-31 | Galvanized Steel | Suction (American)
1290050 | 5 | [5 empty] | Removed from Ground | Diesel | 8000 | Bare Steel | 1972-03-31 | Galvanized Steel | Suction (American)
1290050 | 6 |  | 1997-01-01 |  | 1997-01-01 |  | Currently in Use | Gas (Historical Use) | 15000 | Composite | 1997-01-01 | Fiberglass Reinforced Plastic | Pressurized
1290050 | 7 |  | 1997-01-01 |  | 1997-01-01 |  | Currently in Use | Diesel | 8000 | Composite | 1997-01-01 | Fiberglass Reinforced Plastic | Pressurized
1290050 | 8 |  | 1997-01-01 |  | 1997-01-01 |  | Currently in Use | Kerosene | 8000 | Composite | 1997-01-01 | Fiberglass Reinforced Plastic | Pressurized
1290050 | 9 |  | 1997-01-01 |  | 1997-01-01 |  | Currently in Use | Gas (Historical Use) | 15000 | Composite | 1997-01-01 | Fiberglass Reinforced Plastic | Pressurized
1290051 | 1 |  | 1998-12-10 |  | 1998-12-10 |  | Removed from Ground | Gas (Historical Use) | 6000 | Cathodically Protected Steel | 1971-04-05 | Galvanized Steel | Pressurized
1290051 | 2 |  | 1998-12-10 |  | 1998-12-10 |  | Removed from Ground | Gas (Historical Use) | 2000 | Cathodically Protected Steel | 1971-04-05 | Galvanized Steel | Pressurized
1290051 | 3 |  | 1998-12-10 |  | 1998-12-10 |  | Removed from Ground | Diesel | 1000 | Cathodically Protected Steel | 1971-04-05 | Galvanized Steel | Pressurized
1290051 | 4A |  | 1992-01-31 | no | 1992-01-31 | no | Currently in Use | Diesel | 1000 | Fiberglass | 1992-01-31 | Fiberglass Reinforced Plastic | Pressurized
1290051 | 4B |  | 1992-01-31 | no | 1992-01-31 | no | Currently in Use | Kerosene | 1000 | Fiberglass | 1992-01-31 | Fiberglass Reinforced Plastic | Suction (American)
1290051 | 5A |  | 2009-06-11 | no | 2009-06-11 | no | Currently in Use | E-10 | 6000 | Fiberglass Double Walled | 2009-06-11 | Double-Walled Flex | Pressurized
1290051 | 5B |  | 2009-06-11 | no | 2009-06-11 | no | Currently in Use | E-10 | 2000 | Fiberglass Double Walled | 2009-06-11 | Fiberglass Reinforced Plastic | Pressurized
1290051 | 6 | [5 empty] | Removed from Ground | Gas (Historical Use) | 550 | Bare Steel | 1971-04-05 | Galvanized Steel
1290051 | 7 | [5 empty] | Removed from Ground | Diesel | 550 | Bare Steel | 1971-04-05 | Galvanized Steel
1290053 | 1-G | [5 empty] | Removed from Ground | Gas (Historical Use) | 2100 | Bare Steel | 1974-05-02 | Galvanized Steel
1290053 | 2-D | [5 empty] | Removed from Ground | Diesel | 16000 | Bare Steel | 1981-04-30 | Galvanized Steel
1290053 | 2-G | [5 empty] | Removed from Ground | Gas (Historical Use) | 10000 | Bare Steel | 1980-04-30 | Galvanized Steel
1290054 | 1 | [5 empty] | Removed from Ground | Gas (Historical Use) | 4000 | Bare Steel | 1986-04-30 | Unknown
1290055 | 1 | [5 empty] | Removed from Ground | Gas (Historical Use) | 10000 | Bare Steel | 1973-05-03 | Galvanized Steel | Pressurized
1290055 | 2 | [5 empty] | Removed from Ground | Gas (Historical Use) | 10000 | Bare Steel | 1973-05-03 | Galvanized Steel | Pressurized
1290055 | 3 | [5 empty] | Removed from Ground | Gas (Historical Use) | 10000 | Bare Steel | 1973-05-03 | Galvanized Steel | Pressurized
1290055 | 4 |  | 1997-09-22 |  | 1997-09-22 |  | Currently in Use | Gas (Historical Use) | 15000 | Double Walled | 1997-09-22 | Double Walled | Pressurized
1290055 | 5 |  | 1997-09-22 |  | 1997-09-22 |  | Currently in Use | Gas (Historical Use) | 10000 | Double Walled | 1997-09-22 | Double Walled | Pressurized
1290060 | 1 | [5 empty] | Removed from Ground | Diesel | 1500 | Bare Steel | 1974-05-09 | Galvanized Steel
1290061 | 1 | [5 empty] | Removed from Ground | Gas (Historical Use) | 1000 | Bare Steel | 1976-05-07 | Galvanized Steel
1290063 | 1 |  | 1998-01-01 |  | 1998-01-01 |  | Currently in Use | Gas (Historical Use) | 6000 | Steel-Impressed Current | 1982-05-09 | Steel (Impressed Current) | Pressurized
1290063 | 2 |  | 1998-01-01 |  | 1998-01-01 |  | Currently in Use | Gas (Historical Use) | 6000 | Steel-Impressed Current | 1982-05-02 | Steel (Impressed Current) | Pressurized
1290063 | 3 |  | 1998-01-01 |  | 1998-01-01 |  | Currently in Use | Diesel | 6000 | Steel-Impressed Current | 1982-05-09 | Steel (Impressed Current) | Pressurized
1290065 | 1 | [5 empty] | Removed from Ground | Diesel | 2000 | Bare Steel | 1972-05-11 | Galvanized Steel
1290066 | 1 | [5 empty] | Removed from Ground | Gas (Historical Use) | 1000 | Bare Steel | 1969-05-12 | Galvanized Steel
1290066 | 2 | [5 empty] | Removed from Ground | Diesel | 5000 | Bare Steel | 1976-05-10 | Galvanized Steel
1290067 | 1 | [5 empty] | Removed from Ground | Gas (Historical Use) | 1000 | Bare Steel | 1984-05-06 | Galvanized Steel
1290067 | 2 | [5 empty] | Removed from Ground | Diesel | 1000 | Bare Steel | 1974-05-09 | Unknown
1290069 | 1 |  | 1998-12-21 |  | 1998-12-21 |  | Currently in Use | Gas (Historical Use) | 5000 | Steel-Impressed Current | 1983-05-09 | Cathodically Protected | Safe Suction (Euro)
1290069 | 2 |  | 1998-12-21 |  | 1998-12-21 |  | Currently in Use | Gas (Historical Use) | 5000 | Steel-Impressed Current | 1983-05-09 | Cathodically Protected | Safe Suction (Euro)
1290069 | 3 |  | 1998-12-21 |  | 1998-12-21 |  | Currently in Use | Diesel | 2000 | Steel-Impressed Current | 1983-05-09 | Cathodically Protected | Safe Suction (Euro)
1290071 | 1 | [5 empty] | Removed from Ground | Gas (Historical Use) | 10000 | Bare Steel | 1975-05-10 | Galvanized Steel
1290071 | 2 | [5 empty] | Removed from Ground | Gas (Historical Use) | 10000 | Bare Steel | 1975-05-10 | Galvanized Steel
1290071 | 3 |  | 1992-09-12 |  | 1992-09-12 |  | Currently in Use | Gas (Historical Use) | 10000 | Fiberglass | 1990-06-25 | Fiberglass Reinforced Plastic | Pressurized
1290071 | 4 |  | 1992-09-12 |  | 1992-09-12 |  | Currently in Use | Gas (Historical Use) | 10000 | Fiberglass | 1990-06-25 | Fiberglass Reinforced Plastic | Pressurized
1290076 | 1 | [5 empty] | Removed from Ground | Empty | 560 | Bare Steel | 1966-05-13 | Galvanized Steel
1290077 | 1 | [5 empty] | Removed from Ground | Gas (Historical Use) | 1000 | Bare Steel | 1971-05-12 | Galvanized Steel | Pressurized
1290077 | 2 | [5 empty] | Removed from Ground | Gas (Historical Use) | 2000 | Bare Steel | 1971-05-12 | Galvanized Steel | Pressurized
1290077 | 3 | [5 empty] | Removed from Ground | Gas (Historical Use) | 3000 | Bare Steel | 1978-05-10 | Galvanized Steel | Pressurized
1290077 | 4 | [5 empty] | Removed from Ground | Diesel | 2000 | Bare Steel | 1982-05-09 | Galvanized Steel | Suction (American)
1290077 | 5A |  | 1998-11-27 |  | 1998-11-27 |  | Currently in Use | Gas (Historical Use) | 2000 | Composite | 1998-11-01 | Fiberglass Reinforced Plastic | Safe Suction (Euro)
1290077 | 5B |  | 1998-11-27 |  | 1998-11-27 |  | Currently in Use | Gas (Historical Use) | 1000 | Composite | 1998-11-01 | Fiberglass Reinforced Plastic | Safe Suction (Euro)
1290078 | 1 |  |  | yes |  | yes | Removed from Ground | Used Oil | 250 | Fiberglass | 1972-05-08 | Bare Steel
1290079 | 1 | [5 empty] | Removed from Ground | Gas (Historical Use) | 12000 | Bare Steel | 1978-01-03 | Galvanized Steel | Pressurized
1290080 | 1 | [5 empty] | Removed from Ground | Kerosene | 5000 | Bare Steel | 1971-01-05 | Copper | Suction (American)
1290080 | 2 | [5 empty] | Closed in Ground | Other | 12000 | Not Marked/Unknown |  | Not Marked
1290080 | 3 |  | 1998-02-26 | no | 1998-02-26 | no | Currently in Use | Diesel | 2500 |  | 1995-05-18 | Copper | Suction (American)
1290081 | 1 |  | 1998-07-24 | no | 1998-07-24 | no | Currently in Use | Gas (Historical Use) | 6000 |  | 1987-01-01 | Double-Walled Fiberglass | Pressurized
1290081 | 2 |  | 1998-07-24 | no | 1998-07-24 | no | Currently in Use | Gas (Historical Use) | 6000 |  | 1987-01-01 | Double-Walled Fiberglass | Pressurized
1290081 | 3 |  | 1998-07-24 | no | 1998-07-24 | no | Currently in Use | Gas (Historical Use) | 6000 |  | 1987-01-01 | Double-Walled Fiberglass | Pressurized
1290083 | 1 | [5 empty] | Removed from Ground | Gas (Historical Use) | 3000 | Bare Steel | 1966-05-13 | Galvanized Steel
1290083 | 2 | [5 empty] | Removed from Ground | Empty | 4000 | Bare Steel | 1981-05-09 | Galvanized Steel
1290083 | 3 | [5 empty] | Removed from Ground | Gas (Historical Use) | 3000 | Bare Steel | 1981-05-09 | Galvanized Steel
1290083 | 4 |  |  | yes |  | yes | Removed from Ground | Used Oil | 550 | Bare Steel | 1966-05-13 | Galvanized Steel
1290083 | 5 |  | 1996-01-01 |  | 1996-01-01 | yes | Currently in Use | Diesel | 12000 | Composite | 1996-01-01 | Fiberglass Reinforced Plastic | Pressurized
1290083 | 6A |  | 1996-01-01 |  | 1996-01-01 | yes | Currently in Use | Gas (Historical Use) | 8000 | Composite | 1996-01-01 | Fiberglass Reinforced Plastic | Pressurized
1290083 | 6B |  | 1996-01-01 |  | 1996-01-01 | yes | Currently in Use | Gas (Historical Use) | 4000 | Composite | 1996-01-01 | Fiberglass Reinforced Plastic | Pressurized
1290084 | 1 | [5 empty] | Removed from Ground | Empty | 1000 | Bare Steel | 1976-05-10 | Galvanized Steel
1290084 | 2 | [5 empty] | Removed from Ground | Empty | 550 | Bare Steel | 1976-05-10 | Galvanized Steel
1290086 | 1 | [5 empty] | Removed from Ground | Empty | 2000 | Bare Steel | 1985-05-08 | Galvanized Steel
1290087 | 1 | [5 empty] | Removed from Ground | Empty | 1000 | Bare Steel | 1983-05-09 | Galvanized Steel
1290087 | 2 | [5 empty] | Removed from Ground | Empty | 500 | Bare Steel | 1976-05-10 | Galvanized Steel
1290087 | 3AST | [5 empty] | Removed from Ground | Hazardous Substance | 6000 | Bare Steel | 1976-05-10 | Galvanized Steel
1290088 | 1 | [5 empty] | Removed from Ground | Gas (Historical Use) | 4000 | Bare Steel | 1968-05-17 | Galvanized Steel | Suction (American)
1290088 | 2 | [5 empty] | Removed from Ground | Gas (Historical Use) | 3000 | Bare Steel | 1968-05-17 | Galvanized Steel | Suction (American)
1290088 | 3 | [5 empty] | Removed from Ground | Gas (Historical Use) | 4000 | Bare Steel | 1968-05-17 | Galvanized Steel | Suction (American)
1290088 | 4 | [5 empty] | Removed from Ground | Diesel | 4000 | Bare Steel | 1968-05-17 | Galvanized Steel | Suction (American)
1290088 | 5 | [5 empty] | Removed from Ground | Gas (Historical Use) | 3000 | Bare Steel | 1968-05-17 | Galvanized Steel | Suction (American)
1290088 | 6 | [5 empty] | Removed from Ground | Diesel | 4000 | Bare Steel | 1968-05-17 | Galvanized Steel | Safe Suction (Euro)
1290089 | 3 | [5 empty] | Permanently Out of Use - historical purposes | Gas (Historical Use) | 4000 | Bare Steel | 1978-05-10 | Galvanized Steel | Safe Suction (Euro)
1290089 | 4 | [5 empty] | Permanently Out of Use - historical purposes | Gas (Historical Use) | 4000 | Bare Steel | 1978-05-10 | Galvanized Steel | Safe Suction (Euro)
1290090 | 1 | [5 empty] | Permanently Out Of Use | Diesel | 4000 | Bare Steel | 1979-05-10 | Galvanized Steel | Safe Suction (Euro)
1290090 | 2 | [5 empty] | Permanently Out Of Use | Gas (Historical Use) | 4000 | Bare Steel | 1979-05-10 | Galvanized Steel | Safe Suction (Euro)
1290094 | 1 | [5 empty] | Removed from Ground | Gas (Historical Use) | 10000 | Bare Steel | 1985-01-01 | Galvanized Steel
1290094 | 2 | [5 empty] | Removed from Ground | Diesel | 10000 | Bare Steel | 1987-01-01 | Galvanized Steel
1290094 | 3 |  | 1998-10-25 |  | 1998-10-28 |  | Removed from Ground | Gas (Historical Use) | 0 | Composite | 1998-10-25 | Double-Walled Flex | Pressurized
1290094 | 4 |  | 1998-10-25 |  | 1998-10-28 |  | Removed from Ground | Diesel | 0 | Composite | 1998-10-25 | Double-Walled Flex | Pressurized
1290095 | 1 | [5 empty] | Closed in Ground | Gas (Historical Use) | 1000 | Bare Steel | 1982-01-02 | Galvanized Steel
1290096 | 1 | [5 empty] | Removed from Ground | Gas (Historical Use) | 2000 | Bare Steel | 1984-04-07 | Galvanized Steel
1290096 | 2 | [5 empty] | Removed from Ground | Gas (Historical Use) | 6000 | Bare Steel | 1984-04-07 | Galvanized Steel
1290096 | 3 | [5 empty] | Removed from Ground | Gas (Historical Use) | 4000 | Bare Steel | 1984-04-07 | Galvanized Steel
1290096 | 4 | [5 empty] | Removed from Ground | Diesel | 2000 | Bare Steel | 1984-04-07 | Galvanized Steel
1290097 | 1 | [5 empty] | Removed from Ground | Gas (Historical Use) | 6000 | Bare Steel | 1985-04-07 | Galvanized Steel
1290097 | 2 | [5 empty] | Removed from Ground | Gas (Historical Use) | 8000 | Bare Steel | 1985-04-07 | Galvanized Steel
1290097 | 3 | [5 empty] | Removed from Ground | Gas (Historical Use) | 8000 | Bare Steel | 1985-04-07 | Galvanized Steel
1290097 | 4 | [5 empty] | Removed from Ground | Diesel | 2000 | Bare Steel | 1985-04-07 | Galvanized Steel
1290097 | 5 | [5 empty] | Removed from Ground | Diesel | 2000 | Bare Steel | 1985-04-07 | Galvanized Steel
1290098 | 1 |  | 1998-08-15 | no | 1998-08-15 | no | Removed from Ground | Gas (Historical Use) | 5000 | Steel-Impressed Current | 1985-04-07 |  | Pressurized
1290098 | 2 |  | 1998-08-15 | no | 1998-08-15 | no | Removed from Ground | Gas (Historical Use) | 10000 | Steel-Impressed Current | 1985-04-07 |  | Pressurized
1290098 | 3 |  | 1998-08-15 | no | 1998-08-15 | no | Removed from Ground | Gas (Historical Use) | 10000 | Steel-Impressed Current | 1985-04-07 |  | Pressurized
1290098 | 4 |  | 1998-08-15 | no | 1998-08-15 | no | Removed from Ground | Diesel | 2000 | Steel-Impressed Current | 1985-04-07 |  | Pressurized
1290098 | 5 |  | 1998-08-15 | no | 1998-08-15 | no | Removed from Ground | Diesel | 1000 | Steel-Impressed Current | 1985-04-07 |  | Safe Suction (Euro)
1290098 | 6 |  | 1998-12-31 | yes | 1997-04-21 | yes | Removed from Ground | Used Oil | 550 |  | 1985-04-07
1290099 | 1 |  | 1997-05-21 |  | 1997-05-21 |  | Removed from Ground | Gas (Historical Use) | 8000 | Steel-Impressed Current | 1981-05-01 | Cathodically Protected | Pressurized
1290099 | 2 |  | 1997-05-21 |  | 1997-05-21 |  | Removed from Ground | Gas (Historical Use) | 8000 | Steel-Impressed Current | 1981-05-01 | Cathodically Protected | Pressurized
1290099 | 3 |  | 1997-05-21 |  | 1997-05-21 |  | Removed from Ground | Gas (Historical Use) | 8000 | Steel-Impressed Current | 1981-05-01 | Cathodically Protected | Pressurized
1290099 | 4 |  | 1997-05-21 |  | 1997-05-21 |  | Removed from Ground | Diesel | 8000 | Steel-Impressed Current | 1981-05-01 | Cathodically Protected | Pressurized
1290099 | 5 | Ball Float | 2005-03-01 | no | 2005-03-01 | no | Currently in Use | Gas (Historical Use) | 15000 | Composite Double Walled | 2005-03-01 | Double-Walled Fiberglass | Pressurized
1290099 | 6 | Ball Float | 2005-03-01 | no | 2005-03-01 | no | Currently in Use | Gas (Historical Use) | 8000 | Composite Double Walled | 2005-03-01 | Double-Walled Fiberglass | Pressurized
1290099 | 7 | Ball Float | 2005-03-01 | no | 2005-03-01 | no | Currently in Use | Diesel | 8000 | Composite Double Walled | 2005-03-01 | Double-Walled Fiberglass | Pressurized
1290099 | 8 | Ball Float | 2005-03-01 | no | 2005-03-01 | no | Currently in Use | Kerosene | 4000 | Composite Double Walled | 2005-03-01 | Double-Walled Fiberglass | Pressurized
1290100 | 1 | Ball Float | 1997-02-18 |  | 1997-02-18 |  | Temporarily out of use | Gas (Historical Use) | 6000 | Steel-Impressed Current | 1956-05-07 | Steel/FG Secondary containment | Pressurized
1290100 | 2 | Ball Float | 1997-02-18 |  | 1997-02-18 |  | Currently in Use | Gas (Historical Use) | 6000 | Steel-Impressed Current | 1956-05-07 | Steel/FG Secondary containment | Pressurized
1290100 | 3 | Ball Float | 1997-02-18 |  | 1997-02-18 |  | Currently in Use | Gas (Historical Use) | 6000 | Steel-Impressed Current | 1966-05-05 | Steel/FG Secondary containment | Pressurized
1290100 | 4 | Ball Float | 1997-02-18 |  | 1997-02-18 |  | Currently in Use | Gas (Historical Use) | 6000 | Steel-Impressed Current | 1976-05-02 | Steel/FG Secondary containment | Pressurized
1290102 | 1 | Ball Float | 1997-02-18 |  | 1997-02-18 |  | Currently in Use | Gas (Historical Use) | 6000 | Steel-Impressed Current | 1974-05-03 | Cathodically Protected | Suction (American)
1290102 | 3 |  | 1997-02-18 |  | 1997-02-18 |  | Currently in Use | Gas (Historical Use) | 6000 | Steel-Impressed Current | 1974-05-03 | Cathodically Protected | Suction (American)
1290102 | 4 | Ball Float | 1997-02-18 |  | 1997-02-18 |  | Currently in Use | Diesel | 3000 | Steel-Impressed Current | 1979-05-02 | Cathodically Protected | Suction (American)
1290102 | b | Ball Float | 1997-02-18 |  | 1997-02-18 |  | Currently in Use | Gas (Historical Use) | 6000 | Steel-Impressed Current | 1974-05-03 | Cathodically Protected | Suction (American)
1290103 | 1 | [5 empty] | Removed from Ground | Gas (Historical Use) | 6000 | Bare Steel | 1966-05-10 | Bare Steel | Safe Suction (Euro)
1290103 | 2 | [5 empty] | Removed from Ground | Gas (Historical Use) | 6000 | Bare Steel | 1976-05-07 | Bare Steel | Safe Suction (Euro)
1290108 | 1 | [5 empty] | Removed from Ground | Gas (Historical Use) | 500 | Bare Steel | 1982-05-06 | Bare Steel
1290110 | 1 | [5 empty] | Removed from Ground | Gas (Historical Use) | 6000 | Bare Steel | 1971-03-10 | Unknown
1290110 | 2 | [5 empty] | Removed from Ground | Gas (Historical Use) | 850 | Bare Steel | 1961-03-12 | Unknown
1290112 | 1 | [5 empty] | Removed from Ground | Gas (Historical Use) | 1000 | Bare Steel | 1977-01-03 | Galvanized Steel
1290112 | 2 | [5 empty] | Removed from Ground | Empty | 1000 | Bare Steel | 1977-01-03 | Galvanized Steel
1290113 | 1 | [5 empty] | Removed from Ground | Gas (Historical Use) | 1000 | Bare Steel | 1971-05-18 | Galvanized Steel
1290113 | 2 | [5 empty] | Removed from Ground | Diesel | 1000 | Bare Steel | 1971-05-18 | Galvanized Steel
1290114 | 1 | [5 empty] | Removed from Ground | Gas (Historical Use) | 8000 | Bare Steel | 1984-01-02 | Galvanized Steel
1300001 | 1 | [5 empty] | Removed from Ground | Gas (Historical Use) | 1000 | Marked Unknown | 1986-02-21 | Unknown
1300001 | 2 | [5 empty] | Removed from Ground | Gas (Historical Use) | 1000 | Marked Unknown | 1986-02-21 | Unknown
1300001 | 3 | [5 empty] | Removed from Ground | Gas (Historical Use) | 1000 | Marked Unknown | 1986-02-21 | Unknown
1300001 | 4 | [5 empty] | Removed from Ground | Diesel | 1000 | Bare Steel | 1976-02-24 | Galvanized Steel
1300001 | 5 | [5 empty] | Removed from Ground | Gas (Historical Use) | 1 | Marked Unknown | 1986-02-21 | Unknown
1300005 | 1 | [5 empty] | Removed from Ground | Diesel | 560 | Bare Steel | 1961-04-28 | Galvanized Steel | Safe Suction (Euro)
1300005 | 2 | [5 empty] | Removed from Ground | Gas (Historical Use) | 2000 | Bare Steel | 1979-04-24 | Galvanized Steel | Safe Suction (Euro)
1300005 | 3 |  | 1989-05-01 |  | 1989-05-01 |  | Removed from Ground | Diesel | 2000 | Galvanic (STIP-3) | 1989-05-01 | Cathodically Protected | Safe Suction (Euro)
1300005 | 4 |  | 1989-05-01 |  | 1989-05-01 |  | Removed from Ground | Gas (Historical Use) | 550 | Galvanic (STIP-3) | 1989-05-01 | Cathodically Protected | Safe Suction (Euro)
1300006 | 324G1 | [5 empty] | Removed from Ground | Gas (Historical Use) | 1060 | Bare Steel | 1972-05-02 | Galvanized Steel | Safe Suction (Euro)
1300007 | 1 | [5 empty] | Removed from Ground | Other | 5000 | Bare Steel | 1980-04-11 | Unknown
1300007 | 2 | [5 empty] | Removed from Ground | Other | 3000 | Bare Steel | 1980-04-11 | Unknown
1300012 | 1 |  | 1998-10-23 |  | 1991-07-11 |  | Removed from Ground | Gas (Historical Use) | 4000 | Steel-Impressed Current | 1986-05-08 | Steel (Impressed Current) | Safe Suction (Euro)
1300012 | 2 |  | 1998-10-23 |  | 1991-07-11 |  | Removed from Ground | Gas (Historical Use) | 4000 | Steel-Impressed Current | 1986-05-08 | Steel (Impressed Current) | Safe Suction (Euro)
1300012 | 3 |  | 1998-10-23 |  | 1991-07-11 |  | Removed from Ground | Gas (Historical Use) | 4000 | Steel-Impressed Current | 1986-05-08 | Steel (Impressed Current) | Safe Suction (Euro)
1300012 | 4 |  | 1997-10-23 |  | 1991-07-11 |  | Removed from Ground | Gas (Historical Use) | 4000 | Steel-Impressed Current | 1986-05-08 | Steel (Impressed Current) | Safe Suction (Euro)
1300012 | 5 |  | 1998-10-23 |  | 1991-07-11 |  | Removed from Ground | Diesel | 4000 | Steel-Impressed Current | 1986-05-08 | Steel (Impressed Current) | Safe Suction (Euro)
1300013 | 1 | [5 empty] | Removed from Ground | Gas (Historical Use) | 1000 | Bare Steel | 1986-05-08 | Galvanized Steel
1300013 | 2 | [5 empty] | Removed from Ground | Gas (Historical Use) | 560 | Bare Steel | 1986-05-08 | Galvanized Steel
1300013 | 3 | [5 empty] | Removed from Ground | Gas (Historical Use) | 560 | Bare Steel | 1986-05-08 | Galvanized Steel
1300013 | 4 | [5 empty] | Removed from Ground | Kerosene | 287 | Bare Steel | 1986-05-08 | Galvanized Steel
1300014 | 1 | [5 empty] | Closed in Ground | Gas (Historical Use) | 4000 | Bare Steel | 1980-01-01 | Galvanized Steel | Safe Suction (Euro)
1300014 | 2 |  | 1998-05-01 |  | 1998-05-01 |  | Currently in Use | Gas (Historical Use) | 4000 | Steel-Impressed Current | 1980-01-01 | Cathodically Protected | Safe Suction (Euro)
1300014 | 3 |  | 1998-05-01 |  | 1998-05-01 |  | Currently in Use | Gas (Historical Use) | 4000 | Steel-Impressed Current | 1980-01-01 | Cathodically Protected | Safe Suction (Euro)
1300014 | 4 |  | 1998-05-01 |  | 1998-05-01 |  | Currently in Use | Diesel | 4000 | Steel-Impressed Current | 1980-01-01 | Cathodically Protected | Suction (American)
1300014 | 5 |  | 1998-05-01 | no | 1998-05-01 | no | Temporarily out of use | Kerosene | 1000 | Steel-Impressed Current | 1986-01-01 | Cathodically Protected | Safe Suction (Euro)
1300018 | 1 | [5 empty] | Removed from Ground | Gas (Historical Use) | 560 | Bare Steel | 1986-05-08 | Galvanized Steel
1300018 | 2 | [5 empty] | Removed from Ground | Gas (Historical Use) | 560 | Bare Steel | 1986-05-08 | Galvanized Steel
1300020 | 1 |  | 1998-01-01 |  | 1998-01-01 |  | Currently in Use | Gas (Historical Use) | 6000 | Steel-Impressed Current | 1978-05-07 | Steel (Impressed Current) | Safe Suction (Euro)
1300020 | 2 |  | 1998-01-01 |  | 1998-01-01 |  | Currently in Use | Gas (Historical Use) | 6000 | Steel-Impressed Current | 1978-05-07 | Steel (Impressed Current) | Safe Suction (Euro)
1300020 | 3 |  | 1998-01-01 |  | 1998-01-01 |  | Currently in Use | Gas (Historical Use) | 6000 | Steel-Impressed Current | 1978-05-07 | Steel (Impressed Current) | Safe Suction (Euro)
1300023 | 1 | [5 empty] | Removed from Ground | Gas (Historical Use) | 560 | Marked Unknown | 1986-05-08 | Unknown
1300023 | 2 | [5 empty] | Removed from Ground | Gas (Historical Use) | 560 | Marked Unknown | 1974-05-11 | Unknown
1300023 | 3 | [5 empty] | Removed from Ground | Gas (Historical Use) | 560 | Marked Unknown | 1986-05-08 | Unknown
1300025 | 1 |  | 1997-11-10 |  | 1997-11-10 |  | Removed from Ground | Gas (Historical Use) | 4000 | Steel-Impressed Current | 1978-05-18 | Steel (Impressed Current) | Safe Suction (Euro)
1300025 | 2 |  | 1997-11-10 |  | 1997-11-10 |  | Removed from Ground | Gas (Historical Use) | 6000 | Steel-Impressed Current | 1978-05-18 | Steel (Impressed Current) | Safe Suction (Euro)
1300025 | 3 |  | 1997-11-10 |  | 1997-11-10 |  | Removed from Ground | Gas (Historical Use) | 6000 | Steel-Impressed Current | 1978-05-18 | Steel (Impressed Current) | Suction (American)
1300025 | 4 |  | 1997-11-10 |  | 1997-11-10 |  | Removed from Ground | Diesel | 8000 | Steel-Impressed Current | 1982-05-17 | Steel (Impressed Current) | Safe Suction (Euro)
1300025 | 5 |  | 1997-11-10 |  | 1997-11-10 |  | Removed from Ground | Kerosene | 500 | Steel-Impressed Current | 1986-05-16 | Steel (Impressed Current) | Suction (American)
130003 | 1 |  | 1999-12-01 | no | 1999-12-01 | no | Removed from Ground | Diesel | 1000 | Galvanic (STIP-3) | 1986-02-24 | Galvanized Steel | Safe Suction (Euro)
130003 | 2 |  | 1999-12-01 | no | 1999-12-01 | no | Removed from Ground | Gas (Historical Use) | 1000 | Galvanic (STIP-3) | 1986-02-24 | Galvanized Steel | Safe Suction (Euro)
130008 | 1 | [5 empty] | Removed from Ground | Diesel | 1000 | Bare Steel | 1986-05-08 | Galvanized Steel
130008 | 2 | [5 empty] | Removed from Ground | Gas (Historical Use) | 1000 | Bare Steel | 1986-05-08 | Galvanized Steel
130008 | 3 | [5 empty] | Removed from Ground | Gas (Historical Use) | 6000 | Bare Steel | 1986-05-08 | Galvanized Steel
130010 | 1 | [5 empty] | Removed from Ground | Gas (Historical Use) | 1000 | Bare Steel | 1986-05-08 | Galvanized Steel
130010 | 2 | [5 empty] | Removed from Ground | Gas (Historical Use) | 560 | Bare Steel | 1986-05-08 | Galvanized Steel
130010 | 3 | [5 empty] | Removed from Ground | Gas (Historical Use) | 560 | Bare Steel | 1986-05-08 | Galvanized Steel
130010 | 4 | [5 empty] | Removed from Ground | Diesel | 535 | Bare Steel | 1986-05-08 | Galvanized Steel
130010 | 5 | Flapper Valve | 2000-01-01 |  | 2000-01-01 |  | Temporarily out of use | Gas (Historical Use) | 1000 | Epoxy | 2000-01-01 | Double Walled | Safe Suction (Euro)
130010 | 6 | Flapper Valve | 2000-01-01 |  | 2000-01-01 |  | Temporarily out of use | Gas (Historical Use) | 1000 | Epoxy | 2000-01-01 | Double Walled | Safe Suction (Euro)
130010 | 7 | Flapper Valve | 2000-01-01 |  | 2000-01-01 |  | Temporarily out of use | Gas (Historical Use) | 550 | Epoxy | 2000-01-01 | Double Walled | Safe Suction (Euro)
130010 | 8 | Flapper Valve | 2000-01-01 |  | 2000-01-01 |  | Temporarily out of use | Diesel | 550 | Epoxy | 2000-01-01 | Double Walled | Safe Suction (Euro)
130015 | 1 |  | 1998-01-01 |  | 1998-01-01 |  | Removed from Ground | Gas (Historical Use) | 3000 | Steel-Impressed Current | 1977-05-10 | Cathodically Protected | Safe Suction (Euro)
130015 | 2 |  | 1998-01-01 |  | 1998-01-01 |  | Removed from Ground | Gas (Historical Use) | 4000 | Steel-Impressed Current | 1977-05-10 | Cathodically Protected | Safe Suction (Euro)
130015 | 3 |  | 1998-01-01 |  | 1998-01-01 |  | Removed from Ground | Gas (Historical Use) | 3000 | Steel-Impressed Current | 1977-05-10 | Cathodically Protected | Safe Suction (Euro)
130015 | 4 | [5 empty] | Removed from Ground | Diesel | 2000 | Concrete | 1977-05-10 | Galvanized Steel
130015 | 5A | Flapper Valve | 1999-03-01 |  | 1999-03-01 |  | Currently in Use | Diesel | 4000 | Composite | 1999-03-01 | Steel (Impressed Current) | Safe Suction (Euro)
130015 | 5B | Flapper Valve | 1999-03-01 | no | 1999-03-01 | no | Currently in Use | Diesel | 2000 | Composite | 1999-03-01 | Steel (Impressed Current) | Safe Suction (Euro)
130015 | 5C | Flapper Valve | 1999-03-01 | no | 1999-03-01 | no | Currently in Use | Kerosene | 2000 | Composite | 1999-03-01 | Fiberglass Reinforced Plastic | Safe Suction (Euro)
130015 | 6A | Flapper Valve | 2001-02-13 | no | 2001-02-13 | no | Currently in Use | Gas (Historical Use) | 8000 | Composite | 2001-02-13 | Fiberglass Reinforced Plastic | Pressurized
130015 | 6B | Flapper Valve | 2001-02-13 | no | 2001-02-13 | no | Currently in Use | Gas (Historical Use) | 4000 | Composite | 2001-02-13 | Fiberglass Reinforced Plastic | Pressurized
130016 | 1 | [5 empty] | Removed from Ground | Gas (Historical Use) | 1000 | Bare Steel | 1974-05-11 | Galvanized Steel
130016 | 2 | [5 empty] | Removed from Ground | Gas (Historical Use) | 560 | Bare Steel | 1974-05-11 | Galvanized Steel
130017 | 1 |  | 1997-06-12 |  | 1997-06-12 |  | Removed from Ground | Gas (Historical Use) | 2000 | Steel-Impressed Current | 1986-05-08 | Cathodically Protected
130017 | 2 |  | 1997-06-12 |  | 1997-06-12 |  | Removed from Ground | Gas (Historical Use) | 2000 | Steel-Impressed Current | 1986-05-08 | Cathodically Protected
130017 | 3 |  | 1997-06-12 |  | 1997-06-12 |  | Removed from Ground | Gas (Historical Use) | 2000 | Steel-Impressed Current | 1986-05-08 | Cathodically Protected
130019 | 1 | [5 empty] | Removed from Ground | Gas (Historical Use) | 250 | Bare Steel |  | Galvanized Steel
130019 | 2 | [5 empty] | Removed from Ground | Gas (Historical Use) | 250 | Bare Steel |  | Galvanized Steel
130019 | 3 | [5 empty] | Removed from Ground | Kerosene | 287 | Bare Steel |  | Galvanized Steel
130022 | 1 | Flapper Valve | 1990-05-09 |  | 1990-05-09 |  | Currently in Use | Diesel | 6000 | Galvanic (STIP-3) | 1990-05-09 | Fiberglass Reinforced Plastic | Suction (American)
130022 | 2 | Flapper Valve | 1990-05-09 | no | 1990-05-09 | no | Currently in Use | Gas (Historical Use) | 1000 | Galvanic (STIP-3) | 1990-05-09 | Fiberglass Reinforced Plastic | Suction (American)
1310001 | 1 | [5 empty] | Removed from Ground | Gas (Historical Use) | 3000 | Bare Steel | 1976-04-12 | Galvanized Steel
1310002 | 1 | [5 empty] | Removed from Ground | Gas (Historical Use) | 560 | Bare Steel | 1984-04-22 | Galvanized Steel | Safe Suction (Euro)
1310002 | 2 |  | 1991-03-20 |  | 1991-03-20 |  | Removed from Ground | Gas (Historical Use) | 1000 | Galvanic (STIP-3) | 1991-03-20 | Cathodically Protected | Safe Suction (Euro)
1310002 | 3 |  | 1991-03-20 |  | 1991-03-20 |  | Removed from Ground | Diesel | 1000 | Galvanic (STIP-3) | 1991-03-20 | Cathodically Protected | Safe Suction (Euro)
1310003 | 1 | Flapper Valve | 1998-02-01 |  | 1998-02-01 |  | Removed from Ground | Diesel | 20000 | Steel-Impressed Current | 1979-12-01 | Fiberglass Reinforced Plastic | Pressurized
1310003 | 2 | Flapper Valve | 1998-01-15 |  | 1998-01-15 |  | Removed from Ground | Gas (Historical Use) | 10000 | Steel-Impressed Current | 1979-12-01 | Fiberglass Reinforced Plastic | Pressurized
1310003 | 3 | Flapper Valve | 1998-01-15 |  | 1998-01-15 |  | Removed from Ground | Gas (Historical Use) | 8000 | Steel-Impressed Current | 1979-12-01 | Fiberglass Reinforced Plastic | Pressurized
1310003 | 4 | Flapper Valve | 1998-01-15 |  | 1998-01-15 |  | Removed from Ground | Gas (Historical Use) | 8000 | Steel-Impressed Current | 1979-12-01 | Fiberglass Reinforced Plastic | Pressurized
1310003 | 5 | [5 empty] | Removed from Ground | Gas (Historical Use) | 5000 | Bare Steel | 1979-12-01 | Galvanized Steel | Pressurized
1310004 | 1 | [5 empty] | Permanently Out Of Use | Other | 500 | Bare Steel | 1948-02-01 | Unknown
1310004 | 2 | [5 empty] | Permanently Out Of Use | Other | 500 | Bare Steel | 1952-01-31 | Unknown
1310004 | 3 |  | 2006-04-01 | no | 2006-04-01 | no | Temporarily out of use | Gas (Historical Use) | 2500 | Fiberglass Double Walled | 2006-04-01 | Fiberglass Reinforced Plastic | Safe Suction (Euro)
1310004 | 4 |  | 2006-04-01 | no | 2006-04-01 | no | Temporarily out of use | Diesel | 2500 | Fiberglass Double Walled | 2006-04-01 | Fiberglass Reinforced Plastic | Safe Suction (Euro)
1310005 | 10287-1 | [5 empty] | Removed from Ground | Gas (Historical Use) | 1020 | Bare Steel | 1986-04-29 | Unknown
1310006 | 255D1 | [5 empty] | Removed from Ground | Diesel | 1020 | Bare Steel | 1971-05-03 | Galvanized Steel | Suction (American)
1310006 | 255G1 | [5 empty] | Removed from Ground | Gas (Historical Use) | 1020 | Bare Steel | 1979-05-01 | Galvanized Steel | Suction (American)
1310006 | 255G2 | [5 empty] | Removed from Ground | Gas (Historical Use) | 1060 | Bare Steel | 1984-04-29 | Galvanized Steel | Suction (American)
1310007 | 1 | [5 empty] | Removed from Ground | Gas (Historical Use) | 1000 | Bare Steel | 1966-05-12 | Galvanized Steel
1310007 | 2 | [5 empty] | Removed from Ground | Gas (Historical Use) | 1000 | Bare Steel | 1966-05-12 | Galvanized Steel
1310008 | 1 | Flapper Valve | 1994-04-01 |  | 1994-04-01 |  | Currently in Use | Gas (Historical Use) | 10000 | Lined Interior | 1976-05-09 | Galvanized Steel | Pressurized
1310008 | 2 | Flapper Valve | 1994-04-01 |  | 1994-04-01 |  | Currently in Use | Gas (Historical Use) | 10000 | Lined Interior | 1976-05-09 | Galvanized Steel | Pressurized
1310008 | 3 | Flapper Valve | 1994-04-01 |  | 1994-04-01 |  | Closed in Ground | Gas (Historical Use) | 10000 | Lined Interior | 1976-05-09 | Galvanized Steel | Pressurized
1310008 | 4 | Flapper Valve | 1994-04-01 |  | 1994-04-01 |  | Closed in Ground | Diesel | 10000 | Lined Interior | 1976-05-09 | Galvanized Steel | Pressurized
1310009 | 1 | [5 empty] | Removed from Ground | Gas (Historical Use) | 1000 | Bare Steel | 1966-05-12 | Galvanized Steel | Suction (American)
1310010 | 1 | [5 empty] | Permanently Out of Use - historical purposes | Empty | 550 | Bare Steel | 1956-05-14 | Galvanized Steel
1310010 | 2 | [5 empty] | Permanently Out of Use - historical purposes | Empty | 550 | Bare Steel | 1956-05-14 | Galvanized Steel
1310011 | 1 | [5 empty] | Removed from Ground | Empty | 1000 | Bare Steel | 1966-05-12 | Galvanized Steel
1310011 | 2 | [5 empty] | Removed from Ground | Empty | 1000 | Bare Steel | 1966-05-12 | Galvanized Steel
1310012 | 1 | [5 empty] | Removed from Ground | Diesel | 1000 | Bare Steel | 1971-05-11 | Galvanized Steel | Suction (American)
1310012 | 2 | [5 empty] | Removed from Ground | Gas (Historical Use) | 550 | Bare Steel | 1971-05-11 | Galvanized Steel | Suction (American)
1310014 | 1 | [5 empty] | Removed from Ground | Empty | 1000 | Cathodically Protected Steel | 1986-06-02 | Galvanized Steel | Safe Suction (Euro)
1310014 | 2 | [5 empty] | Removed from Ground | Empty | 1000 | Cathodically Protected Steel | 1986-06-02 | Galvanized Steel | Safe Suction (Euro)
1310014 | 3 |  | 1996-11-01 |  | 1996-11-01 |  | Currently in Use | Gas (Historical Use) | 4000 | Composite | 1996-11-01 | Fiberglass Reinforced Plastic | Safe Suction (Euro)
1310014 | 4 |  | 1996-11-01 |  | 1996-11-01 |  | Currently in Use | Gas (Historical Use) | 1000 | Composite | 1996-11-01 | Fiberglass Reinforced Plastic | Safe Suction (Euro)
1310015 | 1 |  | 1998-04-15 |  | 1998-04-15 |  | Currently in Use | Gas (Historical Use) | 4000 | Steel-Impressed Current | 1980-05-29 | Cathodically Protected | Safe Suction (Euro)
1310015 | 2 |  | 1998-04-15 |  | 1998-04-15 |  | Currently in Use | Gas (Historical Use) | 4000 | Steel-Impressed Current | 1980-05-29 | Cathodically Protected | Safe Suction (Euro)
1310015 | 3 |  | 1998-04-15 | no | 1998-04-15 | no | Currently in Use | Gas (Historical Use) | 2000 | Steel-Impressed Current | 1980-05-29 | Cathodically Protected | Safe Suction (Euro)
1310016 | 1 | Flapper Valve | 2001-11-15 | no | 2001-11-15 | no | Currently in Use | Diesel | 10000 | Composite | 2001-11-15 | Fiberglass Reinforced Plastic | Safe Suction (Euro)
1320001 | 1 | [5 empty] | Removed from Ground | Gas (Historical Use) | 560 | Bare Steel | 1966-03-22 | Galvanized Steel | Suction (American)
1320001 | 2 | [5 empty] | Removed from Ground | Gas (Historical Use) | 560 | Bare Steel | 1971-03-21 | Galvanized Steel | Suction (American)
1320003 | 1 | [5 empty] | Removed from Ground | Gas (Historical Use) | 1065 | Bare Steel | 1961-03-04 | Galvanized Steel | Suction (American)
1320003 | 2 | [5 empty] | Removed from Ground | Gas (Historical Use) | 1065 | Bare Steel | 1984-02-27 | Galvanized Steel | Suction (American)
1320003 | 3 | [5 empty] | Removed from Ground | Empty | 500 | Bare Steel | 1986-02-26 | Galvanized Steel | Suction (American)
1320004 | 1 | [5 empty] | Removed from Ground | Gas (Historical Use) | 10000 | Bare Steel | 1970-03-08 | Bare Steel | Pressurized
1320004 | 2 | [5 empty] | Removed from Ground | Gas (Historical Use) | 1000 | Cathodically Protected Steel | 1970-03-08 | Galvanized Steel | Safe Suction (Euro)
1320005 | 1 | [5 empty] | Removed from Ground | Gas (Historical Use) | 3000 | Bare Steel | 1969-03-10 | Galvanized Steel
1320007 | 1 |  | 1999-12-01 |  | 1999-12-01 |  | Removed from Ground | Diesel | 10000 | Steel-Impressed Current | 1977-03-10 | Cathodically Protected | Pressurized
1320007 | 2 |  | 1999-12-01 |  | 1999-12-01 |  | Removed from Ground | Gas (Historical Use) | 10000 | Steel-Impressed Current | 1977-03-10 | Cathodically Protected | Pressurized
1320009 | 1 | [5 empty] | Removed from Ground | Gas (Historical Use) | 2000 | Bare Steel | 1971-01-17 | Galvanized Steel
1320009 | 2 | [5 empty] | Removed from Ground | Diesel | 550 | Bare Steel | 1983-01-14 | Galvanized Steel
1320010 | 1 | [5 empty] | Removed from Ground | Gas (Historical Use) | 2000 | Bare Steel | 1971-01-17 | Galvanized Steel
1320010 | 2 | [5 empty] | Removed from Ground | Diesel | 1000 | Bare Steel | 1983-01-14 | Galvanized Steel | Suction (American)
1320011 | 3 | [5 empty] | Removed from Ground | Gas (Historical Use) | 2000 | Bare Steel | 1971-01-17 | Galvanized Steel
1320011 | 4 | [5 empty] | Removed from Ground | Diesel | 1000 | Cathodically Protected Steel | 1987-01-01 | Galvanized Steel | Suction (American)
1320013 | 1 | [5 empty] | Removed from Ground | Gas (Historical Use) | 6000 | Bare Steel | 1986-03-17 | Galvanized Steel | Safe Suction (Euro)
1320013 | 2 | [5 empty] | Removed from Ground | Gas (Historical Use) | 6000 | Bare Steel | 1986-03-17 | Galvanized Steel | Safe Suction (Euro)
1320013 | 3 | [5 empty] | Removed from Ground | Gas (Historical Use) | 1 | Bare Steel | 1986-03-17 | Galvanized Steel
1320013 | 4A |  | 1996-03-10 |  | 1996-03-10 |  | Currently in Use | Gas (Historical Use) | 6000 | Composite | 1996-03-08 | Fiberglass Reinforced Plastic | Pressurized
1320013 | 4B |  | 1996-03-10 |  | 1996-03-10 |  | Currently in Use | Gas (Historical Use) | 6000 | Composite | 1996-03-08 | Fiberglass Reinforced Plastic | Pressurized
1320014 | 1 | [5 empty] | Removed from Ground | Gas (Historical Use) | 4000 | Bare Steel | 1979-03-19 | Galvanized Steel
1320014 | 2 | [5 empty] | Removed from Ground | Gas (Historical Use) | 4000 | Bare Steel | 1973-03-20 | Galvanized Steel
1320014 | 3 | [5 empty] | Removed from Ground | Gas (Historical Use) | 4000 | Bare Steel | 1973-03-20 | Galvanized Steel
1320014 | 4 | [5 empty] | Removed from Ground | Gas (Historical Use) | 4000 | Bare Steel | 1973-03-20 | Galvanized Steel
1320014 | 5 | [5 empty] | Removed from Ground | Diesel | 1000 | Bare Steel | 1979-03-19 | Galvanized Steel
1320015 | 1 | [5 empty] | Removed from Ground | Gas (Historical Use) | 4000 | Bare Steel | 1961-03-23 | Galvanized Steel
1320015 | 2 | [5 empty] | Removed from Ground | Gas (Historical Use) | 4000 | Bare Steel | 1961-03-23 | Galvanized Steel
1320015 | 3 | [5 empty] | Removed from Ground | Gas (Historical Use) | 4000 | Bare Steel | 1961-03-23 | Galvanized Steel
1320015 | 4 |  |  | yes |  | yes | Removed from Ground | Used Oil | 0 | Bare Steel | 1961-03-23 | Galvanized Steel
1320015 | 5 | [5 empty] | Removed from Ground | Diesel | 0 | Bare Steel | 1961-03-23 | Galvanized Steel
1320016 | 1 | [5 empty] | Removed from Ground | Empty | 1000 | Bare Steel | 1967-03-29 | Unknown | Safe Suction (Euro)
1320016 | 2 | [5 empty] | Removed from Ground | Empty | 500 | Bare Steel | 1986-03-24 | Unknown | Safe Suction (Euro)
1320016 | 3 | [5 empty] | Removed from Ground | Empty | 1 | Bare Steel | 1986-03-24 | Unknown
1320017 | 1 | [5 empty] | Removed from Ground | Gas (Historical Use) | 4000 | Bare Steel | 1980-04-16 | Galvanized Steel | Safe Suction (Euro)
1320017 | 1A |  | 1998-08-01 |  | 1998-08-01 |  | Currently in Use | Gas (Historical Use) | 2000 | Composite | 1998-08-01 | Fiberglass Reinforced Plastic | Safe Suction (Euro)
1320017 | 2 | [5 empty] | Removed from Ground | Gas (Historical Use) | 4000 | Bare Steel | 1978-04-17 | Galvanized Steel | Safe Suction (Euro)
1320017 | 2A |  | 1998-08-01 |  | 1998-08-01 |  | Currently in Use | Gas (Historical Use) | 2000 | Composite | 1998-08-01 | Fiberglass Reinforced Plastic | Safe Suction (Euro)
1320017 | 3 | [5 empty] | Removed from Ground | Gas (Historical Use) | 1060 | Bare Steel | 1966-04-20 | Galvanized Steel | Safe Suction (Euro)
1320017 | 3A |  | 1998-08-01 |  | 1998-08-01 |  | Currently in Use | Gas (Historical Use) | 4000 | Composite | 1998-08-01 | Fiberglass Reinforced Plastic | Safe Suction (Euro)
1320017 | 4 | [5 empty] | Removed from Ground | Gas (Historical Use) | 1060 | Bare Steel | 1966-04-20 | Galvanized Steel
1320018 | 1 | [5 empty] | Removed from Ground | Gas (Historical Use) | 1060 | Bare Steel | 1979-04-17 | Galvanized Steel
1320018 | 2 | [5 empty] | Removed from Ground | Gas (Historical Use) | 4000 | Bare Steel | 1979-04-17 | Galvanized Steel
1320018 | 3 | [5 empty] | Removed from Ground | Diesel | 4000 | Bare Steel | 1979-04-17 | Galvanized Steel
1320018 | 4 | [5 empty] | Removed from Ground | Gas (Historical Use) | 4000 | Bare Steel | 1971-04-19 | Galvanized Steel
1320020 | 1 | [5 empty] | Removed from Ground | Gas (Historical Use) | 3000 | Bare Steel | 1971-04-19 | Galvanized Steel
1320020 | 2 | [5 empty] | Removed from Ground | Gas (Historical Use) | 3000 | Bare Steel | 1971-04-19 | Galvanized Steel
1320020 | 3 | [5 empty] | Removed from Ground | Gas (Historical Use) | 3000 | Bare Steel | 1971-04-19 | Galvanized Steel
1320021 | 1 | [5 empty] | Removed from Ground | Gas (Historical Use) | 2000 | Bare Steel | 1978-04-17 | Galvanized Steel | Suction (American)
1320021 | 2 | [5 empty] | Removed from Ground | Gas (Historical Use) | 2000 | Bare Steel | 1978-04-17 | Galvanized Steel | Suction (American)
1320021 | 3 | [5 empty] | Removed from Ground | Gas (Historical Use) | 2000 | Bare Steel | 1978-04-17 | Galvanized Steel | Suction (American)
1320021 | 4 | [5 empty] | Removed from Ground | Gas (Historical Use) | 1060 | Bare Steel | 1966-04-20 | Cathodically Protected
1320021 | 5 | [5 empty] | Removed from Ground | Gas (Historical Use) | 560 | Bare Steel | 1966-04-20 | Galvanized Steel
1320022 | 1 | [5 empty] | Removed from Ground | Diesel | 2000 | Bare Steel | 1983-04-23 | Galvanized Steel | Safe Suction (Euro)
1320022 | 2 | [5 empty] | Removed from Ground | Gas (Historical Use) | 560 | Bare Steel | 1983-04-23 | Galvanized Steel | Safe Suction (Euro)
1320022 | 3 |  | 1990-01-01 |  | 1990-01-01 |  | Removed from Ground | Diesel | 1000 | Galvanic (STIP-3) | 1990-01-01 | Cathodically Protected | Safe Suction (Euro)
1320022 | 4 |  | 1990-01-01 |  | 1990-01-01 |  | Removed from Ground | Gas (Historical Use) | 1000 | Galvanic (STIP-3) | 1990-01-01 | Cathodically Protected | Safe Suction (Euro)
1320023 | 535G1 | [5 empty] | Removed from Ground | Gas (Historical Use) | 1000 | Bare Steel | 1966-05-04 | Galvanized Steel | Safe Suction (Euro)
1320024 | 1 |  |  | yes |  | yes | Removed from Ground | Used Oil | 560 | Bare Steel | 1998-12-01 | Galvanized Steel | Safe Suction (Euro)
1320024 | 10502-1 | [5 empty] | Removed from Ground | Gas (Historical Use) | 2000 | Bare Steel | 1976-05-01 | Galvanized Steel | Safe Suction (Euro)
1320024 | 10502-2 | [5 empty] | Removed from Ground | Gas (Historical Use) | 1000 | Bare Steel | 1976-05-01 | Galvanized Steel | Safe Suction (Euro)
1320024 | 2 |  | 1998-06-04 |  | 1998-06-04 |  | Currently in Use | Gas (Historical Use) | 4000 | Fiberglass Double Walled | 1998-06-04 | Double-Walled Fiberglass | Pressurized
1320024 | 3 |  | 1998-06-04 |  | 1998-06-04 |  | Currently in Use | Diesel | 4000 | Fiberglass Double Walled | 1998-06-04 | Double-Walled Fiberglass | Pressurized
1320024 | 502D1 | [5 empty] | Removed from Ground | Diesel | 2000 | Bare Steel | 1976-05-01 | Galvanized Steel | Safe Suction (Euro)
1320024 | 502G1 | [5 empty] | Removed from Ground | Gas (Historical Use) | 2000 | Bare Steel | 1976-05-01 | Galvanized Steel | Safe Suction (Euro)
1320026 | 1 | [5 empty] | Removed from Ground | Gas (Historical Use) | 1000 | Bare Steel | 1970-05-03 | Unknown
1320026 | 2 | [5 empty] | Removed from Ground | Gas (Historical Use) | 1000 | Bare Steel | 1984-04-29 | Unknown
1320027 | 1 | [5 empty] | Removed from Ground | Diesel | 1500 | Bare Steel | 1972-01-01 | Copper | Suction (American)
1320028 | 1 | [5 empty] | Removed from Ground | Gas (Historical Use) | 560 | Bare Steel | 1961-04-28 | Galvanized Steel | Safe Suction (Euro)
1320028 | 2 | [5 empty] | Removed from Ground | Other | 600 | Bare Steel | 1961-04-28 | Galvanized Steel | Safe Suction (Euro)
1320028 | 217842 |  | 1994-11-10 |  | 1994-11-10 |  | Removed from Ground | Gas (Historical Use) | 1000 | Galvanic (STIP-3) | 1994-11-10 | Cathodically Protected | Safe Suction (Euro)
1320028 | 221768 |  | 1994-11-10 |  | 1994-11-10 |  | Removed from Ground | Diesel | 1000 | Galvanic (STIP-3) | 1994-11-10 | Cathodically Protected | Safe Suction (Euro)
1320028 | 3 | [5 empty] | Removed from Ground | Diesel | 560 | Bare Steel | 1984-04-22 | Galvanized Steel | Safe Suction (Euro)
1320029 | 1 | [5 empty] | Removed from Ground | Diesel | 2000 | Bare Steel | 1984-04-22 | Bare Steel | Safe Suction (Euro)
1320030 | 1 | [5 empty] | Removed from Ground | Gas (Historical Use) | 6000 | Fiberglass | 1985-01-01 | Galvanized Steel
1320030 | 2 | [5 empty] | Removed from Ground | Diesel | 6000 | Fiberglass | 1985-01-01 | Galvanized Steel
1320032 | 1 | [5 empty] | Removed from Ground | Gas (Historical Use) | 1000 | Galvanic (STIP-3) | 1960-05-11 | Galvanized Steel
1320032 | 2 | [5 empty] | Removed from Ground | Gas (Historical Use) | 5000 | Galvanic (STIP-3) | 1960-05-11 | Galvanized Steel
1320032 | 3 | [5 empty] | Removed from Ground | Gas (Historical Use) | 2000 | Galvanic (STIP-3) | 1971-05-09 | Galvanized Steel
1320032 | 4 |  | 1998-10-01 |  | 1998-10-01 |  | Removed from Ground | Gas (Historical Use) | 6000 | Galvanic (STIP-3) | 1986-05-05 | Fiberglass Reinforced Plastic | Pressurized
1320032 | 5 |  | 1998-10-01 |  | 1998-10-01 |  | Removed from Ground | Gas (Historical Use) | 6000 | Galvanic (STIP-3) | 1986-05-05 | Fiberglass Reinforced Plastic | Pressurized
1320032 | 6 |  | 1998-10-01 |  | 1998-10-01 |  | Removed from Ground | Gas (Historical Use) | 6000 | Galvanic (STIP-3) | 1986-05-05 | Fiberglass Reinforced Plastic | Pressurized
1320033 | 1 |  | 1998-10-01 |  | 1998-10-01 |  | Removed from Ground | Gas (Historical Use) | 3000 | Steel-Impressed Current | 1998-11-15 | Fiberglass Reinforced Plastic | Pressurized
1320033 | 2 |  | 1998-10-01 |  | 1998-10-01 |  | Removed from Ground | Gas (Historical Use) | 3000 | Steel-Impressed Current | 1998-11-15 | Fiberglass Reinforced Plastic
1320033 | 3 |  | 1998-10-01 |  | 1998-10-01 |  | Removed from Ground | Gas (Historical Use) | 3000 | Steel-Impressed Current | 1998-11-15 | Fiberglass Reinforced Plastic
1320033 | 4 |  | 1998-10-01 |  | 1998-10-01 |  | Removed from Ground | Gas (Historical Use) | 3000 | Steel-Impressed Current | 1998-11-15 | Fiberglass Reinforced Plastic | Pressurized
1320033 | 5 |  | 1998-10-01 |  | 1998-10-01 |  | Removed from Ground | Gas (Historical Use) | 4000 | Steel-Impressed Current | 1998-11-15 | Fiberglass Reinforced Plastic | Pressurized
1320033 | 6 |  | 1993-11-01 |  | 1993-11-01 |  | Currently in Use | Diesel | 10000 | Steel-Impressed Current | 1993-11-01 | Fiberglass Reinforced Plastic
1320033 | 7A |  | 2000-09-01 |  | 2000-09-01 |  | Currently in Use | Gas (Historical Use) | 12000 | Fiberglass | 2000-09-01 | Fiberglass Reinforced Plastic | Pressurized
1320033 | 7B |  | 2000-09-01 |  | 2000-09-01 |  | Currently in Use | Gas (Historical Use) | 3000 | Fiberglass | 2000-09-01 | Fiberglass Reinforced Plastic | Pressurized
1320033 | T-1 |  |  | yes |  | yes | Removed from Ground | Used Oil | 500 | Not Marked/Unknown | 1996-06-26 | Not Marked
1320033 | T-2 | [5 empty] | Removed from Ground | Diesel | 500 | Not Marked/Unknown | 1996-06-26 | Not Marked
1320033 | T-3 | [5 empty] | Removed from Ground | Kerosene | 500 | Not Marked/Unknown | 1996-06-26 | Not Marked
1320034 | 1 | [5 empty] | Removed from Ground | Gas (Historical Use) | 0 | Bare Steel | 1986-05-06 | Cathodically Protected
1320034 | 2 | [5 empty] | Removed from Ground | Gas (Historical Use) | 0 | Bare Steel | 1986-05-06 | Galvanized Steel
1320034 | 3 | [5 empty] | Removed from Ground | Gas (Historical Use) | 0 | Bare Steel | 1986-05-06 | Galvanized Steel
1320035 | 1 |  | 1994-09-01 |  | 1994-09-01 |  | Currently in Use | Diesel | 8000 | Galvanic (STIP-3) | 1986-05-06 | Double-Walled Flex | Pressurized
1320035 | 2 |  | 1994-09-01 |  | 1994-09-01 |  | Currently in Use | Gas (Historical Use) | 6000 | Galvanic (STIP-3) | 1986-05-06 | Double-Walled Flex | Pressurized
1320035 | 3 |  | 1994-09-01 |  | 1994-09-01 |  | Currently in Use | Gas (Historical Use) | 6000 | Galvanic (STIP-3) | 1986-05-06 | Double-Walled Flex | Pressurized
1320035 | 4 |  | 1994-09-01 |  | 1994-09-01 |  | Currently in Use | Diesel | 4000 | Galvanic (STIP-3) | 1986-05-06 | Double-Walled Flex | Pressurized
1320036 | 1 | [5 empty] | Removed from Ground | Empty | 500 | Bare Steel | 1965-05-13 | Unknown | Suction (American)
1320037 | 1 | [5 empty] | Removed from Ground | Gas (Historical Use) | 2000 | Bare Steel | 1974-05-11 | Galvanized Steel | Suction (American)
1320037 | 2 | [5 empty] | Removed from Ground | Gas (Historical Use) | 2000 | Bare Steel | 1974-05-11 | Galvanized Steel | Suction (American)
1320037 | 3A |  | 1998-08-01 | no | 1998-08-01 | no | Currently in Use | Gas (Historical Use) | 6000 | Composite | 1998-08-01 | Fiberglass Reinforced Plastic | Pressurized
1320037 | 3B |  | 1998-08-01 |  | 1998-08-01 |  | Currently in Use | Gas (Historical Use) | 2000 | Composite | 1998-08-01 | Fiberglass Reinforced Plastic | Pressurized
1320039 | 1 |  | 1998-03-01 |  | 1998-03-01 |  | Removed from Ground | Gas (Historical Use) | 5000 | Bare Steel | 1971-05-12 | Fiberglass Reinforced Plastic | Pressurized
1320039 | 2 | [5 empty] | Removed from Ground | Gas (Historical Use) | 5000 | Bare Steel | 1971-05-12 | Galvanized Steel | Pressurized
1320039 | 3 | [5 empty] | Removed from Ground | Gas (Historical Use) | 5000 | Bare Steel | 1971-05-12 | Galvanized Steel | Pressurized
1320039 | 4 | [5 empty] | Removed from Ground | Diesel | 4000 | Bare Steel | 1986-06-01 | Bare Steel | Pressurized
1320039 | 5A |  | 1998-03-01 | no | 1998-03-01 | no | Temporarily out of use | Gas (Historical Use) | 8000 | Composite | 1998-01-01 | Fiberglass Reinforced Plastic | Pressurized
1320039 | 5B |  | 1998-03-01 | no | 1998-03-01 | no | Temporarily out of use | Gas (Historical Use) | 4000 | Composite | 1998-01-01 | Fiberglass Reinforced Plastic | Pressurized
1320039 | 6 |  | 2003-07-29 | no | 2003-07-29 | no | Temporarily out of use | Diesel | 4000 | Steel-Impressed Current | 2003-07-29 | Fiberglass Reinforced Plastic | Pressurized
1320040 | 1 | Flapper Valve | 1998-11-01 | no | 1998-11-01 | no | Currently in Use |  | 4000 | Steel-Impressed Current | 2016-03-23 | Steel (Impressed Current) | Suction (American)
1320040 | 2 |  | 1998-11-01 | no | 1998-11-01 | no | Currently in Use |  | 6000 | Steel-Impressed Current | 1998-12-21 | Steel (Impressed Current) | Suction (American)
1320040 | 3 | Flapper Valve | 1998-11-01 | no | 1998-11-01 | no | Currently in Use | Diesel | 8000 | Steel-Impressed Current | 1998-12-21 | Steel (Impressed Current) | Suction (American)
1320041 | 1 | [5 empty] | Removed from Ground | Gas (Historical Use) | 4500 | Not Marked/Unknown | 1956-05-15 | Not Marked
1320041 | 2 | [5 empty] | Removed from Ground | Gas (Historical Use) | 4500 | Not Marked/Unknown | 1956-05-15 | Not Marked
1320041 | 3 | [5 empty] | Removed from Ground | Gas (Historical Use) | 280 | Not Marked/Unknown | 1956-05-15 | Not Marked
1320041 | 4 | [5 empty] | Removed from Ground | Gas (Historical Use) | 6000 | Not Marked/Unknown | 1993-10-01 | Not Marked
1320041 | 5 | [5 empty] | Removed from Ground | Gas (Historical Use) | 6000 | Not Marked/Unknown | 1993-10-01 | Not Marked
1320041 | 6 | [5 empty] | Removed from Ground | Gas (Historical Use) | 6000 | Not Marked/Unknown | 1993-10-01 | Not Marked
1320042 | 1 |  | 1991-07-01 |  | 1991-07-01 |  | Removed from Ground | Gas (Historical Use) | 8000 | Unknown | 1983-05-08 | Bare Steel | Pressurized
1320042 | 2 |  | 1991-07-01 |  | 1991-07-01 |  | Removed from Ground | Gas (Historical Use) | 8000 | Unknown | 1983-05-08 | Bare Steel | Pressurized
1320042 | 3 |  | 1991-07-01 |  | 1991-07-01 |  | Removed from Ground | Gas (Historical Use) | 4000 | Unknown | 1983-05-08 | Bare Steel | Pressurized
1320042 | 4 |  | 1991-07-01 |  | 1991-07-01 |  | Removed from Ground | Diesel | 6000 | Unknown | 1983-05-08 | Bare Steel | Pressurized
1320042 | 5A |  | 2006-11-29 | no | 2006-11-29 | no | Currently in Use | Gas (Historical Use) | 8000 | Composite | 2006-11-28 | Fiberglass Reinforced Plastic | Pressurized
1320042 | 5B |  | 2006-11-29 | no | 2006-11-29 | no | Currently in Use | Gas (Historical Use) | 4000 | Composite | 2006-11-28 | Fiberglass Reinforced Plastic | Pressurized
1320044 | 1 |  | 1994-01-01 |  | 1994-01-01 |  | Currently in Use | Gas (Historical Use) | 8000 | Steel-Impressed Current | 1984-05-08 | Fiberglass Reinforced Plastic | Pressurized
1320044 | 2 |  | 1994-01-01 |  | 1994-01-01 |  | Currently in Use | Gas (Historical Use) | 8000 | Steel-Impressed Current | 1984-05-08 | Fiberglass Reinforced Plastic | Pressurized
1320044 | 3 |  | 1994-01-01 |  | 1994-01-01 |  | Currently in Use | Gas (Historical Use) | 8000 | Steel-Impressed Current | 1984-05-08 | Fiberglass Reinforced Plastic | Pressurized
1320044 | 4 |  | 1994-01-01 |  | 1994-01-01 |  | Currently in Use | Diesel | 8000 | Steel-Impressed Current | 1984-05-08 | Fiberglass Reinforced Plastic | Pressurized
1320044 | 5 |  | 1994-01-01 |  | 1994-01-01 |  | Currently in Use | Kerosene | 4000 | Steel-Impressed Current | 1984-05-08 | Fiberglass Reinforced Plastic | Pressurized
1320045 | 1 | [5 empty] | Permanently Out of Use - historical purposes | Empty | 4000 | Bare Steel | 1976-05-10 | Galvanized Steel
1320045 | 2 | [5 empty] | Permanently Out of Use - historical purposes | Empty | 4000 | Bare Steel | 1976-05-10 | Galvanized Steel
1320045 | 3 | [5 empty] | Permanently Out of Use - historical purposes | Empty | 4000 | Bare Steel | 1976-05-10 | Galvanized Steel
1320047 | 1 | [5 empty] | Removed from Ground | Empty | 6000 | Bare Steel | 1974-05-11 | Galvanized Steel
1320047 | 2 | [5 empty] | Removed from Ground | Empty | 4000 | Bare Steel | 1974-05-11 | Galvanized Steel
1320047 | 3 | [5 empty] | Removed from Ground | Empty | 4000 | Bare Steel | 1974-05-11 | Galvanized Steel
1320047 | 4A |  | 1998-11-10 |  | 1998-11-10 |  | Currently in Use | Gas (Historical Use) | 12000 | Composite | 1998-11-10 | Double-Walled Flex | Pressurized
1320047 | 4B |  | 1998-11-10 |  | 1998-11-10 |  | Currently in Use | Gas (Historical Use) | 8000 | Composite | 1998-11-10 | Double-Walled Flex | Pressurized
1320048 | 1 | [5 empty] | Removed from Ground | Diesel | 2000 | Bare Steel | 1970-05-12 | Galvanized Steel
1320049 | 1 | [5 empty] | Removed from Ground | Empty | 3000 | Bare Steel | 1974-05-11 | Galvanized Steel
1320049 | 2 | [5 empty] | Removed from Ground | Empty | 3000 | Bare Steel | 1974-05-11 | Galvanized Steel
1320049 | 3 | [5 empty] | Removed from Ground | Gas (Historical Use) | 1000 | Bare Steel | 1970-05-12 | Galvanized Steel
1320049 | 4 | [5 empty] | Removed from Ground | Empty | 1000 | Bare Steel | 1970-05-12 | Galvanized Steel
1320049 | 5 |  | 1994-10-20 |  | 1994-10-20 |  | Temporarily out of use | Gas (Historical Use) | 6110 | Galvanic (STIP-3) | 1994-10-20 | Fiberglass Reinforced Plastic | Pressurized
1320049 | 6 |  | 1997-10-20 |  | 1994-10-20 |  | Temporarily out of use | Diesel | 2005 | Galvanic (STIP-3) | 1994-10-20 | Fiberglass Reinforced Plastic | Suction (American)
1320049 | 7 |  | 1994-10-20 |  | 1994-10-20 |  | Temporarily out of use | Gas (Historical Use) | 4136 | Galvanic (STIP-3) | 1994-10-20 | Fiberglass Reinforced Plastic | Pressurized
1320052 | 1 | [5 empty] | Closed in Ground | Diesel | 7000 | Fiberglass | 1979-05-10 | Galvanized Steel
1320053 | 1 |  | 1998-12-20 |  | 1998-12-20 |  | Currently in Use | Gas (Historical Use) | 3000 | Galvanic (STIP-3) | 1987-01-01 | Fiberglass Reinforced Plastic | Safe Suction (Euro)
1320053 | 2 |  | 1998-12-20 |  | 1998-12-20 |  | Currently in Use | Gas (Historical Use) | 3000 | Galvanic (STIP-3) | 1987-01-01 | Fiberglass Reinforced Plastic | Safe Suction (Euro)
1320054 | 1 | [5 empty] | Removed from Ground | Diesel | 250 | Bare Steel | 1986-01-01 | Bare Steel | Suction (American)
1320055 | 1 | [5 empty] | Removed from Ground | Diesel | 560 | Bare Steel | 1984-01-02 | Bare Steel
1322000 | 1 |  | 1998-11-15 |  | 1998-11-15 |  | Removed from Ground | Gas (Historical Use) | 2000 | Steel-Impressed Current | 1978-01-01 | Cathodically Protected | Safe Suction (Euro)
1322000 | 2 |  | 1998-11-15 |  | 1998-11-15 |  | Removed from Ground | Gas (Historical Use) | 2000 | Steel-Impressed Current | 1978-01-01 | Cathodically Protected | Safe Suction (Euro)
1322001 | 1 |  |  | yes |  | yes | Removed from Ground | Used Oil | 560 | Bare Steel | 1961-04-28 | Galvanized Steel | Safe Suction (Euro)
1322001 | 2 | [5 empty] | Removed from Ground | Other | 6000 | Bare Steel | 1961-04-28 | Galvanized Steel | Safe Suction (Euro)
1322001 | 3 | [5 empty] | Removed from Ground | Diesel | 560 | Bare Steel | 1984-04-22 | Galvanized Steel | Safe Suction (Euro)
1330001 | 1 | [5 empty] | Removed from Ground | Gas (Historical Use) | 4000 | Bare Steel | 1956-03-27 | Unknown
1330001 | 2 | [5 empty] | Removed from Ground | Gas (Historical Use) | 4000 | Bare Steel | 1956-03-27 | Unknown
1330001 | 3 | [5 empty] | Removed from Ground | Diesel | 4000 | Bare Steel | 1956-03-27 | Unknown
1330001 | 4 | [5 empty] | Removed from Ground | Gas (Historical Use) | 4000 | Bare Steel | 1956-03-27 | Unknown
1330002 | 1 | [5 empty] | Removed from Ground | Empty | 3000 | Bare Steel | 1970-01-01 | Galvanized Steel
1330002 | 2 | [5 empty] | Removed from Ground | Empty | 1000 | Bare Steel | 1970-01-01 | Galvanized Steel
1330002 | 3 | [5 empty] | Removed from Ground | Empty | 1000 | Bare Steel | 1970-01-01 | Galvanized Steel
1330003 | 1 | [5 empty] | Removed from Ground | Gas (Historical Use) | 10000 | Bare Steel | 1969-12-17 | Galvanized Steel
1330003 | 10 | [5 empty] | Removed from Ground | Empty | 500 | Bare Steel | 1960-12-19 | Galvanized Steel
1330003 | 2 | [5 empty] | Removed from Ground | Gas (Historical Use) | 10000 | Bare Steel | 1979-12-15 | Galvanized Steel
1330003 | 3 | [5 empty] | Removed from Ground | Diesel | 1000 | Bare Steel | 1952-12-21 | Galvanized Steel
1330003 | 4 |  |  | yes |  | yes | Removed from Ground | Used Oil | 500 | Bare Steel | 1960-12-19 | Galvanized Steel
1330003 | 5 |  |  | yes |  | yes | Removed from Ground | Used Oil | 500 | Bare Steel | 1960-12-19 | Galvanized Steel
1330003 | 6 | [5 empty] | Removed from Ground | Empty | 500 | Bare Steel | 1960-12-19 | Galvanized Steel
1330003 | 7 |  |  | yes |  | yes | Removed from Ground | Used Oil | 500 | Bare Steel | 1960-12-19 | Galvanized Steel
1330003 | 8 |  |  | yes |  | yes | Removed from Ground | Used Oil | 500 | Bare Steel | 1960-12-19 | Galvanized Steel
1330003 | 9 | [5 empty] | Removed from Ground | Empty | 500 | Bare Steel | 1960-12-19 | Galvanized Steel
1330005 | 11 |  | 1989-04-17 |  | 1989-06-01 |  | Removed from Ground | Gas (Historical Use) | 10000 | Steel-Impressed Current | 1983-12-14 | Cathodically Protected | Pressurized
1330005 | 12 |  | 1989-04-17 |  | 1989-06-01 |  | Removed from Ground | Diesel | 10000 | Steel-Impressed Current | 1983-12-14 | Cathodically Protected | Pressurized
1330005 | 13 |  | 1989-04-17 |  | 1989-06-01 |  | Removed from Ground | Diesel | 6000 | Steel-Impressed Current | 1983-12-14 | Cathodically Protected | Pressurized
1330011 | 1 | [5 empty] | Removed from Ground | Gas (Historical Use) | 550 | Bare Steel | 1986-04-10 | Galvanized Steel | Suction (American)
1330013 | 1 |  |  | no |  | no | Removed from Ground | Gas (Historical Use) | 1000 | Bare Steel | 2005-03-09
1330013 | 353D1 | [5 empty] | Removed from Ground | Diesel | 1000 | Bare Steel | 1972-05-02 | Galvanized Steel
1330013 | 353D2 | [5 empty] | Removed from Ground | Diesel | 1000 | Bare Steel | 1972-05-02 | Galvanized Steel
1330013 | 353D3 |  | 1998-07-01 |  | 1998-07-01 |  | Currently in Use | Diesel | 10000 | Fiberglass | 1998-07-01 | Double-Walled Fiberglass | Pressurized
1330013 | 353G1 | [5 empty] | Removed from Ground | Gas (Historical Use) | 1000 | Bare Steel | 1972-05-02 | Galvanized Steel
1330013 | 353G2 | [5 empty] | Removed from Ground | Gas (Historical Use) | 1000 | Bare Steel | 1972-05-02 | Galvanized Steel
1330013 | 353G3 |  | 1998-07-01 |  | 1998-07-01 |  | Currently in Use | Gas (Historical Use) | 6000 | Fiberglass | 1998-07-01 | Double-Walled Fiberglass | Pressurized
1330015 | 1 | [5 empty] | Removed from Ground | Gas (Historical Use) | 4000 | Bare Steel | 1985-04-07 | Galvanized Steel | Suction (American)
1330015 | 2 | [5 empty] | Removed from Ground | Gas (Historical Use) | 4000 | Bare Steel | 1985-04-07 | Galvanized Steel | Suction (American)
1330015 | 3 | [5 empty] | Removed from Ground | Gas (Historical Use) | 6000 | Bare Steel | 1985-04-07 | Galvanized Steel | Suction (American)
1330015 | 4 | [5 empty] | Removed from Ground | Gas (Historical Use) | 3000 | Bare Steel | 1985-04-07 | Galvanized Steel | Suction (American)
1330015 | 5 |  | 1999-04-01 |  | 1999-04-01 |  | Temporarily out of use | Gas (Historical Use) | 10000 | Composite | 1999-04-01 | Double Walled | Pressurized
1330015 | 6 |  | 1999-04-01 |  | 1999-04-01 |  | Temporarily out of use | Gas (Historical Use) | 12000 | Composite | 1999-04-01 | Double Walled | Pressurized
1330016 | 1 |  | 1998-12-21 |  | 1998-12-21 |  | Removed from Ground | Gas (Historical Use) | 10000 | Steel-Impressed Current | 1984-04-07 | Fiberglass Reinforced Plastic | Pressurized
1330016 | 2 |  | 1998-12-21 |  | 1998-12-21 |  | Removed from Ground | Gas (Historical Use) | 4000 | Steel-Impressed Current | 1984-04-07 | Fiberglass Reinforced Plastic | Pressurized
1330016 | 3 |  | 1998-12-21 |  | 1998-12-21 |  | Removed from Ground | Diesel | 3000 | Steel-Impressed Current | 1984-04-07 | Cathodically Protected | Suction (American)
1330016 | 4 |  | 1998-12-21 |  | 1998-12-21 |  | Removed from Ground | Gas (Historical Use) | 3000 | Steel-Impressed Current | 1984-04-07 | Fiberglass Reinforced Plastic | Pressurized
1330016 | 5 |  | 1998-12-21 |  | 1998-12-21 |  | Removed from Ground | Gas (Historical Use) | 3000 | Steel-Impressed Current | 1984-04-07 | Fiberglass Reinforced Plastic | Pressurized
1330016 | 6 |  | 1998-12-21 |  | 1998-12-21 |  | Removed from Ground | Diesel | 3000 | Steel-Impressed Current | 1984-04-07 | Fiberglass Reinforced Plastic | Suction (American)
1330016 | 7A | Ball Float | 2014-02-28 | no | 2014-02-28 | no | Currently in Use | Gas (Historical Use) | 10000 | Tank Jacket | 2014-02-28 | Double-Walled Fiberglass | Pressurized
1330016 | 7B | Ball Float | 2014-02-28 | no | 2014-02-28 | no | Currently in Use | Gas (Historical Use) | 5000 | Tank Jacket | 2014-02-28 | Double-Walled Fiberglass | Pressurized
1330016 | 7C | Ball Float | 2014-02-28 | no | 2014-02-28 | no | Currently in Use | Diesel | 5000 | Tank Jacket | 2014-02-28 | Double-Walled Fiberglass | Pressurized
1330017 | 1AST | [5 empty] | Currently in Use | Diesel | 1 | Bare Steel |  | Bare Steel
1330017 | DUMMY | [5 empty] | Permanently Out of Use - historical purposes | Other | 550 | Bare Steel |  | Bare Steel
1330018 | 1 |  | 1994-01-01 |  | 1994-01-01 |  | Removed from Ground | Gas (Historical Use) | 6000 | Steel-Impressed Current | 1978-05-07 | Cathodically Protected | Suction (American)
1330018 | 2 |  | 1994-01-01 |  | 1994-01-01 |  | Removed from Ground | Gas (Historical Use) | 6000 | Steel-Impressed Current | 1978-05-07 | Cathodically Protected | Suction (American)
1330018 | 3 |  | 1994-01-01 |  | 1994-01-01 |  | Removed from Ground | Gas (Historical Use) | 6000 | Steel-Impressed Current | 1987-01-01 | Cathodically Protected | Suction (American)
1330020 | 1 | [5 empty] | Removed from Ground | Gas (Historical Use) | 6000 | Bare Steel | 1978-05-07 | Galvanized Steel
1330020 | 2 | [5 empty] | Removed from Ground | Gas (Historical Use) | 6000 | Bare Steel | 1978-05-07 | Galvanized Steel
1330020 | 3 | [5 empty] | Removed from Ground | Gas (Historical Use) | 6000 | Bare Steel | 1978-05-07 | Galvanized Steel
1330023 | 1 |  | 1994-05-31 |  | 1994-05-31 |  | Removed from Ground | Gas (Historical Use) | 8000 | Steel-Impressed Current | 1983-03-01 | Cathodically Protected | Pressurized
1330023 | 2 |  | 1994-05-31 |  | 1994-05-31 |  | Removed from Ground | Gas (Historical Use) | 6000 | Steel-Impressed Current | 1983-03-01 | Cathodically Protected | Pressurized
1330023 | 3 |  | 1994-05-31 |  | 1994-05-31 |  | Removed from Ground | Gas (Historical Use) | 8000 | Steel-Impressed Current | 1983-03-01 | Cathodically Protected | Pressurized
1330025 | 10352-1 | [5 empty] | Removed from Ground | Empty | 1000 | Bare Steel | 1986-04-29 | Galvanized Steel
1330025 | 10352-2 | [5 empty] | Removed from Ground | Diesel | 1060 | Bare Steel | 1986-04-29 | Galvanized Steel
1330025 | 10352-3 |  |  | yes |  | yes | Removed from Ground | Empty | 1060 | Bare Steel | 1986-04-29 | Galvanized Steel
1330026 | 1 |  | 1998-12-04 |  | 1998-12-04 |  | Currently in Use | Gas (Historical Use) | 10000 | Cathodically Protected Steel | 1972-05-11 | Double-Walled Flex | Pressurized
1330026 | 2 |  | 1998-12-04 |  | 1998-12-04 |  | Currently in Use | Gas (Historical Use) | 10000 | Cathodically Protected Steel | 1972-05-11 | Double-Walled Flex | Pressurized
1330026 | 3 |  | 1998-12-04 |  | 1998-12-04 |  | Currently in Use | Diesel | 10000 | Cathodically Protected Steel | 1972-05-11 | Double-Walled Flex | Pressurized
1330026 | 4 |  | 1998-12-04 |  | 1998-12-04 |  | Removed from Ground | Gas (Historical Use) | 10000 | Cathodically Protected Steel | 1975-05-11 | Cathodically Protected | Pressurized
1330026 | 5 | [5 empty] | Removed from Ground | Other | 4000 | Bare Steel | 1978-05-10 | Galvanized Steel | Pressurized
1330026 | 6 | [5 empty] | Removed from Ground | Kerosene | 4000 | Bare Steel | 1978-05-10 | Galvanized Steel | Suction (American)
1330026 | 7 | [5 empty] | Removed from Ground | Kerosene | 4000 | Bare Steel | 1978-05-10 | Galvanized Steel | Pressurized
1330026 | 8 | [5 empty] | Removed from Ground | Kerosene | 1000 | Bare Steel | 1978-05-10 | Galvanized Steel
1330041 | 1 | [5 empty] | Removed from Ground | Diesel | 10000 | Bare Steel | 1980-04-11 | Unknown
1330041 | 2 | [5 empty] | Removed from Ground | Empty | 1000 | Bare Steel | 1980-04-11 | Unknown
1330042 | 1 | [5 empty] | Removed from Ground | Gas (Historical Use) | 3000 | Composite | 1982-04-11 | Cathodically Protected
1330042 | 2 | [5 empty] | Removed from Ground | Diesel | 10000 | Composite | 1982-04-11 | Unknown
1330043 | 1 | [5 empty] | Removed from Ground | Gas (Historical Use) | 4000 | Bare Steel | 1968-12-05 | Bare Steel | Suction (American)
1330043 | 2 | [5 empty] | Removed from Ground | Diesel | 2280 | Bare Steel | 1968-12-05 | Bare Steel | Suction (American)
1330043 | 3 | [5 empty] | Removed from Ground | Diesel | 4000 | Bare Steel | 1968-12-05 | Bare Steel | Suction (American)
1330043 | 4 | [5 empty] | Removed from Ground | Gas (Historical Use) | 4000 | Bare Steel | 1968-12-05 | Bare Steel | Suction (American)
1330043 | 5 | [5 empty] | Removed from Ground | Gas (Historical Use) | 1000 | Bare Steel | 1968-12-05 | Bare Steel | Suction (American)
1330045 | 1 | [5 empty] | Removed from Ground | Gas (Historical Use) | 560 | Bare Steel | 1976-04-11 | Galvanized Steel
1330046 | 1 | [5 empty] | Closed in Ground | Empty | 4000 | Bare Steel | 1974-04-12 | Galvanized Steel
1330046 | 2 | [5 empty] | Removed from Ground | Gas (Historical Use) | 3000 | Bare Steel | 1986-04-09 | Galvanized Steel
1330046 | 3 | [5 empty] | Removed from Ground | Gas (Historical Use) | 3000 | Bare Steel | 1986-04-09 | Galvanized Steel
1330046 | 4 | [5 empty] | Removed from Ground | Gas (Historical Use) | 3000 | Bare Steel | 1986-04-09 | Galvanized Steel
1330046 | 5 | [5 empty] | Removed from Ground | Diesel | 3000 | Bare Steel | 1986-04-09 | Galvanized Steel
1330047 | 1 | [5 empty] | Temporarily out of use | Gas (Historical Use) | 8000 | Bare Steel | 1979-03-27 | Galvanized Steel
1330047 | 2 | [5 empty] | Temporarily out of use | Gas (Historical Use) | 6000 | Bare Steel | 1979-03-27 | Unknown
1330047 | 3 | [5 empty] | Temporarily out of use | Gas (Historical Use) | 2000 | Bare Steel | 1979-03-27 | Galvanized Steel
1330047 | 4 |  |  | yes |  | yes | Temporarily out of use | Used Oil | 500 | Bare Steel | 1979-03-27 | Galvanized Steel
1330050 | 1 | [5 empty] | Removed from Ground | Gas (Historical Use) | 550 | Bare Steel | 1971-04-27 | Galvanized Steel
1330050 | 1994 |  | 1995-04-18 |  | 1995-04-18 |  | Currently in Use | Gas (Historical Use) | 2000 | Bare Steel | 1994-06-09 | Galvanized Steel | Suction (American)
1330051 | 1 | Flapper Valve | 1996-03-20 |  | 1996-03-20 |  | Currently in Use | Gas (Historical Use) | 4000 | Steel-Impressed Current | 1981-01-01 | Steel (Impressed Current) | Pressurized
1330051 | 2 | Flapper Valve | 1996-03-20 |  | 1996-03-20 |  | Currently in Use | Gas (Historical Use) | 4000 | Steel-Impressed Current | 1981-01-01 | Steel (Impressed Current) | Pressurized
1330051 | 3 | Flapper Valve | 1996-03-20 |  | 1996-03-20 |  | Currently in Use | Gas (Historical Use) | 4000 | Steel-Impressed Current | 1981-01-01 | Steel (Impressed Current) | Pressurized
1330051 | 4 | Flapper Valve | 1996-03-20 |  | 1996-03-20 |  | Currently in Use | Diesel | 4000 | Steel-Impressed Current | 1981-01-01 | Steel (Impressed Current) | Pressurized
1330052 | 1 |  | 1996-02-08 |  | 1996-02-08 |  | Removed from Ground | Gas (Historical Use) | 6000 | Steel-Impressed Current | 1982-01-01 | Galvanized Steel | Safe Suction (Euro)
1330052 | 2 |  | 1996-02-08 |  | 1996-02-08 |  | Removed from Ground | Gas (Historical Use) | 6000 | Steel-Impressed Current | 1982-01-01 | Galvanized Steel | Suction (American)
1330052 | 3 |  | 1996-02-08 |  | 1996-02-08 |  | Removed from Ground | Gas (Historical Use) | 6000 | Steel-Impressed Current | 1982-01-01 | Galvanized Steel | Suction (American)
1330052 | 4 | Flapper Valve | 1999-10-22 | no | 1999-10-22 | no | Currently in Use | E-10 | 10000 | Composite Double Walled | 1999-10-22 | Double-Walled Flex | Pressurized
1330052 | 5 | Flapper Valve | 1999-10-22 | no | 1999-10-22 | no | Currently in Use | E-10 | 8000 | Composite Double Walled | 1999-10-22 | Double-Walled Flex | Pressurized
1330054 | 1 | [5 empty] | Removed from Ground | Gas (Historical Use) | 500 | Bare Steel | 1961-01-01 | Galvanized Steel
1330054 | 2 | [5 empty] | Removed from Ground | Diesel | 500 | Bare Steel | 1961-01-01 | Galvanized Steel
1330057 | 1 | [5 empty] | Removed from Ground | Gas (Historical Use) | 2000 | Bare Steel | 1971-05-09 | Galvanized Steel | Safe Suction (Euro)
1330057 | 2 | [5 empty] | Removed from Ground | Gas (Historical Use) | 1000 | Bare Steel | 1961-05-11 | Galvanized Steel
1330057 | 3 | [5 empty] | Removed from Ground | Diesel | 10000 | Bare Steel | 1982-05-06 | Galvanized Steel | Safe Suction (Euro)
1330059 | 1 | [5 empty] | Removed from Ground | Empty | 4000 | Bare Steel | 1966-05-07 | Galvanized Steel
1330059 | 2 | [5 empty] | Removed from Ground | Empty | 2000 | Bare Steel | 1966-05-07 | Galvanized Steel
1330061 | 1 | [5 empty] | Removed from Ground | Gas (Historical Use) | 1000 | Bare Steel | 1984-02-16 | Galvanized Steel
1330061 | 2 | [5 empty] | Removed from Ground | Gas (Historical Use) | 1000 | Bare Steel | 1984-02-16 | Galvanized Steel
1330062 | 1 | [5 empty] | Removed from Ground | Gas (Historical Use) | 1000 | Bare Steel | 1986-05-05 | Galvanized Steel
1330062 | 2 | [5 empty] | Removed from Ground | Gas (Historical Use) | 3000 | Bare Steel | 1986-05-05 | Galvanized Steel
1330062 | 3 | [5 empty] | Removed from Ground | Diesel | 4000 | Bare Steel | 1986-05-05 | Galvanized Steel
1330063 | 1 | [5 empty] | Removed from Ground | Gas (Historical Use) | 2000 | Bare Steel | 1986-05-05 | Galvanized Steel
1330063 | 2 | [5 empty] | Removed from Ground | Diesel | 8200 | Bare Steel | 1986-05-05 | Galvanized Steel
1330064 | 1 |  | 1996-05-26 |  | 1996-05-26 |  | Removed from Ground | Gas (Historical Use) | 8000 | Steel-Impressed Current | 1986-05-06 | Cathodically Protected | Suction (American)
1330064 | 2 |  | 1996-05-26 |  | 1996-05-26 |  | Removed from Ground | Gas (Historical Use) | 6000 | Steel-Impressed Current | 1986-05-06 | Cathodically Protected | Suction (American)
1330064 | 3 |  | 1996-05-26 |  | 1996-05-26 |  | Removed from Ground | Gas (Historical Use) | 2004 | Steel-Impressed Current | 1986-05-06 | Cathodically Protected | Suction (American)
1330064 | 4 | [5 empty] | Removed from Ground | Diesel | 4000 | Bare Steel | 1986-05-06 | Galvanized Steel | Suction (American)
1330065 | 1 | [5 empty] | Removed from Ground | Gas (Historical Use) | 3000 | Bare Steel | 1976-05-10 | Galvanized Steel | Pressurized
1330065 | 2 | [5 empty] | Removed from Ground | Empty | 3000 | Bare Steel | 1976-05-10 | Galvanized Steel | Pressurized
1330065 | 3 | [5 empty] | Removed from Ground | Empty | 3000 | Bare Steel | 1976-05-10 | Galvanized Steel | Pressurized
1330065 | 4 | [5 empty] | Removed from Ground | Gas (Historical Use) | 3000 | Bare Steel | 1976-05-10 | Galvanized Steel | Suction (American)
1330065 | 5 | [5 empty] | Removed from Ground | Empty | 4000 | Bare Steel | 1976-05-10 | Galvanized Steel | Pressurized
1330065 | 6 | [5 empty] | Removed from Ground | Empty | 550 | Bare Steel | 1998-02-19 | Galvanized Steel
1330067 | DF | [5 empty] | Removed from Ground | Diesel | 1000 | Bare Steel | 1974-05-11 | Galvanized Steel
1330067 | NLR | [5 empty] | Removed from Ground | Gas (Historical Use) | 1000 | Bare Steel | 1974-05-11 | Galvanized Steel
1330067 | R | [5 empty] | Removed from Ground | Gas (Historical Use) | 1000 | Bare Steel | 1974-05-11 | Galvanized Steel
1330068 | 1 | [5 empty] | Removed from Ground | Gas (Historical Use) | 4000 | Bare Steel | 1974-05-08 | Galvanized Steel
1330068 | 2 | [5 empty] | Removed from Ground | Gas (Historical Use) | 3000 | Bare Steel | 1974-05-08 | Galvanized Steel
1330068 | 3 | [5 empty] | Removed from Ground | Gas (Historical Use) | 3000 | Bare Steel | 1974-05-08 | Galvanized Steel
1330068 | 4 |  | 1997-06-26 |  | 1997-06-26 |  | Currently in Use | Gas (Historical Use) | 6000 | Steel-Impressed Current | 1986-03-01 | Cathodically Protected | Pressurized
1330068 | 5 |  | 1997-06-26 |  | 1997-06-26 |  | Currently in Use | Gas (Historical Use) | 6000 | Steel-Impressed Current | 1986-03-01 | Cathodically Protected | Pressurized
1330068 | 6 |  | 1997-06-26 |  | 1997-06-26 |  | Currently in Use | Gas (Historical Use) | 6000 | Steel-Impressed Current | 1986-03-01 | Cathodically Protected | Pressurized
1330068 | 7 |  | 1997-06-26 |  | 1997-06-26 |  | Currently in Use | Diesel | 6000 | Steel-Impressed Current | 1986-03-01 | Cathodically Protected | Pressurized
1330068 | 8 |  | 1997-06-26 |  | 1997-06-26 |  | Currently in Use | Kerosene | 2000 | Steel-Impressed Current | 1986-03-01 | Cathodically Protected | Suction (American)
1330069 | 1 |  | 1998-12-21 |  | 1998-09-21 |  | Removed from Ground | Gas (Historical Use) | 4000 | Steel-Impressed Current | 1978-05-10 | Cathodically Protected | Safe Suction (Euro)
1330069 | 2 |  | 1998-12-21 |  | 1998-09-21 |  | Removed from Ground | Gas (Historical Use) | 4000 | Steel-Impressed Current | 1978-05-10 | Cathodically Protected | Safe Suction (Euro)
1330069 | 3 |  | 1998-12-21 |  | 1998-09-21 |  | Removed from Ground | Gas (Historical Use) | 4000 | Steel-Impressed Current | 1978-05-10 | Cathodically Protected | Safe Suction (Euro)
1330069 | 4 |  | 1998-12-21 |  | 1998-09-21 |  | Closed in Ground | Gas (Historical Use) | 4000 | Steel-Impressed Current | 1985-05-08 | Cathodically Protected | Safe Suction (Euro)
1330071 | 1 |  | 1997-08-07 |  | 1997-08-07 |  | Currently in Use | Gas (Historical Use) | 4000 | Steel-Impressed Current | 1986-05-08 | Steel (Impressed Current) | Pressurized
1330071 | 2 |  | 1997-08-07 |  | 1997-08-07 |  | Currently in Use | Gas (Historical Use) | 4000 | Steel-Impressed Current | 1986-05-08 | Steel (Impressed Current) | Pressurized
1330071 | 3 |  | 1997-08-07 |  | 1997-08-07 |  | Currently in Use | Gas (Historical Use) | 4000 | Steel-Impressed Current | 1986-05-08 | Steel (Impressed Current) | Pressurized
1330071 | 4 |  | 1997-08-07 |  | 1997-08-07 |  | Currently in Use | Diesel | 2000 | Steel-Impressed Current | 1997-10-08 | Steel (Impressed Current) | Safe Suction (Euro)
1330073 | 1 | [5 empty] | Removed from Ground | Gas (Historical Use) | 4000 | Bare Steel | 1974-05-11 | Galvanized Steel
1330073 | 2 | [5 empty] | Removed from Ground | Gas (Historical Use) | 2000 | Bare Steel | 1974-05-11 | Galvanized Steel
1330073 | 3 | [5 empty] | Removed from Ground | Gas (Historical Use) | 3000 | Bare Steel | 1974-05-11 | Galvanized Steel
1330073 | 4 | [5 empty] | Removed from Ground | Diesel | 3000 | Bare Steel | 1974-05-11 | Galvanized Steel
1330073 | 5 |  | 1990-03-01 |  | 1990-03-01 |  | Currently in Use | Gas (Historical Use) | 8200 | Composite | 1990-03-01 | Fiberglass Reinforced Plastic | Pressurized
1330073 | 6 |  | 1990-03-01 |  | 1990-03-01 |  | Currently in Use | Gas (Historical Use) | 8200 | Composite | 1990-03-01 | Fiberglass Reinforced Plastic | Pressurized
1330073 | 7 |  | 1990-03-01 |  | 1990-03-01 |  | Currently in Use | Gas (Historical Use) | 8200 | Composite | 1980-03-01 | Fiberglass Reinforced Plastic | Pressurized
1330073 | 8 |  | 1990-03-01 |  | 1990-03-01 |  | Closed in Ground | Diesel | 6000 | Composite | 1980-03-01 | Fiberglass Reinforced Plastic | Pressurized
1330077 | 1 | [5 empty] | Removed from Ground | Gas (Historical Use) | 1000 | Bare Steel | 1991-01-01 | Galvanized Steel
1330077 | 2 | [5 empty] | Removed from Ground | Gas (Historical Use) | 1000 | Bare Steel | 1991-01-01 | Galvanized Steel
1330077 | 3 | [5 empty] | Removed from Ground | Diesel | 1000 | Bare Steel | 1991-01-01 | Galvanized Steel
1330077 | 4 | [5 empty] | Removed from Ground | Diesel | 10000 | Bare Steel | 1971-01-01 | Galvanized Steel
1330077 | 5 | [5 empty] | Removed from Ground | Diesel | 10000 | Bare Steel | 1971-01-01 | Galvanized Steel
1330078 | 1 | [5 empty] | Removed from Ground | Diesel | 4000 | Bare Steel | 1983-05-03 | Galvanized Steel | Pressurized
1330078 | 2 | [5 empty] | Removed from Ground | Gas (Historical Use) | 10000 | Bare Steel | 1983-05-03 | Galvanized Steel | Pressurized
1330078 | 3 | [5 empty] | Removed from Ground | Gas (Historical Use) | 8000 | Bare Steel | 1983-05-03 | Galvanized Steel | Pressurized
1330078 | 4 | [5 empty] | Removed from Ground | Gas (Historical Use) | 8000 | Bare Steel | 1983-05-03 | Galvanized Steel | Pressurized
1330078 | 5 | [5 empty] | Removed from Ground | Kerosene | 1000 | Bare Steel | 1985-05-02 | Galvanized Steel | Pressurized
1330079 | 1 | [5 empty] | Removed from Ground | Gas (Historical Use) | 3000 | Bare Steel | 1981-05-09 | Galvanized Steel | Safe Suction (Euro)
1330079 | 2 | [5 empty] | Removed from Ground | Gas (Historical Use) | 1000 | Bare Steel | 1981-05-09 | Galvanized Steel | Safe Suction (Euro)
1330079 | 3A |  | 1998-12-02 |  | 1998-12-02 |  | Removed from Ground | Gas (Historical Use) | 1000 | Galvanic (STIP-3) | 1998-12-02 | Cathodically Protected | Suction (American)
1330079 | 3B |  | 1998-12-02 |  | 1998-12-02 |  | Removed from Ground | Gas (Historical Use) | 1000 | Galvanic (STIP-3) | 1998-12-02 | Cathodically Protected | Suction (American)
1330080 | 1 |  | 1998-01-04 | no | 1998-01-04 | no | Currently in Use | Gas (Historical Use) | 6000 |  | 1986-05-08 | Fiberglass Reinforced Plastic | Pressurized
1330080 | 2 |  | 1998-01-04 | no | 1998-01-04 | no | Currently in Use | Gas (Historical Use) | 4000 |  | 1986-05-08 | Fiberglass Reinforced Plastic | Pressurized
1330080 | 3 |  | 1998-01-04 | no | 1998-01-04 | no | Currently in Use | Gas (Historical Use) | 4000 |  | 1986-05-08 | Fiberglass Reinforced Plastic | Pressurized
1330082 | 1 | [5 empty] | Removed from Ground | Empty | 3000 | Bare Steel | 1976-05-10 | Galvanized Steel
1330084 | 1 | [5 empty] | Removed from Ground | Gas (Historical Use) | 550 | Bare Steel | 1981-05-09 | Galvanized Steel
1330084 | 2 | [5 empty] | Removed from Ground | Gas (Historical Use) | 550 | Bare Steel | 1981-05-09 | Galvanized Steel
1330084 | 3 | [5 empty] | Removed from Ground | Gas (Historical Use) | 550 | Bare Steel | 1981-05-09 | Galvanized Steel
1330085 | 1 | [5 empty] | Removed from Ground | Gas (Historical Use) | 1000 | Bare Steel | 1966-05-11 | Bare Steel | Safe Suction (Euro)
1330087 | 1 |  | 1998-11-05 |  | 1998-11-05 |  | Currently in Use | Gas (Historical Use) | 1000 | Steel-Impressed Current | 1974-05-11 | Cathodically Protected | Safe Suction (Euro)
1330087 | 2 |  | 1998-11-05 |  | 1998-11-05 |  | Currently in Use | Gas (Historical Use) | 1000 | Steel-Impressed Current | 1974-05-11 | Cathodically Protected | Safe Suction (Euro)
1330087 | 3 |  | 1998-11-05 |  | 1998-11-05 |  | Currently in Use | Diesel | 4000 | Steel-Impressed Current | 1974-05-11 | Cathodically Protected | Safe Suction (Euro)
1330087 | 4 |  | 1998-11-05 |  | 1998-11-05 |  | Currently in Use | Gas (Historical Use) | 2000 | Steel-Impressed Current | 1974-05-11 | Cathodically Protected | Safe Suction (Euro)
1330087 | 5 |  | 1998-11-05 |  | 1998-11-05 |  | Currently in Use | Gas (Historical Use) | 1000 | Steel-Impressed Current | 1974-05-11 | Cathodically Protected | Safe Suction (Euro)
1330089 | 1 | [5 empty] | Permanently Out of Use - historical purposes | Empty | 550 | Bare Steel | 1966-05-13 | Galvanized Steel
1330089 | 2 | [5 empty] | Permanently Out of Use - historical purposes | Empty | 550 | Bare Steel | 1966-05-13 | Galvanized Steel
1330090 | 1 | [5 empty] | Removed from Ground | Empty | 550 | Bare Steel | 1966-05-13 | Galvanized Steel
1330090 | 2 | [5 empty] | Removed from Ground | Empty | 1000 | Bare Steel | 1966-05-13 | Galvanized Steel
1330093 | 1 |  | 1998-12-15 |  | 1998-12-15 |  | Removed from Ground | Empty | 2000 | Cathodically Protected Steel | 1987-01-01 | Cathodically Protected
1330093 | 2 |  | 1998-12-15 |  | 1998-12-15 |  | Removed from Ground | Empty | 2000 | Cathodically Protected Steel | 1987-01-01 | Cathodically Protected
1330093 | 3 |  | 1998-12-15 |  | 1998-12-15 |  | Removed from Ground | Empty | 2000 | Cathodically Protected Steel | 1987-01-01 | Cathodically Protected
1330095 | 1 | [5 empty] | Removed from Ground | Gas (Historical Use) | 4000 | Bare Steel | 1974-05-16 | Galvanized Steel
1330095 | 2 | [5 empty] | Removed from Ground | Gas (Historical Use) | 3000 | Bare Steel | 1974-05-16 | Galvanized Steel
1330095 | 3 | [5 empty] | Removed from Ground | Gas (Historical Use) | 3000 | Bare Steel | 1974-05-16 | Galvanized Steel
1330095 | 4 | [5 empty] | Removed from Ground | Gas (Historical Use) | 3000 | Bare Steel | 1974-05-16 | Galvanized Steel
1330095 | 5 | [5 empty] | Removed from Ground | Gas (Historical Use) | 3000 | Bare Steel | 1974-05-16 | Galvanized Steel
133083 | 1 | [5 empty] | Permanently Out Of Use | Gas (Historical Use) | 1000 | Bare Steel | 1982-05-09 | Galvanized Steel
133083 | 2 | [5 empty] | Permanently Out Of Use | Gas (Historical Use) | 1000 | Bare Steel | 1982-05-09 | Galvanized Steel
1340001 | 1 | [5 empty] | Removed from Ground | Gas (Historical Use) | 5000 | Cathodically Protected Steel | 1962-04-29 | Galvanized Steel
1340001 | 2 | [5 empty] | Removed from Ground | Gas (Historical Use) | 5000 | Cathodically Protected Steel | 1962-04-29 | Galvanized Steel
1340001 | 3 | [5 empty] | Removed from Ground | Gas (Historical Use) | 5000 | Cathodically Protected Steel | 1962-04-29 | Galvanized Steel
1340001 | 4 | [5 empty] | Removed from Ground | Gas (Historical Use) | 10000 | Cathodically Protected Steel | 1962-04-29 | Galvanized Steel
1340001 | 5 |  |  | yes |  | yes | Removed from Ground | Used Oil | 550 | Cathodically Protected Steel | 1962-04-29 | Galvanized Steel
1340002 | 1 | [5 empty] | Removed from Ground | Gas (Historical Use) | 2100 | Fiberglass | 1977-04-18 | Galvanized Steel
1340003 | 1 | [5 empty] | Removed from Ground | Gas (Historical Use) | 4000 | Marked Unknown | 1951-05-03 | Unknown
1340003 | 2 | [5 empty] | Removed from Ground | Gas (Historical Use) | 4000 | Marked Unknown | 1951-05-03 | Unknown
1340003 | 3 | [5 empty] | Removed from Ground | Gas (Historical Use) | 2000 | Marked Unknown | 1951-05-03 | Unknown
1340004 | 1 | [5 empty] | Removed from Ground | Empty | 5000 | Cathodically Protected Steel | 1971-02-24 | Galvanized Steel | Suction (American)
1340004 | 2 | [5 empty] | Removed from Ground | Empty | 5000 | Cathodically Protected Steel | 1971-02-24 | Galvanized Steel | Suction (American)
1340004 | 3 | [5 empty] | Removed from Ground | Empty | 5000 | Cathodically Protected Steel | 1971-02-24 | Galvanized Steel | Suction (American)
1340004 | 4 | [5 empty] | Removed from Ground | Empty | 10000 | Cathodically Protected Steel | 1971-02-24 | Galvanized Steel | Suction (American)
1340004 | 5 | [5 empty] | Removed from Ground | Gas (Historical Use) | 1 | Cathodically Protected Steel | 1971-02-24 | Unknown | Suction (American)
1340004 | 6 |  | 1998-07-07 |  | 1998-07-07 |  | Removed from Ground | Gas (Historical Use) | 8000 | Galvanic (STIP-3) | 1987-08-01 | Cathodically Protected | Pressurized
1340004 | 7 |  | 1998-07-07 |  | 1998-07-07 |  | Removed from Ground | Gas (Historical Use) | 5000 | Galvanic (STIP-3) | 1987-08-01 | Cathodically Protected | Pressurized
1340004 | 8 |  | 1998-07-07 |  | 1998-07-07 |  | Removed from Ground | Gas (Historical Use) | 6000 | Galvanic (STIP-3) | 1987-08-01 | Cathodically Protected | Pressurized
1340006 | 1 | [5 empty] | Removed from Ground | Other | 1000 | Bare Steel | 1962-03-12 | Galvanized Steel
1340006 | 2 | [5 empty] | Removed from Ground | Gas (Historical Use) | 3000 | Composite | 1987-06-18 | Galvanized Steel
1340008 | 1 | [5 empty] | Permanently Out of Use - historical purposes | Other | 300 | Bare Steel | 1961-03-14 | Galvanized Steel
1340008 | 2 | [5 empty] | Permanently Out of Use - historical purposes | Other | 300 | Bare Steel | 1961-03-14 | Galvanized Steel
1340009 | 1 | Ball Float | 1991-04-04 | no | 1991-04-04 | no | Currently in Use | Diesel | 12000 | Galvanic (STIP-3) | 1991-04-03 | Galvanized Steel | Pressurized
1340009 | 2 | Ball Float | 1991-04-04 | no | 1991-04-04 | no | Currently in Use | E-10 | 12000 | Galvanic (STIP-3) | 1991-04-04 | Galvanized Steel | Pressurized
1340009 | 3 | [5 empty] | Removed from Ground | Diesel | 10000 | Cathodically Protected Steel | 1991-04-03 | Galvanized Steel
1340009 | 4 | [5 empty] | Removed from Ground | Gas (Historical Use) | 10000 | Cathodically Protected Steel | 1991-04-03 | Galvanized Steel
1340010 | 1 | [5 empty] | Permanently Out of Use - historical purposes | Empty | 200 | Marked Unknown | 1966-03-08 | Galvanized Steel
1340011 | 1 | [5 empty] | Removed from Ground | Gas (Historical Use) | 550 | Marked Unknown | 1986-03-03 | Unknown | Safe Suction (Euro)
1340011 | 2 | [5 empty] | Permanently Out of Use - historical purposes | Empty | 0 | Marked Unknown | 1986-03-03 | Unknown
1340012 | 1 | [5 empty] | Permanently Out Of Use | Gas (Historical Use) | 5000 | Marked Unknown | 1956-03-10 | Unknown
1340012 | 2 | [5 empty] | Permanently Out Of Use | Gas (Historical Use) | 5000 | Marked Unknown | 1956-03-10 | Unknown
1340013 | 1 | [5 empty] | Permanently Out Of Use | Empty | 2000 | Bare Steel | 1956-03-10 | Unknown
1340015 | 1 | [5 empty] | Removed from Ground | Kerosene | 1000 | Bare Steel | 1966-04-22 | Galvanized Steel
1340015 | 2 | [5 empty] | Removed from Ground | Gas (Historical Use) | 1000 | Bare Steel | 1966-04-22 | Galvanized Steel
1340015 | 3 | [5 empty] | Removed from Ground | Gas (Historical Use) | 1000 | Bare Steel | 1966-04-22 | Galvanized Steel
1340015 | 4 |  |  | yes |  | yes | Removed from Ground | Used Oil | 560 | Bare Steel | 1966-04-22 | Galvanized Steel
1340015 | 5 | [5 empty] | Removed from Ground | Gas (Historical Use) | 560 | Bare Steel | 1966-04-22 | Galvanized Steel
1340016 | 1 | [5 empty] | Removed from Ground | Gas (Historical Use) | 4000 | Bare Steel | 1966-04-28 | Galvanized Steel | Pressurized
1340016 | 2 | [5 empty] | Removed from Ground | Gas (Historical Use) | 4000 | Bare Steel | 1966-04-28 | Galvanized Steel | Pressurized
1340016 | 3 | [5 empty] | Removed from Ground | Gas (Historical Use) | 4000 | Bare Steel | 1966-04-28 | Galvanized Steel | Pressurized
1340016 | 4 |  |  | yes |  | yes | Removed from Ground | Used Oil | 500 | Bare Steel | 1966-04-28 | Galvanized Steel
1340016 | 5 |  |  | yes |  | yes | Removed from Ground | Used Oil | 500 | Bare Steel | 1966-04-28 | Galvanized Steel | Pressurized
1340016 | 6 | [5 empty] | Removed from Ground | Kerosene | 500 | Bare Steel | 1966-04-28 | Galvanized Steel | Pressurized
1340016 | 7 | [5 empty] | Removed from Ground | Gas (Historical Use) | 4000 | Bare Steel | 1966-04-28 | Galvanized Steel | Pressurized
1340016 | 8 | [5 empty] | Removed from Ground | Diesel | 4000 | Bare Steel | 1994-02-22 | Galvanized Steel | Pressurized
1340023 | 1 | [5 empty] | Currently in Use | Gas (Historical Use) | 1000 | Bare Steel | 1983-04-24 | Galvanized Steel
1340023 | 2 | [5 empty] | Temporarily out of use | Gas (Historical Use) | 1000 | Bare Steel | 1983-04-24 | Galvanized Steel
1340030 | 1 | [5 empty] | Removed from Ground | Gas (Historical Use) | 560 | Bare Steel | 1961-04-28 | Galvanized Steel | Safe Suction (Euro)
1340030 | 2 | [5 empty] | Removed from Ground | Diesel | 560 | Bare Steel | 1961-04-28 | Galvanized Steel | Safe Suction (Euro)
1340030 | 3 |  | 1991-01-01 |  | 1991-01-01 |  | Removed from Ground | Gas (Historical Use) | 1000 | Galvanic (STIP-3) | 1991-01-01 | Cathodically Protected | Safe Suction (Euro)
1340030 | 4 |  | 1991-01-01 |  | 1991-01-01 |  | Removed from Ground | Diesel | 1000 | Galvanic (STIP-3) | 1991-01-01 | Cathodically Protected | Safe Suction (Euro)
1340033 | 1 |  | 1997-08-07 |  | 1997-08-07 |  | Currently in Use | Diesel | 12000 | Steel-Impressed Current | 1982-04-01 | Cathodically Protected | Pressurized
1340033 | 2 |  | 1997-08-07 |  | 1997-08-07 |  | Currently in Use | Gas (Historical Use) | 12000 | Steel-Impressed Current | 1982-04-01 | Cathodically Protected | Pressurized
1340033 | 3 |  | 1997-08-07 |  | 1997-08-07 |  | Currently in Use | Gas (Historical Use) | 12000 | Steel-Impressed Current | 1982-04-01 | Cathodically Protected | Pressurized
1340033 | 4 |  | 1997-08-07 |  | 1997-08-07 |  | Currently in Use | Diesel | 12000 | Steel-Impressed Current | 1982-04-01 | Cathodically Protected | Pressurized
1340033 | 5 | [5 empty] | Permanently Out Of Use | Other | 560 | Steel-Impressed Current | 1986-03-31 | Cathodically Protected | Safe Suction (Euro)
1340036 | 1 | [5 empty] | Removed from Ground | Gas (Historical Use) | 1060 | Bare Steel | 1973-04-03 | Galvanized Steel | Suction (American)
1340036 | 2 | [5 empty] | Removed from Ground | Gas (Historical Use) | 560 | Bare Steel | 1973-04-03 | Galvanized Steel | Suction (American)
1340036 | 3 | [5 empty] | Removed from Ground | Gas (Historical Use) | 560 | Bare Steel | 1973-04-03 | Galvanized Steel | Suction (American)
1340036 | 4 |  | 1998-11-15 |  | 1998-11-15 |  | Temporarily out of use | Gas (Historical Use) | 1000 | Steel-Impressed Current | 1998-11-15 | Cathodically Protected | Suction (American)
1340036 | 5 |  | 1998-11-15 |  | 1998-11-15 |  | Currently in Use | Gas (Historical Use) | 1000 | Steel-Impressed Current | 1998-11-15 | Cathodically Protected | Suction (American)
1340037 | 1 | [5 empty] | Currently in Use | Gas (Historical Use) | 560 | Bare Steel | 1973-04-03 | Galvanized Steel
1340037 | 2 | [5 empty] | Currently in Use | Gas (Historical Use) | 560 | Bare Steel | 1973-04-03 | Galvanized Steel
1340039 | 1 | Flapper Valve | 1999-03-01 | no | 1999-03-01 | no | Currently in Use | Diesel | 5000 | Steel-Impressed Current | 1980-04-02 | Steel (Impressed Current) | Safe Suction (Euro)
1340039 | 2 | Flapper Valve | 1999-03-01 | no | 1999-03-01 | no | Currently in Use | Diesel | 5000 | Steel-Impressed Current | 1980-04-02 | Steel (Impressed Current) | Safe Suction (Euro)
1340040 | 1 | [5 empty] | Removed from Ground | Other | 2000 | Bare Steel | 1980-04-11 | Unknown
1340040 | 2 | [5 empty] | Removed from Ground | Empty | 1000 | Bare Steel | 1980-04-11 | Unknown
1340040 | 3 | [5 empty] | Removed from Ground | Other | 10000 | Bare Steel | 1980-01-01 | Unknown
1342000 | 1 | [5 empty] | Closed in Ground | Gas (Historical Use) | 10000 | Fiberglass | 1987-11-04 | Galvanized Steel
1342000 | 296013 |  | 1991-05-17 |  | 1991-05-17 |  | Closed in Ground | Diesel | 4000 | Composite | 1991-01-01 | Fiberglass Reinforced Plastic | Pressurized
1342000 | MC-1 |  | 1991-05-17 |  | 1991-05-17 |  | Closed in Ground | Gas (Historical Use) | 10000 | Fiberglass | 1991-01-01 | Fiberglass Reinforced Plastic | Pressurized
1342000 | MC-2 | [5 empty] | Closed in Ground | Diesel | 6000 | Bare Steel | 1985-01-01 | Galvanized Steel
1350003 | 1 | [5 empty] | Removed from Ground | Gas (Historical Use) | 550 | Bare Steel | 1975-03-14 | Galvanized Steel
1350003 | 2 | [5 empty] | Removed from Ground | Gas (Historical Use) | 550 | Bare Steel | 1979-03-13 | Galvanized Steel
1350003 | 3 | [5 empty] | Removed from Ground | Gas (Historical Use) | 280 | Bare Steel | 1981-03-12 | Galvanized Steel
1350004 | 1 | [5 empty] | Removed from Ground | Diesel | 4000 | Bare Steel | 1979-03-13 | Galvanized Steel
1350004 | 2 | [5 empty] | Removed from Ground | Diesel | 4000 | Bare Steel | 1979-03-13 | Galvanized Steel
1350004 | 3 |  | 1998-03-01 |  | 1998-03-01 |  | Currently in Use | Diesel | 10000 | Composite | 1998-03-01 | Double Walled | Safe Suction (Euro)
1350005 | 1 | [5 empty] | Removed from Ground | Diesel | 550 | Bare Steel | 1981-01-07 | Copper
1350005 | 2 | [5 empty] | Removed from Ground | Diesel | 550 | Bare Steel | 1981-01-07 | Copper
1350006 | 1 | [5 empty] | Removed from Ground | Gas (Historical Use) | 8000 | Bare Steel | 1971-03-03 | Galvanized Steel | Safe Suction (Euro)
1350006 | 2 | [5 empty] | Removed from Ground | Diesel | 3000 | Bare Steel | 1975-03-02 | Galvanized Steel | Safe Suction (Euro)
1350006 | 3 | [5 empty] | Removed from Ground | Gas (Historical Use) | 4000 | Bare Steel | 1978-03-01 | Galvanized Steel | Safe Suction (Euro)
1350006 | 4A |  | 1997-11-20 |  | 1997-11-20 |  | Currently in Use | Gas (Historical Use) | 6000 | Composite | 1997-11-20 | Fiberglass Reinforced Plastic
1350006 | 4B |  | 1997-11-20 |  | 1997-11-20 |  | Currently in Use | Diesel | 6000 | Composite | 1997-11-20 | Fiberglass Reinforced Plastic
1350007 | 1 | [5 empty] | Removed from Ground | Empty | 1060 | Bare Steel | 1966-03-01 | Galvanized Steel
1350007 | 2 | [5 empty] | Removed from Ground | Gas (Historical Use) | 1060 | Bare Steel | 1966-03-01 | Galvanized Steel
1350007 | 3 | [5 empty] | Removed from Ground | Gas (Historical Use) | 500 | Bare Steel | 1966-03-01 | Galvanized Steel
1350007 | 4 | [5 empty] | Removed from Ground | Kerosene | 250 | Bare Steel | 1976-02-27 | Unknown
1350007 | S |  | 1995-07-07 |  | 1995-07-07 |  | Currently in Use | Gas (Historical Use) | 5000 | Galvanic (STIP-3) | 1987-04-15 | Fiberglass Reinforced Plastic | Pressurized
1350007 | SU2 |  | 1995-07-07 |  | 1995-07-07 |  | Currently in Use | Gas (Historical Use) | 5000 | Galvanic (STIP-3) | 1987-04-15 | Fiberglass Reinforced Plastic | Pressurized
1350008 | 1 |  | 1998-12-07 |  | 1998-12-07 |  | Removed from Ground | Diesel | 10000 | Composite | 1966-03-04 | Double Walled | Pressurized
1350008 | 10 |  | 1998-12-07 |  | 1998-12-07 |  | Temporarily out of use | Kerosene | 2000 | Composite | 1998-12-01 | Double-Walled Flex | Pressurized
1350008 | 2 |  | 1998-12-07 |  | 1998-12-07 |  | Removed from Ground | Gas (Historical Use) | 8000 | Composite | 1961-03-05 | Double Walled | Pressurized
1350008 | 3 |  | 1998-12-07 |  | 1998-12-07 |  | Removed from Ground | Gas (Historical Use) | 8000 | Composite | 1961-03-05 | Double Walled | Pressurized
1350008 | 4 |  | 1998-12-07 |  | 1998-12-07 |  | Removed from Ground | Kerosene | 10000 | Composite | 1987-04-10 | Fiberglass Reinforced Plastic | Safe Suction (Euro)
1350008 | 5 | [5 empty] | Removed from Ground | Kerosene | 8000 | Bare Steel | 1961-03-05 | Galvanized Steel | Safe Suction (Euro)
1350008 | 6 | [5 empty] | Removed from Ground | Gas (Historical Use) | 6000 | Bare Steel | 1987-04-10 | Galvanized Steel | Safe Suction (Euro)
1350008 | 7 |  | 1998-12-07 | no | 1998-12-07 | no | Temporarily out of use | E-10 | 8000 | Composite | 2012-01-09 | Double-Walled Flex | Pressurized
1350008 | 8 | Flapper Valve | 1998-12-07 | no | 1998-12-07 | no | Currently in Use | E-10 | 8000 | Composite | 1998-12-01 | Double-Walled Flex | Pressurized
1350008 | 9 |  | 1998-12-07 |  | 1998-12-07 |  | Currently in Use | Diesel | 8000 | Composite | 1998-12-01 | Double-Walled Flex | Pressurized
1350009 | 1 | [5 empty] | Removed from Ground | Diesel | 4000 | Bare Steel | 1976-03-07 | Galvanized Steel | Safe Suction (Euro)
1350009 | 2 |  | 1999-05-01 |  | 1999-05-01 |  | Currently in Use | Diesel | 10000 | Composite | 1999-05-01 | Secondary Containment | Safe Suction (Euro)
1350010 | 1 | [5 empty] | Currently in Use | Gas (Historical Use) | 6000 | Bare Steel | 1966-03-26 | Galvanized Steel
1350010 | 2 | [5 empty] | Currently in Use | Gas (Historical Use) | 4000 | Bare Steel | 1966-03-26 | Galvanized Steel
1350010 | 3 | [5 empty] | Permanently Out Of Use | Gas (Historical Use) | 4000 | Bare Steel | 1978-03-23 | Galvanized Steel
1350010 | 4 | [5 empty] | Permanently Out Of Use | Gas (Historical Use) | 1000 | Bare Steel | 1978-03-23 | Galvanized Steel
1350011 | 1 | [5 empty] | Removed from Ground | Gas (Historical Use) | 10000 | Bare Steel | 1973-04-21 | Galvanized Steel
1350011 | 2 | [5 empty] | Removed from Ground | Gas (Historical Use) | 10000 | Bare Steel | 1968-04-22 | Galvanized Steel
1350011 | 3 | [5 empty] | Removed from Ground | Hazardous Substance | 15000 | Bare Steel | 1975-04-21 | Galvanized Steel
1350011 | 4 |  | 1998-03-22 |  | 1998-03-22 |  | Removed from Ground | Diesel | 10000 | Galvanic (STIP-3) | 1988-03-22 | Fiberglass Reinforced Plastic | Pressurized
1350011 | 5 |  | 1986-12-01 |  | 1986-12-01 |  | Removed from Ground | Gas (Historical Use) | 10000 | Galvanic (STIP-3) | 1986-12-01 | Fiberglass Reinforced Plastic | Pressurized
1350012 | 1 | [5 empty] | Removed from Ground | Diesel | 8000 | Bare Steel | 1981-04-12 | Galvanized Steel
1350012 | 2 | [5 empty] | Removed from Ground | Gas (Historical Use) | 1000 | Bare Steel | 1981-04-12 | Galvanized Steel
1350012 | 3 |  |  | yes |  | yes | Removed from Ground | Used Oil | 300 | Bare Steel | 1971-04-15 | Galvanized Steel
1350014 | 1 |  | 1999-04-27 |  | 1999-04-27 |  | Removed from Ground | Diesel | 8000 | Composite | 1984-04-08 | Double Walled | Safe Suction (Euro)
1350014 | 2 |  | 1999-04-27 | no | 1999-04-27 | no | Currently in Use | Diesel | 10000 | Composite | 1999-04-27 | Double Walled | Safe Suction (Euro)
1350015 | 1 | [5 empty] | Removed from Ground | Gas (Historical Use) | 10000 | Bare Steel | 1974-04-13 | Unknown
1350015 | 2 | [5 empty] | Removed from Ground | Gas (Historical Use) | 10000 | Bare Steel | 1974-04-13 | Unknown
1350015 | 3 | [5 empty] | Removed from Ground | Gas (Historical Use) | 3000 | Bare Steel | 1974-04-13 | Unknown
1350015 | 4 | [5 empty] | Removed from Ground | Gas (Historical Use) | 3000 | Bare Steel | 1974-04-13 | Unknown
1350015 | 5 | [5 empty] | Removed from Ground | Diesel | 3000 | Bare Steel | 1974-04-13 | Unknown
1350015 | 6 | [5 empty] | Removed from Ground | Empty | 500 | Bare Steel | 1966-01-01 | Unknown
1350015 | 7 |  |  | yes |  | yes | Removed from Ground | Used Oil | 500 | Bare Steel | 1966-01-01 | Unknown
1350015 | 8 | [5 empty] | Removed from Ground | Empty | 3000 | Bare Steel | 1966-01-01 | Unknown
1350016 | 1 | [5 empty] | Removed from Ground | Diesel | 585 | Bare Steel | 1951-04-18 | Galvanized Steel
1350017 | 10439-1 | [5 empty] | Removed from Ground | Gas (Historical Use) | 1000 | Bare Steel | 1971-05-03 | Galvanized Steel
1350017 | 10439-2 | [5 empty] | Removed from Ground | Diesel | 550 | Bare Steel | 1971-05-03 | Galvanized Steel
1350017 | 439D1 |  | 1989-11-02 |  | 1989-11-02 |  | Removed from Ground | Diesel | 1060 | Cathodically Protected Steel | 1989-11-02 | Cathodically Protected | Suction (American)
1350017 | 439G1 |  | 1989-11-02 |  | 1989-11-02 |  | Removed from Ground | Gas (Historical Use) | 1050 | Cathodically Protected Steel | 1989-11-02 | Cathodically Protected | Suction (American)
1350018 | 1 | [5 empty] | Removed from Ground | Gas (Historical Use) | 3000 | Bare Steel | 1966-04-05 | Unknown
1350018 | 2 | [5 empty] | Removed from Ground | Gas (Historical Use) | 285 | Bare Steel | 1971-04-04 | Unknown
1350020 | 1 | [5 empty] | Removed from Ground | Gas (Historical Use) | 500 | Bare Steel | 1986-03-31 | Bare Steel
1350020 | 2 | [5 empty] | Removed from Ground | Gas (Historical Use) | 500 | Bare Steel | 1986-03-31 | Bare Steel
1350021 | 1 | [5 empty] | Closed in Ground | Diesel | 7900 | Bare Steel | 1961-04-03 | Bare Steel | Safe Suction (Euro)
1350024 | 1 | [5 empty] | Removed from Ground | Gas (Historical Use) | 4000 | Bare Steel | 1984-04-07 | Galvanized Steel | Suction (American)
1350024 | 2 | [5 empty] | Removed from Ground | Gas (Historical Use) | 4000 | Bare Steel | 1984-04-07 | Galvanized Steel | Suction (American)
1350024 | 3 | [5 empty] | Removed from Ground | Gas (Historical Use) | 3000 | Bare Steel | 1984-04-07 | Galvanized Steel | Suction (American)
1350024 | 4 | [5 empty] | Removed from Ground | Gas (Historical Use) | 3000 | Bare Steel | 1984-04-07 | Galvanized Steel | Suction (American)
1350024 | 5 | [5 empty] | Removed from Ground | Gas (Historical Use) | 3000 | Bare Steel | 1984-04-07 | Galvanized Steel | Suction (American)
1350024 | 6 | [5 empty] | Removed from Ground | Diesel | 8000 | Bare Steel | 1984-04-07 | Galvanized Steel | Suction (American)
1350026 | 1 | [5 empty] | Removed from Ground | Other | 550 | Bare Steel | 1976-04-02 | Bare Steel
1350028 | 1 | [5 empty] | Removed from Ground | Gas (Historical Use) | 2000 | Bare Steel | 1974-04-04 | Unknown
1350028 | 2 | [5 empty] | Removed from Ground | Gas (Historical Use) | 2000 | Bare Steel | 1974-04-04 | Unknown
1350028 | 3 | [5 empty] | Removed from Ground | Gas (Historical Use) | 2000 | Bare Steel | 1974-04-04 | Unknown
1350030 | 1 | [5 empty] | Removed from Ground | Gas (Historical Use) | 1000 | Bare Steel | 1983-04-24 | Galvanized Steel
1350033 | 1 | [5 empty] | Removed from Ground | Gas (Historical Use) | 1000 | Bare Steel | 1976-05-04 | Galvanized Steel
1350033 | 2 | [5 empty] | Removed from Ground | Gas (Historical Use) | 1000 | Bare Steel | 1975-05-05 | Galvanized Steel
1350033 | 3 | [5 empty] | Removed from Ground | Gas (Historical Use) | 500 | Bare Steel | 1971-05-06 | Galvanized Steel
1350034 | 1 | [5 empty] | Removed from Ground | Diesel | 800 | Bare Steel | 1956-05-13 | Galvanized Steel
1350034 | 2 | [5 empty] | Removed from Ground | Diesel | 2000 | Bare Steel | 1961-05-12 | Galvanized Steel
1350040 | 1 |  | 1994-05-31 |  | 1994-05-31 |  | Currently in Use | Diesel | 8000 | Steel-Impressed Current | 1985-05-07 | Steel (Impressed Current) | Pressurized
1350040 | 2 |  | 1994-05-31 |  | 1994-05-31 |  | Currently in Use | Gas (Historical Use) | 8000 | Steel-Impressed Current | 1985-05-07 | Steel (Impressed Current) | Pressurized
1350040 | 3 |  | 1994-05-31 |  | 1994-05-31 |  | Currently in Use | Gas (Historical Use) | 8000 | Steel-Impressed Current | 1985-05-07 | Steel (Impressed Current) | Pressurized
1350040 | 4 |  | 1994-05-31 |  | 1994-05-31 |  | Currently in Use | Gas (Historical Use) | 8000 | Steel-Impressed Current | 1985-05-07 | Steel (Impressed Current) | Pressurized
1350041 | 1 | [5 empty] | Removed from Ground | Diesel | 3500 | Bare Steel | 1966-05-05 | Galvanized Steel
1350041 | 2 | [5 empty] | Removed from Ground | Diesel | 4000 | Bare Steel | 1966-05-05 | Galvanized Steel
1350041 | 3 | [5 empty] | Removed from Ground | Diesel | 3500 | Bare Steel | 1966-05-05 | Galvanized Steel
1360001 | 1 | Flapper Valve | 1996-09-17 |  | 1996-09-17 |  | Temporarily out of use | Gas (Historical Use) | 8000 | Steel-Impressed Current | 1987-04-21 | Double-Walled Fiberglass | Pressurized
1360001 | 2 | Flapper Valve | 1996-09-17 |  | 1996-09-17 |  | Temporarily out of use | Gas (Historical Use) | 6000 | Steel-Impressed Current | 1987-04-21 | Double-Walled Fiberglass | Pressurized
1360001 | 3 | Flapper Valve | 1996-09-17 |  | 1996-09-17 |  | Temporarily out of use | Gas (Historical Use) | 6000 | Steel-Impressed Current | 1987-04-21 | Double-Walled Fiberglass | Pressurized
1360001 | 4 | Flapper Valve | 1996-09-17 |  | 1996-09-17 |  | Temporarily out of use | Diesel | 6000 | Steel-Impressed Current | 1987-04-21 | Double-Walled Fiberglass | Pressurized
1360002 | 1 | [5 empty] | Removed from Ground | Diesel | 10000 | Bare Steel | 1973-03-24 | Galvanized Steel
1360002 | 2 | [5 empty] | Removed from Ground | Diesel | 20000 | Bare Steel | 1973-03-24 | Galvanized Steel
1360002 | 3 | [5 empty] | Removed from Ground | Diesel | 30000 | Bare Steel | 1973-03-24 | Galvanized Steel
1360002 | 4 | [5 empty] | Removed from Ground | Diesel | 5000 | Bare Steel | 1961-03-27 | Galvanized Steel
1360003 | 1 | [5 empty] | Removed from Ground | Gas (Historical Use) | 2000 | Bare Steel | 1966-03-04 | Galvanized Steel
1360005 | 1 | Flapper Valve | 1985-02-27 |  | 1985-02-27 |  | Temporarily out of use | Gas (Historical Use) | 2000 | Composite | 1985-02-27 | Fiberglass Reinforced Plastic | Safe Suction (Euro)
1360005 | 2 | Flapper Valve | 1985-02-27 |  | 1985-02-27 |  | Temporarily out of use | Gas (Historical Use) | 2000 | Composite | 1985-02-27 | Fiberglass Reinforced Plastic | Safe Suction (Euro)
1360008 | 1 | [5 empty] | Closed in Ground | Empty | 10000 | Bare Steel | 1976-02-03 | Galvanized Steel
1360008 | 2 | [5 empty] | Removed from Ground | Empty | 10000 | Bare Steel | 1976-02-03 | Galvanized Steel
1360008 | 3 | [5 empty] | Removed from Ground | Empty | 10000 | Cathodically Protected Steel | 1986-01-31 | Galvanized Steel
1360008 | 4 | [5 empty] | Removed from Ground | Empty | 4000 | Bare Steel | 1971-02-04 | Galvanized Steel
1360013 | 1 | [5 empty] | Removed from Ground | Diesel | 8000 | Bare Steel | 1974-01-25 | Bare Steel
1360013 | 2 | [5 empty] | Removed from Ground | Gas (Historical Use) | 1000 | Bare Steel | 1974-01-25 | Bare Steel
1360013 | 3 | [5 empty] | Removed from Ground | Gas (Historical Use) | 1000 | Bare Steel | 1982-01-23 | Bare Steel
1360014 | 1 | [5 empty] | Removed from Ground | Gas (Historical Use) | 4000 | Bare Steel | 1976-02-09 | Unknown
1360014 | 2 | [5 empty] | Removed from Ground | Diesel | 4000 | Bare Steel | 1976-02-09 | Unknown
1360015 | 1 | [5 empty] | Removed from Ground | Gas (Historical Use) | 1500 | Bare Steel | 1979-01-26 | Galvanized Steel | Suction (American)
1360015 | 2 | [5 empty] | Removed from Ground | Diesel | 2000 | Bare Steel | 1979-01-26 | Galvanized Steel | Suction (American)
1360016 | 1 | [5 empty] | Removed from Ground | Gas (Historical Use) | 6000 | Bare Steel | 1985-03-06 | Galvanized Steel
1360016 | 2 | [5 empty] | Closed in Ground | Gas (Historical Use) | 3000 | Bare Steel | 1978-03-08 | Galvanized Steel
1360016 | 3 | [5 empty] | Closed in Ground | Gas (Historical Use) | 300 | Bare Steel | 1966-03-11 | Galvanized Steel
1360017 | 1 | [5 empty] | Removed from Ground | Gas (Historical Use) | 4000 | Bare Steel | 1966-02-12 | Galvanized Steel
1360017 | 2 | [5 empty] | Removed from Ground | Gas (Historical Use) | 4000 | Bare Steel | 1966-02-12 | Galvanized Steel
1360017 | 3 | [5 empty] | Removed from Ground | Diesel | 4000 | Bare Steel | 1966-02-12 | Galvanized Steel
1360018 | 1 | [5 empty] | Removed from Ground | Diesel | 4000 | Bare Steel | 1981-01-02 | Galvanized Steel
1360018 | 2 | [5 empty] | Removed from Ground | Diesel | 4000 | Bare Steel | 1981-01-02 | Galvanized Steel
1360018 | 3 | [5 empty] | Removed from Ground | Gas (Historical Use) | 4000 | Bare Steel | 1981-01-02 | Galvanized Steel
1360019 | 1 | [5 empty] | Removed from Ground | Empty | 3000 | Bare Steel | 1971-02-28 | Galvanized Steel
1360019 | 2 |  |  | yes |  | yes | Currently in Use | Used Oil | 1500 | Bare Steel | 1971-02-28 | Galvanized Steel
1360022 | 1 | [5 empty] | Permanently Out of Use - historical purposes | Empty | 500 | Bare Steel | 1978-03-01 | Galvanized Steel
1360022 | 2 | [5 empty] | Permanently Out of Use - historical purposes | Empty | 500 | Bare Steel | 1978-03-01 | Galvanized Steel
1360025 | 1 | [5 empty] | Removed from Ground | Gas (Historical Use) | 10000 | Bare Steel | 1971-02-01 | Bare Steel | Safe Suction (Euro)
1360025 | 2 | [5 empty] | Permanently Out of Use - historical purposes | Gas (Historical Use) | 6000 | Bare Steel | 1959-02-04 | Galvanized Steel
1360032 | 1 | [5 empty] | Removed from Ground | Diesel | 6000 | Fiberglass | 1985-02-10 | Galvanized Steel
1360033 | 1 | [5 empty] | Removed from Ground | Empty | 2010 | Bare Steel | 1980-01-11 | Galvanized Steel
1360033 | 2 |  |  | yes |  | yes | Removed from Ground | Used Oil | 0 | Bare Steel | 1967-01-14 | Galvanized Steel
1360034 | 1 | [5 empty] | Permanently Out of Use - historical purposes | Other | 500 | Bare Steel | 1976-03-01 | Not Marked
1360034 | 2 | [5 empty] | Permanently Out of Use - historical purposes | Other | 500 | Bare Steel | 1976-03-01 | Not Marked
1360036 | 1 | [5 empty] | Removed from Ground | Diesel | 500 | Bare Steel | 1981-03-25 | Galvanized Steel
1360037 | 1 | [5 empty] | Removed from Ground | Diesel | 1000 | Bare Steel | 1982-04-16 | Galvanized Steel
1360037 | 2 | [5 empty] | Removed from Ground | Gas (Historical Use) | 1000 | Bare Steel | 1979-04-17 | Galvanized Steel
1360037 | 3 | [5 empty] | Removed from Ground | Gas (Historical Use) | 3000 | Bare Steel | 1973-04-18 | Galvanized Steel
1360037 | 4 | [5 empty] | Removed from Ground | Gas (Historical Use) | 4000 | Bare Steel | 1973-04-18 | Galvanized Steel
1360041 | 1 | [5 empty] | Removed from Ground | Gas (Historical Use) | 3000 | Bare Steel | 1971-04-19 | Unknown
1360041 | 2 | [5 empty] | Removed from Ground | Gas (Historical Use) | 3000 | Bare Steel | 1971-04-19 | Unknown
1360041 | 3 | [5 empty] | Removed from Ground | Gas (Historical Use) | 3000 | Bare Steel | 1971-04-19 | Unknown
1360041 | 4 | [5 empty] | Removed from Ground | Gas (Historical Use) | 3000 | Bare Steel | 1971-04-19 | Unknown
1360041 | 5 | [5 empty] | Removed from Ground | Diesel | 550 | Bare Steel | 1974-04-18 | Unknown
1360041 | 6 |  | 1992-06-05 | no | 1992-06-05 | no | Removed from Ground | Gas (Historical Use) | 6000 | Galvanic (STIP-3) | 1992-06-05 | Galvanized Steel | Pressurized
1360041 | 7 |  | 1992-06-01 | no | 1992-06-01 | no | Removed from Ground | Gas (Historical Use) | 6000 | Galvanic (STIP-3) | 1992-06-05 | Galvanized Steel | Pressurized
1360041 | 8 |  | 1992-06-01 | no | 1992-06-01 | no | Removed from Ground | Gas (Historical Use) | 6000 | Galvanic (STIP-3) | 1992-06-05 | Galvanized Steel | Pressurized
1360041 | 9 |  | 1992-06-01 | no | 1992-06-01 | no | Removed from Ground | Diesel | 2000 | Galvanic (STIP-3) | 1992-06-05 | Fiberglass Reinforced Plastic | Safe Suction (Euro)
1360042 | 1 | [5 empty] | Closed in Ground | Gas (Historical Use) | 1000 | Bare Steel | 1976-04-17 | Galvanized Steel | Pressurized
1360042 | 2 | [5 empty] | Closed in Ground | Gas (Historical Use) | 4000 | Bare Steel | 1976-04-17 | Galvanized Steel | Pressurized
1360042 | 3 | [5 empty] | Closed in Ground | Gas (Historical Use) | 4000 | Bare Steel | 1976-04-17 | Galvanized Steel | Pressurized
1360042 | 4 | [5 empty] | Closed in Ground | Diesel | 4000 | Bare Steel | 1976-04-17 | Galvanized Steel | Pressurized
1360042 | 5 | Flapper Valve | 1988-02-10 |  | 1988-02-10 |  | Currently in Use | Gas (Historical Use) | 6000 | Galvanic (STIP-3) | 1988-02-10 | Fiberglass Reinforced Plastic | Pressurized
1360042 | 6 | Flapper Valve | 1988-02-10 |  | 1988-02-10 |  | Currently in Use | Gas (Historical Use) | 6000 | Galvanic (STIP-3) | 1988-02-10 | Fiberglass Reinforced Plastic | Pressurized
1360042 | 7 | Flapper Valve | 1988-02-10 |  | 1988-02-10 |  | Currently in Use | Gas (Historical Use) | 6000 | Galvanic (STIP-3) | 1988-02-10 | Fiberglass Reinforced Plastic | Pressurized
1360042 | 8 | Flapper Valve | 1988-02-10 |  | 1988-02-10 |  | Currently in Use | Diesel | 6000 | Galvanic (STIP-3) | 1988-02-10 | Fiberglass Reinforced Plastic | Pressurized
1360043 | 1 | Flapper Valve | 1998-12-21 | no | 1998-12-21 | no | Currently in Use | E-10 | 2000 | Steel-Impressed Current | 1983-04-16 | Steel (Impressed Current) | Suction (American)
1360043 | 2 | Flapper Valve | 1998-12-21 | no | 1998-12-21 | no | Currently in Use | E-10 | 2000 | Steel-Impressed Current | 1983-04-16 | Steel (Impressed Current) | Suction (American)
1360043 | 3 | Flapper Valve | 1998-12-21 | no | 1998-12-21 | no | Currently in Use | Gas (Historical Use) | 6000 | Steel-Impressed Current | 1983-04-16 | Steel (Impressed Current) | Suction (American)
1360043 | 4 | Flapper Valve | 1998-12-21 | no | 1998-12-21 | no | Currently in Use | Diesel | 6000 | Steel-Impressed Current | 1983-04-16 | Steel (Impressed Current) | Suction (American)
1360044 | 1 | Ball Float | 1997-03-14 |  | 1993-06-10 |  | Currently in Use | Gas (Historical Use) | 6000 | Steel-Impressed Current | 1985-04-15 | Double-Walled Flex | Pressurized
1360044 | 2 | Ball Float | 1993-06-10 |  | 1993-06-10 |  | Currently in Use | Gas (Historical Use) | 6000 | Steel-Impressed Current | 1985-04-15 | Double-Walled Flex | Pressurized
1360044 | 3 | Ball Float | 1993-06-10 |  | 1993-06-10 |  | Currently in Use | Gas (Historical Use) | 6000 | Steel-Impressed Current | 1985-04-15 | Double-Walled Flex | Pressurized
1360044 | 4 | Ball Float | 1993-06-10 |  | 1993-06-10 |  | Currently in Use | Diesel | 6000 | Steel-Impressed Current | 1985-04-15 | Double-Walled Flex | Pressurized
1360045 | 1 | [5 empty] | Removed from Ground | Diesel | 1000 | Bare Steel | 1983-04-16 | Galvanized Steel
1360045 | 2 | [5 empty] | Removed from Ground | Gas (Historical Use) | 3000 | Bare Steel | 1972-04-18 | Galvanized Steel
1360045 | 3 | [5 empty] | Removed from Ground | Gas (Historical Use) | 3000 | Bare Steel | 1972-04-18 | Galvanized Steel
1360045 | 4 | [5 empty] | Removed from Ground | Gas (Historical Use) | 3000 | Bare Steel | 1972-04-18 | Galvanized Steel
1360045 | 5 | [5 empty] | Removed from Ground | Gas (Historical Use) | 3000 | Bare Steel | 1972-04-18 | Galvanized Steel
1360045 | 6 |  | 1993-08-25 |  | 1993-08-25 |  | Removed from Ground | Gas (Historical Use) | 8000 | Fiberglass | 1976-04-17 | Fiberglass Reinforced Plastic | Pressurized
1360045 | 7 |  | 1993-08-25 |  | 1993-08-25 |  | Removed from Ground | Gas (Historical Use) | 8000 | Composite | 1993-08-25 | Fiberglass Reinforced Plastic | Pressurized
1360047 | 1 | [5 empty] | Removed from Ground | Propane | 30000 | Bare Steel | 1960-04-22 | Cathodically Protected
1360047 | 10 | [5 empty] | Currently in Use | Propane | 30000 | Bare Steel | 1972-04-19 | Cathodically Protected
1360047 | 11 | [5 empty] | Currently in Use | Propane | 30000 | Bare Steel | 1972-04-19 | Cathodically Protected
1360047 | 12 | [5 empty] | Currently in Use | Propane | 30000 | Bare Steel | 1972-04-19 | Cathodically Protected
1360047 | 13 | [5 empty] | Currently in Use | Propane | 30000 | Bare Steel | 1972-04-19 | Cathodically Protected
1360047 | 14 | [5 empty] | Currently in Use | Propane | 30000 | Bare Steel | 1972-04-19 | Cathodically Protected
1360047 | 15 | [5 empty] | Currently in Use | Propane | 30000 | Bare Steel | 1972-04-19 | Cathodically Protected
1360047 | 16 | [5 empty] | Currently in Use | Propane | 30000 | Bare Steel | 1978-04-18 | Cathodically Protected
1360047 | 17 | [5 empty] | Currently in Use | Propane | 30000 | Bare Steel | 1978-04-18 | Cathodically Protected
1360047 | 18 | [5 empty] | Currently in Use | Propane | 30000 | Bare Steel | 1978-04-18 | Cathodically Protected
1360047 | 2 | [5 empty] | Removed from Ground | Propane | 30000 | Bare Steel | 1960-04-22 | Cathodically Protected
1360047 | 3 | [5 empty] | Currently in Use | Propane | 30000 | Bare Steel | 1966-04-21 | Cathodically Protected
1360047 | 4 | [5 empty] | Currently in Use | Propane | 30000 | Bare Steel | 1966-04-21 | Cathodically Protected
1360047 | 5 | [5 empty] | Currently in Use | Propane | 30000 | Bare Steel | 1966-04-21 | Cathodically Protected
1360047 | 6 | [5 empty] | Currently in Use | Propane | 30000 | Bare Steel | 1966-04-21 | Cathodically Protected
1360047 | 7 | [5 empty] | Currently in Use | Propane | 30000 | Bare Steel | 1972-04-19 | Cathodically Protected
1360047 | 8 | [5 empty] | Currently in Use | Propane | 30000 | Bare Steel | 1972-04-19 | Cathodically Protected
1360047 | 9 | [5 empty] | Currently in Use | Propane | 30000 | Bare Steel | 1972-04-19 | Cathodically Protected
1360048 | U1 | [5 empty] | Removed from Ground | Gas (Historical Use) | 10000 | Bare Steel | 1955-04-21 | Bare Steel | Suction (American)
1360048 | U2 | [5 empty] | Removed from Ground | Gas (Historical Use) | 10000 | Bare Steel | 1968-04-19 | Bare Steel | Suction (American)
1360048 | U3 | [5 empty] | Removed from Ground | Diesel | 560 | Bare Steel | 1949-04-18 | Bare Steel | Suction (American)
1360050 | 1 | [5 empty] | Removed from Ground | Gas (Historical Use) | 4000 | Bare Steel | 1983-04-18 | Cathodically Protected
1360050 | 2 | [5 empty] | Removed from Ground | Gas (Historical Use) | 8000 | Cathodically Protected Steel | 1983-04-18 | Galvanized Steel
1360050 | 3 | [5 empty] | Removed from Ground | Diesel | 1000 | Cathodically Protected Steel | 1983-04-18 | Galvanized Steel
1360050 | 4 | [5 empty] | Removed from Ground | Diesel | 1000 | Bare Steel | 1976-04-19 | Not Marked
1360051 | 1 | [5 empty] | Removed from Ground | Gas (Historical Use) | 1000 | Cathodically Protected Steel | 1984-04-17 | Galvanized Steel
1360051 | 2 | [5 empty] | Removed from Ground | Gas (Historical Use) | 1000 | Cathodically Protected Steel | 1984-04-17 | Galvanized Steel
1360051 | 3 | [5 empty] | Removed from Ground | Diesel | 550 | Cathodically Protected Steel | 1984-04-17 | Galvanized Steel
1360051 | 4 | [5 empty] | Removed from Ground | Gas (Historical Use) | 1000 | Bare Steel | 1960-04-23 | Not Marked
1360053 | 1 | Flapper Valve | 1998-08-01 |  | 1998-08-01 |  | Removed from Ground | Gas (Historical Use) | 6000 | Steel-Impressed Current | 1986-04-18 | Fiberglass Reinforced Plastic | Pressurized
1360053 | 2 | Flapper Valve | 1998-08-01 |  | 1998-08-01 |  | Removed from Ground | Gas (Historical Use) | 6000 | Steel-Impressed Current | 1986-04-18 | Fiberglass Reinforced Plastic | Pressurized
1360053 | 3 | Flapper Valve | 1998-08-01 |  | 1998-08-01 |  | Removed from Ground | Gas (Historical Use) | 4000 | Steel-Impressed Current | 1986-04-18 | Fiberglass Reinforced Plastic | Pressurized
1360054 | 2 | [5 empty] | Removed from Ground | Other | 550 | Fiberglass | 1982-04-22 | Unknown
1360057 | 1 |  |  | yes |  | yes | Removed from Ground | Used Oil | 4000 | Bare Steel | 1984-04-10 | Fiberglass Reinforced Plastic
1360060 | 10473-1 | [5 empty] | Removed from Ground | Gas (Historical Use) | 1000 | Bare Steel | 1971-05-03 | Galvanized Steel
1360060 | 10473-2 | [5 empty] | Removed from Ground | Diesel | 550 | Bare Steel | 1983-04-30 | Galvanized Steel
1360061 | 10474-1 | [5 empty] | Removed from Ground | Gas (Historical Use) | 500 | Bare Steel | 1971-05-03 | Galvanized Steel
1360061 | 10474-2 | [5 empty] | Removed from Ground | Gas (Historical Use) | 275 | Bare Steel | 1971-05-03 | Galvanized Steel
1360062 | 10484-1 | [5 empty] | Removed from Ground | Other | 550 | Bare Steel | 1971-05-03 | Galvanized Steel
1360062 | 10484-2 | [5 empty] | Removed from Ground | Other | 270 | Bare Steel | 1971-05-03 | Galvanized Steel
1360064 | 1 | [5 empty] | Closed in Ground | Empty | 6000 | Bare Steel | 1974-03-31 | Galvanized Steel
1360064 | 2 | [5 empty] | Closed in Ground | Diesel | 8000 | Bare Steel | 1974-03-31 | Galvanized Steel
1360069 | 1 | [5 empty] | Removed from Ground | Diesel | 12000 | Bare Steel | 1948-05-08 | Galvanized Steel
1360069 | 2 | [5 empty] | Removed from Ground | Diesel | 10000 | Bare Steel | 1948-05-08 | Galvanized Steel
1360069 | 3 | [5 empty] | Removed from Ground | Diesel | 1000 | Bare Steel | 1948-05-08 | Galvanized Steel
1360072 | 1 | [5 empty] | Removed from Ground | Gas (Historical Use) | 8000 | Bare Steel | 1982-04-30 | Galvanized Steel | Safe Suction (Euro)
1360072 | 2 | [5 empty] | Removed from Ground | Gas (Historical Use) | 2000 | Bare Steel | 1982-04-30 | Galvanized Steel | Safe Suction (Euro)
1360072 | 3 | [5 empty] | Removed from Ground | Gas (Historical Use) | 2000 | Bare Steel | 1982-04-30 | Galvanized Steel | Safe Suction (Euro)
1360073 | 1 | [5 empty] | Removed from Ground | Gas (Historical Use) | 8000 | Bare Steel | 1973-05-03 | Galvanized Steel
1360074 | 1 | [5 empty] | Removed from Ground | Gas (Historical Use) | 4000 | Bare Steel | 1971-05-04 | Unknown
1360074 | 2 | [5 empty] | Removed from Ground | Gas (Historical Use) | 4000 | Bare Steel | 1971-05-04 | Unknown
1360074 | 3 | [5 empty] | Removed from Ground | Gas (Historical Use) | 4000 | Bare Steel | 1971-05-04 | Unknown
1360074 | 4 | [5 empty] | Removed from Ground | Gas (Historical Use) | 4000 | Bare Steel | 1971-05-04 | Unknown
1360074 | 5 | [5 empty] | Removed from Ground | Gas (Historical Use) | 4000 | Bare Steel | 1971-05-04 | Unknown
1360074 | 6 | [5 empty] | Removed from Ground | Diesel | 4000 | Bare Steel | 1980-04-16 | Galvanized Steel
1360074 | 7 | [5 empty] | Removed from Ground | Gas (Historical Use) | 500 | Bare Steel | 1971-05-04 | Galvanized Steel | Pressurized
1360076 | 1 | [5 empty] | Removed from Ground | Gas (Historical Use) | 550 | Bare Steel | 1983-05-01 | Galvanized Steel | Suction (American)
1360076 | 2 | [5 empty] | Removed from Ground | Diesel | 1000 | Bare Steel | 1983-05-01 | Galvanized Steel | Suction (American)
1360076 | 3 | Flapper Valve | 1994-10-10 |  | 1994-10-10 |  | Currently in Use | Diesel | 2000 | Composite | 1994-10-10 | Fiberglass Reinforced Plastic | Safe Suction (Euro)
1360076 | 4 | Flapper Valve | 1994-10-10 |  | 1994-10-10 |  | Currently in Use | Gas (Historical Use) | 1000 | Composite | 1994-10-10 | Fiberglass Reinforced Plastic | Safe Suction (Euro)
1360077 | 1 | [5 empty] | Removed from Ground | Gas (Historical Use) | 4000 | Bare Steel | 1981-05-01 | Galvanized Steel
1360077 | 2 | [5 empty] | Removed from Ground | Gas (Historical Use) | 2000 | Bare Steel | 1980-05-01 | Galvanized Steel
1360077 | 3 | [5 empty] | Removed from Ground | Diesel | 560 | Bare Steel | 1998-08-04 | Galvanized Steel | Suction (American)
1360078 | 1 | [5 empty] | Removed from Ground | Gas (Historical Use) | 800 | Bare Steel | 1976-05-03 | Galvanized Steel
1360080 | 1 |  |  |  | 1986-06-01 |  | Removed from Ground | Gas (Historical Use) | 8000 | Cathodically Protected Steel | 1986-04-17 | Cathodically Protected | Pressurized
1360080 | 10 | Flapper Valve | 1998-03-09 | no | 1998-03-09 | no | Currently in Use | E-10 | 10152 | Composite | 1998-03-09 | Double-Walled Flex | Pressurized
1360080 | 11 | Flapper Valve | 1998-03-09 | no | 1998-03-09 | no | Currently in Use | Plus | 10152 | Composite | 1998-03-09 | Double-Walled Flex | Pressurized
1360080 | 12 | Flapper Valve | 1998-03-09 | no | 1998-03-09 | no | Currently in Use | Premium | 10152 | Composite | 1998-03-09 | Double-Walled Flex | Pressurized
1360080 | 2 |  |  |  | 1986-06-01 |  | Removed from Ground | Gas (Historical Use) | 8000 | Cathodically Protected Steel | 1986-04-17 | Cathodically Protected | Pressurized
1360080 | 3 |  |  |  | 1986-06-01 |  | Removed from Ground | Gas (Historical Use) | 8000 | Cathodically Protected Steel | 1986-04-17 | Cathodically Protected | Pressurized
1360080 | 4 |  |  |  | 1986-06-01 |  | Removed from Ground | Diesel | 8000 | Cathodically Protected Steel | 1986-04-17 | Cathodically Protected | Pressurized
1360080 | 5 | [5 empty] | Removed from Ground | Gas (Historical Use) | 10000 | Bare Steel | 1966-05-12 | Galvanized Steel
1360080 | 6 | [5 empty] | Removed from Ground | Gas (Historical Use) | 2000 | Bare Steel | 1966-05-12 | Galvanized Steel
1360080 | 7 | [5 empty] | Removed from Ground | Gas (Historical Use) | 3000 | Bare Steel | 1966-05-12 | Galvanized Steel
1360080 | 8 | [5 empty] | Removed from Ground | Gas (Historical Use) | 3000 | Bare Steel | 1966-05-12 | Galvanized Steel
1360080 | 9 | [5 empty] | Removed from Ground | Diesel | 4000 | Bare Steel | 1966-05-12 | Galvanized Steel
1360081 | 1 | Flapper Valve | 1998-06-15 |  | 1998-06-15 |  | Currently in Use | Gas (Historical Use) | 8000 | Steel-Impressed Current | 1983-05-08 | Fiberglass Reinforced Plastic | Pressurized
1360081 | 2 | Flapper Valve | 1998-06-15 |  | 1998-06-15 |  | Currently in Use | Gas (Historical Use) | 8000 | Steel-Impressed Current | 1983-05-08 | Fiberglass Reinforced Plastic | Pressurized
1360081 | 3 | Flapper Valve | 1998-06-15 |  | 1998-06-15 |  | Temporarily out of use | Diesel | 8000 | Steel-Impressed Current | 1983-05-08 | Fiberglass Reinforced Plastic | Pressurized
1360081 | 4 | [5 empty] | Removed from Ground | Gas (Historical Use) | 4000 | Bare Steel | 1983-05-08 | Galvanized Steel
1360082 | 1 | [5 empty] | Removed from Ground | Gas (Historical Use) | 4000 | Bare Steel | 1983-05-08 | Cathodically Protected
1360082 | 2 | [5 empty] | Removed from Ground | Gas (Historical Use) | 4000 | Bare Steel | 1983-05-08 | Galvanized Steel
1360082 | 3 | [5 empty] | Removed from Ground | Gas (Historical Use) | 4000 | Bare Steel | 1983-05-08 | Galvanized Steel
1360082 | 4 |  | 1993-07-05 |  | 1993-07-05 |  | Currently in Use | Gas (Historical Use) | 6000 | Galvanic (STIP-3) | 1993-07-05 | Fiberglass Reinforced Plastic | Pressurized
1360082 | 5A |  | 1993-07-05 |  | 1993-07-05 |  | Currently in Use | Gas (Historical Use) | 3000 | Galvanic (STIP-3) | 1993-07-05 | Fiberglass Reinforced Plastic | Pressurized
1360082 | 5B |  | 1993-07-05 | no | 1993-07-05 | no | Currently in Use | Gas (Historical Use) | 3000 | Galvanic (STIP-3) | 1993-07-05 |  | Pressurized
1360083 | 1 | [5 empty] | Removed from Ground | Other | 3000 | Bare Steel | 1976-05-09 | Galvanized Steel | Safe Suction (Euro)
1360084 | 1 | [5 empty] | Removed from Ground | Gas (Historical Use) | 2000 | Bare Steel | 1971-05-11 | Galvanized Steel
1360084 | 2 | [5 empty] | Removed from Ground | Gas (Historical Use) | 1000 | Bare Steel | 1971-05-11 | Galvanized Steel
1360084 | 3 | [5 empty] | Removed from Ground | Gas (Historical Use) | 560 | Bare Steel | 1971-05-11 | Galvanized Steel
1360085 | 1 | [5 empty] | Removed from Ground | Gas (Historical Use) | 6000 | Bare Steel | 1985-05-07 | Galvanized Steel | Pressurized
1360085 | 2 | [5 empty] | Removed from Ground | Gas (Historical Use) | 6000 | Bare Steel | 1985-05-07 | Galvanized Steel | Pressurized
1360085 | 3 | [5 empty] | Removed from Ground | Gas (Historical Use) | 6000 | Bare Steel | 1985-05-07 | Galvanized Steel | Pressurized
1360085 | 4 | [5 empty] | Removed from Ground | Diesel | 6000 | Bare Steel | 1985-05-07 | Galvanized Steel | Pressurized
1360086 | 1 | Flapper Valve | 1997-06-01 |  | 1997-06-01 |  | Currently in Use | Gas (Historical Use) | 5076 | Galvanic (STIP-3) | 1986-04-01 | Double-Walled Fiberglass | Safe Suction (Euro)
1360086 | 2 | Flapper Valve | 1997-06-01 |  | 1997-06-01 |  | Currently in Use | Gas (Historical Use) | 5076 | Galvanic (STIP-3) | 1986-04-01 | Double-Walled Fiberglass | Safe Suction (Euro)
1360086 | 3 | Flapper Valve | 1997-06-01 |  | 1997-06-01 |  | Currently in Use | Diesel | 5076 | Galvanic (STIP-3) | 1986-04-01 | Double-Walled Fiberglass | Safe Suction (Euro)
1360088 | 1 | [5 empty] | Removed from Ground | Diesel | 2000 | Bare Steel | 1978-05-09 | Galvanized Steel
1360089 | 1 | Overfill Alarm | 1998-11-10 | no | 1998-11-10 | no | Currently in Use | Aviaion gas/AV Gas | 12000 | Steel-Impressed Current | 1981-05-08 | Fiberglass Reinforced Plastic | Pressurized
1360089 | 2 | [5 empty] | Removed from Ground | Jet Fuel | 10000 | Bare Steel | 1999-09-23 | Bare Steel
1360089 | 3 | Flapper Valve | 1999-09-16 | no | 1999-09-16 | no | Currently in Use | Aviaion gas/AV Gas | 20000 | Composite | 1999-09-16 | Double-Walled Fiberglass | Safe Suction (Euro)
1360090 | 1 | [5 empty] | Removed from Ground | Gas (Historical Use) | 8000 | Bare Steel | 1965-05-10 | Galvanized Steel
1360090 | 2 | [5 empty] | Removed from Ground | Gas (Historical Use) | 8000 | Bare Steel | 1965-05-10 | Galvanized Steel
1360090 | 3 | [5 empty] | Removed from Ground | Gas (Historical Use) | 4000 | Bare Steel | 1974-05-08 | Galvanized Steel
1360090 | 4 | [5 empty] | Removed from Ground | Diesel | 4000 | Bare Steel | 1966-05-10 | Galvanized Steel
1360090 | 5 | [5 empty] | Removed from Ground | Diesel | 4000 | Cathodically Protected Steel | 1985-05-05 | Galvanized Steel
1360091 | 1 | [5 empty] | Removed from Ground | Diesel | 4000 | Bare Steel | 1979-05-07 | Galvanized Steel
1360091 | 2 | [5 empty] | Removed from Ground | Gas (Historical Use) | 4000 | Bare Steel | 1983-05-06 | Galvanized Steel
1360091 | 3 | [5 empty] | Removed from Ground | Diesel | 2000 | Bare Steel | 1976-05-07 | Galvanized Steel
1360094 | 1 | Flapper Valve | 1997-02-05 |  | 1997-02-05 |  | Currently in Use | Gas (Historical Use) | 10000 | Steel-Impressed Current | 1980-05-06 | Steel (Impressed Current) | Safe Suction (Euro)
1360094 | 2 | Flapper Valve | 1997-02-05 |  | 1997-02-05 |  | Currently in Use | Gas (Historical Use) | 10000 | Steel-Impressed Current | 1980-05-06 | Steel (Impressed Current) | Safe Suction (Euro)
1360095 | 1 | [5 empty] | Removed from Ground | Gas (Historical Use) | 2000 | Bare Steel | 1970-01-01 | Bare Steel | Safe Suction (Euro)
1360095 | 2 | [5 empty] | Removed from Ground | Gas (Historical Use) | 560 | Bare Steel | 1970-01-01 | Bare Steel | Safe Suction (Euro)
1360095 | 3 | [5 empty] | Removed from Ground | Gas (Historical Use) | 560 | Bare Steel | 1970-01-01 | Bare Steel | Safe Suction (Euro)
1360095 | 4 | [5 empty] | Removed from Ground | Diesel | 560 | Bare Steel | 1970-01-01 | Bare Steel | Safe Suction (Euro)
1360096 | T1 | Ball Float | 1994-04-07 |  | 1994-04-07 |  | Currently in Use | Gas (Historical Use) | 6000 | Fiberglass Double Walled | 1984-05-07 | Double-Walled Fiberglass | Pressurized
1360096 | T2 | Ball Float | 1994-04-07 |  | 1994-04-07 |  | Currently in Use | Gas (Historical Use) | 8000 | Fiberglass Double Walled | 1984-05-07 | Double-Walled Fiberglass | Pressurized
1360096 | T3 | Ball Float | 1994-04-07 |  | 1994-04-07 |  | Currently in Use | Gas (Historical Use) | 6000 | Fiberglass Double Walled | 1984-05-07 | Double-Walled Fiberglass | Pressurized
1360097 | 1 |  | 1994-12-06 |  | 1994-12-06 |  | Removed from Ground | Gas (Historical Use) | 6000 | Bare Steel | 1979-05-09 | Galvanized Steel | Safe Suction (Euro)
1360097 | 2 |  | 1994-12-06 |  | 1994-12-06 |  | Removed from Ground | Gas (Historical Use) | 8000 | Bare Steel | 1979-05-09 | Galvanized Steel | Safe Suction (Euro)
1360097 | 3 |  | 1994-12-06 |  | 1994-12-06 |  | Removed from Ground | Gas (Historical Use) | 6000 | Bare Steel | 1979-05-09 | Galvanized Steel | Safe Suction (Euro)
1360097 | 4 | Ball Float | 1996-02-07 |  | 1996-02-07 |  | Currently in Use | Gas (Historical Use) | 12000 | Epoxy | 1996-01-01 | Double-Walled Flex | Pressurized
1360097 | 5 | Ball Float | 1996-02-07 |  | 1996-02-07 |  | Temporarily out of use | Gas (Historical Use) | 8000 | Epoxy | 1996-01-01 | Double-Walled Flex | Pressurized
1360098 | 1 |  | 1994-12-01 |  | 1994-12-01 |  | Removed from Ground | Gas (Historical Use) | 6000 | Bare Steel | 1980-05-08 | Galvanized Steel | Safe Suction (Euro)
1360098 | 2 |  | 1994-12-01 |  | 1994-12-01 |  | Removed from Ground | Gas (Historical Use) | 6000 | Bare Steel | 1980-05-08 | Galvanized Steel | Safe Suction (Euro)
1360098 | 3 |  | 1994-12-01 |  | 1994-12-01 |  | Removed from Ground | Gas (Historical Use) | 6000 | Bare Steel | 1980-05-08 | Galvanized Steel | Safe Suction (Euro)
1360100 | ACT271 |  | 1991-02-01 |  | 1991-02-01 |  | Removed from Ground | Gas (Historical Use) | 6000 | Composite | 1991-02-01 | Fiberglass Reinforced Plastic | Pressurized
1360100 | ACT275 |  | 1991-02-01 |  | 1991-02-01 |  | Removed from Ground | Gas (Historical Use) | 6000 | Composite | 1991-02-01 | Fiberglass Reinforced Plastic | Pressurized
1360100 | ACT276 |  | 1991-02-01 |  | 1990-02-01 |  | Removed from Ground | Gas (Historical Use) | 6000 | Composite | 1991-02-01 | Fiberglass Reinforced Plastic | Pressurized
1360100 | T1 | [5 empty] | Removed from Ground | Gas (Historical Use) | 8000 | Bare Steel | 1968-05-11 | Galvanized Steel
1360100 | T2 | [5 empty] | Removed from Ground | Gas (Historical Use) | 8000 | Bare Steel | 1968-05-11 | Galvanized Steel
1360100 | T3 | [5 empty] | Removed from Ground | Gas (Historical Use) | 4000 | Bare Steel | 1973-05-10 | Galvanized Steel
1360100 | T5 |  |  | yes |  | yes | Removed from Ground | Used Oil | 550 | Bare Steel | 1968-05-11 | Galvanized Steel
1360101 | T1 | [5 empty] | Permanently Out of Use - historical purposes | Gas (Historical Use) | 1000 | Bare Steel |  | Galvanized Steel
1360104 | T1 | [5 empty] | Removed from Ground | Gas (Historical Use) | 3000 | Marked Unknown | 1977-06-15 | Unknown
1360104 | T2 | [5 empty] | Removed from Ground | Gas (Historical Use) | 3000 | Marked Unknown | 1977-06-15 | Unknown
1360104 | T3 | [5 empty] | Removed from Ground | Gas (Historical Use) | 3000 | Marked Unknown | 1977-06-15 | Unknown
1360104 | T6 | [5 empty] | Removed from Ground | Kerosene | 560 | Marked Unknown | 1986-05-07 | Unknown
1360105 | 1 |  | 1998-12-22 |  | 1998-09-20 |  | Removed from Ground | Gas (Historical Use) | 1000 | Cathodically Protected Steel | 1982-05-09 | Cathodically Protected | Suction (American)
1360105 | 2 | [5 empty] | Removed from Ground | Gas (Historical Use) | 560 | Bare Steel | 1974-05-11 | Galvanized Steel
1360105 | 3 | [5 empty] | Removed from Ground | Gas (Historical Use) | 1000 | Bare Steel | 1976-05-10 | Galvanized Steel
1360105 | 4 | [5 empty] | Removed from Ground | Kerosene | 290 | Bare Steel | 1981-05-09 | Galvanized Steel
1360105 | 5 | [5 empty] | Removed from Ground | Diesel | 3000 | Bare Steel | 1983-05-09 | Galvanized Steel | Suction (American)
1360105 | 6 | Overfill Alarm | 1999-10-01 |  | 1999-10-01 |  | Currently in Use | Gas (Historical Use) | 1000 | Steel-Impressed Current | 1987-04-10 | Steel (Impressed Current) | Suction (American)
1360105 | 7 | Overfill Alarm | 1999-10-01 |  | 1999-10-01 |  | Currently in Use | Diesel | 1000 | Steel-Impressed Current | 1987-09-10 | Steel (Impressed Current) | Suction (American)
1360105 | 8 | Overfill Alarm | 1999-10-01 |  | 1999-10-01 |  | Currently in Use | Kerosene | 1000 | Steel-Impressed Current | 1987-09-10 | Steel (Impressed Current) | Suction (American)
1360105 | 9 | Overfill Alarm | 1999-10-01 |  | 1999-10-01 |  | Currently in Use | Gas (Historical Use) | 2000 | Composite | 1999-10-04 | Fiberglass Reinforced Plastic | Suction (American)
1360106 | 1 | [5 empty] | Removed from Ground | Gas (Historical Use) | 1000 | Bare Steel | 1974-05-11 | Galvanized Steel
1360106 | 2 | [5 empty] | Removed from Ground | Gas (Historical Use) | 1000 | Bare Steel | 1974-05-11 | Galvanized Steel
1360106 | 3 | [5 empty] | Removed from Ground | Diesel | 500 | Bare Steel | 1974-05-11 | Galvanized Steel
1360107 | 1 | [5 empty] | Removed from Ground | Diesel | 4000 | Bare Steel | 1976-05-10 | Galvanized Steel
1360108 | 1 | [5 empty] | Removed from Ground | Empty | 560 | Bare Steel | 1980-05-09 | Galvanized Steel
1360110 | 1 | [5 empty] | Removed from Ground | Gas (Historical Use) | 560 | Bare Steel | 1974-05-11 | Galvanized Steel
1360110 | 2 | [5 empty] | Removed from Ground | Diesel | 290 | Bare Steel | 1974-05-11 | Galvanized Steel
1360111 | 1 | Flapper Valve | 1997-03-01 |  | 1997-03-01 |  | Removed from Ground | Gas (Historical Use) | 10000 | Steel-Impressed Current | 1971-05-12 | Flex | Pressurized
1360111 | 2 | Flapper Valve | 1997-03-01 |  | 1997-03-01 |  | Removed from Ground | Gas (Historical Use) | 10000 | Steel-Impressed Current | 1986-05-08 | Flex | Pressurized
1360111 | 3 | [5 empty] | Removed from Ground | Empty | 2000 | Steel-Impressed Current | 1986-05-08 | Not Marked | Safe Suction (Euro)
1360113 | 1 | [5 empty] | Closed in Ground | Gas (Historical Use) | 1000 | Bare Steel | 1986-05-08 | Galvanized Steel
1360113 | 2 | [5 empty] | Closed in Ground | Gas (Historical Use) | 550 | Bare Steel | 1986-05-08 | Galvanized Steel
1360113 | 3 | [5 empty] | Closed in Ground | Gas (Historical Use) | 550 | Bare Steel | 1986-05-08 | Galvanized Steel
1360115 | 1AST | [5 empty] | Currently in Use | Gas (Historical Use) | 550 | Bare Steel | 1986-05-08 | Galvanized Steel
1360116 | 1 | [5 empty] | Removed from Ground | Gas (Historical Use) | 560 | Marked Unknown | 1986-02-15 | Unknown
1360116 | T2 | [5 empty] | Removed from Ground | Gas (Historical Use) | 560 | Marked Unknown | 1986-02-01 | Unknown
1360117 | T2 | [5 empty] | Removed from Ground | Gas (Historical Use) | 560 | Bare Steel | 1986-05-08 | Galvanized Steel
1360120 | 1 | [5 empty] | Removed from Ground | Diesel | 15000 | Composite | 1981-05-09 | Bare Steel | Pressurized
1360120 | 2 | [5 empty] | Removed from Ground | Diesel | 15000 | Composite | 1981-05-09 | Not Marked
1360120 | 3 | [5 empty] | Removed from Ground | Diesel | 15000 | Composite | 1981-05-09 | Not Marked
1360120 | 4 | [5 empty] | Removed from Ground | Gas (Historical Use) | 10000 | Composite | 1981-05-09 | Bare Steel | Pressurized
1360120 | 5 | [5 empty] | Removed from Ground | Other | 6000 | Composite | 1981-05-09 | Galvanized Steel | Suction (American)
1360120 | 6 |  |  | yes |  | yes | Removed from Ground | Used Oil | 2000 | Composite | 1981-05-09 | Bare Steel | Gravity Fed
1360120 | 7 | Flapper Valve | 1997-02-01 | no | 1997-02-01 | no | Currently in Use | Diesel | 20000 | Fiberglass Double Walled | 1995-08-01 | Double-Walled Fiberglass | Pressurized
1360121 | 1 | [5 empty] | Removed from Ground | Gas (Historical Use) | 500 | Bare Steel | 1969-05-12 | Bare Steel
1360121 | 2 | [5 empty] | Removed from Ground | Gas (Historical Use) | 1000 | Bare Steel | 1993-01-28 | Bare Steel
1360123 | 1 | [5 empty] | Removed from Ground | Diesel | 1000 | Bare Steel | 1976-05-10 | Galvanized Steel
1360124 | 1 | [5 empty] | Removed from Ground | Diesel | 2000 | Bare Steel | 1986-05-08 | Galvanized Steel | Suction (American)
1360127 | 1 | [5 empty] | Removed from Ground | Diesel | 1000 | Bare Steel | 1981-05-09 | Galvanized Steel
1360127 | 2 | [5 empty] | Removed from Ground | Gas (Historical Use) | 560 | Bare Steel | 1981-05-09 | Galvanized Steel
1360128 | 1 | [5 empty] | Removed from Ground | Diesel | 560 | Bare Steel | 1971-05-12 | Galvanized Steel
1360128 | 2 | [5 empty] | Removed from Ground | Gas (Historical Use) | 560 | Bare Steel | 1971-05-12 | Galvanized Steel
1360134 | 1 | [5 empty] | Removed from Ground | Gas (Historical Use) | 3000 | Bare Steel | 1966-05-13 | Galvanized Steel
1360134 | 2 | [5 empty] | Removed from Ground | Gas (Historical Use) | 2000 | Bare Steel | 1966-05-13 | Galvanized Steel
1360134 | 3 | [5 empty] | Removed from Ground | Gas (Historical Use) | 1065 | Bare Steel | 1966-05-13 | Galvanized Steel
1360134 | 4 | [5 empty] | Removed from Ground | Gas (Historical Use) | 1065 | Bare Steel | 1966-05-13 | Galvanized Steel
1360135 | 1 | [5 empty] | Removed from Ground | Gas (Historical Use) | 2000 | Bare Steel | 1966-05-13 | Galvanized Steel
1360135 | 2 | [5 empty] | Removed from Ground | Gas (Historical Use) | 1000 | Bare Steel | 1966-05-13 | Galvanized Steel
1360135 | 3 | [5 empty] | Removed from Ground | Gas (Historical Use) | 3000 | Bare Steel | 1976-05-10 | Galvanized Steel
1360135 | 4 | Flapper Valve | 1998-08-01 | no | 1998-08-01 | no | Currently in Use | Gas (Historical Use) | 8000 | Composite | 1987-01-01 | Fiberglass Reinforced Plastic | Pressurized
1360135 | 5 | Flapper Valve | 1998-08-01 | no | 1998-08-01 | no | Currently in Use | Gas (Historical Use) | 6000 | Composite | 1987-01-01 | Fiberglass Reinforced Plastic | Pressurized
1360135 | 6 | Flapper Valve | 1998-08-01 | no | 1998-08-01 | no | Currently in Use | Gas (Historical Use) | 6000 | Composite | 1987-01-01 | Fiberglass Reinforced Plastic | Pressurized
1360136 | 1 | [5 empty] | Removed from Ground | Gas (Historical Use) | 560 | Bare Steel | 1966-05-13 | Galvanized Steel
1360136 | 2 | [5 empty] | Removed from Ground | Gas (Historical Use) | 560 | Bare Steel | 1966-05-13 | Galvanized Steel
1360137 | 1 | [5 empty] | Removed from Ground | Empty | 1065 | Bare Steel | 1966-05-13 | Galvanized Steel
1360137 | 2 | [5 empty] | Removed from Ground | Empty | 560 | Bare Steel | 1966-05-13 | Galvanized Steel
1360138 | 1 | [5 empty] | Removed from Ground | Empty | 4000 | Bare Steel | 1969-05-12 | Galvanized Steel
1360138 | 2 | [5 empty] | Removed from Ground | Empty | 2000 | Bare Steel | 1969-05-12 | Galvanized Steel
1360138 | 3 | [5 empty] | Removed from Ground | Empty | 2000 | Bare Steel | 1969-05-12 | Galvanized Steel
1360138 | 4 | [5 empty] | Removed from Ground | Empty | 1065 | Bare Steel | 1969-05-12 | Galvanized Steel
1360140 | 1 | [5 empty] | Removed from Ground | Gas (Historical Use) | 0 | Bare Steel | 1965-05-13 | Galvanized Steel
1360140 | 2 | [5 empty] | Removed from Ground | Gas (Historical Use) | 0 | Bare Steel | 1965-05-13 | Galvanized Steel
1360141 | 1 | [5 empty] | Removed from Ground | Gas (Historical Use) | 4144 | Bare Steel | 1968-05-12 | Galvanized Steel
1360141 | 2 | [5 empty] | Removed from Ground | Gas (Historical Use) | 4000 | Bare Steel | 1968-05-12 | Galvanized Steel
1360141 | 3 | [5 empty] | Removed from Ground | Gas (Historical Use) | 2000 | Bare Steel | 1968-05-12 | Galvanized Steel
1360143 | 1 | [5 empty] | Removed from Ground | Gas (Historical Use) | 1065 | Bare Steel | 1966-05-13 | Galvanized Steel
1360143 | 2 | [5 empty] | Removed from Ground | Gas (Historical Use) | 1065 | Bare Steel | 1966-05-13 | Galvanized Steel
1360144 | 1 | [5 empty] | Removed from Ground | Empty | 1065 | Bare Steel | 1976-05-10 | Galvanized Steel
1360144 | 2 | [5 empty] | Removed from Ground | Empty | 1065 | Bare Steel | 1976-05-10 | Galvanized Steel
1360144 | 3 | [5 empty] | Removed from Ground | Empty | 560 | Bare Steel | 1976-05-10 | Galvanized Steel
1360145 | 1 | [5 empty] | Removed from Ground | Gas (Historical Use) | 17000 | Bare Steel | 1976-05-10 | Galvanized Steel
1360145 | 2 | [5 empty] | Removed from Ground | Gas (Historical Use) | 6000 | Bare Steel | 1976-05-10 | Galvanized Steel
1360145 | 3 | [5 empty] | Removed from Ground | Diesel | 6000 | Bare Steel | 1976-05-10 | Galvanized Steel
1360145 | 4 | [5 empty] | Removed from Ground | Gas (Historical Use) | 8000 | Bare Steel | 1976-05-10 | Galvanized Steel
1360145 | 5 | Ball Float | 1997-03-15 | no | 1997-03-15 | no | Currently in Use | Gas (Historical Use) | 16000 | Composite | 1997-03-10 | Fiberglass Reinforced Plastic | Pressurized
1360145 | 6 | Ball Float | 1997-03-15 | no | 1997-03-15 | no | Currently in Use | Gas (Historical Use) | 12000 | Composite | 1997-03-10 | Fiberglass Reinforced Plastic | Pressurized
1360145 | 7 | Ball Float | 1997-03-15 | no | 1997-03-15 | no | Currently in Use | Diesel | 4000 | Composite | 1997-03-10 | Fiberglass Reinforced Plastic | Pressurized
1360146 | 1 |  | 1977-01-01 |  | 1977-01-01 |  | Removed from Ground | Gas (Historical Use) | 8000 | Bare Steel | 1977-05-10 | Galvanized Steel | Suction (American)
1360146 | 2 |  | 1977-01-01 |  | 1977-01-01 |  | Removed from Ground | Gas (Historical Use) | 4000 | Bare Steel | 1977-05-10 | Galvanized Steel | Suction (American)
1360146 | 3 |  | 1977-01-01 |  | 1977-01-01 |  | Removed from Ground | Gas (Historical Use) | 4000 | Bare Steel | 1977-05-10 | Galvanized Steel | Suction (American)
1360146 | 4 | Ball Float | 1997-01-01 |  | 1997-01-01 |  | Currently in Use | Gas (Historical Use) | 12000 | Epoxy | 1997-01-01 | Double-Walled Flex | Pressurized
1360146 | 5 |  | 1997-01-01 |  | 1997-01-01 |  | Currently in Use | Gas (Historical Use) | 8000 | Epoxy | 1997-01-01 | Double-Walled Flex | Pressurized
1360147 | 1 | [5 empty] | Removed from Ground | Gas (Historical Use) | 8000 | Bare Steel | 1977-05-10 | Galvanized Steel
1360147 | 2 | [5 empty] | Removed from Ground | Gas (Historical Use) | 4000 | Bare Steel | 1977-05-10 | Galvanized Steel
1360147 | 3 | [5 empty] | Removed from Ground | Gas (Historical Use) | 4000 | Bare Steel | 1977-05-10 | Galvanized Steel
1360148 | 1 |  | 1998-04-01 |  | 1998-04-01 |  | Removed from Ground | Gas (Historical Use) | 17672 | Steel-Impressed Current | 1979-05-10 | Cathodically Protected | Pressurized
1360148 | 2 |  | 1998-04-01 |  | 1998-04-01 |  | Removed from Ground | Gas (Historical Use) | 14138 | Steel-Impressed Current | 1979-05-10 | Cathodically Protected | Pressurized
1360148 | 3 |  | 1998-04-01 |  | 1998-04-01 |  | Removed from Ground | Diesel | 14138 | Steel-Impressed Current | 1979-05-10 | Cathodically Protected | Pressurized
1360148 | 4 |  | 1998-04-01 |  | 1998-04-01 |  | Closed in Ground | Gas (Historical Use) | 9424 | Steel-Impressed Current | 1979-05-10 | Cathodically Protected | Pressurized
1360149 | 1 | [5 empty] | Removed from Ground | Gas (Historical Use) | 8000 | Bare Steel | 1978-05-10 | Galvanized Steel | Suction (American)
1360149 | 2 | [5 empty] | Removed from Ground | Gas (Historical Use) | 4000 | Bare Steel | 1978-05-10 | Galvanized Steel | Suction (American)
1360149 | 3 | [5 empty] | Removed from Ground | Gas (Historical Use) | 4000 | Bare Steel | 1978-05-10 | Galvanized Steel | Suction (American)
1360150 | 1 | [5 empty] | Removed from Ground | Gas (Historical Use) | 2000 | Bare Steel | 1979-05-10 | Galvanized Steel | Suction (American)
1360150 | 2 | [5 empty] | Removed from Ground | Gas (Historical Use) | 2000 | Bare Steel | 1979-05-10 | Galvanized Steel | Suction (American)
1360150 | 3 | [5 empty] | Removed from Ground | Gas (Historical Use) | 2000 | Bare Steel | 1979-05-10 | Galvanized Steel | Suction (American)
1360151 | 1 | Flapper Valve | 1998-07-15 | no | 1998-07-15 | no | Currently in Use | E-10 | 8000 | Steel-Impressed Current | 1998-10-01 | Steel (Impressed Current) | Pressurized
1360151 | 2 | Overfill Alarm | 1998-07-15 | no | 1998-07-15 | no | Temporarily out of use | Gas (Historical Use) | 4000 | Steel-Impressed Current | 1998-10-01 | Steel (Impressed Current) | Pressurized
1360151 | 3 | Flapper Valve | 1998-07-15 | no | 1998-07-15 | no | Currently in Use | Premium | 4000 | Steel-Impressed Current | 1998-10-01 | Steel (Impressed Current) | Pressurized
1360151 | 4 | Flapper Valve | 1998-07-15 | no | 1998-07-15 | no | Currently in Use | Diesel | 4000 | Steel-Impressed Current | 1998-10-01 | Steel (Impressed Current) | Pressurized
1360152 | 1 | [5 empty] | Removed from Ground | Gas (Historical Use) | 8000 | Bare Steel | 1982-05-09 | Galvanized Steel | Pressurized
1360152 | 2 | [5 empty] | Removed from Ground | Gas (Historical Use) | 4000 | Bare Steel | 1982-05-09 | Galvanized Steel | Pressurized
1360152 | 3 | [5 empty] | Removed from Ground | Gas (Historical Use) | 4000 | Bare Steel | 1982-05-09 | Galvanized Steel | Pressurized
1360154 | 1 | Overfill Alarm | 1998-07-15 |  | 1998-07-15 |  | Currently in Use | Diesel | 8000 | Steel-Impressed Current | 1982-05-09 | Steel (Impressed Current) | Pressurized
1360154 | 2 | Overfill Alarm | 1998-07-15 |  | 1998-07-15 |  | Currently in Use | Gas (Historical Use) | 4000 | Steel-Impressed Current | 1982-05-09 | Steel (Impressed Current) | Pressurized
1360154 | 3 | Overfill Alarm | 1998-07-15 |  | 1998-07-15 |  | Currently in Use | Gas (Historical Use) | 4000 | Steel-Impressed Current | 1982-05-09 | Steel (Impressed Current) | Pressurized
1360155 | 1 | Flapper Valve | 1998-06-01 |  | 1998-06-01 |  | Temporarily out of use | Gas (Historical Use) | 8000 | Steel-Impressed Current | 1982-05-09 | Steel (Impressed Current) | Safe Suction (Euro)
1360155 | 2 | Flapper Valve | 1998-06-01 |  | 1998-06-01 |  | Currently in Use | Diesel | 8000 | Steel-Impressed Current | 1982-05-09 | Steel (Impressed Current) | Safe Suction (Euro)
1360155 | 3 | Flapper Valve | 1998-06-01 |  | 1998-06-01 |  | Currently in Use | Gas (Historical Use) | 6000 | Steel-Impressed Current | 1982-05-09 | Steel (Impressed Current) | Safe Suction (Euro)
1360156 | 1 | Flapper Valve | 1998-12-03 | no | 1998-12-03 | no | Currently in Use | E-10 | 8000 | Steel-Impressed Current | 1984-05-08 | Fiberglass Reinforced Plastic | Pressurized
1360156 | 2 | Flapper Valve | 1998-12-03 | no | 1998-12-03 | no | Temporarily out of use | Gas (Historical Use) | 6000 | Steel-Impressed Current | 1984-05-08 | Fiberglass Reinforced Plastic | Pressurized
1360156 | 3 | Flapper Valve | 1998-12-03 | no | 1998-12-03 | no | Currently in Use | Premium | 6000 | Steel-Impressed Current | 1984-05-08 | Fiberglass Reinforced Plastic | Pressurized
1360157 | 1 | [5 empty] | Removed from Ground | Gas (Historical Use) | 8000 | Bare Steel | 1983-05-09 | Galvanized Steel | Gravity Fed
1360157 | 2 | [5 empty] | Removed from Ground | Gas (Historical Use) | 6000 | Bare Steel | 1983-05-09 | Bare Steel | Gravity Fed
1360157 | 3 | [5 empty] | Removed from Ground | Gas (Historical Use) | 6000 | Bare Steel | 1983-05-09 | Bare Steel | Gravity Fed
1360158 | 10 | Flapper Valve | 1998-06-01 |  | 1995-05-08 |  | Currently in Use | Gas (Historical Use) | 10000 | Composite | 1988-01-01 | Fiberglass Reinforced Plastic | Pressurized
1360158 | 2 | Flapper Valve | 1998-06-01 |  | 1998-06-01 |  | Currently in Use | Diesel | 17800 | Steel-Impressed Current | 1972-05-11 | Fiberglass Reinforced Plastic | Pressurized
1360158 | 3 | [5 empty] | Removed from Ground | Gas (Historical Use) | 6100 | Bare Steel | 1958-05-15 | Galvanized Steel
1360158 | 4 | [5 empty] | Removed from Ground | Gas (Historical Use) | 4000 | Bare Steel | 1958-05-15 | Galvanized Steel
1360158 | 6 | Flapper Valve | 1998-06-01 |  | 1985-05-08 |  | Currently in Use | Diesel | 20000 | Steel-Impressed Current | 1985-05-08 | Fiberglass Reinforced Plastic | Pressurized
1360158 | 7 | Flapper Valve | 1998-06-01 |  | 1985-05-08 |  | Currently in Use | Gas (Historical Use) | 14000 | Steel-Impressed Current | 1985-05-08 | Fiberglass Reinforced Plastic | Pressurized
1360158 | 8 | Flapper Valve | 1998-06-01 |  | 1985-05-08 |  | Currently in Use | Diesel | 12000 | Steel-Impressed Current | 1985-05-08 | Fiberglass Reinforced Plastic | Pressurized
1360158 | 9 | [5 empty] | Removed from Ground | Kerosene | 560 | Bare Steel | 1985-05-08 | Galvanized Steel
1360163 | 1 | [5 empty] | Removed from Ground | Gas (Historical Use) | 4000 | Bare Steel | 1980-05-07 | Galvanized Steel
1360165 | 1 | [5 empty] | Removed from Ground | Gas (Historical Use) | 4000 | Bare Steel | 1967-05-13 | Galvanized Steel | Safe Suction (Euro)
1360165 | 2 | [5 empty] | Removed from Ground | Gas (Historical Use) | 4000 | Bare Steel | 1967-05-13 | Galvanized Steel | Pressurized
1360165 | 3 | [5 empty] | Removed from Ground | Gas (Historical Use) | 4000 | Bare Steel | 1967-05-13 | Galvanized Steel | Pressurized
1360165 | 4 | [5 empty] | Removed from Ground | Gas (Historical Use) | 4000 | Bare Steel | 1967-05-13 | Galvanized Steel | Pressurized
1360165 | 5 | [5 empty] | Removed from Ground | Gas (Historical Use) | 3000 | Bare Steel | 1967-05-13 | Galvanized Steel | Pressurized
1360167 | 1 | [5 empty] | Removed from Ground | Gas (Historical Use) | 4000 | Bare Steel | 1950-01-01 | Galvanized Steel | Safe Suction (Euro)
1360167 | 2 | [5 empty] | Removed from Ground | Gas (Historical Use) | 4000 | Bare Steel | 1950-01-01 | Galvanized Steel | Safe Suction (Euro)
1360167 | 3 | [5 empty] | Removed from Ground | Gas (Historical Use) | 4000 | Bare Steel | 1950-01-01 | Galvanized Steel | Safe Suction (Euro)
1360167 | 4 | [5 empty] | Removed from Ground | Gas (Historical Use) | 3000 | Bare Steel | 1950-01-01 | Galvanized Steel | Safe Suction (Euro)
1360167 | 5 | [5 empty] | Removed from Ground | Gas (Historical Use) | 1000 | Bare Steel | 1950-01-01 | Galvanized Steel | Safe Suction (Euro)
1360167 | 6 |  |  | yes |  | yes | Removed from Ground | Used Oil | 500 | Bare Steel | 1998-11-18 | Galvanized Steel | Gravity Fed
1360169 | 1 | [5 empty] | Closed in Ground | Gas (Historical Use) | 550 | Not Marked/Unknown | 1989-03-01 | Not Marked
1360169 | 2 | [5 empty] | Closed in Ground | Gas (Historical Use) | 550 | Not Marked/Unknown | 1989-03-01 | Not Marked
1360170 | 1AST | [5 empty] | Permanently Out of Use - historical purposes | Gas (Historical Use) | 1000 | Marked Unknown | 1986-05-08 | Unknown
1360172 | 1 | [5 empty] | Removed from Ground | Gas (Historical Use) | 250 | Marked Unknown | 1970-05-12 | Unknown
1360173 | 1 | [5 empty] | Removed from Ground | Empty | 1000 | Bare Steel | 1986-05-08 | Unknown
1360173 | 2 | [5 empty] | Removed from Ground | Empty | 1000 | Bare Steel | 1986-05-08 | Unknown
1360173 | 3 | [5 empty] | Removed from Ground | Empty | 1000 | Bare Steel | 1986-05-08 | Unknown
1360174 | 1 | [5 empty] | Removed from Ground | Gas (Historical Use) | 2000 | Bare Steel | 1971-05-09 | Galvanized Steel
1360174 | 2 |  |  | yes |  | yes | Removed from Ground | Used Oil | 1500 | Bare Steel | 1971-05-09 | Galvanized Steel
1360176 | 1 | [5 empty] | Removed from Ground | Gas (Historical Use) | 12000 | Bare Steel | 1980-01-03 | Galvanized Steel | Pressurized
1360176 | 2 | [5 empty] | Removed from Ground | Gas (Historical Use) | 1000 | Marked Unknown | 1974-01-01 | Unknown | Pressurized
1360177 | 1 |  | 1969-01-05 |  | 1969-01-05 |  | Removed from Ground | Other | 10000 | Bare Steel | 1969-01-05 | Galvanized Steel | Suction (American)
1360177 | 2 | [5 empty] | Removed from Ground | Diesel | 550 | Bare Steel | 1955-01-01 |  | Suction (American)
1360177 | 3 |  | 1996-03-28 |  | 1996-03-28 |  | Removed from Ground | Diesel | 2500 | Double Walled | 1996-03-28 | Copper | Suction (American)
1360177 | 4 | Flapper Valve | 1998-12-29 | no | 1998-12-29 | no | Currently in Use | Diesel | 6000 | Fiberglass Double Walled | 1998-12-29 | Double-Walled Fiberglass | Safe Suction (Euro)
1360178 | 1 | [5 empty] | Removed from Ground | Diesel | 250 | Bare Steel | 1982-05-09 | Galvanized Steel
1360180 | 1 | Flapper Valve | 1996-03-15 |  | 1996-03-15 |  | Removed from Ground | Gas (Historical Use) | 4000 | Steel-Impressed Current | 1976-05-15 | Steel (Impressed Current) | Safe Suction (Euro)
1360180 | 2 | Flapper Valve | 1996-03-15 |  | 1996-03-15 |  | Removed from Ground | Gas (Historical Use) | 4000 | Steel-Impressed Current | 1976-05-15 | Steel (Impressed Current) | Safe Suction (Euro)
1360180 | 3 | Flapper Valve | 1996-03-15 |  | 1996-03-15 |  | Removed from Ground | Gas (Historical Use) | 4000 | Steel-Impressed Current | 1976-05-15 | Steel (Impressed Current) | Safe Suction (Euro)
1360180 | 4 | Flapper Valve | 1996-03-15 |  | 1996-03-15 |  | Removed from Ground | Gas (Historical Use) | 4000 | Steel-Impressed Current | 1976-05-15 | Steel (Impressed Current) | Safe Suction (Euro)
1360180 | 5 | Flapper Valve | 1996-03-15 |  | 1996-03-15 |  | Removed from Ground | Gas (Historical Use) | 4000 | Steel-Impressed Current | 1976-05-15 | Steel (Impressed Current) | Safe Suction (Euro)
1360180 | 6 | Ball Float | 2007-02-14 | no | 2007-02-14 | no | Currently in Use | Gas (Historical Use) | 11000 | Composite Double Walled | 2007-02-14 | Double-Walled Fiberglass | Pressurized
1360180 | 7 | Ball Float | 2007-02-14 | no | 2007-02-14 | no | Currently in Use | Gas (Historical Use) | 4000 | Composite Double Walled | 2007-02-14 | Double-Walled Fiberglass | Pressurized
1360181 | 1 | Flapper Valve | 1996-02-25 |  | 1996-02-25 |  | Currently in Use | Gas (Historical Use) | 3000 | Steel-Impressed Current | 1974-05-16 | Steel (Impressed Current) | Safe Suction (Euro)
1360181 | 2 | Flapper Valve | 1996-02-25 |  | 1996-02-25 |  | Currently in Use | Gas (Historical Use) | 3000 | Steel-Impressed Current | 1974-05-16 | Steel (Impressed Current) | Safe Suction (Euro)
1360181 | 3 | Flapper Valve | 1996-02-25 |  | 1996-02-25 |  | Currently in Use | Gas (Historical Use) | 4000 | Steel-Impressed Current | 1974-05-16 | Steel (Impressed Current) | Safe Suction (Euro)
1360181 | 4 | Flapper Valve | 1996-02-25 |  | 1996-02-25 |  | Currently in Use | Gas (Historical Use) | 4000 | Steel-Impressed Current | 1974-05-16 | Steel (Impressed Current) | Safe Suction (Euro)
1360181 | 5 | Flapper Valve | 1996-02-25 |  | 1996-02-25 |  | Currently in Use | Diesel | 4000 | Steel-Impressed Current | 1974-05-16 | Steel (Impressed Current) | Safe Suction (Euro)
1360182 | 1 | Flapper Valve | 1994-09-01 |  | 1994-09-01 |  | Currently in Use | Gas (Historical Use) | 6000 | Composite | 1985-05-13 | Double-Walled Flex | Pressurized
1360182 | 2 | Flapper Valve | 1994-09-01 |  | 1994-09-01 |  | Currently in Use | Gas (Historical Use) | 8000 | Composite | 1985-05-13 | Double-Walled Flex | Pressurized
1360182 | 3 | Flapper Valve | 1994-09-01 |  | 1994-09-01 |  | Currently in Use | Gas (Historical Use) | 6000 | Composite | 1985-05-13 | Double-Walled Flex | Pressurized
1360183 | 1 | [5 empty] | Removed from Ground | Gas (Historical Use) | 3000 | Bare Steel | 1971-05-17 | Galvanized Steel
1360183 | 2 | [5 empty] | Removed from Ground | Gas (Historical Use) | 3000 | Bare Steel | 1971-05-17 | Galvanized Steel
1360183 | 3 | [5 empty] | Removed from Ground | Gas (Historical Use) | 3000 | Bare Steel | 1971-05-17 | Galvanized Steel
1360187 | 1 | [5 empty] | Permanently Out of Use - historical purposes | Empty | 1000 | Bare Steel | 1970-04-01 | Galvanized Steel
1360187 | 2 | [5 empty] | Permanently Out of Use - historical purposes | Empty | 2000 | Bare Steel | 1974-03-31 | Galvanized Steel
1360187 | 3 | [5 empty] | Permanently Out of Use - historical purposes | Empty | 10000 | Bare Steel | 1970-04-01 | Galvanized Steel
1360191 | 1 | [5 empty] | Removed from Ground | Diesel | 1000 | Bare Steel | 1976-05-10 | Galvanized Steel | Suction (American)
1360192 | 1 | [5 empty] | Removed from Ground | Gas (Historical Use) | 1000 | Cathodically Protected Steel | 1986-01-01 | Galvanized Steel
1360194 | A | [5 empty] | Removed from Ground | Gas (Historical Use) | 1000 | Cathodically Protected Steel | 1986-01-01 | Galvanized Steel
1360197 | 442D1 | [5 empty] | Removed from Ground | Diesel | 1150 | Bare Steel | 1982-05-16 | Galvanized Steel | Suction (American)
1360197 | 442G1 | [5 empty] | Removed from Ground | Gas (Historical Use) | 1080 | Bare Steel | 1982-05-16 | Galvanized Steel | Suction (American)
1360197 | 442G2 | [5 empty] | Removed from Ground | Gas (Historical Use) | 1080 | Bare Steel | 1982-05-16 | Galvanized Steel | Suction (American)
1360201 | 1 | [5 empty] | Removed from Ground | Gas (Historical Use) | 560 | Cathodically Protected Steel | 1985-05-20 | Fiberglass Reinforced Plastic
1360203 | 1 | [5 empty] | Removed from Ground | Diesel | 2000 | Composite | 1986-01-01 | Bare Steel
1362000 | 1 | Flapper Valve | 1991-11-01 | no | 1991-11-01 | no | Currently in Use | E-10 | 6000 | Galvanic (STIP-3) | 1987-11-04 | Fiberglass Reinforced Plastic | Pressurized
1362000 | 2 | Flapper Valve | 1991-11-01 | no | 1991-11-01 | no | Currently in Use | Plus | 6000 | Galvanic (STIP-3) | 1987-11-04 | Fiberglass Reinforced Plastic | Pressurized
1362000 | 3 | Flapper Valve | 1991-11-01 | no | 1991-11-01 | no | Currently in Use | Premium | 6000 | Galvanic (STIP-3) | 1987-11-04 | Fiberglass Reinforced Plastic | Pressurized
1362000 | 4 | Flapper Valve | 1991-11-01 | no | 1991-11-01 | no | Currently in Use | Diesel | 6000 | Galvanic (STIP-3) | 1987-11-04 | Fiberglass Reinforced Plastic | Pressurized
1362001 | 1 | [5 empty] | Removed from Ground | Diesel | 2000 | Cathodically Protected Steel | 1986-03-01 | Galvanized Steel | Pressurized
1362001 | 2 | [5 empty] | Removed from Ground | Gas (Historical Use) | 1000 | Cathodically Protected Steel | 1986-03-01 | Galvanized Steel | Safe Suction (Euro)
1362001 | 3 | [5 empty] | Removed from Ground | Gas (Historical Use) | 1000 | Cathodically Protected Steel | 1986-03-01 | Galvanized Steel | Safe Suction (Euro)
1362001 | 4 | [5 empty] | Removed from Ground | Gas (Historical Use) | 1000 | Cathodically Protected Steel | 1986-03-01 | Galvanized Steel | Safe Suction (Euro)
1362001 | 5 | [5 empty] | Removed from Ground | Diesel | 10000 | Cathodically Protected Steel | 1987-07-29 | Fiberglass Reinforced Plastic | Pressurized
1362001 | 6 | Ball Float | 2001-02-21 | no | 2001-02-21 | no | Currently in Use | Diesel | 12000 | Composite | 2001-02-19 | Fiberglass Reinforced Plastic | Pressurized
1362003 | 1 | Flapper Valve | 1998-12-19 |  | 1998-12-19 |  | Currently in Use | Diesel | 6000 | Steel-Impressed Current | 1987-09-29 | Steel (Impressed Current) | Pressurized
1362003 | 2 | Flapper Valve | 1998-12-19 |  | 1998-12-19 |  | Currently in Use | Gas (Historical Use) | 4000 | Cathodically Protected Steel | 1987-09-29 | Steel (Impressed Current) | Pressurized
1362003 | 3 | Flapper Valve | 1998-12-19 |  | 1998-12-19 |  | Currently in Use | Gas (Historical Use) | 4000 | Cathodically Protected Steel | 1987-09-29 | Steel (Impressed Current) | Pressurized
1362003 | 4 | Flapper Valve | 1998-12-19 |  | 1998-12-19 |  | Currently in Use | Gas (Historical Use) | 4000 | Cathodically Protected Steel | 1987-09-29 | Steel (Impressed Current) | Pressurized
1370002 | 1 | Flapper Valve | 1998-08-01 | no | 1998-08-01 | no | Currently in Use | Regular | 6000 | Steel-Impressed Current | 1985-04-23 | Steel (Impressed Current) | Pressurized
1370002 | 2 | Flapper Valve | 1998-08-08 | no | 1998-08-08 | no | Currently in Use | Diesel | 6000 | Steel-Impressed Current | 1985-04-23 | Steel (Impressed Current) | Pressurized
1370002 | 3 | Flapper Valve | 1998-08-01 | no | 1998-08-01 | no | Currently in Use | Regular | 6000 | Steel-Impressed Current | 1985-04-23 | Steel (Impressed Current) | Pressurized
1370003 | 1 | [5 empty] | Removed from Ground | Gas (Historical Use) | 1000 | Bare Steel | 1979-04-25 | Galvanized Steel
1370005 | 1 | [5 empty] | Removed from Ground | Gas (Historical Use) | 2000 | Bare Steel | 1977-04-25 | Galvanized Steel | Safe Suction (Euro)
1370005 | 2 | [5 empty] | Removed from Ground | Diesel | 560 | Bare Steel | 1977-04-25 | Galvanized Steel | Safe Suction (Euro)
1370005 | 3 |  | 1993-12-01 |  | 1993-12-01 |  | Removed from Ground | Gas (Historical Use) | 1000 | Galvanic (STIP-3) | 1993-12-01 | Cathodically Protected | Safe Suction (Euro)
1370005 | 4 |  | 1993-12-01 |  | 1993-12-01 |  | Removed from Ground | Diesel | 1000 | Galvanic (STIP-3) | 1993-12-01 | Cathodically Protected | Safe Suction (Euro)
1370006 | 1 | [5 empty] | Removed from Ground | Other | 2000 | Bare Steel | 1974-04-25 | Galvanized Steel
1370006 | 2 |  | 1994-01-18 |  | 1994-01-18 |  | Removed from Ground | Other | 2000 | Galvanic (STIP-3) | 1994-01-18 | Cathodically Protected | Safe Suction (Euro)
137001 | 1 | Flapper Valve | 1990-02-20 |  | 1990-02-20 |  | Currently in Use | Diesel | 6000 | Galvanic (STIP-3) | 1985-04-23 | Galvanized Steel | Pressurized
137001 | 2 | Flapper Valve | 1990-02-20 |  | 1990-02-20 |  | Currently in Use | Gas (Historical Use) | 6000 | Galvanic (STIP-3) | 1985-04-23 | Galvanized Steel | Pressurized
137001 | 3 | Flapper Valve | 1990-02-20 |  | 1990-02-20 |  | Currently in Use | Gas (Historical Use) | 6000 | Galvanic (STIP-3) | 1985-04-23 | Galvanized Steel | Pressurized
1370011 | 1 | [5 empty] | Removed from Ground | Gas (Historical Use) | 8000 | Cathodically Protected Steel | 1958-04-30 | Galvanized Steel
1370011 | 2 | [5 empty] | Removed from Ground | Gas (Historical Use) | 10000 | Cathodically Protected Steel | 1981-04-24 | Galvanized Steel
1370011 | 3 | [5 empty] | Removed from Ground | Gas (Historical Use) | 10000 | Cathodically Protected Steel | 1982-04-24 | Galvanized Steel
1370011 | 4 |  |  | yes |  | yes | Removed from Ground | Used Oil | 500 | Bare Steel | 1964-04-28 | Galvanized Steel
1370012 | 1 | Flapper Valve |  |  |  |  | Removed from Ground | Gas (Historical Use) | 6000 | Bare Steel | 1976-04-13 | Galvanized Steel
1370012 | 2 | [5 empty] | Removed from Ground | Diesel | 6000 | Bare Steel | 1978-04-13 | Galvanized Steel
1370012 | 3 | [5 empty] | Removed from Ground | Diesel | 3000 | Bare Steel | 1976-04-13 | Galvanized Steel
1370012 | 4 |  | 1999-01-15 |  | 1999-01-15 |  | Temporarily out of use | Gas (Historical Use) | 6000 | Galvanic (STIP-3) | 1976-04-13 | Galvanized Steel | Safe Suction (Euro)
1370012 | 5 | Flapper Valve | 1999-01-15 |  | 1999-01-15 |  | Currently in Use | Diesel | 8000 | Galvanic (STIP-3) | 1999-01-15 | Galvanized Steel | Pressurized
1370014 | 1 | [5 empty] | Removed from Ground | Gas (Historical Use) | 3000 | Bare Steel | 1966-04-26 | Galvanized Steel | Suction (American)
1370014 | 2 | [5 empty] | Closed in Ground | Gas (Historical Use) | 1000 | Bare Steel | 1966-04-26 | Galvanized Steel | Suction (American)
1370014 | 3 | [5 empty] | Removed from Ground | Gas (Historical Use) | 3000 | Bare Steel | 1966-04-26 | Galvanized Steel
1370014 | 4 | [5 empty] | Removed from Ground | Gas (Historical Use) | 6000 | Fiberglass | 1988-07-15 | Galvanized Steel | Suction (American)
1370017 | 1 | Flapper Valve | 1998-11-09 |  | 1998-11-09 |  | Currently in Use | Diesel | 10000 | Galvanic (STIP-3) | 1983-04-12 | Steel (Impressed Current) | Safe Suction (Euro)
1370017 | 2 | Flapper Valve | 1998-11-09 |  | 1998-11-09 |  | Currently in Use | Diesel | 4000 | Steel-Impressed Current | 1983-04-12 | Steel (Impressed Current) | Safe Suction (Euro)
1370017 | 3 | Flapper Valve | 1998-11-09 |  | 1998-11-09 |  | Currently in Use | Gas (Historical Use) | 10000 | Galvanic (STIP-3) | 1983-04-12 | Steel (Impressed Current) | Safe Suction (Euro)
1370018 | 1 | [5 empty] | Removed from Ground | Diesel | 6000 | Bare Steel | 1973-04-14 | Galvanized Steel
1370018 | 2 | [5 empty] | Removed from Ground | Gas (Historical Use) | 6000 | Bare Steel | 1973-04-14 | Galvanized Steel
1370018 | 3 | [5 empty] | Removed from Ground | Gas (Historical Use) | 6000 | Bare Steel | 1973-04-14 | Galvanized Steel
1370018 | 4 |  | 1997-07-06 |  | 1997-07-06 |  | Currently in Use | Diesel | 4000 | Composite | 1997-07-01 | Fiberglass Reinforced Plastic | Pressurized
1370018 | 5 |  | 1997-07-06 |  | 1997-07-06 |  | Currently in Use | Gas (Historical Use) | 10000 | Composite | 1997-07-01 | Fiberglass Reinforced Plastic | Pressurized
1370018 | 6 |  | 1997-07-06 |  | 1997-07-06 |  | Currently in Use | Gas (Historical Use) | 8000 | Composite | 1997-07-01 | Fiberglass Reinforced Plastic | Pressurized
1370019 | 1 |  | 1997-03-02 |  | 1997-03-02 |  | Removed from Ground | Gas (Historical Use) | 8000 | Cathodically Protected Steel | 1985-04-15 | Fiberglass Reinforced Plastic | Pressurized
1370019 | 2 |  | 1997-03-02 |  | 1997-03-02 |  | Removed from Ground | Gas (Historical Use) | 4000 | Cathodically Protected Steel | 1985-04-15 | Fiberglass Reinforced Plastic | Pressurized
1370019 | 3 |  | 1997-03-02 |  | 1997-03-02 |  | Removed from Ground | Gas (Historical Use) | 2000 | Bare Steel | 1985-04-15 | Galvanized Steel | Suction (American)
1370019 | 4 |  |  | yes |  | yes | Removed from Ground | Used Oil | 500 | Marked Unknown | 1995-09-01 | Unknown
1370019 | 5A | Ball Float | 1995-09-07 |  | 1995-09-12 | yes | Currently in Use | Gas (Historical Use) | 8000 | Galvanic (STIP-3) | 1995-09-07 | Fiberglass Reinforced Plastic | Pressurized
1370019 | 5B | Ball Float | 1995-09-07 |  | 1995-09-12 | yes | Currently in Use | Gas (Historical Use) | 4000 | Galvanic (STIP-3) | 1995-09-07 | Fiberglass Reinforced Plastic | Pressurized
1370022 | 1 | [5 empty] | Removed from Ground | Diesel | 10000 | Bare Steel | 1981-03-25 | Galvanized Steel
1370023 | 1 | [5 empty] | Removed from Ground | Gas (Historical Use) | 2000 | Cathodically Protected Steel | 1982-03-04 | Galvanized Steel
1370026 | 1 | [5 empty] | Removed from Ground | Gas (Historical Use) | 6000 | Bare Steel | 1986-03-06 | Galvanized Steel
1370027 | 1 | [5 empty] | Closed in Ground | Empty | 0 | Marked Unknown | 1986-01-16 | Unknown
1370027 | 2 | [5 empty] | Removed from Ground | Empty | 0 | Marked Unknown | 1986-01-16 | Unknown
1370028 | 1 | [5 empty] | Removed from Ground | Diesel | 500 | Bare Steel | 1971-02-28 | Galvanized Steel
1370028 | 2 | [5 empty] | Removed from Ground | Diesel | 500 | Bare Steel | 1971-02-28 | Galvanized Steel
1370028 | 3 | [5 empty] | Removed from Ground | Gas (Historical Use) | 500 | Bare Steel | 1961-03-02 | Galvanized Steel
1370029 | 1 | [5 empty] | Removed from Ground | Empty | 1000 | Marked Unknown | 1976-03-02 | Unknown | Gravity Fed
1370030 | 1 | [5 empty] | Removed from Ground | Gas (Historical Use) | 10000 | Bare Steel | 1983-03-04 | Galvanized Steel
1370030 | 2 | [5 empty] | Removed from Ground | Gas (Historical Use) | 3000 | Bare Steel | 1983-03-04 | Galvanized Steel
1370030 | 3 | [5 empty] | Removed from Ground | Diesel | 2000 | Bare Steel | 1983-03-04 | Galvanized Steel
1370032 | 1 | Flapper Valve | 1997-09-01 | no | 1997-09-01 | no | Currently in Use | Premium | 6000 | Steel-Impressed Current | 1982-03-04 | Steel (Impressed Current) | Suction (American)
1370032 | 2 | Flapper Valve | 1997-09-01 | no | 1997-09-01 | no | Currently in Use | Regular | 6000 | Steel-Impressed Current | 1982-03-04 | Steel (Impressed Current) | Suction (American)
1370032 | 3 | Flapper Valve | 1997-09-01 | no | 1997-09-01 | no | Currently in Use | Diesel | 6000 | Steel-Impressed Current | 1982-03-04 | Steel (Impressed Current) | Suction (American)
1370035 | 1 |  | 1998-03-31 |  | 1998-03-31 |  | Removed from Ground | Gas (Historical Use) | 10000 | Cathodically Protected Steel | 1984-03-03 | Cathodically Protected | Pressurized
1370035 | 2 | [5 empty] | Removed from Ground | Gas (Historical Use) | 2000 | Cathodically Protected Steel | 1966-03-08 | Cathodically Protected | Suction (American)
1370035 | 3 | [5 empty] | Removed from Ground | Gas (Historical Use) | 2000 | Cathodically Protected Steel | 1966-03-08 | Cathodically Protected | Suction (American)
1370035 | 4 | [5 empty] | Removed from Ground | Gas (Historical Use) | 2000 | Cathodically Protected Steel | 1971-03-07 | Cathodically Protected | Suction (American)
1370035 | 5 |  |  | yes |  | yes | Removed from Ground | Used Oil | 500 | Cathodically Protected Steel | 1982-03-04 | Not Marked
1370035 | 6 |  | 1998-03-31 |  | 1998-03-31 |  | Removed from Ground | Gas (Historical Use) | 10000 | Cathodically Protected Steel | 1984-03-03 | Cathodically Protected | Pressurized
1370036 | 1 | [5 empty] | Removed from Ground | Diesel | 10000 | Bare Steel | 1986-02-26 | Galvanized Steel
1370036 | 2 | [5 empty] | Removed from Ground | Empty | 10000 | Bare Steel | 1986-02-26 | Unknown
1370036 | 3 | [5 empty] | Removed from Ground | Empty | 10000 | Bare Steel | 1986-02-26 | Unknown
1370036 | 4 | [5 empty] | Removed from Ground | Empty | 1 | Bare Steel | 1986-02-26 | Unknown
1370038 | 1 | [5 empty] | Removed from Ground | Gas (Historical Use) | 3000 | Bare Steel | 1976-01-11 | Galvanized Steel | Suction (American)
1370039 | 1 | [5 empty] | Currently in Use | Diesel | 1000 | Bare Steel | 1956-01-16 | Galvanized Steel | Suction (American)
1370039 | 2 | [5 empty] | Currently in Use | Diesel | 550 | Bare Steel | 1951-01-17 | Galvanized Steel | Suction (American)
1370039 | 3 | [5 empty] | Permanently Out of Use - historical purposes | Empty | 4000 | Bare Steel | 1956-01-16 | Galvanized Steel | Suction (American)
1370040 | 1 | [5 empty] | Removed from Ground | Gas (Historical Use) | 6000 | Steel-Impressed Current | 1960-01-15 | Cathodically Protected | Suction (American)
1370040 | 2 | Flapper Valve | 1998-11-01 |  | 1998-11-01 |  | Currently in Use | Gas (Historical Use) | 6000 | Steel-Impressed Current | 1971-01-12 | Cathodically Protected | Suction (American)
1370040 | 3 | Flapper Valve | 1998-11-01 |  | 1998-11-01 |  | Currently in Use | Diesel | 3000 | Steel-Impressed Current | 1976-01-11 | Cathodically Protected | Suction (American)
1370040 | 4 |  | 1998-11-01 |  | 1998-11-01 |  | Removed from Ground | Diesel | 8000 | Cathodically Protected Steel | 1981-01-09 | Cathodically Protected | Suction (American)
1370040 | 5 |  |  | yes |  | yes | Removed from Ground | Used Oil | 3000 | Steel-Impressed Current | 1971-01-12 | Cathodically Protected | Suction (American)
1370040 | 6 | Flapper Valve | 1990-01-01 | no | 1990-01-01 | no | Currently in Use | Diesel | 10000 | Galvanic (STIP-3) | 1990-01-01 | Fiberglass Reinforced Plastic | Suction (American)
1370041 | 1 | [5 empty] | Removed from Ground | Gas (Historical Use) | 500 | Bare Steel | 1969-03-03 | Bare Steel
1370041 | 2 | [5 empty] | Removed from Ground | Gas (Historical Use) | 500 | Bare Steel | 1969-03-03 | Bare Steel
1370043 | 1 | Flapper Valve | 1997-09-01 |  | 1997-09-01 |  | Currently in Use | Diesel | 12500 | Steel-Impressed Current | 1985-07-08 | Steel (Impressed Current) | Safe Suction (Euro)
1370043 | 2 | Flapper Valve | 1997-09-01 |  | 1997-09-01 |  | Currently in Use | Gas (Historical Use) | 12500 | Steel-Impressed Current | 1985-07-08 | Steel (Impressed Current) | Safe Suction (Euro)
1370044 | 1A |  | 1996-03-20 |  | 1996-03-20 |  | Removed from Ground | Gas (Historical Use) | 4000 | Steel-Impressed Current | 1979-04-23 | Steel (Impressed Current) | Pressurized
1370044 | 1B |  | 1996-03-20 |  | 1996-03-20 |  | Removed from Ground | Gas (Historical Use) | 4000 | Steel-Impressed Current | 1979-04-23 | Steel (Impressed Current) | Pressurized
1370044 | 2 |  | 1996-03-20 |  | 1996-03-20 |  | Removed from Ground | Gas (Historical Use) | 4000 | Steel-Impressed Current | 1979-04-23 | Steel (Impressed Current) | Pressurized
1370044 | 3 |  | 1996-03-20 |  | 1996-03-20 |  | Removed from Ground | Gas (Historical Use) | 4000 | Steel-Impressed Current | 1979-04-23 | Cathodically Protected | Pressurized
1370044 | 4 |  | 1996-03-20 |  | 1996-03-20 |  | Removed from Ground | Gas (Historical Use) | 4000 | Steel-Impressed Current | 1979-04-23 | Cathodically Protected
1370044 | 5 |  | 1996-03-20 |  | 1996-03-20 |  | Removed from Ground | Diesel | 4000 | Steel-Impressed Current | 1979-04-23 | Cathodically Protected | Pressurized
1370046 | 1 |  |  | yes |  | yes | Permanently Out of Use - historical purposes | Used Oil | 1000 | Bare Steel | 1973-04-07 | Galvanized Steel
1370047 | 1 | [5 empty] | Removed from Ground | Diesel | 10000 | Bare Steel | 1978-04-11 | Galvanized Steel | Suction (American)
1370053 | 1 |  | 1997-02-01 |  | 1997-02-01 |  | Currently in Use | Gas (Historical Use) | 10000 | Fiberglass | 1997-02-01 | Double-Walled Fiberglass | Pressurized
1370053 | 10402-4 | [5 empty] | Removed from Ground | Other | 500 | Bare Steel | 1971-05-03 | Galvanized Steel
1370053 | 10402-5 | [5 empty] | Removed from Ground | Gas (Historical Use) | 1000 | Bare Steel | 1971-05-03 | Galvanized Steel
1370053 | 10402-6 | [5 empty] | Removed from Ground | Gas (Historical Use) | 1000 | Bare Steel | 1971-05-03 | Galvanized Steel
1370053 | 10402-7 | [5 empty] | Removed from Ground | Other | 500 | Bare Steel | 1981-04-30 | Galvanized Steel
1370053 | 10402-8 | [5 empty] | Removed from Ground | Other | 500 | Bare Steel | 1993-04-02 | Galvanized Steel
1370053 | 2 |  | 1997-02-01 |  | 1997-02-01 |  | Currently in Use | Diesel | 6000 | Fiberglass | 1997-02-01 | Double-Walled Fiberglass | Pressurized
1370053 | 402D1 | [5 empty] | Removed from Ground | Diesel | 1100 | Bare Steel | 1986-04-01 | Galvanized Steel | Suction (American)
1370053 | 402D2 | [5 empty] | Removed from Ground | Diesel | 1100 | Bare Steel | 1986-04-01 | Galvanized Steel | Suction (American)
1370053 | 402G1 | [5 empty] | Removed from Ground | Gas (Historical Use) | 5000 | Cathodically Protected Steel | 1986-04-01 | Cathodically Protected | Suction (American)
1370054 | 10443-1 | [5 empty] | Removed from Ground | Gas (Historical Use) | 2000 | Bare Steel | 1971-05-03 | Galvanized Steel
1370054 | 10443-2 | [5 empty] | Removed from Ground | Diesel | 1000 | Bare Steel | 1971-05-03 | Galvanized Steel
1370054 | 443D1 |  | 1988-01-12 |  | 1988-01-12 |  | Removed from Ground | Diesel | 1050 | Cathodically Protected Steel | 1988-10-12 | Galvanized Steel | Suction (American)
1370054 | 443G1 |  | 1988-10-12 |  | 1988-10-12 |  | Removed from Ground | Gas (Historical Use) | 1050 | Cathodically Protected Steel | 1988-10-12 | Galvanized Steel | Suction (American)
1370055 | 1 |  | 1997-03-01 |  | 1997-03-01 |  | Currently in Use | Gas (Historical Use) | 10000 | Fiberglass | 1997-03-01 | Double-Walled Fiberglass | Pressurized
1370055 | 10455-1 | [5 empty] | Removed from Ground | Other | 500 | Bare Steel | 1971-05-03 | Galvanized Steel
1370055 | 10455-2 |  |  | yes |  | yes | Removed from Ground | Used Oil | 1000 | Bare Steel | 1988-04-01 | Not Marked
1370055 | 2 |  | 1997-03-01 |  | 1997-03-01 |  | Currently in Use | Diesel | 6000 | Fiberglass | 1997-03-01 | Double-Walled Fiberglass | Pressurized
1370055 | 455D1 | [5 empty] | Removed from Ground | Diesel | 5000 | Bare Steel | 1982-09-01 | Galvanized Steel | Safe Suction (Euro)
1370055 | 455G1 | [5 empty] | Removed from Ground | Gas (Historical Use) | 5000 | Bare Steel | 1982-09-01 | Galvanized Steel | Safe Suction (Euro)
1370055 | 455G2 | [5 empty] | Removed from Ground | Gas (Historical Use) | 5000 | Bare Steel | 1982-09-01 | Galvanized Steel | Safe Suction (Euro)
1370057 | 1 | [5 empty] | Removed from Ground | Gas (Historical Use) | 5000 | Bare Steel | 1982-04-05 | Galvanized Steel
1370057 | 2 | [5 empty] | Removed from Ground | Gas (Historical Use) | 5000 | Bare Steel | 1982-04-05 | Galvanized Steel | TOU
1370057 | 3 | Flapper Valve | 1992-01-02 | no | 1992-01-02 | no | Currently in Use | Regular | 10000 | Fiberglass | 1992-01-02 | Fiberglass Reinforced Plastic | Safe Suction (Euro)
1370057 | 4 |  | 1992-01-02 |  | 1992-01-02 |  | Removed from Ground | Diesel | 550 | Fiberglass | 1992-01-02 | Fiberglass Reinforced Plastic | Safe Suction (Euro)
1370057 | 5 |  | 1992-01-02 |  | 1992-01-02 |  | Removed from Ground | Diesel | 550 | Fiberglass | 1992-01-02 | Fiberglass Reinforced Plastic | Safe Suction (Euro)
1370057 | 6 |  | 1992-01-02 |  | 1992-01-02 |  | Removed from Ground | Diesel | 550 | Fiberglass | 1992-01-02 | Fiberglass Reinforced Plastic | Safe Suction (Euro)
1370058 | 1 | [5 empty] | Removed from Ground | Empty | 4000 | Bare Steel | 1966-03-31 | Galvanized Steel
1370058 | 2 | [5 empty] | Removed from Ground | Empty | 4000 | Bare Steel | 1966-03-31 | Galvanized Steel
1370058 | 3 | [5 empty] | Removed from Ground | Empty | 4000 | Bare Steel | 1966-03-31 | Galvanized Steel
1370058 | 4 | [5 empty] | Removed from Ground | Empty | 4000 | Bare Steel | 1966-03-31 | Galvanized Steel
1370058 | 5 | [5 empty] | Removed from Ground | Empty | 4000 | Bare Steel | 1966-03-31 | Galvanized Steel
1370059 | 1 | [5 empty] | Removed from Ground | Empty | 6000 | Bare Steel | 1986-03-26 | Galvanized Steel
1370059 | 2 | [5 empty] | Removed from Ground | Empty | 10000 | Bare Steel | 1986-03-26 | Galvanized Steel
1370060 | 1 |  | 1998-09-03 |  | 1998-09-03 |  | Removed from Ground | Gas (Historical Use) | 10000 | Steel-Impressed Current | 1984-03-26 | Galvanized Steel | Pressurized
1370060 | 2 |  | 1998-09-03 |  | 1998-09-09 |  | Removed from Ground | Gas (Historical Use) | 10000 | Steel-Impressed Current | 1984-03-26 | Galvanized Steel | Pressurized
1370060 | 3 |  | 1998-09-03 |  | 1998-09-03 |  | Removed from Ground | Gas (Historical Use) | 10000 | Steel-Impressed Current | 1984-03-26 | Galvanized Steel | Pressurized
1370060 | 4 |  | 1998-09-01 |  | 1998-09-01 |  | Removed from Ground | Gas (Historical Use) | 10000 | Steel-Impressed Current | 1984-03-26 | Galvanized Steel | Pressurized
1370060 | 5A | Ball Float | 2011-12-01 | no | 2011-12-01 | no | Currently in Use | Diesel | 5000 | Fiberglass Double Walled | 2011-09-26 | Double-Walled Fiberglass | Pressurized
1370060 | 5B | Ball Float | 2011-12-01 | no | 2011-12-01 | no | Currently in Use | Gas (Historical Use) | 5000 | Fiberglass Double Walled | 2011-09-26 | Double-Walled Fiberglass | Pressurized
1370060 | 5C | Ball Float | 2011-12-01 | no | 2011-12-01 | no | Currently in Use | Gas (Historical Use) | 25000 | Fiberglass Double Walled | 2011-09-26 | Double-Walled Fiberglass | Pressurized
1370061 | 1 | [5 empty] | Removed from Ground | Empty | 10000 | Bare Steel | 1971-03-30 | Galvanized Steel
1370061 | 2 | [5 empty] | Removed from Ground | Empty | 10000 | Bare Steel | 1971-03-30 | Galvanized Steel
1370061 | 3 | [5 empty] | Removed from Ground | Empty | 10000 | Bare Steel | 1971-03-30 | Galvanized Steel
1370062 | 1 | [5 empty] | Removed from Ground | Empty | 10000 | Bare Steel | 1928-05-03 | Galvanized Steel
1370062 | 2 | [5 empty] | Removed from Ground | Empty | 10000 | Bare Steel | 1971-03-30 | Galvanized Steel
1370062 | 3 | [5 empty] | Removed from Ground | Empty | 10000 | Bare Steel | 1971-03-30 | Galvanized Steel
1370063 | 1 | [5 empty] | Removed from Ground | Gas (Historical Use) | 2000 | Bare Steel | 1966-03-31 | Galvanized Steel
1370063 | 2 | [5 empty] | Removed from Ground | Gas (Historical Use) | 3000 | Bare Steel | 1966-03-31 | Galvanized Steel
1370063 | 3 | [5 empty] | Removed from Ground | Gas (Historical Use) | 4000 | Bare Steel | 1966-03-31 | Galvanized Steel
1370063 | 4 | [5 empty] | Removed from Ground | Gas (Historical Use) | 4000 | Bare Steel | 1966-03-31 | Galvanized Steel
1370063 | 5 | [5 empty] | Removed from Ground | Gas (Historical Use) | 4000 | Bare Steel | 1966-03-31 | Galvanized Steel
1370063 | 6 | [5 empty] | Removed from Ground | Gas (Historical Use) | 4000 | Bare Steel | 1966-03-31 | Galvanized Steel
1370065 | 1 | [5 empty] | Permanently Out of Use - historical purposes | Diesel | 10000 | Bare Steel | 1977-03-29 | Galvanized Steel
1370066 | 1 | [5 empty] | Removed from Ground | Diesel | 1000 | Bare Steel | 1985-05-01 | Galvanized Steel
1370068 | 1 | [5 empty] | Removed from Ground | Diesel | 8000 | Bare Steel | 1966-05-05 | Galvanized Steel | Suction (American)
1370068 | 2 |  |  | no |  | no | Removed from Ground | Diesel | 3000 | Unknown | 2011-07-25 | Unknown
1370069 | 1 | [5 empty] | Removed from Ground | Diesel | 10000 | Bare Steel | 1983-03-28 | Galvanized Steel | Suction (American)
1370069 | 2 | [5 empty] | Removed from Ground | Gas (Historical Use) | 2000 | Bare Steel | 1983-03-28 | Galvanized Steel | Suction (American)
1370070 | 1 | [5 empty] | Removed from Ground | Empty | 10000 | Bare Steel | 1979-03-29 | Galvanized Steel
1370070 | 2 | [5 empty] | Removed from Ground | Gas (Historical Use) | 1000 | Bare Steel | 1971-03-31 | Galvanized Steel
1370072 | 1 |  | 1998-11-01 |  | 1998-11-01 |  | Removed from Ground | Gas (Historical Use) | 10000 | Steel-Impressed Current | 1978-04-03 | Cathodically Protected | Suction (American)
1370072 | 2 |  | 1998-11-01 |  | 1998-11-01 |  | Removed from Ground | Gas (Historical Use) | 10000 | Steel-Impressed Current | 1978-04-03 | Cathodically Protected | Suction (American)
1370072 | 3 |  | 1998-11-01 |  | 1998-11-01 |  | Removed from Ground | Diesel | 10000 | Steel-Impressed Current | 1978-04-03 | Cathodically Protected | Suction (American)
1370072 | 4 |  |  | yes |  | yes | Removed from Ground | Used Oil | 1000 | Steel-Impressed Current | 1978-04-03 | Cathodically Protected
1370072 | 5 |  | 2008-04-14 | no | 2008-04-14 | no | Currently in Use | Gas (Historical Use) | 12000 | Composite Double Walled | 2008-04-14 | Double-Walled Fiberglass | Pressurized
1370072 | 6 |  | 2009-04-14 | no | 2008-04-14 | no | Currently in Use | Diesel | 12000 | Composite Double Walled | 2008-04-14 | Double-Walled Fiberglass | Pressurized
1370073 | 1 | Flapper Valve | 1998-11-01 |  | 1998-11-01 | yes | Temporarily out of use | Diesel | 5000 | Steel-Impressed Current | 1979-04-03 | Cathodically Protected | Suction (American)
1370074 | 1 | Flapper Valve | 1997-03-01 |  | 1997-03-01 |  | Currently in Use | Gas (Historical Use) | 10000 | Steel-Impressed Current | 1979-04-25 | Steel (Impressed Current) | Pressurized
1370074 | 2 | Flapper Valve | 1997-03-01 |  | 1997-03-01 |  | Currently in Use | Diesel | 10000 | Steel-Impressed Current | 1979-04-25 | Steel (Impressed Current) | Pressurized
1370076 | 1 | [5 empty] | Permanently Out of Use - historical purposes | Gas (Historical Use) | 1000 | Bare Steel | 1966-04-28 | Unknown
1370077 | 1 | [5 empty] | Removed from Ground | Diesel | 10000 | Bare Steel | 1971-05-04 | Galvanized Steel
1370077 | 2 | [5 empty] | Removed from Ground | Gas (Historical Use) | 6000 | Bare Steel | 1971-05-04 | Galvanized Steel
1370082 | 1 | [5 empty] | Removed from Ground | Diesel | 6000 | Bare Steel | 1975-05-05 | Bare Steel | Pressurized
1370082 | 2 | [5 empty] | Removed from Ground | Diesel | 6000 | Bare Steel | 1975-05-05 | Bare Steel | Pressurized
1370082 | 3 | [5 empty] | Removed from Ground | Other | 2000 | Bare Steel | 1975-05-05 | Bare Steel | Safe Suction (Euro)
1370082 | 4 |  |  | yes |  | yes | Removed from Ground | Used Oil | 2000 | Bare Steel | 1975-05-05 | Bare Steel | Pressurized
1370083 | 1 | Ball Float | 1995-03-01 | no | 1995-03-01 | no | Currently in Use | Regular | 8000 | Steel-Impressed Current | 1986-05-02 | Fiberglass Reinforced Plastic | Pressurized
1370083 | 2 | Ball Float | 1995-03-01 | no | 1995-03-01 | no | Currently in Use | Premium | 6000 | Steel-Impressed Current | 1986-05-02 | Fiberglass Reinforced Plastic | Pressurized
1370083 | 3 | Ball Float | 1995-03-01 | no | 1995-03-01 | no | Currently in Use | Diesel | 6000 | Steel-Impressed Current | 1986-05-02 | Fiberglass Reinforced Plastic | Pressurized
1370084 | 1 | Flapper Valve | 1994-12-15 |  | 1994-12-15 |  | Temporarily out of use | Gas (Historical Use) | 8000 | Steel-Impressed Current | 1986-05-02 | Fiberglass Reinforced Plastic | Pressurized
1370084 | 2 | Flapper Valve | 1994-12-15 |  | 1994-12-15 |  | Temporarily out of use | Gas (Historical Use) | 6000 | Steel-Impressed Current | 1986-05-02 | Fiberglass Reinforced Plastic | Pressurized
1370085 | 1 | [5 empty] | Removed from Ground | Gas (Historical Use) | 8000 | Bare Steel | 1986-05-02 | Galvanized Steel | Pressurized
1370085 | 2 | [5 empty] | Removed from Ground | Gas (Historical Use) | 6000 | Bare Steel | 1986-05-02 | Galvanized Steel | Pressurized
1370086 | 1 |  | 1994-03-01 |  | 1994-03-01 |  | Removed from Ground | Gas (Historical Use) | 6000 | Galvanic (STIP-3) | 1987-01-01 | Fiberglass Reinforced Plastic | Pressurized
1370086 | 2 |  | 1994-03-01 |  | 1994-03-01 |  | Removed from Ground | Gas (Historical Use) | 6000 | Galvanic (STIP-3) | 1987-01-01 | Fiberglass Reinforced Plastic | Pressurized
1370087 | 1 | Flapper Valve | 1996-12-05 | no | 1996-12-05 | no | Currently in Use | Premium | 8000 | Galvanic (STIP-3) | 1986-05-02 | Fiberglass Reinforced Plastic | Pressurized
1370087 | 2 | Flapper Valve | 1996-12-05 | no | 1996-12-05 | no | Currently in Use | Regular | 6000 | Galvanic (STIP-3) | 1986-05-02 | Fiberglass Reinforced Plastic | Pressurized
1370088 | 1 | [5 empty] | Closed in Ground | Diesel | 10000 | Bare Steel | 1976-05-09 | Unknown
1370088 | 2 | [5 empty] | Closed in Ground | Gas (Historical Use) | 10000 | Bare Steel | 1976-05-09 | Unknown
1370088 | 3 |  |  | yes |  | yes | Closed in Ground | Used Oil | 600 | Bare Steel | 1972-01-01 | Bare Steel
1370088 | D | Flapper Valve | 1991-03-12 | no | 1991-03-12 | no | Currently in Use | Diesel | 10000 | Composite | 1991-03-12 | Double-Walled Fiberglass | Pressurized
1370088 | G |  | 1991-03-12 |  | 1991-03-12 |  | Closed in Ground | Gas (Historical Use) | 10000 | Composite | 1991-03-12 | Fiberglass Reinforced Plastic | Pressurized
1370089 | 1 | Flapper Valve | 1992-07-01 | no | 1992-07-01 | no | Currently in Use | Diesel | 20000 | Fiberglass | 1986-08-15 | Double-Walled Fiberglass | Pressurized
1370089 | 2 | Flapper Valve | 1992-07-01 | no | 1992-07-01 | no | Currently in Use | Diesel | 20000 | Fiberglass | 1986-08-15 | Double-Walled Fiberglass | Pressurized
1370089 | 3 | Flapper Valve | 1992-07-01 | no | 1992-07-01 | no | Currently in Use | Regular | 10000 | Fiberglass | 1986-08-15 | Double-Walled Fiberglass | Pressurized
1370089 | 4 |  |  | yes |  | yes | Removed from Ground | Used Oil | 1000 | Fiberglass | 1986-08-15 | Fiberglass Reinforced Plastic | Pressurized
1370089 | 5 | [5 empty] | Removed from Ground | Other | 1000 | Fiberglass | 1986-08-15 | Fiberglass Reinforced Plastic | Gravity Fed
1370089 | 6 | [5 empty] | Removed from Ground | Other | 550 | Marked Unknown | 1992-07-01 | Unknown
1370090 | 1 | [5 empty] | Permanently Out of Use - historical purposes | Other | 250 | Bare Steel | 1969-05-09 | Galvanized Steel
1370090 | 2 |  |  | yes |  | yes | Permanently Out of Use - historical purposes | Used Oil | 250 | Bare Steel | 1969-05-09 | Galvanized Steel
1370090 | 3 | [5 empty] | Permanently Out of Use - historical purposes | Gas (Historical Use) | 500 | Marked Unknown | 1986-05-05 | Unknown
1370091 | 1 | [5 empty] | Removed from Ground | Gas (Historical Use) | 560 | Bare Steel | 1986-05-05 | Galvanized Steel | Suction (American)
1370091 | 2 | [5 empty] | Removed from Ground | Gas (Historical Use) | 560 | Bare Steel | 1986-05-05 | Galvanized Steel | Suction (American)
1370092 | 1 | Flapper Valve | 1997-02-09 | no | 1997-02-09 | no | Currently in Use | Regular | 10000 | Steel-Impressed Current | 1982-05-06 | Steel (Impressed Current) | Pressurized
1370092 | 2 | Flapper Valve | 1997-02-09 | no | 1997-02-09 | no | Currently in Use | Diesel | 10000 | Steel-Impressed Current | 1982-05-06 | Steel (Impressed Current) | Pressurized
1370092 | 3 | Flapper Valve | 1997-02-09 | no | 1997-02-09 | no | Currently in Use | Premium | 8000 | Steel-Impressed Current | 1982-05-06 | Steel (Impressed Current) | Pressurized
1370093 | 1 | Ball Float | 1995-07-01 |  | 1995-07-01 |  | Currently in Use | Gas (Historical Use) | 10000 | Steel-Impressed Current | 1986-05-06 | Fiberglass Reinforced Plastic | Pressurized
1370093 | 2 | Ball Float | 1995-07-01 |  | 1995-07-01 |  | Currently in Use | Gas (Historical Use) | 10000 | Steel-Impressed Current | 1986-05-06 | Fiberglass Reinforced Plastic | Pressurized
1370093 | 3 | Ball Float | 1995-07-01 |  | 1995-07-01 |  | Currently in Use | Gas (Historical Use) | 10000 | Steel-Impressed Current | 1986-05-06 | Fiberglass Reinforced Plastic | Pressurized
1370093 | 4 | Ball Float | 1995-07-01 |  | 1995-07-01 |  | Currently in Use | Diesel | 10000 | Steel-Impressed Current | 1986-05-06 | Fiberglass Reinforced Plastic | Pressurized
1370093 | 5 | [5 empty] | Removed from Ground | Diesel | 10000 | Cathodically Protected Steel | 1986-05-06 | Fiberglass Reinforced Plastic
1370095 | 1 | [5 empty] | Removed from Ground | Gas (Historical Use) | 4000 | Bare Steel | 1966-05-11 | Galvanized Steel
1370095 | 2 | [5 empty] | Removed from Ground | Gas (Historical Use) | 4000 | Bare Steel | 1966-05-11 | Galvanized Steel
1370095 | 3 | [5 empty] | Removed from Ground | Gas (Historical Use) | 4000 | Bare Steel | 1966-05-11 | Galvanized Steel
1370095 | 4 | [5 empty] | Removed from Ground | Gas (Historical Use) | 4000 | Bare Steel | 1966-05-11 | Galvanized Steel
1370095 | 5A | Ball Float | 1996-03-01 |  | 1996-03-01 |  | Currently in Use | Diesel | 4000 | Galvanic (STIP-3) | 1996-03-01 | Fiberglass Reinforced Plastic | Pressurized
1370095 | 5B | Ball Float | 1996-03-01 | no | 1996-03-01 | no | Currently in Use | Gas (Historical Use) | 4000 | Galvanic (STIP-3) | 1996-03-01 | Fiberglass Reinforced Plastic | Pressurized
1370095 | 5C | Ball Float | 1996-03-01 | no | 1996-03-01 | no | Currently in Use | Gas (Historical Use) | 4000 | Galvanic (STIP-3) | 1996-03-01 | Fiberglass Reinforced Plastic | Pressurized
1370097 | 1 |  | 1994-12-12 |  | 1994-12-12 |  | Removed from Ground | Gas (Historical Use) | 6000 | Steel-Impressed Current | 1984-05-07 | Cathodically Protected | Safe Suction (Euro)
1370097 | 2 |  | 1994-12-12 |  | 1994-12-12 |  | Removed from Ground | Gas (Historical Use) | 8000 | Steel-Impressed Current | 1984-05-07 | Cathodically Protected | Safe Suction (Euro)
1370097 | 3 |  | 1994-12-12 |  | 1994-12-12 |  | Removed from Ground | Gas (Historical Use) | 6000 | Steel-Impressed Current | 1984-05-07 | Cathodically Protected | Safe Suction (Euro)
1370097 | 4 | Ball Float | 1999-04-05 |  | 1999-04-05 |  | Currently in Use | Gas (Historical Use) | 10000 | Epoxy | 1999-01-01 | Fiberglass Reinforced Plastic | Pressurized
1370097 | 5 | Ball Float | 1999-04-05 |  | 1999-04-05 |  | Currently in Use | Gas (Historical Use) | 8000 | Epoxy | 1999-01-01 | Fiberglass Reinforced Plastic | Pressurized
1370098 | 1 |  | 1994-12-14 |  | 1994-12-14 |  | Removed from Ground | Gas (Historical Use) | 6000 | Bare Steel | 1981-05-08 | Galvanized Steel | Safe Suction (Euro)
1370098 | 2 |  | 1994-12-14 |  | 1994-12-14 |  | Removed from Ground | Gas (Historical Use) | 8000 | Bare Steel | 1981-05-08 | Galvanized Steel | Safe Suction (Euro)
1370098 | 3 |  | 1994-12-14 |  | 1994-12-14 |  | Removed from Ground | Gas (Historical Use) | 6000 | Bare Steel | 1981-05-08 | Galvanized Steel | Safe Suction (Euro)
1370098 | 4A |  | 2010-06-21 | yes | 2001-10-15 |  | Currently in Use | Gas (Historical Use) | 6000 | Fiberglass | 2001-10-15 | Fiberglass Reinforced Plastic | Pressurized
1370098 | 4B |  | 2010-06-21 | yes | 2001-10-15 | no | Temporarily out of use | Gas (Historical Use) | 3000 | Fiberglass | 2001-10-15 | Fiberglass Reinforced Plastic | Pressurized
1370098 | 4C |  | 2010-06-20 | yes | 2001-10-15 | no | Currently in Use | Gas (Historical Use) | 3000 | Fiberglass | 2001-10-15 | Fiberglass Reinforced Plastic | Pressurized
1370101 | 1 | Overfill Alarm | 1998-10-01 |  | 1998-10-01 |  | Removed from Ground | Diesel | 5000 | Steel-Impressed Current | 1966-05-13 | Cathodically Protected | Pressurized
1370101 | 2 | Overfill Alarm | 1998-10-01 |  | 1998-10-01 |  | Removed from Ground | E-10 | 5000 | Steel-Impressed Current | 1966-05-13 | Cathodically Protected | Pressurized
1370101 | 3 | Overfill Alarm | 1998-10-01 |  | 1998-10-01 |  | Removed from Ground | E-10 | 5000 | Steel-Impressed Current | 1966-05-13 | Cathodically Protected | Pressurized
1370101 | 4 | Overfill Alarm | 1998-10-01 |  | 1998-10-01 |  | Removed from Ground | E-10 | 5000 | Steel-Impressed Current | 1966-05-13 | Cathodically Protected | Pressurized
1370101 | 5 | Overfill Alarm | 1998-10-01 |  | 1998-10-01 |  | Removed from Ground | E-10 | 10000 | Steel-Impressed Current | 1998-10-01 | Cathodically Protected | Pressurized
1370102 | 1 | [5 empty] | Removed from Ground | Gas (Historical Use) | 4000 | Bare Steel | 1963-05-14 | Galvanized Steel | Suction (American)
1370102 | 2 | [5 empty] | Removed from Ground | Gas (Historical Use) | 4000 | Bare Steel | 1963-05-14 | Galvanized Steel | Suction (American)
1370102 | 3 | [5 empty] | Removed from Ground | Gas (Historical Use) | 4000 | Bare Steel | 1963-05-14 | Galvanized Steel | Suction (American)
1370102 | 4 | [5 empty] | Removed from Ground | Gas (Historical Use) | 4000 | Bare Steel | 1963-05-14 | Galvanized Steel | Suction (American)
1370103 | 1 | [5 empty] | Removed from Ground | Gas (Historical Use) | 2000 | Bare Steel | 1976-05-10 | Galvanized Steel
1370105 | 1 | [5 empty] | Removed from Ground | Gas (Historical Use) | 6000 | Bare Steel | 1966-05-12 | Galvanized Steel
1370105 | 2 | [5 empty] | Removed from Ground | Gas (Historical Use) | 6000 | Bare Steel | 1966-05-12 | Galvanized Steel | Pressurized
1370105 | 3 | [5 empty] | Removed from Ground | Gas (Historical Use) | 3000 | Bare Steel | 1966-05-12 | Galvanized Steel | Pressurized
1370105 | 4 | [5 empty] | Removed from Ground | Propane | 550 | Bare Steel | 1966-05-12 | Galvanized Steel | Suction (American)
1370105 | 5A |  | 1999-03-25 | no | 1999-03-25 | no | Currently in Use | Gas (Historical Use) | 5000 | Epoxy | 1999-03-25 | Double-Walled Fiberglass | Pressurized
1370105 | 5B |  | 1999-03-25 | no | 1999-03-25 | no | Currently in Use | Gas (Historical Use) | 10000 | Epoxy | 1999-03-25 | Double-Walled Fiberglass | Pressurized
1370108 | 1 | Flapper Valve | 1998-09-17 |  | 1998-09-17 |  | Currently in Use | Gas (Historical Use) | 6000 | Steel-Impressed Current | 1984-05-07 | Steel (Impressed Current) | Pressurized
1370108 | 2 | Flapper Valve | 1998-09-17 |  | 1998-09-17 |  | Currently in Use | Gas (Historical Use) | 6000 | Steel-Impressed Current | 1984-05-07 | Steel (Impressed Current) | Pressurized
1370108 | 3 | Flapper Valve | 1998-09-17 |  | 1998-09-17 |  | Currently in Use | Gas (Historical Use) | 8000 | Steel-Impressed Current | 1984-05-07 | Steel (Impressed Current) | Pressurized
1370109 | 1 |  | 1996-05-01 |  | 1996-05-01 |  | Currently in Use | Gas (Historical Use) | 5000 | Steel-Impressed Current | 1985-05-07 | Steel (Impressed Current) | Pressurized
1370109 | 2 |  | 1996-05-01 |  | 1996-05-01 |  | Currently in Use | Gas (Historical Use) | 5000 | Steel-Impressed Current | 1985-05-07 | Steel (Impressed Current) | Pressurized
1370109 | 3 |  | 1996-05-01 |  | 1996-05-01 |  | Currently in Use | Gas (Historical Use) | 5000 | Steel-Impressed Current | 1985-05-07 | Steel (Impressed Current) | Pressurized
1370110 | 1 | [5 empty] | Removed from Ground | Gas (Historical Use) | 10000 | Bare Steel | 1971-05-11 | Galvanized Steel | Pressurized
1370110 | 2 | [5 empty] | Removed from Ground | Gas (Historical Use) | 10000 | Bare Steel | 1977-05-09 | Galvanized Steel | Pressurized
1370110 | 3 | [5 empty] | Removed from Ground | Gas (Historical Use) | 8000 | Bare Steel | 1971-05-11 | Galvanized Steel | Pressurized
1370110 | 4 | [5 empty] | Removed from Ground | Diesel | 8000 | Bare Steel | 1971-05-11 | Galvanized Steel | Pressurized
1370112 | 1 | [5 empty] | Removed from Ground | Other | 20000 | Bare Steel | 1978-05-10 | Bare Steel
1370113 | 1 |  |  | no |  | no | Removed from Ground |  | 10000 | Bare Steel | 1981-05-09 | Galvanized Steel
1370113 | 2 |  |  | no |  | no | Removed from Ground |  | 10000 | Bare Steel | 1981-05-09 | Galvanized Steel
1370113 | 3 | [5 empty] | Permanently Out Of Use | Other | 2000 | Bare Steel | 1972-05-11 | Galvanized Steel
1370113 | 4 | [5 empty] | Permanently Out Of Use | Other | 2000 | Bare Steel | 1972-05-11 | Galvanized Steel
1370113 | 5 | [5 empty] | Permanently Out Of Use | Other | 1000 | Bare Steel | 1972-05-11 | Galvanized Steel
1370113 | 6 | Overfill Alarm | 1999-06-09 | no | 1999-06-09 | no | Currently in Use | Aviation Gas/AV Gas | 12000 | Composite | 1999-06-09 | Fiberglass Reinforced Plastic | Safe Suction (Euro)
1370115 | 1 |  |  | yes |  | yes | Removed from Ground | Used Oil | 550 | Bare Steel | 1978-05-07 | Bare Steel
1370116 | 1 | [5 empty] | Removed from Ground | Diesel | 550 | Bare Steel | 1961-01-07 | Galvanized Steel | Suction (American)
1370116 | 2 | [5 empty] | Removed from Ground | Gas (Historical Use) | 12000 | Bare Steel | 1981-01-02 | Galvanized Steel | Pressurized
1370116 | 3 |  | 1988-11-30 |  | 1988-11-20 |  | Removed from Ground | Other | 1000 | Cathodically Protected Steel | 1988-11-30 | Copper
1370116 | 4 | Flapper Valve | 1997-12-04 | no | 1997-12-04 | no | Currently in Use | Diesel | 2500 | Fiberglass Double Walled | 1997-12-04 | Copper | Safe Suction (Euro)
1370121 | 1 | [5 empty] | Removed from Ground | Gas (Historical Use) | 2000 | Bare Steel | 1974-05-11 | Galvanized Steel
1370121 | 2 | [5 empty] | Removed from Ground | Gas (Historical Use) | 1000 | Bare Steel | 1986-05-08 | Galvanized Steel
1370123 | 1 | [5 empty] | Permanently Out Of Use | Gas (Historical Use) | 4000 | Cathodically Protected Steel | 1984-05-08 | Galvanized Steel | Safe Suction (Euro)
1370123 | 2 | [5 empty] | Permanently Out Of Use | Gas (Historical Use) | 4000 | Cathodically Protected Steel | 1984-05-08 | Galvanized Steel
1370123 | 3 | [5 empty] | Permanently Out Of Use | Gas (Historical Use) | 4000 | Cathodically Protected Steel | 1984-05-08 | Galvanized Steel
1370123 | 4 | [5 empty] | Permanently Out Of Use | Diesel | 4000 | Cathodically Protected Steel | 1984-05-08 | Galvanized Steel
1370123 | 5A |  | 1998-07-01 |  | 1998-07-01 |  | Temporarily out of use | Gas (Historical Use) | 9000 | Composite | 1998-07-01 | Fiberglass Reinforced Plastic | Pressurized
1370123 | 5B |  | 1998-07-01 |  | 1998-07-01 |  | Temporarily out of use | Gas (Historical Use) | 6000 | Composite | 1998-07-01 | Fiberglass Reinforced Plastic | Pressurized
1370124 | 1 | Ball Float | 1998-09-01 |  | 1998-09-01 |  | Removed from Ground | Gas (Historical Use) | 10000 | Steel-Impressed Current | 1981-05-09 | Fiberglass Reinforced Plastic | Pressurized
1370124 | 2 | Ball Float | 1998-09-01 |  | 1998-09-01 |  | Removed from Ground | Diesel | 10000 | Steel-Impressed Current | 1981-05-09 | Fiberglass Reinforced Plastic | Pressurized
1370124 | 3 | Ball Float | 1998-09-01 |  | 1998-09-01 |  | Removed from Ground | Diesel | 10000 | Steel-Impressed Current | 1981-05-09 | Fiberglass Reinforced Plastic | Pressurized
1370124 | 4 | Ball Float | 1998-09-01 |  | 1998-09-01 |  | Removed from Ground | Diesel | 10000 | Steel-Impressed Current | 1981-05-09 | Fiberglass Reinforced Plastic | Pressurized
1370124 | 5 | Ball Float | 1998-09-01 |  | 1998-09-01 |  | Removed from Ground | Gas (Historical Use) | 6000 | Steel-Impressed Current | 1998-09-01 | Fiberglass Reinforced Plastic | Pressurized
1370128 | 1 | [5 empty] | Removed from Ground | Gas (Historical Use) | 5000 | Bare Steel | 1983-05-09 | Galvanized Steel | Pressurized
1370128 | 2 | [5 empty] | Removed from Ground | Gas (Historical Use) | 5000 | Bare Steel | 1983-05-09 | Galvanized Steel | Pressurized
1370128 | 3 | [5 empty] | Removed from Ground | Gas (Historical Use) | 6000 | Fiberglass | 1983-05-09 | Galvanized Steel | Pressurized
1370128 | 4 | [5 empty] | Removed from Ground | Gas (Historical Use) | 8000 | Bare Steel | 1983-05-09 | Galvanized Steel | Pressurized
1370129 | 1 | [5 empty] | Removed from Ground | Gas (Historical Use) | 1060 | Bare Steel | 1974-05-11 | Galvanized Steel
1370129 | 2 | [5 empty] | Removed from Ground | Gas (Historical Use) | 1060 | Bare Steel | 1974-05-11 | Galvanized Steel
1370129 | 3 | [5 empty] | Removed from Ground | Diesel | 560 | Bare Steel | 1971-05-12 | Galvanized Steel
1370130 | 1 | [5 empty] | Removed from Ground | Gas (Historical Use) | 8000 | Cathodically Protected Steel | 1986-05-08 | Cathodically Protected | Pressurized
1370130 | 2 | [5 empty] | Removed from Ground | Gas (Historical Use) | 8000 | Cathodically Protected Steel | 1986-05-08 | Cathodically Protected | Pressurized
1370130 | 3 | [5 empty] | Removed from Ground | Diesel | 8000 | Cathodically Protected Steel | 1986-05-08 | Cathodically Protected | Pressurized
1370130 | 4 | [5 empty] | Removed from Ground | Diesel | 10000 | Cathodically Protected Steel | 1986-05-08 | Cathodically Protected | Pressurized
1370132 | 1 | [5 empty] | Removed from Ground | Gas (Historical Use) | 6000 | Bare Steel | 1974-05-11 | Galvanized Steel
1370132 | 2 | [5 empty] | Removed from Ground | Gas (Historical Use) | 6000 | Bare Steel | 1974-05-11 | Galvanized Steel
1370134 | 1 | [5 empty] | Removed from Ground | Gas (Historical Use) | 3000 | Bare Steel | 1974-05-11 | Galvanized Steel
1370135 | 1 | [5 empty] | Removed from Ground | Gas (Historical Use) | 3000 | Bare Steel | 1978-05-10 | Galvanized Steel
1370135 | 2 | Flapper Valve | 1996-11-15 | no | 1989-04-01 | no | Currently in Use | Regular | 6000 | Galvanic (STIP-3) | 1989-01-01 | Fiberglass Reinforced Plastic | Pressurized
1370135 | 3 | Flapper Valve | 1996-11-15 | no | 1989-04-01 | no | Currently in Use | Diesel | 6000 | Galvanic (STIP-3) | 1989-01-01 | Fiberglass Reinforced Plastic | Pressurized
1370136 | 1 | [5 empty] | Removed from Ground | Gas (Historical Use) | 8000 | Bare Steel | 1978-05-10 | Galvanized Steel
1370136 | 2 | [5 empty] | Removed from Ground | Diesel | 3000 | Bare Steel | 1983-05-09 | Galvanized Steel
1370136 | 3 | [5 empty] | Removed from Ground | Gas (Historical Use) | 4000 | Bare Steel | 1974-05-11 | Galvanized Steel
1370137 | 1 | [5 empty] | Removed from Ground | Gas (Historical Use) | 6000 | Bare Steel | 1977-05-10 | Galvanized Steel | Safe Suction (Euro)
1370137 | 2 | [5 empty] | Removed from Ground | Gas (Historical Use) | 6000 | Bare Steel | 1977-05-10 | Galvanized Steel | Safe Suction (Euro)
1370137 | 3 | [5 empty] | Removed from Ground | Gas (Historical Use) | 6000 | Bare Steel | 1980-05-09 | Galvanized Steel | Pressurized
1370138 | 1 | Flapper Valve | 1998-05-01 |  | 1998-05-01 |  | Currently in Use | Gas (Historical Use) | 10000 | Galvanic (STIP-3) | 1987-01-01 | Fiberglass Reinforced Plastic | Pressurized
1370138 | 2 | Flapper Valve | 1998-05-01 |  | 1998-05-01 |  | Currently in Use | Gas (Historical Use) | 12000 | Galvanic (STIP-3) | 1987-01-01 | Fiberglass Reinforced Plastic | Pressurized
1370138 | 3 | Flapper Valve | 1998-05-01 |  | 1998-05-01 |  | Currently in Use | Gas (Historical Use) | 12000 | Galvanic (STIP-3) | 1987-01-01 | Fiberglass Reinforced Plastic | Pressurized
1370138 | 4 | [5 empty] | Closed in Ground | Gas (Historical Use) | 6000 | Bare Steel | 1967-05-13 | Bare Steel
1370138 | 5 | [5 empty] | Closed in Ground | Gas (Historical Use) | 6000 | Bare Steel | 1967-05-13 | Bare Steel
1370138 | 6 | [5 empty] | Closed in Ground | Gas (Historical Use) | 6000 | Bare Steel | 1967-05-13 | Bare Steel
1370139 | 1 | [5 empty] | Removed from Ground | Diesel | 8000 | Bare Steel | 1982-05-09 | Galvanized Steel | Pressurized
1370139 | 2 | [5 empty] | Removed from Ground | Diesel | 8000 | Bare Steel | 1982-05-09 | Galvanized Steel | Pressurized
1370139 | 3 | [5 empty] | Removed from Ground | Gas (Historical Use) | 8000 | Bare Steel | 1974-05-11 | Galvanized Steel | Suction (American)
1370139 | 4 | [5 empty] | Removed from Ground | Diesel | 3000 | Bare Steel | 1961-05-14 | Galvanized Steel | Suction (American)
1370139 | 5 | [5 empty] | Removed from Ground | Diesel | 5000 | Bare Steel | 1966-05-13 | Galvanized Steel | Suction (American)
1370139 | 6 | Ball Float | 1998-12-01 |  | 1998-12-01 |  | Currently in Use | Gas (Historical Use) | 20000 | Composite | 1999-02-01 | Fiberglass Reinforced Plastic | Pressurized
1370139 | 7 | Ball Float | 1998-12-01 |  | 1998-12-01 |  | Currently in Use | Diesel | 20000 | Composite | 1999-02-01 | Fiberglass Reinforced Plastic | Pressurized
1370139 | 8 |  | 1998-12-01 |  | 1998-12-01 |  | Removed from Ground | Gas (Historical Use) | 3000 | Not Marked/Unknown | 1999-03-01 | Not Marked
1370140 | 1 | [5 empty] | Removed from Ground | Gas (Historical Use) | 10000 | Bare Steel | 1980-05-09 | Galvanized Steel
1370140 | 2 | [5 empty] | Removed from Ground | Gas (Historical Use) | 50 | Bare Steel | 1976-05-10 | Galvanized Steel
1370140 | 3 | [5 empty] | Removed from Ground | Empty | 6000 | Bare Steel | 1966-05-13 | Galvanized Steel
1370141 | 1AST | [5 empty] | Currently in Use | Diesel | 2000 | Bare Steel | 1981-05-09 | Galvanized Steel
1370141 | 2 | [5 empty] | Removed from Ground | Diesel | 2000 | Bare Steel | 1986-05-08 | Galvanized Steel | Suction (American)
1370145 | 1A | Flapper Valve | 1998-11-30 |  | 1998-11-30 |  | Currently in Use | Gas (Historical Use) | 4000 | Steel-Impressed Current | 1985-05-13 | Steel (Impressed Current) | Pressurized
1370145 | 1B | Flapper Valve | 1998-11-30 |  | 1998-11-30 |  | Currently in Use | Gas (Historical Use) | 5000 | Steel-Impressed Current | 1985-05-13 | Steel (Impressed Current) | Pressurized
1370145 | 1C | Flapper Valve | 1998-11-30 |  | 1998-11-30 |  | Currently in Use | Gas (Historical Use) | 3000 | Steel-Impressed Current | 1985-05-13 | Steel (Impressed Current) | Pressurized
1370146 | 1 |  | 1998-10-02 |  | 1998-10-02 |  | Removed from Ground | Gas (Historical Use) | 10000 | Steel-Impressed Current | 1978-05-15 | Cathodically Protected | Pressurized
1370146 | 2 |  | 1998-10-02 |  | 1998-10-02 |  | Removed from Ground | Gas (Historical Use) | 10000 | Steel-Impressed Current | 1978-05-15 | Cathodically Protected | Pressurized
1370146 | 3 |  | 1998-10-02 |  | 1998-10-02 |  | Removed from Ground | Gas (Historical Use) | 4000 | Steel-Impressed Current | 1978-05-15 | Cathodically Protected | Safe Suction (Euro)
1370146 | 4 |  | 1998-10-02 |  | 1998-10-02 |  | Removed from Ground | Diesel | 3000 | Steel-Impressed Current | 1978-05-15 | Cathodically Protected | Safe Suction (Euro)
1370146 | 5 |  |  | no |  | no | Removed from Ground | Used Oil | 500 | Unknown | 2004-09-13 | Unknown
1370147 | 1 | Ball Float | 1993-10-15 | no | 1993-10-15 | no | Currently in Use | Plus | 10000 | Steel-Impressed Current | 1983-02-28 | Steel (Impressed Current) | Pressurized
1370147 | 2 | Ball Float | 1993-10-15 | no | 1993-10-15 | no | Currently in Use | Regular | 10000 | Steel-Impressed Current | 1983-02-28 | Steel (Impressed Current) | Pressurized
1370147 | 3 | Ball Float | 1993-10-15 | no | 1993-10-15 | no | Currently in Use | Premium | 10000 | Steel-Impressed Current | 1983-02-28 | Steel (Impressed Current) | Pressurized
1370147 | 4 | Ball Float | 1993-10-15 | no | 1993-10-15 | no | Currently in Use | Diesel | 4000 | Steel-Impressed Current | 1983-02-28 | Steel (Impressed Current) | Pressurized
1370148 | 1 | [5 empty] | Removed from Ground | Gas (Historical Use) | 4000 | Bare Steel | 1971-05-17 | Galvanized Steel | Safe Suction (Euro)
1370148 | 2 | [5 empty] | Removed from Ground | Gas (Historical Use) | 4000 | Bare Steel | 1971-05-17 | Galvanized Steel | Safe Suction (Euro)
1370148 | 3 | [5 empty] | Removed from Ground | Gas (Historical Use) | 4000 | Bare Steel | 1971-05-17 | Galvanized Steel | Safe Suction (Euro)
1370148 | 4 | [5 empty] | Removed from Ground | Gas (Historical Use) | 4000 | Bare Steel | 1971-05-17 | Galvanized Steel | Safe Suction (Euro)
1370148 | 5 | [5 empty] | Removed from Ground | Gas (Historical Use) | 4000 | Bare Steel | 1971-05-17 | Galvanized Steel | Safe Suction (Euro)
1370148 | 6 | [5 empty] | Removed from Ground | Diesel | 4000 | Bare Steel | 1971-05-17 | Galvanized Steel | Safe Suction (Euro)
1370148 | 7 | [5 empty] | Removed from Ground | Diesel | 4000 | Bare Steel | 1971-05-17 | Galvanized Steel | Safe Suction (Euro)
1370149 | 1 | Flapper Valve | 1992-10-25 | no | 1992-10-25 | no | Currently in Use | Regular | 10000 | Steel-Impressed Current | 1982-03-14 | Steel (Impressed Current) | Pressurized
1370149 | 2 | Flapper Valve | 1992-10-25 | no | 1992-10-25 | no | Currently in Use | Premium | 10000 | Steel-Impressed Current | 1982-03-14 | Steel (Impressed Current) | Pressurized
1370149 | 3 | Flapper Valve | 1992-10-25 | no | 1992-10-25 | no | Currently in Use | Diesel | 10000 | Steel-Impressed Current | 1982-03-14 | Steel (Impressed Current) | Pressurized
1370150 | 1 | [5 empty] | Removed from Ground | Gas (Historical Use) | 1 | Bare Steel | 1971-05-17 | Galvanized Steel
1370150 | 10 |  | 1989-07-01 |  | 1989-07-01 |  | Removed from Ground | Gas (Historical Use) | 4000 | Cathodically Protected Steel | 1989-07-01 | Cathodically Protected | Safe Suction (Euro)
1370150 | 2 | [5 empty] | Removed from Ground | Gas (Historical Use) | 1 | Bare Steel | 1971-05-17 | Galvanized Steel
1370150 | 3 | [5 empty] | Removed from Ground | Gas (Historical Use) | 1 | Bare Steel | 1971-05-17 | Galvanized Steel
1370150 | 4 | [5 empty] | Removed from Ground | Diesel | 1 | Bare Steel | 1971-05-17 | Galvanized Steel
1370150 | 5 | [5 empty] | Removed from Ground | Kerosene | 1 | Bare Steel | 1971-05-17 | Galvanized Steel
1370150 | 6 |  | 1989-07-01 |  | 1989-07-01 |  | Removed from Ground | Kerosene | 4000 | Cathodically Protected Steel | 1989-07-01 | Cathodically Protected | Safe Suction (Euro)
1370150 | 7 |  | 1989-07-01 |  | 1989-07-01 |  | Removed from Ground | Diesel | 4000 | Cathodically Protected Steel | 1989-07-01 | Cathodically Protected | Safe Suction (Euro)
1370150 | 8 |  | 1989-07-01 |  | 1989-07-01 |  | Removed from Ground | Gas (Historical Use) | 4000 | Cathodically Protected Steel | 1989-07-01 | Cathodically Protected | Safe Suction (Euro)
1370150 | 9 |  | 1989-07-01 |  | 1989-07-01 |  | Removed from Ground | Gas (Historical Use) | 4000 | Cathodically Protected Steel | 1989-07-01 | Cathodically Protected | Safe Suction (Euro)
1370151 | 1 |  | 1996-02-15 |  | 1996-02-15 |  | Currently in Use | Gas (Historical Use) | 4000 | Steel-Impressed Current | 1977-05-15 | Cathodically Protected | Pressurized
1370151 | 2 |  | 1996-02-15 |  | 1996-02-15 |  | Currently in Use | Gas (Historical Use) | 6000 | Steel-Impressed Current | 1977-05-15 | Cathodically Protected | Pressurized
1370151 | 3 |  | 1996-02-15 |  | 1996-02-15 |  | Closed in Ground | Gas (Historical Use) | 3000 | Steel-Impressed Current | 1977-05-15 | Cathodically Protected | Pressurized
1370151 | 4 |  | 1996-02-15 |  | 1996-02-15 |  | Currently in Use | Gas (Historical Use) | 3000 | Steel-Impressed Current | 1977-05-15 | Cathodically Protected | Pressurized
1370151 | 5 | [5 empty] | Closed in Ground | Gas (Historical Use) | 3000 | Not Marked/Unknown | 2001-03-14 | Not Marked
1370152 | 1 |  | 1996-03-25 | no | 1996-03-25 | no | Removed from Ground | Gas (Historical Use) | 6000 | Steel-Impressed Current | 1980-05-14 | Cathodically Protected | Pressurized
1370152 | 2 |  | 1996-03-25 | no | 1996-03-25 | no | Removed from Ground | Gas (Historical Use) | 6000 | Steel-Impressed Current | 1980-05-14 | Cathodically Protected | Pressurized
1370152 | 3 |  | 1996-03-25 | no | 1996-03-25 | no | Removed from Ground | Diesel | 6000 | Steel-Impressed Current | 1980-05-14 | Cathodically Protected | Pressurized
1370153 | 1 | Flapper Valve | 1992-10-01 |  | 1992-10-01 |  | Currently in Use | Gas (Historical Use) | 10000 | Steel-Impressed Current | 1983-03-14 | Steel (Impressed Current) | Safe Suction (Euro)
1370153 | 2 | Flapper Valve | 1992-10-01 |  | 1992-10-01 |  | Currently in Use | Gas (Historical Use) | 10000 | Steel-Impressed Current | 1983-03-14 | Steel (Impressed Current) | Safe Suction (Euro)
1370153 | 3 | Flapper Valve | 1992-10-01 |  | 1992-10-01 |  | Currently in Use | Gas (Historical Use) | 4000 | Steel-Impressed Current | 1983-03-14 | Steel (Impressed Current) | Safe Suction (Euro)
1370153 | 4 | [5 empty] | Removed from Ground | Diesel | 4000 | Bare Steel | 1981-06-14 | Cathodically Protected | Safe Suction (Euro)
1370153 | 5 | [5 empty] | Removed from Ground | Diesel | 3000 | Bare Steel | 1981-06-14 | Cathodically Protected | Safe Suction (Euro)
1370153 | 6 | [5 empty] | Removed from Ground | Diesel | 3000 | Bare Steel | 1981-06-14 | Cathodically Protected | Safe Suction (Euro)
1370153 | 7 | Flapper Valve | 1996-11-07 |  | 1996-11-07 |  | Currently in Use | Diesel | 8000 | Composite | 1996-11-07 | Fiberglass Reinforced Plastic | Safe Suction (Euro)
1370156 | 1 | [5 empty] | Permanently Out of Use - historical purposes | Gas (Historical Use) | 7500 | Bare Steel | 1968-06-06 | Galvanized Steel
1370158 | 1 | Overfill Alarm | 1998-01-01 | no | 1998-01-01 | no | Temporarily out of use | Diesel | 12000 | Galvanic (STIP-3) | 1986-01-01 | Double-Walled Flex | Pressurized
1370158 | 2 | [5 empty] | Removed from Ground | Other | 3000 | Bare Steel | 1986-01-01 | Cathodically Protected | Suction (American)
1370158 | 3 |  |  | yes |  | yes | Removed from Ground | Used Oil | 1000 | Bare Steel | 1986-01-01 | Cathodically Protected
1370159 | 1 | [5 empty] | Removed from Ground | Diesel | 9000 | Cathodically Protected Steel | 1975-01-04 | Galvanized Steel | Safe Suction (Euro)
1370159 | 2 |  | 1998-08-01 |  | 1998-08-01 |  | Currently in Use | Diesel | 10000 | Galvanic (STIP-3) | 1987-01-22 | Fiberglass Reinforced Plastic | Safe Suction (Euro)
1370163 | 1 | [5 empty] | Removed from Ground | Gas (Historical Use) | 10000 | Bare Steel | 1980-05-24 | Galvanized Steel
1370163 | 2 | [5 empty] | Removed from Ground | Gas (Historical Use) | 10000 | Bare Steel | 1980-05-24 | Galvanized Steel
1370163 | 3 | [5 empty] | Removed from Ground | Gas (Historical Use) | 10000 | Bare Steel | 1980-05-24 | Galvanized Steel
1370163 | 4 | [5 empty] | Removed from Ground | Diesel | 10000 | Cathodically Protected Steel | 1987-01-01 | Cathodically Protected
1380001 | 1 | Flapper Valve | 1995-03-01 |  | 1995-03-01 |  | Currently in Use | Diesel | 6000 | Galvanic (STIP-3) | 1988-01-01 | Galvanized Steel | Safe Suction (Euro)
1380001 | 2 | Flapper Valve | 1995-03-01 |  | 1995-03-01 |  | Currently in Use | Gas (Historical Use) | 2000 | Galvanic (STIP-3) | 1988-01-01 | Galvanized Steel | Safe Suction (Euro)
1380002 | 1 | [5 empty] | Removed from Ground | Gas (Historical Use) | 500 | Bare Steel | 1974-03-02 | Galvanized Steel
1380003 | 1 | [5 empty] | Removed from Ground | Gas (Historical Use) | 550 | Bare Steel | 1974-03-02 | Galvanized Steel | Safe Suction (Euro)
1380004 | 1 | [5 empty] | Removed from Ground | Diesel | 20000 | Bare Steel | 1978-06-15 | Not Marked
1380004 | 2 | [5 empty] | Removed from Ground | Diesel | 20000 | Bare Steel | 1978-06-15 | Fiberglass Reinforced Plastic | Pressurized
1380004 | 3 | [5 empty] | Removed from Ground | Other | 20000 | Bare Steel | 1978-06-15 | Bare Steel | Suction (American)
1380004 | 4 | [5 empty] | Removed from Ground | Gas (Historical Use) | 20000 | Bare Steel | 1978-06-15 | Bare Steel | Gravity Fed
1380004 | 5 | [5 empty] | Removed from Ground | Gas (Historical Use) | 20000 | Bare Steel | 1978-06-15 | Not Marked
1380004 | 6 | [5 empty] | Removed from Ground | Diesel | 20000 | Bare Steel | 1978-10-15 | Galvanized Steel
1380004 | 7 | [5 empty] | Removed from Ground | Other | 8000 | Cathodically Protected Steel | 1978-05-15 | Galvanized Steel | Suction (American)
1380004 | 8 |  |  | yes |  | yes | Removed from Ground | Used Oil | 2000 | Cathodically Protected Steel | 1978-05-15 | Galvanized Steel | Suction (American)
1380007 | 1 | [5 empty] | Removed from Ground | Gas (Historical Use) | 560 | Bare Steel | 1964-03-04 | Galvanized Steel
1380007 | 2 |  | 1994-09-15 |  | 1994-09-15 |  | Currently in Use | Diesel | 10000 | Composite | 1994-09-12 | Fiberglass Reinforced Plastic | Pressurized
1380015 | 1 |  | 1995-04-01 |  | 1995-04-01 |  | Permanently Out of Use - historical purposes | Gas (Historical Use) | 6000 | Bare Steel | 1972-04-17 | Galvanized Steel | Safe Suction (Euro)
1380015 | 2 |  | 1995-04-01 |  | 1995-04-01 |  | Temporarily out of use | Gas (Historical Use) | 6000 | Steel-Impressed Current | 1972-04-17 | Cathodically Protected | Safe Suction (Euro)
1380015 | 3 |  | 1995-04-01 |  | 1995-04-01 |  | Temporarily out of use | Gas (Historical Use) | 3000 | Steel-Impressed Current | 1978-04-16 | Cathodically Protected | Safe Suction (Euro)
1380016 | 1 | [5 empty] | Removed from Ground | Gas (Historical Use) | 10000 | Bare Steel | 1980-04-12 | Galvanized Steel
1380016 | 2 |  | 1993-06-01 |  | 1993-06-01 |  | Removed from Ground | Kerosene | 2000 | Bare Steel | 1984-04-11 | Galvanized Steel | Safe Suction (Euro)
1380016 | 3 | Ball Float | 1993-06-01 |  | 1993-06-01 |  | Currently in Use | Gas (Historical Use) | 6000 | Steel-Impressed Current | 1986-02-01 | Fiberglass Reinforced Plastic | Pressurized
1380016 | 4 | Ball Float | 1993-06-01 |  | 1993-06-01 |  | Currently in Use | Gas (Historical Use) | 6000 | Steel-Impressed Current | 1986-02-01 | Fiberglass Reinforced Plastic | Pressurized
1380016 | 5 | Ball Float | 1993-06-01 |  | 1993-06-01 |  | Currently in Use | Gas (Historical Use) | 6000 | Steel-Impressed Current | 1986-02-01 | Fiberglass Reinforced Plastic | Pressurized
1380017 | 1 | [5 empty] | Removed from Ground | Diesel | 560 | Bare Steel | 1970-09-01 | Galvanized Steel | Safe Suction (Euro)
1380017 | 2 | [5 empty] | Removed from Ground | Gas (Historical Use) | 2000 | Bare Steel | 1982-06-01 | Galvanized Steel | Safe Suction (Euro)
1380017 | 214935 |  | 1993-08-13 |  | 1993-08-13 |  | Removed from Ground | Diesel | 1000 | Galvanic (STIP-3) | 1993-08-13 | Cathodically Protected | Safe Suction (Euro)
1380017 | 214937 |  | 1993-08-13 |  | 1993-08-13 |  | Removed from Ground | Gas (Historical Use) | 1000 | Galvanic (STIP-3) | 1993-08-13 | Cathodically Protected | Safe Suction (Euro)
1380017 | 3 | [5 empty] | Removed from Ground | Gas (Historical Use) | 560 | Bare Steel | 1970-09-01 | Galvanized Steel | Safe Suction (Euro)
1380018 | 1 | [5 empty] | Removed from Ground | Gas (Historical Use) | 1000 | Bare Steel | 1982-04-11 | Galvanized Steel
1380018 | 2 | [5 empty] | Removed from Ground | Diesel | 1000 | Bare Steel | 1982-04-11 | Galvanized Steel
1380020 | 10526-1 | [5 empty] | Removed from Ground | Gas (Historical Use) | 550 | Bare Steel | 1961-05-05 | Galvanized Steel | Safe Suction (Euro)
1380020 | 10526-2 | [5 empty] | Removed from Ground | Gas (Historical Use) | 550 | Bare Steel | 1961-05-05 | Galvanized Steel | Safe Suction (Euro)
1380020 | 526D1 | [5 empty] | Removed from Ground | Diesel | 1000 | Bare Steel | 1971-05-03 | Galvanized Steel | Safe Suction (Euro)
1380020 | 526G1 | [5 empty] | Removed from Ground | Gas (Historical Use) | 1000 | Bare Steel | 1971-05-03 | Galvanized Steel | Safe Suction (Euro)
1380022 | 1 | [5 empty] | Permanently Out of Use - historical purposes | Diesel | 3000 | Bare Steel | 1955-04-30 | Unknown
1380022 | 2 | [5 empty] | Permanently Out of Use - historical purposes | Diesel | 3000 | Bare Steel | 1955-04-30 | Unknown
1380022 | 3 | [5 empty] | Permanently Out of Use - historical purposes | Propane | 500 | Bare Steel | 1955-04-30 | Unknown
1380023 | 1 | [5 empty] | Permanently Out of Use - historical purposes | Propane | 500 | Bare Steel | 1955-04-30 | Unknown
1380024 | 1 | [5 empty] | Removed from Ground | Diesel | 3000 | Bare Steel | 1955-04-30 | Unknown
1380024 | 2 | [5 empty] | Removed from Ground | Diesel | 3000 | Bare Steel | 1955-04-30 | Unknown
1380024 | 3 | [5 empty] | Removed from Ground | Propane | 3000 | Bare Steel | 1955-04-30 | Unknown
1380024 | 4 | [5 empty] | Removed from Ground | Gas (Historical Use) | 10000 | Bare Steel | 1980-04-23 | Unknown
1380025 | 1 | [5 empty] | Permanently Out of Use - historical purposes | Diesel | 1 | Bare Steel | 1986-04-22 | Unknown
1380025 | 2 | [5 empty] | Permanently Out of Use - historical purposes | Diesel | 1 | Bare Steel | 1986-04-22 | Unknown
1380028 | 1 | [5 empty] | Removed from Ground | Propane | 1000 | Bare Steel | 1956-05-08 | Galvanized Steel
1380028 | 2 | [5 empty] | Removed from Ground | Propane | 1000 | Bare Steel | 1956-05-08 | Galvanized Steel
1380030 | 1 |  | 1984-03-01 |  | 1984-03-01 |  | Removed from Ground | Gas (Historical Use) | 20000 | Cathodically Protected Steel | 1978-05-08 | Cathodically Protected | Pressurized
1380030 | 10 |  | 1998-08-25 |  | 1998-08-25 |  | Removed from Ground | Kerosene | 10000 | Composite | 1998-08-01 | Fiberglass Reinforced Plastic | Safe Suction (Euro)
1380030 | 11 |  | 1998-08-25 |  | 1998-08-25 |  | Removed from Ground | Diesel | 1000 | Composite | 1998-08-01 | Fiberglass Reinforced Plastic | Safe Suction (Euro)
1380030 | 12 |  | 1998-08-25 |  | 1998-08-25 |  | Removed from Ground | Diesel | 1000 | Composite | 1998-08-01 | Fiberglass Reinforced Plastic | Safe Suction (Euro)
1380030 | 13 |  | 2005-06-01 | no | 2005-06-01 | no | Removed from Ground | Gas (Historical Use) | 8000 | Composite | 2005-06-01 | Fiberglass Reinforced Plastic | Pressurized
1380030 | 2 |  | 1984-03-01 |  | 1984-03-01 |  | Removed from Ground | Gas (Historical Use) | 20000 | Cathodically Protected Steel | 1978-05-08 | Cathodically Protected | Pressurized
1380030 | 3 |  | 1984-03-01 |  | 1984-03-01 |  | Removed from Ground | Gas (Historical Use) | 20000 | Cathodically Protected Steel | 1978-05-08 | Cathodically Protected | Pressurized
1380030 | 4 |  | 1984-03-01 |  | 1984-03-01 |  | Removed from Ground | Diesel | 20000 | Cathodically Protected Steel | 1978-05-08 | Cathodically Protected | Pressurized
1380030 | 5 |  | 1994-03-01 |  | 1994-03-01 |  | Removed from Ground | Kerosene | 4000 | Bare Steel | 1984-05-06 | Galvanized Steel | Pressurized
1380030 | 6 | [5 empty] | Removed from Ground | Kerosene | 6000 | Bare Steel | 1984-05-06 | Galvanized Steel | Safe Suction (Euro)
1380030 | 7 | [5 empty] | Removed from Ground | Diesel | 1000 | Bare Steel | 1978-05-08 | Galvanized Steel | Safe Suction (Euro)
1380030 | 8 | [5 empty] | Removed from Ground | Gas (Historical Use) | 500 | Bare Steel | 1978-05-08 | Galvanized Steel | Safe Suction (Euro)
1380030 | 9 | [5 empty] | Removed from Ground | Gas (Historical Use) | 500 | Bare Steel | 1978-05-08 | Galvanized Steel | Safe Suction (Euro)
1380031 | 1 |  | 1991-07-01 |  | 1991-07-01 |  | Removed from Ground | Gas (Historical Use) | 8000 | Steel-Impressed Current | 1976-05-08 | Cathodically Protected | Pressurized
1380031 | 2 |  | 1991-07-01 |  | 1991-07-01 |  | Removed from Ground | Gas (Historical Use) | 8000 | Steel-Impressed Current | 1976-05-08 | Cathodically Protected | Pressurized
1380031 | 3 |  | 1991-07-01 |  | 1991-07-01 |  | Removed from Ground | Gas (Historical Use) | 3000 | Steel-Impressed Current | 1978-05-08 | Cathodically Protected | Pressurized
1380031 | 4 |  | 1991-07-01 |  | 1991-07-01 |  | Removed from Ground | Diesel | 1000 | Steel-Impressed Current | 1978-05-08 | Cathodically Protected | Pressurized
1380032 | 1 | [5 empty] | Removed from Ground | Gas (Historical Use) | 8000 | Bare Steel | 1978-05-08 | Galvanized Steel
1380032 | 2 | [5 empty] | Removed from Ground | Gas (Historical Use) | 8000 | Bare Steel | 1978-05-08 | Galvanized Steel
1380032 | 3 | [5 empty] | Removed from Ground | Gas (Historical Use) | 4000 | Bare Steel | 1978-05-08 | Galvanized Steel
1380032 | 4 | [5 empty] | Removed from Ground | Diesel | 2000 | Bare Steel | 1978-05-08 | Galvanized Steel
1380032 | 5 | [5 empty] | Removed from Ground | Used Oil | 500 | Bare Steel | 2001-06-28 | Galvanized Steel | Safe Suction (Euro)
1380032 | 6 | [5 empty] | Removed from Ground | Used Oil | 500 | Bare Steel | 2001-06-28 | Galvanized Steel | Safe Suction (Euro)
1380034 | 1 | Flapper Valve | 1991-07-01 |  | 1991-07-01 |  | Currently in Use | Gas (Historical Use) | 6000 | Steel-Impressed Current | 1986-05-06 | Steel (Impressed Current) | Pressurized
1380034 | 2 | Flapper Valve | 1991-07-01 |  | 1991-07-01 |  | Currently in Use | Gas (Historical Use) | 6000 | Steel-Impressed Current | 1986-05-06 | Steel (Impressed Current) | Pressurized
1380035 | 1 | Ball Float | 1992-07-01 | no | 1992-07-01 | no | Removed from Ground | Gas (Historical Use) | 8000 | Steel-Impressed Current | 1976-05-07 | Steel (Impressed Current) | Pressurized
1380035 | 2 | Ball Float | 1992-07-01 | no | 1992-07-01 | no | Removed from Ground | Gas (Historical Use) | 6000 | Steel-Impressed Current | 1976-05-07 | Steel (Impressed Current) | Pressurized
1380035 | 3 | Ball Float | 1992-07-01 | no | 1992-07-01 | no | Removed from Ground | Gas (Historical Use) | 4000 | Steel-Impressed Current | 1976-05-07 | Steel (Impressed Current) | Pressurized
1380036 | 1 |  | 1997-08-15 |  | 1997-08-15 |  | Removed from Ground | Gas (Historical Use) | 4000 | Steel-Impressed Current | 1975-05-08 | Cathodically Protected | Safe Suction (Euro)
1380036 | 2 |  | 1997-08-15 |  | 1997-08-15 |  | Removed from Ground | Gas (Historical Use) | 4000 | Steel-Impressed Current | 1975-05-08 | Cathodically Protected | Safe Suction (Euro)
1380036 | 3 |  | 1997-08-15 |  | 1997-08-15 |  | Removed from Ground | Gas (Historical Use) | 4000 | Steel-Impressed Current | 1975-05-08 | Cathodically Protected | Safe Suction (Euro)
1380036 | 4 |  | 1997-08-15 |  | 1997-08-15 |  | Removed from Ground | Gas (Historical Use) | 4000 | Steel-Impressed Current | 1975-05-08 | Cathodically Protected | Safe Suction (Euro)
1380037 | 1 |  | 1993-10-01 |  | 1993-10-01 |  | Currently in Use | Gas (Historical Use) | 10000 | Cathodically Protected Steel | 1985-05-05 | Fiberglass Reinforced Plastic | Pressurized
1380037 | 2 |  | 1993-10-01 |  | 1993-10-01 |  | Currently in Use | Gas (Historical Use) | 10000 | Cathodically Protected Steel | 1985-05-05 | Fiberglass Reinforced Plastic | Pressurized
1380037 | 3 |  | 1993-10-01 |  | 1993-10-01 |  | Currently in Use | Gas (Historical Use) | 10000 | Cathodically Protected Steel | 1985-05-05 | Fiberglass Reinforced Plastic | Pressurized
1380037 | 4 |  | 1993-10-01 |  | 1993-10-01 |  | Currently in Use | Diesel | 10000 | Cathodically Protected Steel | 1985-05-05 | Fiberglass Reinforced Plastic | Pressurized
1380038 | 1 | [5 empty] | Removed from Ground | Gas (Historical Use) | 560 | Bare Steel | 1956-05-12 | Galvanized Steel | Safe Suction (Euro)
1380038 | 2 | [5 empty] | Removed from Ground | Gas (Historical Use) | 560 | Bare Steel | 1956-05-12 | Galvanized Steel | Safe Suction (Euro)
1380039 | 1 | Ball Float | 1993-01-01 | no | 1993-01-01 | no | Removed from Ground | Diesel | 10000 | Steel-Impressed Current | 1972-05-08 | Steel (Impressed Current) | Pressurized
1380039 | 2 | Ball Float | 1993-01-01 | no | 1993-01-01 | no | Removed from Ground | Gas (Historical Use) | 20000 | Steel-Impressed Current | 1972-05-08 | Steel (Impressed Current) | Pressurized
1380039 | 3 | Ball Float | 1993-01-01 | no | 1993-01-01 | no | Removed from Ground | Diesel | 20000 | Steel-Impressed Current | 1972-05-08 | Steel (Impressed Current) | Pressurized
1380040 | 1 | [5 empty] | Removed from Ground | Gas (Historical Use) | 2000 | Bare Steel | 1956-05-12 | Galvanized Steel
1380040 | 2 | [5 empty] | Removed from Ground | Gas (Historical Use) | 2000 | Bare Steel | 1956-05-12 | Galvanized Steel
1380040 | 3 | [5 empty] | Removed from Ground | Gas (Historical Use) | 2000 | Bare Steel | 1956-05-12 | Galvanized Steel
1380041 | 1 | [5 empty] | Removed from Ground | Gas (Historical Use) | 1000 | Bare Steel | 1979-05-07 | Galvanized Steel
1380041 | 2 | [5 empty] | Removed from Ground | Gas (Historical Use) | 560 | Bare Steel | 1971-05-09 | Galvanized Steel
1380041 | 3 | [5 empty] | Removed from Ground | Gas (Historical Use) | 560 | Bare Steel | 1971-05-09 | Galvanized Steel
1380041 | 4 |  | 1988-03-01 |  | 1988-03-01 |  | Temporarily out of use | Gas (Historical Use) | 1500 | Galvanic (STIP-3) | 1988-03-01 | Cathodically Protected | Safe Suction (Euro)
1380041 | 5 |  | 1988-03-01 |  | 1988-03-01 |  | Currently in Use | Gas (Historical Use) | 1000 | Galvanic (STIP-3) | 1988-03-01 | Cathodically Protected | Safe Suction (Euro)
1380041 | 6 |  | 1988-03-01 |  | 1988-03-01 |  | Currently in Use | Diesel | 1000 | Cathodically Protected Steel | 1988-03-01 | Cathodically Protected | Safe Suction (Euro)
1380042 | 1 | [5 empty] | Removed from Ground | Diesel | 6000 | Bare Steel | 1961-05-11 | Galvanized Steel
1380042 | 2 | [5 empty] | Removed from Ground | Gas (Historical Use) | 6000 | Bare Steel | 1961-05-11 | Galvanized Steel
1380042 | 3 | [5 empty] | Removed from Ground | Gas (Historical Use) | 5000 | Bare Steel | 1961-05-11 | Galvanized Steel
1380042 | 4 | [5 empty] | Removed from Ground | Gas (Historical Use) | 4000 | Bare Steel | 1961-01-01 | Galvanized Steel
1380042 | 5 | [5 empty] | Removed from Ground | Gas (Historical Use) | 4000 | Bare Steel | 1961-01-01 | Galvanized Steel
1380042 | 6 | [5 empty] | Removed from Ground | Gas (Historical Use) | 4000 | Bare Steel | 1961-01-01 | Galvanized Steel
1380042 | 7 | [5 empty] | Removed from Ground | Gas (Historical Use) | 4000 | Bare Steel | 1961-01-01 | Galvanized Steel
1380043 | 1 | Ball Float | 1991-10-01 |  | 1991-10-01 |  | Removed from Ground | Gas (Historical Use) | 6000 | Steel-Impressed Current | 1976-05-07 | Steel (Impressed Current) | Pressurized
1380043 | 2 | [5 empty] | Removed from Ground | Diesel | 3000 | Marked Unknown | 1985-06-10 | Galvanized Steel | Safe Suction (Euro)
1380043 | 3 | Ball Float | 1991-10-01 |  | 1991-10-01 |  | Removed from Ground | Gas (Historical Use) | 6000 | Steel-Impressed Current | 1976-05-07 | Galvanized Steel | Pressurized
1380043 | 4 | Ball Float | 1991-10-01 | no | 1991-10-01 | no | Removed from Ground | Gas (Historical Use) | 6000 | Steel-Impressed Current | 1991-10-01 | Steel (Impressed Current) | Pressurized
1380044 | 1 |  | 1998-06-16 |  | 1998-06-16 |  | Removed from Ground | Other | 6000 | Steel-Impressed Current | 1972-05-08 | Cathodically Protected | Safe Suction (Euro)
1380044 | 2 |  | 1998-06-16 |  | 1998-06-16 |  | Removed from Ground | Other | 8000 | Steel-Impressed Current | 1972-05-08 | Cathodically Protected | Safe Suction (Euro)
1380044 | 3 |  | 1998-06-16 |  | 1998-06-16 |  | Removed from Ground | Other | 12000 | Steel-Impressed Current | 1972-05-08 | Cathodically Protected | Safe Suction (Euro)
1380045 | 1 | [5 empty] | Removed from Ground | Gas (Historical Use) | 4000 | Bare Steel | 1961-05-11 | Galvanized Steel
1380045 | 2 | [5 empty] | Removed from Ground | Gas (Historical Use) | 4000 | Bare Steel | 1961-05-11 | Galvanized Steel
1380045 | 3 | [5 empty] | Removed from Ground | Gas (Historical Use) | 4000 | Bare Steel | 1961-05-11 | Galvanized Steel
1380045 | 4 | [5 empty] | Removed from Ground | Gas (Historical Use) | 4000 | Bare Steel | 1961-05-11 | Galvanized Steel
1380046 | 2 |  | 1995-05-25 |  | 1995-05-25 |  | Removed from Ground | Diesel | 10000 | Fiberglass | 1986-05-07 | Unknown | Pressurized
1380046 | VD1 | [5 empty] | Closed in Ground | Gas (Historical Use) | 10000 | Bare Steel | 1986-05-07 | Galvanized Steel
1380046 | VD3 | Ball Float | 1991-03-12 |  | 1991-03-12 |  | Currently in Use | Diesel | 6000 | Composite | 1991-03-12 | Double-Walled Fiberglass | Pressurized
1380047 | 1 | [5 empty] | Removed from Ground | Gas (Historical Use) | 3000 | Bare Steel | 1974-05-11 | Galvanized Steel
1380047 | 2 | [5 empty] | Removed from Ground | Gas (Historical Use) | 3000 | Bare Steel | 1974-05-11 | Galvanized Steel
1380047 | 3 | [5 empty] | Removed from Ground | Gas (Historical Use) | 3000 | Bare Steel | 1974-05-11 | Galvanized Steel
1380049 | 1 | [5 empty] | Removed from Ground | Diesel | 2000 | Bare Steel | 1980-05-09 | Galvanized Steel | Suction (American)
1380049 | 2A | [5 empty] | Removed from Ground | Gas (Historical Use) | 500 | Bare Steel | 1980-05-09 | Galvanized Steel | Suction (American)
1380049 | 2B | [5 empty] | Removed from Ground | Gas (Historical Use) | 500 | Bare Steel | 1980-05-09 | Galvanized Steel | Suction (American)
1380050 | 1 | [5 empty] | Removed from Ground | Empty | 1000 | Bare Steel | 1978-05-10 | Galvanized Steel | Safe Suction (Euro)
1380051 | 1 | [5 empty] | Removed from Ground | Diesel | 4000 | Bare Steel | 1981-05-09 | Galvanized Steel
1380051 | 2 | [5 empty] | Removed from Ground | Gas (Historical Use) | 2000 | Bare Steel | 1981-05-09 | Galvanized Steel
1380053 | 1 | [5 empty] | Removed from Ground | Diesel | 4000 | Cathodically Protected Steel | 1985-05-08 | Galvanized Steel
1380054 | 1 | [5 empty] | Removed from Ground | Gas (Historical Use) | 3000 | Bare Steel | 1974-05-11 | Galvanized Steel | Safe Suction (Euro)
1380054 | 2 | [5 empty] | Removed from Ground | Gas (Historical Use) | 3000 | Bare Steel | 1974-05-11 | Galvanized Steel | Safe Suction (Euro)
1380054 | 3 | [5 empty] | Removed from Ground | Gas (Historical Use) | 3000 | Bare Steel | 1974-05-11 | Galvanized Steel | Pressurized
1380054 | 4 | [5 empty] | Removed from Ground | Gas (Historical Use) | 3000 | Bare Steel | 1974-05-11 | Galvanized Steel | Pressurized
1380054 | 5 | [5 empty] | Removed from Ground | Diesel | 3000 | Bare Steel | 1974-05-11 | Galvanized Steel | Pressurized
1380054 | 6 |  |  | yes |  | yes | Removed from Ground | Used Oil | 550 | Bare Steel | 1973-01-01 | Galvanized Steel | Gravity Fed
1380055 | 1 | [5 empty] | Removed from Ground | Kerosene | 560 | Bare Steel | 1972-05-11 | Galvanized Steel
1380055 | 3 | Flapper Valve | 1998-03-10 |  | 1998-03-10 |  | Currently in Use | Gas (Historical Use) | 5000 | Cathodically Protected Steel | 1972-05-11 | Fiberglass Reinforced Plastic | Pressurized
1380055 | 4 | Flapper Valve | 1998-03-10 |  | 1998-03-10 |  | Currently in Use | Gas (Historical Use) | 5000 | Cathodically Protected Steel | 1972-05-11 | Fiberglass Reinforced Plastic | Pressurized
1380055 | 5 | Flapper Valve | 1998-03-10 |  | 1998-03-10 |  | Currently in Use | Diesel | 1000 | Cathodically Protected Steel | 1972-05-11 | Fiberglass Reinforced Plastic | Safe Suction (Euro)
1380056 | 1 | [5 empty] | Removed from Ground | Gas (Historical Use) | 4000 | Bare Steel | 1981-05-09 | Galvanized Steel
1380057 | 1 | [5 empty] | Removed from Ground | Diesel | 10000 | Bare Steel | 1978-05-10 | Galvanized Steel | Safe Suction (Euro)
1380057 | 2 | [5 empty] | Removed from Ground | Gas (Historical Use) | 2000 | Bare Steel | 1974-05-11 | Galvanized Steel | Safe Suction (Euro)
1380058 | 1 | [5 empty] | Removed from Ground | Gas (Historical Use) | 560 | Bare Steel | 1956-05-15 | Galvanized Steel
1380058 | 2 | [5 empty] | Removed from Ground | Empty | 560 | Bare Steel | 1956-05-15 | Galvanized Steel
1380059 | 1 | [5 empty] | Removed from Ground | Empty | 560 | Bare Steel | 1972-05-11 | Galvanized Steel
1380060 | 1 | [5 empty] | Removed from Ground | Gas (Historical Use) | 560 | Bare Steel | 1976-05-10 | Galvanized Steel
1380061 | 1 | Flapper Valve | 1998-01-20 |  | 1998-01-20 |  | Temporarily out of use | Gas (Historical Use) | 6000 | Steel-Impressed Current | 1966-05-13 | Steel (Impressed Current) | Safe Suction (Euro)
1380061 | 2 | Flapper Valve | 1998-01-20 |  | 1998-01-20 |  | Temporarily out of use | Gas (Historical Use) | 3000 | Steel-Impressed Current | 1966-05-13 | Steel (Impressed Current) | Safe Suction (Euro)
1380061 | 3 | Flapper Valve | 1998-01-20 |  | 1998-01-20 |  | Temporarily out of use | Gas (Historical Use) | 3000 | Steel-Impressed Current | 1966-05-13 | Steel (Impressed Current) | Safe Suction (Euro)
1380061 | 4 | [5 empty] | Removed from Ground | Diesel | 3000 | Bare Steel | 1966-05-13 | Galvanized Steel | Safe Suction (Euro)
1380061 | 6 | Flapper Valve | 2009-01-13 | yes | 2009-01-13 | yes | Temporarily out of use | Used Oil | 2000 | Steel-Impressed Current | 1966-01-01 | Steel (Impressed Current) | Gravity Fed
1380062 | 1 |  | 1998-02-05 |  | 1997-08-05 |  | Removed from Ground | Diesel | 8000 | Steel-Impressed Current | 1976-05-10 | Cathodically Protected | Suction (American)
1380062 | 10 | Ball Float | 2005-04-01 | no | 2005-04-01 | no | Currently in Use | Kerosene | 4000 | Composite Double Walled | 2005-04-01 | Double-Walled Flex | Pressurized
1380062 | 2 |  | 1998-02-05 |  | 1997-08-05 |  | Removed from Ground | Diesel | 8000 | Steel-Impressed Current | 1976-05-10 | Cathodically Protected | Suction (American)
1380062 | 3 |  | 1998-02-05 |  | 1997-08-05 |  | Removed from Ground | Gas (Historical Use) | 8000 | Steel-Impressed Current | 1976-05-10 | Cathodically Protected | Pressurized
1380062 | 4 |  | 1998-02-05 |  | 1997-08-05 |  | Removed from Ground | Gas (Historical Use) | 8000 | Steel-Impressed Current | 1976-05-10 | Cathodically Protected | Pressurized
1380062 | 5 |  | 1998-02-05 |  | 1997-08-05 |  | Removed from Ground | Gas (Historical Use) | 8000 | Steel-Impressed Current | 1976-05-10 | Cathodically Protected | Pressurized
1380062 | 6 |  | 1998-02-05 |  | 1997-08-05 |  | Removed from Ground | Gas (Historical Use) | 10000 | Steel-Impressed Current | 1976-05-10 | Cathodically Protected | Pressurized
1380062 | 7 | Flapper Valve | 2005-04-01 | no | 2005-04-01 | no | Currently in Use | Gas (Historical Use) | 15000 | Composite Double Walled | 2005-04-01 | Double-Walled Flex | Pressurized
1380062 | 8 | Ball Float | 2005-04-01 | no | 2005-04-01 | no | Currently in Use | Gas (Historical Use) | 8000 | Composite Double Walled | 2005-04-01 | Double-Walled Flex | Pressurized
1380062 | 9 | Ball Float | 2005-04-01 | no | 2005-04-01 | no | Currently in Use | Diesel | 8000 | Composite Double Walled | 2005-04-01 | Double-Walled Flex | Pressurized
1380063 | 1 | [5 empty] | Removed from Ground | Gas (Historical Use) | 560 | Bare Steel | 1976-05-10 | Galvanized Steel
1380063 | 2 | [5 empty] | Removed from Ground | Gas (Historical Use) | 1000 | Bare Steel | 1976-05-10 | Galvanized Steel
1380064 | 1 | [5 empty] | Removed from Ground | Empty | 500 | Bare Steel | 1962-05-14 | Unknown | Suction (American)
1380065 | 1 |  | 1998-04-10 |  | 1998-04-10 | yes | Temporarily out of use | Gas (Historical Use) | 4000 | Steel-Impressed Current | 1985-05-08 | Fiberglass Reinforced Plastic | Pressurized
1380065 | 2 |  | 1998-04-10 |  | 1998-04-10 | yes | Temporarily out of use | Gas (Historical Use) | 4000 | Steel-Impressed Current | 1985-05-08 | Fiberglass Reinforced Plastic | Pressurized
1380065 | 3 |  | 1998-04-10 |  | 1998-04-10 | yes | Temporarily out of use | Gas (Historical Use) | 4000 | Steel-Impressed Current | 1985-05-08 | Fiberglass Reinforced Plastic | Pressurized
1380065 | 4 |  | 1998-04-10 |  | 1998-04-10 | yes | Temporarily out of use | Diesel | 6000 | Steel-Impressed Current | 1985-05-08 | Fiberglass Reinforced Plastic | Pressurized
1380065 | 5 |  | 1998-04-10 |  | 1998-04-10 | yes | Temporarily out of use | Diesel | 3000 | Steel-Impressed Current | 1985-05-08 | Fiberglass Reinforced Plastic | Suction (American)
1380066 | 1 | [5 empty] | Removed from Ground | Gas (Historical Use) | 500 | Bare Steel | 1981-05-09 | Galvanized Steel
1380066 | 2 | [5 empty] | Removed from Ground | Diesel | 500 | Bare Steel | 1981-01-01 | Galvanized Steel
1380067 | 1 |  | 1998-03-01 |  | 1998-03-01 |  | Temporarily out of use | Gas (Historical Use) | 3000 | Steel-Impressed Current | 1986-05-07 | Galvanized Steel | Safe Suction (Euro)
1380067 | 2 |  | 1998-03-01 |  | 1998-03-01 |  | Temporarily out of use | Gas (Historical Use) | 3000 | Steel-Impressed Current | 1986-05-07 | Galvanized Steel | Safe Suction (Euro)
1380067 | 3 |  | 1998-03-01 |  | 1998-03-01 |  | Temporarily out of use | Gas (Historical Use) | 2000 | Steel-Impressed Current | 1986-05-07 | Galvanized Steel | Safe Suction (Euro)
1380067 | 4 |  |  | yes |  | yes | Closed in Ground | Used Oil | 550 | Bare Steel | 2004-03-22 | Galvanized Steel | Pressurized
1380069 | 1 | Flapper Valve | 1997-08-26 |  | 1997-08-26 |  | Removed from Ground | Gas (Historical Use) | 4000 | Steel-Impressed Current | 1986-05-07 | Steel (Impressed Current) | Pressurized
1380069 | 2 | Flapper Valve | 1997-08-26 |  | 1997-08-26 |  | Removed from Ground | Gas (Historical Use) | 4000 | Steel-Impressed Current | 1986-05-07 | Steel (Impressed Current) | Pressurized
1380069 | 3 | Flapper Valve | 1997-08-26 |  | 1997-08-26 |  | Removed from Ground | Gas (Historical Use) | 4000 | Steel-Impressed Current | 1986-05-07 | Steel (Impressed Current) | Pressurized
1380069 | 4 | Flapper Valve | 1997-08-26 |  | 1997-08-26 |  | Removed from Ground | Gas (Historical Use) | 4000 | Steel-Impressed Current | 1986-05-07 | Steel (Impressed Current) | Pressurized
1380070 | 1 | [5 empty] | Removed from Ground | Gas (Historical Use) | 3000 | Cathodically Protected Steel | 1986-05-07 | Galvanized Steel | Safe Suction (Euro)
1380071 | 1 | Flapper Valve | 1997-08-26 |  | 1997-08-26 |  | Removed from Ground | Diesel | 6000 | Steel-Impressed Current | 1986-05-07 | Steel (Impressed Current) | Safe Suction (Euro)
1380071 | 2 | Flapper Valve | 1997-08-26 |  | 1997-08-26 |  | Removed from Ground | Diesel | 3000 | Steel-Impressed Current | 1986-05-07 | Steel (Impressed Current) | Safe Suction (Euro)
1380072 | 1 | [5 empty] | Removed from Ground | Gas (Historical Use) | 10000 | Cathodically Protected Steel | 1979-05-09 | Galvanized Steel | Pressurized
1380072 | 2 | [5 empty] | Removed from Ground | Gas (Historical Use) | 10000 | Cathodically Protected Steel | 1979-05-09 | Galvanized Steel | Pressurized
1380072 | 3 | [5 empty] | Removed from Ground | Gas (Historical Use) | 10000 | Cathodically Protected Steel | 1979-05-09 | Galvanized Steel | Pressurized
1380073 | 1 | [5 empty] | Removed from Ground | Gas (Historical Use) | 3000 | Bare Steel | 1966-05-12 | Galvanized Steel | Safe Suction (Euro)
1380073 | 2 | [5 empty] | Removed from Ground | Gas (Historical Use) | 3000 | Bare Steel | 1966-05-12 | Galvanized Steel | Safe Suction (Euro)
1380073 | 3 | [5 empty] | Removed from Ground | Gas (Historical Use) | 3000 | Bare Steel | 1966-05-12 | Galvanized Steel | Safe Suction (Euro)
1380073 | 4 | [5 empty] | Removed from Ground | Gas (Historical Use) | 3000 | Bare Steel | 1966-05-12 | Galvanized Steel
1380073 | 5A |  | 1996-01-01 | no | 1996-01-01 | no | Temporarily out of use | Gas (Historical Use) | 1000 | Composite | 1996-01-01 | Fiberglass Reinforced Plastic | Safe Suction (Euro)
1380073 | 5B |  | 1996-01-01 | no | 1996-01-01 | no | Temporarily out of use | Gas (Historical Use) | 1000 | Composite | 1996-01-01 | Fiberglass Reinforced Plastic | Safe Suction (Euro)
1380074 | 1 | [5 empty] | Removed from Ground | Gas (Historical Use) | 8000 | Bare Steel | 1971-05-11 | Galvanized Steel
1380074 | 10 |  | 1988-05-01 |  | 1988-05-01 |  | Currently in Use | Diesel | 8000 | Galvanic (STIP-3) | 1988-04-01 | Galvanized Steel | Pressurized
1380074 | 2 | [5 empty] | Removed from Ground | Gas (Historical Use) | 8000 | Bare Steel | 1971-05-11 | Galvanized Steel
1380074 | 3 | [5 empty] | Removed from Ground | Gas (Historical Use) | 8000 | Bare Steel | 1971-05-11 | Galvanized Steel
1380074 | 4 | [5 empty] | Removed from Ground | Gas (Historical Use) | 3000 | Bare Steel | 1971-05-11 | Galvanized Steel
1380074 | 5 | [5 empty] | Removed from Ground | Diesel | 4000 | Bare Steel | 1971-05-11 | Galvanized Steel
1380074 | 6 | [5 empty] | Removed from Ground | Gas (Historical Use) | 4000 | Bare Steel | 1971-05-11 | Galvanized Steel
1380074 | 7 |  | 1988-05-01 |  | 1988-05-01 |  | Currently in Use | Gas (Historical Use) | 8000 | Galvanic (STIP-3) | 1988-04-01 | Galvanized Steel | Pressurized
1380074 | 8 |  | 1988-05-01 |  | 1988-05-01 |  | Currently in Use | Gas (Historical Use) | 8000 | Galvanic (STIP-3) | 1988-04-01 | Galvanized Steel | Pressurized
1380074 | 9 |  | 1988-05-01 |  | 1988-05-01 |  | Currently in Use | Gas (Historical Use) | 8000 | Galvanic (STIP-3) | 1988-04-01 | Galvanized Steel | Pressurized
1380075 | 1 | [5 empty] | Removed from Ground | Gas (Historical Use) | 8000 | Bare Steel | 1982-05-08 | Galvanized Steel
1380075 | 2 | [5 empty] | Removed from Ground | Gas (Historical Use) | 3000 | Bare Steel | 1971-05-11 | Galvanized Steel
1380075 | 3 | [5 empty] | Removed from Ground | Gas (Historical Use) | 3000 | Bare Steel | 1971-05-11 | Galvanized Steel
1380075 | 4 | [5 empty] | Removed from Ground | Gas (Historical Use) | 3000 | Bare Steel | 1971-05-11 | Galvanized Steel
1380077 | 1 |  | 1998-02-01 |  | 1998-02-01 |  | Removed from Ground | Gas (Historical Use) | 8000 | Steel-Impressed Current | 1984-05-07 | Cathodically Protected | Safe Suction (Euro)
1380077 | 2 |  | 1998-02-01 |  | 1998-02-01 |  | Removed from Ground | Gas (Historical Use) | 6000 | Steel-Impressed Current | 1984-05-07 | Cathodically Protected | Safe Suction (Euro)
1380077 | 3 |  | 1998-02-01 |  | 1998-02-01 |  | Removed from Ground | Gas (Historical Use) | 4000 | Steel-Impressed Current | 1984-05-07 | Cathodically Protected | Safe Suction (Euro)
1380078 | 1 | Ball Float | 1992-12-01 |  | 1992-12-01 |  | Currently in Use | Diesel | 6000 | Galvanic (STIP-3) | 1985-05-07 | Galvanized Steel | Pressurized
1380078 | 2 | Ball Float | 1992-12-01 |  | 1992-12-01 |  | Currently in Use | Gas (Historical Use) | 6000 | Galvanic (STIP-3) | 1985-05-07 | Galvanized Steel | Pressurized
1380078 | 3 | Ball Float | 1992-12-01 |  | 1992-12-01 |  | Currently in Use | Gas (Historical Use) | 4000 | Galvanic (STIP-3) | 1985-05-07 | Galvanized Steel | Pressurized
1380079 | 1 | Ball Float | 1993-01-01 |  | 1993-01-01 |  | Currently in Use | Gas (Historical Use) | 6000 | Steel-Impressed Current | 1982-05-08 | Double-Walled Flex | Pressurized
1380079 | 2 | Ball Float | 1993-01-01 |  | 1993-01-01 |  | Currently in Use | Gas (Historical Use) | 6000 | Steel-Impressed Current | 1982-05-08 | Double-Walled Flex | Pressurized
1380079 | 3 | Ball Float | 1993-01-01 |  | 1993-01-01 |  | Currently in Use | Gas (Historical Use) | 6000 | Steel-Impressed Current | 1982-05-08 | Double-Walled Flex | Pressurized
1380079 | 4 | Ball Float | 1993-01-01 |  | 1993-01-01 |  | Currently in Use | Diesel | 6000 | Steel-Impressed Current | 1982-05-08 | Double-Walled Flex | Pressurized
1380079 | 5 |  | 1999-03-11 | no | 1999-03-11 | no | Temporarily out of use | Kerosene | 1000 | Epoxy | 1999-03-11 | Secondary Containment | Suction (American)
1380081 | D1 | [5 empty] | Permanently Out of Use - historical purposes | Diesel | 4000 | Bare Steel | 1968-05-11 | Galvanized Steel
1380081 | NL1 | [5 empty] | Permanently Out of Use - historical purposes | Gas (Historical Use) | 8000 | Bare Steel | 1968-05-11 | Galvanized Steel
1380081 | P1 | [5 empty] | Permanently Out of Use - historical purposes | Gas (Historical Use) | 4000 | Bare Steel | 1968-05-11 | Galvanized Steel
1380081 | R1 | [5 empty] | Permanently Out of Use - historical purposes | Gas (Historical Use) | 8000 | Bare Steel | 1968-05-11 | Galvanized Steel
1380082 | 1 | [5 empty] | Removed from Ground | Gas (Historical Use) | 3000 | Bare Steel | 1961-05-14 | Unknown
1380082 | 2 | [5 empty] | Removed from Ground | Gas (Historical Use) | 3000 | Bare Steel | 1961-05-14 | Unknown
1380082 | 3 | [5 empty] | Removed from Ground | Gas (Historical Use) | 3000 | Bare Steel | 1961-05-14 | Unknown
1380082 | 4 | [5 empty] | Removed from Ground | Gas (Historical Use) | 3000 | Bare Steel | 1961-05-14 | Unknown
1380082 | 5 |  |  | yes |  | yes | Removed from Ground | Used Oil | 500 | Bare Steel | 1961-05-14 | Unknown
1380083 | 1 | [5 empty] | Removed from Ground | Diesel | 5000 | Bare Steel | 1974-01-04 | Copper
1380083 | 2 | Flapper Valve | 1997-03-06 | no | 1997-03-06 | no | Currently in Use | Diesel | 1000 | Fiberglass Double Walled | 1992-06-01 | Copper | Suction (American)
1380084 | 1 | [5 empty] | Removed from Ground | Diesel | 550 | Bare Steel | 1971-01-05 | Galvanized Steel | Suction (American)
1380085 | 1 | [5 empty] | Removed from Ground | Gas (Historical Use) | 1000 | Bare Steel | 1984-05-08 | Galvanized Steel
1380085 | 2 | [5 empty] | Removed from Ground | Diesel | 4000 | Bare Steel | 1984-05-08 | Galvanized Steel
1380087 | 1 | [5 empty] | Removed from Ground | Gas (Historical Use) | 1000 | Bare Steel | 1976-05-10 | Galvanized Steel
1380088 | 1 | [5 empty] | Removed from Ground | Diesel | 2000 | Bare Steel | 1974-05-11 | Galvanized Steel | Suction (American)
1380088 | 2 | [5 empty] | Removed from Ground | Gas (Historical Use) | 2000 | Bare Steel | 1974-05-11 | Galvanized Steel | Suction (American)
1380091 | 1 | [5 empty] | Closed in Ground | Gas (Historical Use) | 2000 | Bare Steel | 1961-05-14 | Galvanized Steel | Safe Suction (Euro)
1380092 | 1 |  | 1998-03-01 |  | 1998-03-01 |  | Removed from Ground | Gas (Historical Use) | 6000 | Steel-Impressed Current | 1985-05-08 | Steel (Impressed Current) | Pressurized
1380092 | 2 |  | 1998-03-01 |  | 1998-03-01 |  | Removed from Ground | Gas (Historical Use) | 6000 | Steel-Impressed Current | 1985-05-08 | Steel (Impressed Current) | Pressurized
1380092 | 3 |  | 1998-03-01 |  | 1998-03-01 |  | Removed from Ground | Diesel | 8000 | Steel-Impressed Current | 1985-05-08 | Steel (Impressed Current) | Pressurized
1380092 | 4 |  | 1998-03-01 |  | 1998-03-01 |  | Removed from Ground | Gas (Historical Use) | 8000 | Steel-Impressed Current | 1985-05-08 | Steel (Impressed Current) | Pressurized
1380094 | 1 | Flapper Valve | 1997-08-26 |  | 1997-08-26 |  | Temporarily out of use | Gas (Historical Use) | 6000 | Galvanic (STIP-3) | 1986-01-01 | Galvanized Steel | Pressurized
1380094 | 2 | Flapper Valve | 1997-08-26 |  | 1997-08-26 |  | Temporarily out of use | Gas (Historical Use) | 6000 | Galvanic (STIP-3) | 1986-01-01 | Galvanized Steel | Pressurized
1380094 | 3 | Flapper Valve | 1997-08-26 |  | 1997-08-26 |  | Temporarily out of use | Gas (Historical Use) | 6000 | Galvanic (STIP-3) | 1986-01-01 | Galvanized Steel | Pressurized
1380095 | 1 | [5 empty] | Removed from Ground | Diesel | 4000 | Bare Steel | 1985-05-22 | Unknown
1380097 | 1 | [5 empty] | Removed from Ground | Diesel | 10000 | Bare Steel | 1982-04-24 | Galvanized Steel
1390002 | 1 | [5 empty] | Removed from Ground | Gas (Historical Use) | 5500 | Bare Steel | 1995-11-27 | Bare Steel
1390002 | 2 | [5 empty] | Removed from Ground | Gas (Historical Use) | 1000 | Bare Steel | 1995-11-27 | Bare Steel
1390002 | 3 | [5 empty] | Removed from Ground | Gas (Historical Use) | 1000 | Bare Steel | 1995-11-27 | Bare Steel
1390002 | 4 | [5 empty] | Removed from Ground | Diesel | 1000 | Bare Steel | 1995-11-27 | Bare Steel
1390002 | 5 | [5 empty] | Removed from Ground | Gas (Historical Use) | 1000 | Marked Unknown | 1995-11-27 | Unknown
1390003 | 1 | [5 empty] | Removed from Ground | Diesel | 10000 | Bare Steel | 1994-09-17 | Galvanized Steel
1390003 | 2 | [5 empty] | Removed from Ground | Diesel | 6000 | Bare Steel | 1994-09-01 | Galvanized Steel | Safe Suction (Euro)
1390003 | 3 | [5 empty] | Removed from Ground | Diesel | 1500 | Bare Steel | 1994-09-01 | Galvanized Steel | Safe Suction (Euro)
1390004 | 1 | [5 empty] | Removed from Ground | Gas (Historical Use) | 560 | Bare Steel | 1965-01-01 | Galvanized Steel
1390004 | 2 |  | 1992-01-01 |  | 1992-01-01 |  | Removed from Ground | Gas (Historical Use) | 1000 | Cathodically Protected Steel | 1992-01-09 | Galvanized Steel | Safe Suction (Euro)
1390004 | 3 |  | 1992-01-01 |  | 1992-01-01 |  | Removed from Ground | Diesel | 1000 | Cathodically Protected Steel | 1992-01-01 | Galvanized Steel | Safe Suction (Euro)
1390008 | 1 | [5 empty] | Temporarily out of use | Empty | 2000 | Cathodically Protected Steel | 1986-01-01 | Bare Steel
1390008 | 2 | [5 empty] | Temporarily out of use | Empty | 2000 | Cathodically Protected Steel | 1986-01-01 | Bare Steel
1390008 | 3 | [5 empty] | Temporarily out of use | Empty | 3000 | Cathodically Protected Steel | 1986-01-01 | Bare Steel
1390008 | 4 | [5 empty] | Temporarily out of use | Empty | 1000 | Cathodically Protected Steel | 1986-01-01 | Bare Steel
1390008 | 5 | [5 empty] | Temporarily out of use | Empty | 280 | Cathodically Protected Steel | 1986-01-01 | Bare Steel
1390011 | 1 | Flapper Valve | 1998-10-01 |  | 1998-10-01 |  | Currently in Use | Gas (Historical Use) | 10000 | Steel-Impressed Current | 1998-10-01 | Steel (Impressed Current) | Pressurized
1390011 | 2 | Flapper Valve | 1998-10-01 |  | 1998-10-01 |  | Currently in Use | Diesel | 10000 | Steel-Impressed Current | 1998-10-01 | Steel (Impressed Current) | Pressurized
1390012 | 1 | [5 empty] | Removed from Ground | Gas (Historical Use) | 1000 | Bare Steel | 1999-01-01 | Galvanized Steel
1390012 | 2 | [5 empty] | Removed from Ground | Gas (Historical Use) | 1000 | Bare Steel | 1999-01-01 | Galvanized Steel
1390012 | 3 | [5 empty] | Removed from Ground | Gas (Historical Use) | 2000 | Bare Steel | 1999-01-01 | Galvanized Steel
1390013 | 1 |  | 1995-06-01 |  | 1995-06-01 |  | Removed from Ground | Gas (Historical Use) | 6000 | Not Marked/Unknown | 1995-09-01 | Cathodically Protected | Suction (American)
1390013 | 2 |  | 1995-09-01 |  | 1995-09-01 |  | Removed from Ground | Gas (Historical Use) | 4000 | Not Marked/Unknown | 1995-09-01 | Cathodically Protected | Suction (American)
1390013 | 3 |  | 1995-09-01 |  | 1995-09-01 |  | Removed from Ground | Gas (Historical Use) | 4000 | Not Marked/Unknown | 1995-09-01 | Cathodically Protected | Suction (American)
1390013 | 4 |  | 1995-09-01 |  | 1995-09-01 |  | Removed from Ground | Gas (Historical Use) | 4000 | Not Marked/Unknown | 1995-09-01 | Cathodically Protected | Suction (American)
1390014 | 1 | Flapper Valve | 1998-12-08 |  | 1998-12-08 | yes | Currently in Use | Gas (Historical Use) | 10000 | Steel-Impressed Current | 1999-04-23 | Fiberglass Reinforced Plastic | Safe Suction (Euro)
1390014 | 2 | Flapper Valve | 1998-12-08 |  | 1998-12-02 | yes | Currently in Use | Gas (Historical Use) | 4000 | Steel-Impressed Current | 1999-04-23 | Fiberglass Reinforced Plastic | Safe Suction (Euro)
1390014 | 3 | Flapper Valve | 1998-12-08 |  | 1998-12-08 | yes | Currently in Use | Gas (Historical Use) | 4000 | Steel-Impressed Current | 1999-04-23 | Fiberglass Reinforced Plastic | Safe Suction (Euro)
1390014 | 4 | Flapper Valve | 1998-12-08 |  | 1998-12-08 | yes | Currently in Use | Gas (Historical Use) | 3000 | Steel-Impressed Current | 1999-04-23 | Fiberglass Reinforced Plastic | Safe Suction (Euro)
1390015 | 1 | [5 empty] | Removed from Ground | Diesel | 1000 | Bare Steel | 1966-01-01 | Copper | Safe Suction (Euro)
1390018 | 1 | Flapper Valve | 1999-04-01 |  | 1999-04-01 |  | Currently in Use | Gas (Historical Use) | 8000 | Steel-Impressed Current | 1978-01-01 | Double-Walled Flex | Pressurized
1390018 | 2 | Flapper Valve | 1999-04-01 |  | 1999-04-01 |  | Currently in Use | Gas (Historical Use) | 6000 | Steel-Impressed Current | 1978-01-01 | Double-Walled Flex | Pressurized
1390018 | 3 | Flapper Valve | 1999-04-01 |  | 1999-04-01 |  | Currently in Use | Gas (Historical Use) | 4000 | Steel-Impressed Current | 1978-01-01 | Double-Walled Flex | Pressurized
1390019 | 1 |  | 1994-06-01 |  | 1994-06-01 |  | Currently in Use | Gas (Historical Use) | 8000 | Steel-Impressed Current | 1981-05-01 | Fiberglass Reinforced Plastic | Safe Suction (Euro)
1390019 | 2 |  | 1994-06-01 |  | 1994-06-01 |  | Currently in Use | Gas (Historical Use) | 8000 | Steel-Impressed Current | 1981-05-01 | Fiberglass Reinforced Plastic | Safe Suction (Euro)
1390019 | 3 |  | 1994-06-01 |  | 1994-06-01 |  | Currently in Use | Gas (Historical Use) | 6000 | Steel-Impressed Current | 1981-05-01 | Fiberglass Reinforced Plastic | Suction (American)
1390021 | 1 | [5 empty] | Removed from Ground | Gas (Historical Use) | 560 | Bare Steel |  | Galvanized Steel
1390021 | 2 | [5 empty] | Removed from Ground | Gas (Historical Use) | 560 | Bare Steel |  | Galvanized Steel
1390022 | 1 | [5 empty] | Temporarily out of use | Gas (Historical Use) | 560 | Bare Steel | 1999-01-01 | Galvanized Steel
1390024 | 1 | [5 empty] | Removed from Ground | Gas (Historical Use) | 560 | Bare Steel |  | Galvanized Steel
1390024 | 2 | [5 empty] | Removed from Ground | Gas (Historical Use) | 560 | Bare Steel |  | Galvanized Steel
1390027 | 1 |  | 1998-09-21 |  | 1998-09-21 |  | Removed from Ground | Gas (Historical Use) | 10000 | Cathodically Protected Steel | 1986-01-01 | Fiberglass Reinforced Plastic | Pressurized
1390027 | 2 |  | 1998-09-21 |  | 1998-09-21 |  | Removed from Ground | Gas (Historical Use) | 10000 | Cathodically Protected Steel | 1986-01-01 | Fiberglass Reinforced Plastic | Pressurized
1390027 | 3 |  | 1998-09-21 |  | 1998-09-21 |  | Removed from Ground | Gas (Historical Use) | 10000 | Cathodically Protected Steel | 1986-01-01 | Fiberglass Reinforced Plastic | Pressurized
1390027 | 4 |  | 1998-09-21 |  | 1998-09-21 |  | Removed from Ground | Diesel | 8000 | Cathodically Protected Steel | 1986-01-01 | Fiberglass Reinforced Plastic | Pressurized
1390027 | 5 |  | 1998-09-21 |  | 1998-09-21 |  | Removed from Ground | Kerosene | 2000 | Cathodically Protected Steel | 1986-01-01 | Fiberglass Reinforced Plastic | Pressurized
1390028 | 1 | [5 empty] | Removed from Ground | Gas (Historical Use) | 1000 | Bare Steel | 1984-01-02 | Unknown
1390028 | 2 | [5 empty] | Removed from Ground | Gas (Historical Use) | 1000 | Bare Steel | 1984-01-02 | Unknown
1390028 | 3 | [5 empty] | Removed from Ground | Gas (Historical Use) | 1000 | Bare Steel | 1984-01-02 | Unknown
1390102 | T1 | [5 empty] | Removed from Ground | Gas (Historical Use) | 3000 | Marked Unknown | 1988-01-04 | Unknown
1390102 | T2 | [5 empty] | Removed from Ground | Gas (Historical Use) | 10000 | Marked Unknown | 1988-01-04 | Unknown
1390102 | T3 | [5 empty] | Removed from Ground | Gas (Historical Use) | 6000 | Marked Unknown | 1988-01-04 | Unknown
1400001 | 1 |  | 1995-06-01 | no | 1995-06-01 | no | Currently in Use | Gas (Historical Use) | 3000 | Steel-Impressed Current | 1971-03-03 | Fiberglass Reinforced Plastic | Pressurized
1400001 | 2 |  | 1995-06-01 | no | 1995-06-01 | no | Currently in Use | Gas (Historical Use) | 3000 | Steel-Impressed Current | 1971-03-03 | Fiberglass Reinforced Plastic | Pressurized
1400001 | 3 |  | 1995-06-01 | no | 1995-06-01 | no | Currently in Use | Diesel | 3000 | Steel-Impressed Current | 1971-03-03 | Fiberglass Reinforced Plastic | Pressurized
1400001 | 4 |  | 1995-06-01 | no | 1995-06-01 | no | Currently in Use | Gas (Historical Use) | 8000 | Steel-Impressed Current | 1971-03-03 | Fiberglass Reinforced Plastic | Pressurized
1400001 | 5 |  | 1995-06-01 | yes | 1995-06-01 | yes | Currently in Use | Used Oil | 500 |  | 1971-03-03 | Fiberglass Reinforced Plastic | Pressurized
1400003 | 1 | [5 empty] | Removed from Ground | Gas (Historical Use) | 1000 | Bare Steel | 1978-01-15 | Galvanized Steel
1400004 | 1 | Ball Float | 1998-11-30 | no | 1998-11-30 | no | Currently in Use | Regular | 6000 | Steel-Impressed Current | 1979-03-22 | Double-Walled Flex | Safe Suction (Euro)
1400004 | 2 | Ball Float | 1998-11-30 | no | 1998-11-30 | no | Currently in Use | Premium | 6000 | Steel-Impressed Current | 1979-03-22 | Double-Walled Flex | Safe Suction (Euro)
1400004 | 3 | Ball Float | 1998-11-30 | no | 1998-11-30 | no | Currently in Use | Diesel | 3000 | Steel-Impressed Current | 1979-03-22 | Double-Walled Flex | Safe Suction (Euro)
1400006 | 1 | [5 empty] | Removed from Ground | Gas (Historical Use) | 2000 | Bare Steel | 1974-04-25 | Galvanized Steel | Safe Suction (Euro)
1400006 | 2 | [5 empty] | Removed from Ground | Diesel | 560 | Marked Unknown | 1951-05-01 | Galvanized Steel | Safe Suction (Euro)
1400006 | 3 |  | 1990-01-01 |  | 1990-01-01 |  | Removed from Ground | Diesel | 1000 | Galvanic (STIP-3) | 1990-01-01 | Cathodically Protected | Safe Suction (Euro)
1400006 | 4 |  | 1990-01-01 |  | 1990-01-01 |  | Removed from Ground | Gas (Historical Use) | 1000 | Galvanic (STIP-3) | 1990-01-01 | Cathodically Protected | Safe Suction (Euro)
1400007 | 539G1 | [5 empty] | Removed from Ground | Gas (Historical Use) | 998 | Bare Steel | 1986-04-29 | Galvanized Steel | Safe Suction (Euro)
1400007 | 539G2 | [5 empty] | Removed from Ground | Gas (Historical Use) | 1020 | Bare Steel | 1986-04-29 | Galvanized Steel | Safe Suction (Euro)
1400008 | 1 | [5 empty] | Removed from Ground | Gas (Historical Use) | 1000 | Bare Steel | 1961-05-05 | Unknown
1400008 | 2 | [5 empty] | Removed from Ground | Diesel | 500 | Bare Steel | 1961-05-05 | Unknown
1400009 | 1 | [5 empty] | Removed from Ground | Gas (Historical Use) | 550 | Bare Steel | 1975-04-13 | Unknown
1400009 | 2 | [5 empty] | Removed from Ground | Diesel | 550 | Bare Steel | 1957-04-17 | Unknown
1400010 | 1 | Flapper Valve | 1996-02-08 | no | 1988-04-18 | no | Currently in Use | Regular | 8000 | Steel-Impressed Current | 1979-05-02 | Fiberglass Reinforced Plastic | Pressurized
1400010 | 2 | Flapper Valve | 1996-02-08 | no | 1988-04-18 | no | Currently in Use | Regular | 6000 | Steel-Impressed Current | 1979-05-02 | Fiberglass Reinforced Plastic | Pressurized
1400010 | 3 | [5 empty] | Removed from Ground | Gas (Historical Use) | 4000 | Bare Steel | 1979-05-02 | Galvanized Steel
1400010 | 4 | Flapper Valve | 1996-02-08 | no | 1988-04-18 | no | Currently in Use | Premium | 4000 | Composite | 1988-01-01 | Fiberglass Reinforced Plastic | Pressurized
1400011 | 1A |  | 1993-05-01 |  | 1993-05-01 |  | Currently in Use | Gas (Historical Use) | 6000 | Galvanic (STIP-3) | 1993-05-01 | Cathodically Protected | Pressurized
1400011 | 1B |  | 1993-05-01 |  | 1993-05-01 |  | Currently in Use | Gas (Historical Use) | 6000 | Galvanic (STIP-3) | 1993-05-01 | Cathodically Protected | Pressurized
1400011 | N3 | [5 empty] | Removed from Ground | Gas (Historical Use) | 4000 | Bare Steel | 1976-05-02 | Galvanized Steel | Suction (American)
1400011 | R1 | [5 empty] | Removed from Ground | Gas (Historical Use) | 4000 | Bare Steel | 1976-05-02 | Galvanized Steel
1400011 | R2 | [5 empty] | Removed from Ground | Gas (Historical Use) | 4000 | Bare Steel | 1976-05-02 | Galvanized Steel
1400012 | 1 |  | 1996-07-01 | no | 1996-07-01 | no | Temporarily out of use | Gas (Historical Use) | 10000 | Steel-Impressed Current | 1974-05-08 | Double Walled | Pressurized
1400012 | 2 |  | 1996-07-01 | no | 1996-07-01 | no | Temporarily out of use | Gas (Historical Use) | 10000 | Steel-Impressed Current | 1974-05-08 | Double Walled | Pressurized
1400012 | 3 |  | 1996-07-01 | no | 1996-07-01 | no | Temporarily out of use | Gas (Historical Use) | 10000 | Steel-Impressed Current | 1974-05-08 | Double Walled | Pressurized
1400012 | 4 | [5 empty] | Removed from Ground | Diesel | 3000 | Bare Steel | 1980-01-01 | Galvanized Steel | Safe Suction (Euro)
1400017 | 1 | [5 empty] | Removed from Ground | Gas (Historical Use) | 3000 | Bare Steel | 1977-05-10 | Galvanized Steel
1400017 | 2 | [5 empty] | Removed from Ground | Gas (Historical Use) | 2000 | Bare Steel | 1977-05-10 | Galvanized Steel
1400017 | 3 | [5 empty] | Removed from Ground | Gas (Historical Use) | 1050 | Bare Steel | 1977-05-10 | Galvanized Steel
1400017 | 4 | Flapper Valve | 1989-01-01 | no | 1989-01-01 | no | Currently in Use | Regular | 8000 | Steel-Impressed Current | 1989-01-01 | Steel (Impressed Current) | Pressurized
1400017 | 5 | Flapper Valve | 1989-01-01 | no | 1989-01-01 | no | Currently in Use | Plus | 6000 | Steel-Impressed Current | 1989-01-01 | Steel (Impressed Current) | Pressurized
1400017 | 6 | Flapper Valve | 1989-01-01 | no | 1989-01-01 | no | Currently in Use | Premium | 6000 | Steel-Impressed Current | 1989-01-01 | Steel (Impressed Current) | Pressurized
1400018 | 1 | Flapper Valve | 1997-08-26 | no | 1997-08-26 | no | Temporarily out of use | Diesel | 3000 | Steel-Impressed Current | 1986-05-07 | Steel (Impressed Current) | TOU
1400018 | 2 | Flapper Valve | 1997-08-26 | no | 1997-08-26 | no | Temporarily out of use | Regular | 3000 | Steel-Impressed Current | 1986-05-07 | Steel (Impressed Current) | TOU
1400018 | 3 | Flapper Valve | 1997-08-26 | no | 1997-08-26 | no | Temporarily out of use | Regular | 3000 | Steel-Impressed Current | 1986-05-07 | Steel (Impressed Current) | TOU
1400018 | 4 | Flapper Valve | 1997-08-26 | no | 1997-08-26 | no | Temporarily out of use | Diesel Off Road | 3000 | Steel-Impressed Current | 1986-05-07 | Steel (Impressed Current) | TOU
1400019 | 1 | Flapper Valve | 1997-08-26 | no | 1997-08-26 | no | Currently in Use | Diesel | 8000 | Steel-Impressed Current | 1986-05-07 | Steel (Impressed Current) | Pressurized
1400019 | 2 | Flapper Valve | 1997-08-26 | no | 1997-08-26 | no | Currently in Use | Regular | 8000 | Steel-Impressed Current | 1986-05-07 | Steel (Impressed Current) | Pressurized
1400019 | 3 | Flapper Valve | 1997-08-26 | no | 1997-08-26 | no | Currently in Use | Premium | 8000 | Steel-Impressed Current | 1986-05-07 | Steel (Impressed Current) | Pressurized
1400019 | 4 | Flapper Valve | 1997-08-26 | no | 1997-08-26 | no | Currently in Use | Diesel | 8000 | Steel-Impressed Current | 1986-05-07 | Steel (Impressed Current) | Pressurized
1400021 | 260D1 | [5 empty] | Removed from Ground | Diesel | 2000 | Cathodically Protected Steel | 1987-01-01 | Galvanized Steel | Suction (American)
1400021 | 260G1 | [5 empty] | Removed from Ground | Gas (Historical Use) | 2000 | Cathodically Protected Steel | 1987-01-01 | Cathodically Protected | Suction (American)
1410001 | 1 | [5 empty] | Removed from Ground | Gas (Historical Use) | 10000 | Bare Steel | 1972-01-01 | Galvanized Steel
1410001 | 2 | [5 empty] | Removed from Ground | Gas (Historical Use) | 8000 | Bare Steel | 1979-05-03 | Galvanized Steel
1410001 | 3 | [5 empty] | Removed from Ground | Gas (Historical Use) | 8000 | Bare Steel | 1979-05-03 | Galvanized Steel
1410004 | 1 | [5 empty] | Closed in Ground | Diesel | 4000 | Bare Steel | 1951-03-01 | Galvanized Steel | Gravity Fed
1410004 | 2 | [5 empty] | Closed in Ground | Diesel | 5000 | Bare Steel | 1966-02-25 | Galvanized Steel | Gravity Fed
1410006 | 1 | [5 empty] | Removed from Ground | Empty | 2000 | Marked Unknown | 1986-04-14 | Unknown
1410006 | 2 | [5 empty] | Removed from Ground | Empty | 0 | Marked Unknown | 1986-04-14 | Unknown
1410007 | 1 | [5 empty] | Closed in Ground | Diesel | 25000 | Bare Steel | 1980-04-15 | Bare Steel
1410007 | 2 | [5 empty] | Closed in Ground | Diesel | 25000 | Bare Steel | 1980-04-15 | Bare Steel
1410008 | 1 | [5 empty] | Removed from Ground | Gas (Historical Use) | 1000 | Bare Steel | 1976-03-07 | Galvanized Steel | Safe Suction (Euro)
1410008 | 2 | [5 empty] | Removed from Ground | Gas (Historical Use) | 4000 | Bare Steel | 1986-03-05 | Galvanized Steel | Safe Suction (Euro)
1410008 | 3 | [5 empty] | Removed from Ground | Gas (Historical Use) | 4000 | Bare Steel | 1986-03-05 | Galvanized Steel | Safe Suction (Euro)
1410012 | 1 | [5 empty] | Removed from Ground | Gas (Historical Use) | 4000 | Bare Steel | 1977-02-06 | Galvanized Steel
1410012 | 3 |  | 1987-03-01 |  | 1987-03-01 |  | Currently in Use | Gas (Historical Use) | 7800 | Fiberglass | 1987-03-01 | Fiberglass Reinforced Plastic | Safe Suction (Euro)
1410012 | 4 | [5 empty] | Removed from Ground | Other | 1000 | Not Marked/Unknown | 1998-11-01 | Not Marked
1410014 | 1 | [5 empty] | Removed from Ground | Gas (Historical Use) | 600 | Bare Steel | 1984-02-11 | Galvanized Steel | Suction (American)
1410015 | 1 | [5 empty] | Removed from Ground | Gas (Historical Use) | 4000 | Bare Steel | 1983-03-07 | Galvanized Steel
1410015 | 2 | [5 empty] | Removed from Ground | Diesel | 4000 | Bare Steel | 1983-03-07 | Galvanized Steel
1410015 | 3 | [5 empty] | Removed from Ground | Diesel | 4000 | Bare Steel | 1983-03-07 | Galvanized Steel
1410016 | 1 | [5 empty] | Removed from Ground | Gas (Historical Use) | 6000 | Bare Steel | 1984-02-11 | Galvanized Steel | Suction (American)
1410016 | 2 | [5 empty] | Removed from Ground | Gas (Historical Use) | 6000 | Bare Steel | 1984-02-11 | Galvanized Steel | Suction (American)
1410016 | 3 | [5 empty] | Removed from Ground | Gas (Historical Use) | 6000 | Bare Steel | 1984-02-11 | Galvanized Steel | Suction (American)
1410017 | 1 | [5 empty] | Removed from Ground | Gas (Historical Use) | 6000 | Bare Steel | 1975-03-09 | Unknown
1410018 | 1 | [5 empty] | Removed from Ground | Propane | 500 | Bare Steel | 1955-02-05 | Bare Steel
1410018 | 2 | [5 empty] | Removed from Ground | Gas (Historical Use) | 10000 | Bare Steel | 1978-01-30 | Galvanized Steel
1410019 | 1 | [5 empty] | Removed from Ground | Propane | 500 | Not Marked/Unknown | 1955-02-05 | Not Marked
1410019 | 2 | [5 empty] | Removed from Ground | Gas (Historical Use) | 10000 | Not Marked/Unknown | 1978-01-30 | Not Marked
1410020 | 1 | [5 empty] | Removed from Ground | Diesel | 10000 | Bare Steel | 1978-01-30 | Galvanized Steel | Suction (American)
1410021 | 1 | [5 empty] | Removed from Ground | Gas (Historical Use) | 10000 | Not Marked/Unknown | 1978-01-30 | Not Marked
1410022 | 2 | [5 empty] | Removed from Ground | Diesel | 10000 | Bare Steel | 1978-01-30 | Galvanized Steel | Suction (American)
1410023 | 1 | [5 empty] | Removed from Ground | Propane | 500 | Bare Steel | 1955-02-05 | Bare Steel
1410024 | 1 | [5 empty] | Removed from Ground | Diesel | 8000 | Bare Steel | 1971-02-01 | Galvanized Steel | Suction (American)
1410024 | 2 |  | 1998-12-01 |  | 1998-12-01 |  | Removed from Ground | Gas (Historical Use) | 10000 | Cathodically Protected Steel | 1978-01-30 | Cathodically Protected | Suction (American)
1410024 | 3 |  | 1997-08-01 |  | 1997-08-01 |  | Removed from Ground | Diesel | 6000 | Fiberglass | 1997-08-01 | Fiberglass Reinforced Plastic | Suction (American)
1410024 | 4 |  | 1997-08-01 |  | 1997-08-01 |  | Removed from Ground | Diesel | 10000 | Fiberglass | 1997-08-01 | Fiberglass Reinforced Plastic | Suction (American)
1410028 | 1 | [5 empty] | Removed from Ground | Gas (Historical Use) | 500 | Bare Steel | 1984-03-12 | Galvanized Steel
1410039 | 1 | [5 empty] | Removed from Ground | Gas (Historical Use) | 0 | Bare Steel | 1986-03-12 | Galvanized Steel
1410040 | 1 | Flapper Valve | 1994-04-01 |  | 1994-04-01 |  | Currently in Use | Gas (Historical Use) | 10000 | Steel-Impressed Current | 1976-03-14 | Steel (Impressed Current) | Suction (American)
1410040 | 2 | Flapper Valve | 1994-04-01 |  | 1994-04-01 |  | Currently in Use | Diesel | 15000 | Steel-Impressed Current | 1978-03-14 | Steel (Impressed Current) | Suction (American)
1410040 | 3 | [5 empty] | Closed in Ground | Diesel | 10000 | Bare Steel | 1968-03-16 | Bare Steel
1410042 | 1 | [5 empty] | Removed from Ground | Gas (Historical Use) | 8000 | Bare Steel | 1982-03-11 | Galvanized Steel
1410042 | 2 | [5 empty] | Removed from Ground | Gas (Historical Use) | 8000 | Bare Steel | 1982-03-11 | Galvanized Steel
1410042 | 3 | [5 empty] | Removed from Ground | Gas (Historical Use) | 8000 | Fiberglass | 1982-03-11 | Galvanized Steel
1410043 | 1 | [5 empty] | Removed from Ground | Gas (Historical Use) | 1000 | Bare Steel | 1982-04-17 | Unknown | Suction (American)
1410044 | 1 | [5 empty] | Removed from Ground | Gas (Historical Use) | 6000 | Bare Steel | 1980-04-17 | Unknown
1410044 | 2 | [5 empty] | Removed from Ground | Gas (Historical Use) | 6000 | Bare Steel | 1980-04-17 | Unknown
1410044 | 3 | [5 empty] | Removed from Ground | Gas (Historical Use) | 6000 | Cathodically Protected Steel | 1980-04-17 | Unknown
1410045 | 1 | [5 empty] | Removed from Ground | Gas (Historical Use) | 550 | Bare Steel | 1979-04-18 | Bare Steel
1410046 | 1 | Flapper Valve | 1989-08-08 |  | 1989-08-08 |  | Removed from Ground | Gas (Historical Use) | 4000 | Galvanic (STIP-3) | 1979-04-18 | Fiberglass Reinforced Plastic | Safe Suction (Euro)
1410046 | 2 | Flapper Valve | 1989-08-08 |  | 1989-08-08 |  | Removed from Ground | Gas (Historical Use) | 4000 | Galvanic (STIP-3) | 1979-04-18 | Fiberglass Reinforced Plastic | Safe Suction (Euro)
1410046 | 3 | Flapper Valve | 1989-08-08 |  | 1989-08-08 |  | Removed from Ground | Gas (Historical Use) | 2000 | Galvanic (STIP-3) | 1979-04-18 | Fiberglass Reinforced Plastic | Safe Suction (Euro)
1410046 | 4 | [5 empty] | Removed from Ground | Diesel | 1000 | Bare Steel | 1979-04-18 | Unknown
1410049 | 1 | [5 empty] | Removed from Ground | Gas (Historical Use) | 1000 | Bare Steel | 1976-04-18 | Unknown
1410049 | 2 | [5 empty] | Removed from Ground | Gas (Historical Use) | 550 | Bare Steel | 1976-04-18 | Unknown
1410049 | 3 | [5 empty] | Removed from Ground | Gas (Historical Use) | 550 | Bare Steel | 1976-04-18 | Unknown
1410052 | 1 | [5 empty] | Removed from Ground | Gas (Historical Use) | 550 | Bare Steel | 1976-04-18 | Unknown
1410053 | 1 | [5 empty] | Removed from Ground | Gas (Historical Use) | 1000 | Bare Steel | 1976-04-18 | Bare Steel | Suction (American)
1410053 | 2 | [5 empty] | Removed from Ground | Gas (Historical Use) | 1000 | Bare Steel | 1976-04-18 | Bare Steel | Suction (American)
1410053 | 3 | [5 empty] | Removed from Ground | Gas (Historical Use) | 1000 | Bare Steel | 1976-04-18 | Bare Steel | Suction (American)
1410053 | 4 | Flapper Valve | 1999-02-08 | no | 1999-02-08 | no | Currently in Use | Regular | 10000 | Composite | 1999-02-08 | Fiberglass Reinforced Plastic | Pressurized
1410053 | 5 | Flapper Valve | 1999-02-08 | no | 1999-02-08 | no | Currently in Use | Premium | 10000 | Composite | 1999-02-08 | Fiberglass Reinforced Plastic | Pressurized
1410054 | 1 | [5 empty] | Removed from Ground | Gas (Historical Use) | 560 | Bare Steel | 1976-04-18 | Unknown
1410054 | 2 | [5 empty] | Removed from Ground | Gas (Historical Use) | 560 | Bare Steel | 1976-04-18 | Unknown
1410058 | 1 | [5 empty] | Permanently Out of Use - historical purposes | Gas (Historical Use) | 550 | Bare Steel | 1974-04-19 | Unknown
1410058 | 2 |  | 1998-12-22 |  | 1998-12-22 |  | Permanently Out of Use - historical purposes | Gas (Historical Use) | 550 | Bare Steel | 1974-04-19 | Unknown
1410059 | PLUS |  | 1999-10-20 |  | 1999-10-20 |  | Temporarily out of use | Gas (Historical Use) | 500 | Steel-Impressed Current | 1979-02-25 | Steel (Impressed Current) | Safe Suction (Euro)
1410059 | RU |  | 1999-10-20 |  |  |  | Temporarily out of use | Gas (Historical Use) | 2000 | Steel-Impressed Current | 1979-02-25 | Steel (Impressed Current) | Safe Suction (Euro)
1410059 | SU |  |  |  | 1999-10-20 |  | Temporarily out of use | Gas (Historical Use) | 500 | Steel-Impressed Current | 1979-02-25 | Steel (Impressed Current) | Safe Suction (Euro)
1410061 | 1 | [5 empty] | Permanently Out of Use - historical purposes | Gas (Historical Use) | 1000 | Bare Steel | 1976-04-18 | Unknown
1410061 | 2 | [5 empty] | Permanently Out of Use - historical purposes | Gas (Historical Use) | 550 | Bare Steel | 1976-04-18 | Unknown
1410064 | 1 | [5 empty] | Closed in Ground | Other | 1000 | Unknown | 1974-05-23 | Galvanized Steel
1410064 | 2 | [5 empty] | Closed in Ground | Other | 2000 | Unknown | 1974-05-23 | Galvanized Steel
1410065 | 1 | [5 empty] | Removed from Ground | Gas (Historical Use) | 2000 | Cathodically Protected Steel | 1986-04-25 | Galvanized Steel | Safe Suction (Euro)
1410065 | 2 | [5 empty] | Removed from Ground | Diesel | 1000 | Cathodically Protected Steel | 1987-04-25 | Galvanized Steel | Safe Suction (Euro)
1410066 | 1 | [5 empty] | Permanently Out of Use - historical purposes | Gas (Historical Use) | 8000 | Cathodically Protected Steel | 1986-01-01 | Cathodically Protected | Pressurized
1410066 | 2 | [5 empty] | Permanently Out of Use - historical purposes | Gas (Historical Use) | 8000 | Cathodically Protected Steel | 1986-01-01 | Cathodically Protected | Pressurized
1410066 | 3 | [5 empty] | Permanently Out of Use - historical purposes | Gas (Historical Use) | 8000 | Cathodically Protected Steel | 1986-01-01 | Cathodically Protected | Pressurized
1410067 | 1 | [5 empty] | Removed from Ground | Gas (Historical Use) | 2000 | Bare Steel | 1985-01-01 | Galvanized Steel | Pressurized
1410067 | 2 | [5 empty] | Removed from Ground | Gas (Historical Use) | 4000 | Bare Steel | 1985-01-01 | Galvanized Steel | Pressurized
1410067 | 3 | [5 empty] | Removed from Ground | Gas (Historical Use) | 4000 | Bare Steel | 1985-01-01 | Galvanized Steel | Pressurized
1410068 | 1 | [5 empty] | Removed from Ground | Gas (Historical Use) | 1000 | Bare Steel | 1970-04-22 | Galvanized Steel
1410069 | 1 | [5 empty] | Removed from Ground | Gas (Historical Use) | 1000 | Bare Steel | 1975-04-21 | Galvanized Steel
1410070 | 1 | [5 empty] | Removed from Ground | Gas (Historical Use) | 1000 | Bare Steel | 1985-04-18 | Galvanized Steel
1410071 | 1 | [5 empty] | Removed from Ground | Gas (Historical Use) | 550 | Bare Steel | 1970-04-22 | Galvanized Steel
1410072 | 1 | [5 empty] | Removed from Ground | Gas (Historical Use) | 550 | Bare Steel | 1985-04-18 | Galvanized Steel
1410072 | 2 | [5 empty] | Removed from Ground | Gas (Historical Use) | 1000 | Bare Steel | 1985-04-18 | Galvanized Steel
1410073 | 1 | Flapper Valve | 1997-02-01 |  | 1997-02-01 |  | Currently in Use | Gas (Historical Use) | 1000 | Steel-Impressed Current | 1971-04-22 | Steel (Impressed Current) | Safe Suction (Euro)
1410073 | 2 | Flapper Valve | 1997-02-01 |  | 1997-02-01 |  | Currently in Use | Gas (Historical Use) | 1000 | Steel-Impressed Current | 1971-04-22 | Steel (Impressed Current) | Safe Suction (Euro)
1410073 | 3 | Flapper Valve | 1997-02-01 |  | 1997-02-01 |  | Currently in Use | Gas (Historical Use) | 1000 | Steel-Impressed Current | 1971-04-22 | Steel (Impressed Current) | Safe Suction (Euro)
1410073 | 4 | Flapper Valve | 1997-02-01 |  | 1997-02-01 |  | Currently in Use | Gas (Historical Use) | 1000 | Steel-Impressed Current | 1971-04-22 | Steel (Impressed Current) | Safe Suction (Euro)
1410073 | 5 | Flapper Valve | 1997-02-01 |  | 1997-02-01 |  | Currently in Use | Diesel | 550 | Steel-Impressed Current | 1971-04-22 | Steel (Impressed Current) | Safe Suction (Euro)
1410074 | 1 | [5 empty] | Removed from Ground | Gas (Historical Use) | 1000 | Bare Steel | 1976-04-20 | Galvanized Steel | Suction (American)
1410074 | 2 | [5 empty] | Removed from Ground | Gas (Historical Use) | 1000 | Bare Steel | 1976-04-20 | Galvanized Steel | Suction (American)
1410075 | 1 | [5 empty] | Removed from Ground | Gas (Historical Use) | 550 | Bare Steel | 1972-04-21 | Galvanized Steel
1410076 | 1 | [5 empty] | Removed from Ground | Gas (Historical Use) | 550 | Bare Steel | 1979-04-20 | Galvanized Steel
1410076 | 2 | [5 empty] | Removed from Ground | Diesel | 2000 | Bare Steel | 1980-04-19 | Galvanized Steel
1410077 | 1 | [5 empty] | Removed from Ground | Gas (Historical Use) | 1000 | Bare Steel | 1974-04-21 | Galvanized Steel
1410077 | 2 | [5 empty] | Removed from Ground | Diesel | 1000 | Bare Steel | 1974-04-21 | Galvanized Steel
1410078 | 1 | [5 empty] | Removed from Ground | Gas (Historical Use) | 1000 | Bare Steel | 1968-04-22 | Galvanized Steel
1410078 | 2 | [5 empty] | Removed from Ground | Diesel | 550 | Bare Steel | 1980-04-19 | Galvanized Steel
1410078 | 3 | [5 empty] | Removed from Ground | Gas (Historical Use) | 2000 | Bare Steel | 1980-04-19 | Galvanized Steel
1410079 | 1 | [5 empty] | Removed from Ground | Gas (Historical Use) | 550 | Bare Steel | 1971-04-22 | Galvanized Steel
1410079 | 2 | [5 empty] | Removed from Ground | Gas (Historical Use) | 550 | Bare Steel | 1971-04-22 | Galvanized Steel
1410081 | 1 | [5 empty] | Removed from Ground | Diesel | 300 | Bare Steel | 1976-04-25 | Bare Steel | Safe Suction (Euro)
1410082 | 1 | [5 empty] | Removed from Ground | Gas (Historical Use) | 1000 | Bare Steel | 1976-04-25 | Galvanized Steel
1410082 | 2 | [5 empty] | Removed from Ground | Diesel | 1000 | Bare Steel | 1982-04-24 | Galvanized Steel
1410083 | 1 |  |  | yes |  | yes | Removed from Ground | Used Oil | 1000 | Bare Steel | 1973-04-07 | Galvanized Steel
1410085 | 1 | [5 empty] | Removed from Ground | Other | 30000 | Bare Steel | 1974-05-04 | Not Marked
1410085 | 2 | [5 empty] | Removed from Ground | Diesel | 30000 | Bare Steel | 1974-05-04 | Not Marked
1410085 | 3 | [5 empty] | Removed from Ground | Diesel | 30000 | Bare Steel | 1974-05-04 | Not Marked
1410085 | 4 | [5 empty] | Removed from Ground | Diesel | 30000 | Bare Steel | 1974-05-04 | Not Marked
1410085 | 5 | [5 empty] | Removed from Ground | Diesel | 30000 | Bare Steel | 1974-05-04 | Not Marked
1410085 | 6 | [5 empty] | Removed from Ground | Gas (Historical Use) | 30000 | Bare Steel | 1974-05-04 | Not Marked
1410085 | 7 | [5 empty] | Permanently Out of Use - historical purposes | Empty | 5000 | Not Marked/Unknown |  | Unknown
1410085 | 8 | [5 empty] | Permanently Out of Use - historical purposes | Other | 500 | Not Marked/Unknown |  | Unknown
1410086 | 1 | Flapper Valve | 1997-03-01 | no | 1997-03-01 | no | Currently in Use | Diesel Off Road | 10000 | Steel-Impressed Current | 1984-05-01 | Steel (Impressed Current) | Pressurized
1410086 | 2 | Flapper Valve | 1997-03-01 | no | 1997-03-01 | no | Currently in Use | Premium | 10000 | Steel-Impressed Current | 1984-05-01 | Steel (Impressed Current) | Pressurized
1410086 | 3 | Flapper Valve | 1997-03-01 | no | 1997-03-01 | no | Currently in Use | Regular | 8000 | Steel-Impressed Current | 1984-05-01 | Steel (Impressed Current) | Pressurized
1410086 | 4 | Flapper Valve | 1997-03-01 | no | 1997-03-01 | no | Currently in Use | Diesel | 8000 | Steel-Impressed Current | 1984-05-01 | Steel (Impressed Current) | Pressurized
1410087 | 1 | [5 empty] | Removed from Ground | Gas (Historical Use) | 1000 | Marked Unknown | 2001-07-16 | Unknown
1410087 | 10356-1 | [5 empty] | Removed from Ground | Gas (Historical Use) | 3000 | Bare Steel | 1970-01-01 | Galvanized Steel
1410087 | 356G1 | [5 empty] | Removed from Ground | Gas (Historical Use) | 1000 | Fiberglass | 1991-06-04 | Galvanized Steel
1410088 | 1 |  | 1991-04-04 |  | 1991-04-04 |  | Currently in Use | Gas (Historical Use) | 10000 | Fiberglass | 1991-03-14 | Fiberglass Reinforced Plastic | Pressurized
1410088 | 2 |  | 1991-04-04 |  | 1991-04-04 |  | Currently in Use | Gas (Historical Use) | 10000 | Fiberglass | 1991-03-14 | Fiberglass Reinforced Plastic | Pressurized
1410088 | 3 |  | 1991-04-04 |  | 1991-04-04 |  | Currently in Use | Gas (Historical Use) | 12000 | Fiberglass | 1991-03-14 | Fiberglass Reinforced Plastic | Pressurized
1410088 | NO-LEAD#1 | [5 empty] | Removed from Ground | Gas (Historical Use) | 10270 | Bare Steel | 1981-04-05 | Galvanized Steel
1410088 | NO-LEAD#2 | [5 empty] | Removed from Ground | Gas (Historical Use) | 10270 | Bare Steel | 1981-04-05 | Galvanized Steel
1410088 | REG | [5 empty] | Removed from Ground | Gas (Historical Use) | 10270 | Bare Steel | 1981-04-05 | Galvanized Steel
1410088 | SEPARATOR |  |  | yes |  | yes | Removed from Ground | Used Oil | 550 | Bare Steel | 1981-04-05 | Galvanized Steel
1410088 | XTRA | [5 empty] | Removed from Ground | Gas (Historical Use) | 10270 | Bare Steel | 1981-04-05 | Galvanized Steel
1410089 | NO-LEAD | [5 empty] | Removed from Ground | Gas (Historical Use) | 15060 | Bare Steel | 1974-04-07 | Galvanized Steel | Pressurized
1410089 | NOLEAD | [5 empty] | Removed from Ground | Gas (Historical Use) | 10270 | Bare Steel | 1978-04-06 | Galvanized Steel | Pressurized
1410089 | XTRA | [5 empty] | Removed from Ground | Gas (Historical Use) | 15060 | Bare Steel | 1974-04-07 | Galvanized Steel | Pressurized
1410090 | 1 | [5 empty] | Removed from Ground | Diesel | 5000 | Bare Steel | 1979-04-12 | Unknown
1410090 | 2 | [5 empty] | Removed from Ground | Gas (Historical Use) | 3000 | Bare Steel | 1979-04-12 | Unknown
1410091 | 1 | [5 empty] | Removed from Ground | Gas (Historical Use) | 550 | Bare Steel | 1983-04-10 | Galvanized Steel
1410092 | 1 | [5 empty] | Removed from Ground | Gas (Historical Use) | 6000 | Bare Steel | 1993-03-01 | Unknown
1410092 | 2 | [5 empty] | Removed from Ground | Gas (Historical Use) | 6000 | Bare Steel | 1993-03-01 | Unknown
1410092 | 3 | [5 empty] | Removed from Ground | Gas (Historical Use) | 4000 | Bare Steel | 1993-03-01 | Unknown
1410092 | 4 | Flapper Valve | 1993-03-01 | no | 1993-03-01 | no | Currently in Use | Regular | 6000 | Fiberglass | 1993-03-01 | Fiberglass Reinforced Plastic | Pressurized
1410092 | 5 | Flapper Valve | 1993-03-01 | no | 1993-03-01 | no | Currently in Use | Premium | 6000 | Fiberglass | 1993-03-01 | Fiberglass Reinforced Plastic | Pressurized
1410092 | 6 | Flapper Valve | 1993-03-01 | no | 1993-03-01 | no | Currently in Use | Plus | 4000 | Fiberglass | 1993-03-01 | Fiberglass Reinforced Plastic | Pressurized
1410092 | 7 | Flapper Valve | 1993-03-01 | no | 1993-03-01 | no | Currently in Use | Diesel | 2000 | Fiberglass | 1993-03-01 | Fiberglass Reinforced Plastic | Suction (American)
1410093 | 027-01 | [5 empty] | Removed from Ground | Other | 1000 | Cathodically Protected Steel | 1985-01-01 | Galvanized Steel
1410093 | 027-02 | [5 empty] | Removed from Ground | Other | 1000 | Cathodically Protected Steel | 1985-01-01 | Galvanized Steel
1410093 | 027-03 | [5 empty] | Removed from Ground | Other | 1000 | Cathodically Protected Steel | 1985-01-01 | Galvanized Steel
1410093 | 027-04 | [5 empty] | Removed from Ground | Other | 1000 | Cathodically Protected Steel | 1985-01-01 | Galvanized Steel
1410093 | 027-05 | [5 empty] | Removed from Ground | Other | 1000 | Cathodically Protected Steel | 1985-01-01 | Galvanized Steel
1410093 | 027-06 | [5 empty] | Removed from Ground | Other | 1000 | Cathodically Protected Steel | 1985-01-01 | Galvanized Steel
1410093 | 027-07 | [5 empty] | Removed from Ground | Other | 1000 | Bare Steel | 1985-01-01 | Galvanized Steel
1410093 | 027-09 | [5 empty] | Removed from Ground | Gas (Historical Use) | 2000 | Bare Steel | 1972-01-05 | Galvanized Steel
1410095 | 1 |  | 1995-07-01 |  | 1995-07-01 |  | Currently in Use | Diesel | 20000 | Cathodically Protected Steel | 1978-05-01 | Steel (Impressed Current) | Safe Suction (Euro)
1410095 | 2 |  | 1995-07-01 |  | 1995-07-01 |  | Currently in Use | Gas (Historical Use) | 20000 | Cathodically Protected Steel | 1978-05-01 | Steel (Impressed Current) | Pressurized
1410095 | 3 |  | 1995-07-01 | no | 1995-07-01 | no | Currently in Use | Gas (Historical Use) | 20000 |  | 1978-05-01 | Steel (Impressed Current) | Pressurized
1410095 | 4 |  | 1995-07-01 |  | 1995-07-01 |  | Currently in Use | Kerosene | 10000 | Cathodically Protected Steel | 1978-05-01 | Steel (Impressed Current) | Safe Suction (Euro)
1410095 | 5 |  | 1995-07-01 |  | 1995-07-01 |  | Currently in Use | Gas (Historical Use) | 10000 | Cathodically Protected Steel | 1978-05-01 | Steel (Impressed Current) | Safe Suction (Euro)
1410095 | 6 |  | 1995-07-01 |  | 1995-07-01 |  | Temporarily out of use | Diesel | 12000 | Cathodically Protected Steel | 1978-05-01 | Steel (Impressed Current) | Safe Suction (Euro)
1410095 | 7 | [5 empty] | Permanently Out Of Use | Gas (Historical Use) | 560 | Not Marked/Unknown | 1966-05-04 | Not Marked
1410096 | 1 | [5 empty] | Removed from Ground | Gas (Historical Use) | 1000 | Bare Steel | 1978-05-01 | Galvanized Steel
1410096 | 2 | [5 empty] | Removed from Ground | Gas (Historical Use) | 560 | Bare Steel | 1971-05-03 | Galvanized Steel
1410096 | 3 | [5 empty] | Removed from Ground | Gas (Historical Use) | 560 | Bare Steel | 1971-05-03 | Galvanized Steel
1410097 | 1 | [5 empty] | Permanently Out of Use - historical purposes | Gas (Historical Use) | 4000 | Bare Steel | 1961-05-05 | Galvanized Steel
1410097 | 2 | [5 empty] | Permanently Out of Use - historical purposes | Gas (Historical Use) | 4000 | Bare Steel | 1961-05-05 | Galvanized Steel
1410098 | 1 | [5 empty] | Permanently Out of Use - historical purposes | Gas (Historical Use) | 560 | Bare Steel | 1966-05-04 | Galvanized Steel
1410098 | 2 | [5 empty] | Permanently Out of Use - historical purposes | Gas (Historical Use) | 560 | Bare Steel | 1966-05-04 | Galvanized Steel
1410098 | 3 | [5 empty] | Permanently Out of Use - historical purposes | Gas (Historical Use) | 560 | Bare Steel | 1978-05-01 | Galvanized Steel
1410099 | 1 | [5 empty] | Removed from Ground | Gas (Historical Use) | 4000 | Bare Steel | 1966-05-04 | Galvanized Steel
1410099 | 2 | [5 empty] | Removed from Ground | Gas (Historical Use) | 4000 | Bare Steel | 1966-05-04 | Galvanized Steel
1410099 | 3 | [5 empty] | Removed from Ground | Gas (Historical Use) | 2000 | Bare Steel | 1981-04-30 | Galvanized Steel
1410099 | 5 |  | 1998-06-01 |  | 1998-06-01 |  | Removed from Ground | Gas (Historical Use) | 2000 | Fiberglass | 2005-10-31 | Fiberglass Reinforced Plastic | Safe Suction (Euro)
1410099 | 6 |  | 1998-06-01 |  | 1998-06-01 |  | Removed from Ground | Gas (Historical Use) | 2000 | Fiberglass | 2005-10-31 | Fiberglass Reinforced Plastic | Safe Suction (Euro)
1410099 | 7 | [5 empty] | Removed from Ground | Gas (Historical Use) | 2000 | Fiberglass | 2005-10-31 | Fiberglass Reinforced Plastic | Safe Suction (Euro)
1410100 | 1 | [5 empty] | Removed from Ground | Gas (Historical Use) | 4000 | Bare Steel | 1966-05-04 | Galvanized Steel
1410100 | 2 | [5 empty] | Removed from Ground | Gas (Historical Use) | 4000 | Bare Steel | 1966-05-04 | Galvanized Steel
1410100 | 3 | [5 empty] | Removed from Ground | Gas (Historical Use) | 2000 | Bare Steel | 1981-04-30 | Galvanized Steel
1410100 | 4 |  |  | yes |  | yes | Removed from Ground | Used Oil | 560 | Bare Steel | 1966-05-04 | Galvanized Steel
1410101 | 1 | [5 empty] | Permanently Out of Use - historical purposes | Gas (Historical Use) | 1000 | Bare Steel | 1976-01-01 | Galvanized Steel
1410101 | 2 | [5 empty] | Permanently Out of Use - historical purposes | Gas (Historical Use) | 560 | Bare Steel | 1976-01-01 | Galvanized Steel
1410101 | 3 | [5 empty] | Permanently Out of Use - historical purposes | Gas (Historical Use) | 560 | Bare Steel | 1976-01-01 | Galvanized Steel
1410102 | 1 | [5 empty] | Removed from Ground | Gas (Historical Use) | 1000 | Bare Steel | 1984-04-29 | Galvanized Steel
1410102 | 2 | [5 empty] | Removed from Ground | Gas (Historical Use) | 1000 | Bare Steel | 1984-04-29 | Galvanized Steel
1410102 | 3 | Flapper Valve | 2005-08-31 | no | 2005-08-31 | no | Currently in Use | Gas (Historical Use) | 8000 | Epoxy | 2005-08-31 | Fiberglass Reinforced Plastic | Safe Suction (Euro)
1410102 | 4 |  | 2005-08-31 | no | 2005-08-31 | no | Currently in Use | Gas (Historical Use) | 4000 | Epoxy | 2005-08-31 | Fiberglass Reinforced Plastic | Safe Suction (Euro)
1410103 | 1 | Flapper Valve | 1999-05-01 |  | 1999-05-01 |  | Currently in Use | Gas (Historical Use) | 2000 | Fiberglass | 1984-04-29 | Fiberglass Reinforced Plastic | Safe Suction (Euro)
1410103 | 2 | Flapper Valve | 1999-05-01 |  | 1999-05-01 |  | Temporarily out of use | Gas (Historical Use) | 3000 | Fiberglass | 1966-05-04 | Fiberglass Reinforced Plastic | Safe Suction (Euro)
1410103 | 3 | Flapper Valve | 1999-05-01 |  | 1999-05-01 |  | Currently in Use | Gas (Historical Use) | 1000 | Fiberglass | 1966-05-04 | Fiberglass Reinforced Plastic | Safe Suction (Euro)
1410104 | 1 | [5 empty] | Removed from Ground | Gas (Historical Use) | 1000 | Bare Steel | 1984-04-29 | Galvanized Steel
1410104 | 2 | [5 empty] | Removed from Ground | Gas (Historical Use) | 560 | Bare Steel | 1984-04-29 | Galvanized Steel
1410104 | 3 | [5 empty] | Removed from Ground | Gas (Historical Use) | 560 | Bare Steel | 1984-04-29 | Galvanized Steel
1410105 | 1 | [5 empty] | Removed from Ground | Gas (Historical Use) | 4000 | Bare Steel | 1967-01-06 | Fiberglass Reinforced Plastic | Pressurized
1410105 | 2 | [5 empty] | Removed from Ground | Gas (Historical Use) | 4000 | Bare Steel | 1967-01-06 | Fiberglass Reinforced Plastic | Pressurized
1410105 | 3 | [5 empty] | Removed from Ground | Gas (Historical Use) | 4000 | Bare Steel | 1967-01-06 | Fiberglass Reinforced Plastic | Pressurized
1410105 | 4 | [5 empty] | Removed from Ground | Gas (Historical Use) | 4000 | Bare Steel | 1967-01-06 | Fiberglass Reinforced Plastic | Pressurized
1410105 | 5 |  |  | yes |  | yes | Removed from Ground | Used Oil | 560 | Bare Steel | 1967-01-06 | Not Marked
1410106 | 1 | [5 empty] | Removed from Ground | Gas (Historical Use) | 10000 | Bare Steel | 1982-04-30 | Galvanized Steel
1410106 | 2 | [5 empty] | Removed from Ground | Gas (Historical Use) | 10000 | Bare Steel | 1982-04-30 | Galvanized Steel
1410106 | 3 | [5 empty] | Removed from Ground | Gas (Historical Use) | 10000 | Bare Steel | 1982-04-30 | Galvanized Steel
1410107 | 1 | [5 empty] | Removed from Ground | Gas (Historical Use) | 560 | Bare Steel | 1983-04-30 | Galvanized Steel
1410108 | 1 | [5 empty] | Removed from Ground | Gas (Historical Use) | 560 | Bare Steel | 1966-05-04 | Galvanized Steel
1410109 | 1 | [5 empty] | Removed from Ground | Gas (Historical Use) | 1000 | Bare Steel | 1986-05-01 | Galvanized Steel
1410109 | 2 | [5 empty] | Removed from Ground | Diesel | 560 | Bare Steel | 1986-05-01 | Galvanized Steel
1410109 | 3 | [5 empty] | Removed from Ground | Diesel | 560 | Bare Steel | 1986-05-01 | Galvanized Steel
1410110 | 1 | [5 empty] | Removed from Ground | Gas (Historical Use) | 1000 | Bare Steel | 1978-05-01 | Galvanized Steel
1410110 | 2 | [5 empty] | Removed from Ground | Gas (Historical Use) | 1000 | Bare Steel | 1978-05-01 | Galvanized Steel
1410111 | 1 | [5 empty] | Removed from Ground | Gas (Historical Use) | 560 | Bare Steel | 1968-05-03 | Galvanized Steel
1410111 | 2 | [5 empty] | Removed from Ground | Gas (Historical Use) | 560 | Bare Steel | 1968-05-03 | Galvanized Steel
1410112 | 1 | [5 empty] | Removed from Ground | Diesel | 1000 | Bare Steel | 1976-05-01 | Galvanized Steel
1410112 | 2 | [5 empty] | Removed from Ground | Diesel | 2000 | Bare Steel | 1976-05-01 | Galvanized Steel
1410112 | 3 | [5 empty] | Removed from Ground | Diesel | 560 | Bare Steel | 1976-05-01 | Galvanized Steel
1410112 | 4 |  | 1992-09-02 |  |  |  | Removed from Ground | Gas (Historical Use) | 2000 | Fiberglass | 1992-09-02 | Fiberglass Reinforced Plastic | Suction (American)
1410112 | 5 |  | 1992-09-02 |  |  |  | Removed from Ground | Gas (Historical Use) | 1000 | Fiberglass | 1992-09-02 | Fiberglass Reinforced Plastic | Safe Suction (Euro)
1410112 | 6 |  | 1992-09-02 |  |  |  | Removed from Ground | Gas (Historical Use) | 1000 | Fiberglass | 1992-09-02 | Fiberglass Reinforced Plastic | Safe Suction (Euro)
1410112 | 7 | Ball Float | 1998-11-01 | no | 1998-11-01 | no | Currently in Use | E-10 | 10152 | Epoxy | 1998-11-01 | Fiberglass Reinforced Plastic | Pressurized
1410112 | 8 | Ball Float | 1998-11-01 | no | 1998-11-01 | no | Currently in Use | Premium | 8178 | Epoxy | 1998-11-01 | Fiberglass Reinforced Plastic | Pressurized
1410113 | 1 | [5 empty] | Removed from Ground | Other | 30000 | Bare Steel | 1976-06-19 | Galvanized Steel
1410114 | 1 | [5 empty] | Removed from Ground | Diesel | 10673 | Bare Steel | 1961-04-13 | Galvanized Steel
1410114 | 2 | [5 empty] | Removed from Ground | Gas (Historical Use) | 10000 | Bare Steel | 1991-11-22 | Galvanized Steel
1410115 | 1 |  |  | yes |  | yes | Removed from Ground | Used Oil | 1000 | Bare Steel | 1968-05-05 | Galvanized Steel | Gravity Fed
1410115 | 2 | [5 empty] | Removed from Ground | Diesel | 10000 | Bare Steel | 1968-05-05 | Galvanized Steel | Pressurized
1410115 | 3 | [5 empty] | Removed from Ground | Gas (Historical Use) | 10000 | Bare Steel | 1968-05-05 | Galvanized Steel | Pressurized
1410115 | 4 | [5 empty] | Removed from Ground | Gas (Historical Use) | 10000 | Bare Steel | 1968-05-05 | Galvanized Steel | Pressurized
1410115 | 5 | [5 empty] | Removed from Ground | Gas (Historical Use) | 10000 | Bare Steel | 1968-05-05 | Galvanized Steel | Pressurized
1410115 | 6 | [5 empty] | Removed from Ground | Diesel | 10000 | Bare Steel | 1968-05-05 | Galvanized Steel | Pressurized
1410115 | 7 | [5 empty] | Removed from Ground | Gas (Historical Use) | 10000 | Bare Steel | 1968-05-05 | Galvanized Steel | Pressurized
1410115 | 8 | [5 empty] | Removed from Ground | Gas (Historical Use) | 10000 | Bare Steel | 1968-05-05 | Galvanized Steel | Pressurized
1410115 | 9 | [5 empty] | Removed from Ground | Gas (Historical Use) | 10000 | Bare Steel | 1968-05-05 | Galvanized Steel | Pressurized
1410115 | A |  |  | yes |  | yes | Currently in Use | Used Oil | 1000 | Galvanic (STIP-3) | 1993-02-25 | Double-Walled Fiberglass
1410115 | B | Flapper Valve | 1993-02-01 | no | 1993-02-01 | no | Currently in Use | Regular | 6000 | Fiberglass | 1993-02-25 | Double-Walled Fiberglass | Pressurized
1410115 | C | Flapper Valve | 1993-02-01 | no | 1993-02-01 | no | Currently in Use | Premium | 15000 | Fiberglass | 1993-02-25 | Double-Walled Fiberglass | Pressurized
1410115 | D | Flapper Valve | 1993-02-01 | no | 1993-02-01 | no | Currently in Use | Diesel | 20000 | Fiberglass | 1993-02-25 | Double-Walled Fiberglass | Pressurized
1410115 | E | Flapper Valve | 1993-02-01 | no | 1993-02-01 | no | Currently in Use | Diesel | 20000 | Fiberglass | 1993-02-25 | Double-Walled Fiberglass | Pressurized
1410117 | 1 | [5 empty] | Removed from Ground | Diesel | 4000 | Bare Steel | 1982-04-30 | Bare Steel | Suction (American)
1410117 | 2 | [5 empty] | Removed from Ground | Gas (Historical Use) | 1000 | Bare Steel | 1983-04-30 | Galvanized Steel
1410117 | 3 | [5 empty] | Removed from Ground | Gas (Historical Use) | 1000 | Bare Steel | 1983-04-30 | Galvanized Steel
1410120 | 1 |  | 1995-04-25 |  | 1995-04-25 |  | Removed from Ground | Diesel | 6000 | Fiberglass | 1982-04-24 | Cathodically Protected | Pressurized
1410121 | 1 | [5 empty] | Removed from Ground | Gas (Historical Use) | 500 | Bare Steel | 1991-12-01 | Unknown | Suction (American)
1410124 | 1 | [5 empty] | Removed from Ground | Diesel | 20000 | Bare Steel | 1980-03-18 | Galvanized Steel
1410124 | 2 | [5 empty] | Removed from Ground | Gas (Historical Use) | 6000 | Bare Steel | 1980-03-18 | Galvanized Steel
1410124 | 3 | [5 empty] | Removed from Ground | Gas (Historical Use) | 10000 | Bare Steel | 1980-03-18 | Galvanized Steel
1410124 | 4 | [5 empty] | Removed from Ground | Gas (Historical Use) | 8000 | Bare Steel | 1980-03-18 | Galvanized Steel
1410124 | 5 | [5 empty] | Removed from Ground | Gas (Historical Use) | 8000 | Bare Steel | 1980-03-18 | Galvanized Steel
1410124 | 6 |  |  | yes |  | yes | Removed from Ground | Used Oil | 3000 | Composite | 1985-05-08 | Fiberglass Reinforced Plastic
1410124 | 89A | Flapper Valve | 1989-06-01 |  | 1989-06-01 |  | Currently in Use | Diesel | 4000 | Galvanic (STIP-3) | 1989-06-01 | Fiberglass Reinforced Plastic | Pressurized
1410124 | 89B | Flapper Valve | 1989-06-01 |  | 1989-06-01 |  | Currently in Use | Gas (Historical Use) | 10000 | Galvanic (STIP-3) | 1989-06-01 | Fiberglass Reinforced Plastic | Pressurized
1410124 | 89C | Flapper Valve | 1989-06-01 |  | 1989-06-01 |  | Currently in Use | Gas (Historical Use) | 10000 | Galvanic (STIP-3) | 1989-06-01 | Fiberglass Reinforced Plastic | Pressurized
1410124 | 89D | Flapper Valve | 1989-06-01 |  | 1989-06-01 |  | Currently in Use | Gas (Historical Use) | 10000 | Galvanic (STIP-3) | 1989-06-01 | Fiberglass Reinforced Plastic | Pressurized
1410124 | 89E | Flapper Valve | 1989-06-01 |  | 1989-06-01 |  | Currently in Use | Gas (Historical Use) | 10000 | Galvanic (STIP-3) | 1989-06-01 | Fiberglass Reinforced Plastic | Pressurized
1410124 | 89F | Flapper Valve | 1989-06-01 |  | 1989-06-01 |  | Currently in Use | Diesel | 10000 | Galvanic (STIP-3) | 1989-06-01 | Fiberglass Reinforced Plastic | Pressurized
1410124 | 89G | Flapper Valve | 1989-06-01 |  | 1989-06-01 |  | Currently in Use | Diesel | 10000 | Galvanic (STIP-3) | 1989-06-01 | Fiberglass Reinforced Plastic | Pressurized
1410125 | 1 |  |  | yes |  | yes | Removed from Ground | Used Oil | 500 | Bare Steel | 1993-06-15 | Bare Steel | Gravity Fed
1410127 | 1 | [5 empty] | Removed from Ground | Gas (Historical Use) | 2000 | Bare Steel | 1979-05-04 | Galvanized Steel | Safe Suction (Euro)
1410127 | 2 | [5 empty] | Removed from Ground | Gas (Historical Use) | 500 | Bare Steel | 1979-05-04 | Galvanized Steel | Safe Suction (Euro)
1410128 | 1 | [5 empty] | Removed from Ground | Gas (Historical Use) | 2000 | Bare Steel | 1986-05-05 | Galvanized Steel
1410128 | 1A |  | 1995-02-09 |  | 1995-02-09 |  | Currently in Use | Gas (Historical Use) | 10000 | Fiberglass | 1995-02-02 | Fiberglass Reinforced Plastic | Pressurized
1410128 | 2 | [5 empty] | Removed from Ground | Gas (Historical Use) | 2000 | Bare Steel | 1986-05-05 | Galvanized Steel
1410128 | 2A |  | 1995-02-09 |  | 1995-02-09 |  | Currently in Use | Gas (Historical Use) | 5000 | Fiberglass | 1995-02-02 | Fiberglass Reinforced Plastic | Pressurized
1410128 | 2B |  | 1995-02-09 | no | 1995-02-09 | no | Currently in Use | Gas (Historical Use) | 5000 | Fiberglass | 1995-02-02 | Fiberglass Reinforced Plastic | Pressurized
1410128 | 3 | [5 empty] | Removed from Ground | Gas (Historical Use) | 1000 | Bare Steel | 1986-05-05 | Galvanized Steel
1410128 | 4 | [5 empty] | Removed from Ground | Gas (Historical Use) | 1000 | Bare Steel | 1986-05-05 | Galvanized Steel
1410128 | 5 | [5 empty] | Removed from Ground | Gas (Historical Use) | 1000 | Bare Steel | 1986-05-05 | Galvanized Steel
1410131 | 1 | [5 empty] | Removed from Ground | Gas (Historical Use) | 6000 | Bare Steel | 1983-05-09 | Galvanized Steel | Pressurized
1410131 | 2 | [5 empty] | Removed from Ground | Gas (Historical Use) | 6000 | Bare Steel | 1983-05-09 | Galvanized Steel | Pressurized
1410131 | 3 | [5 empty] | Removed from Ground | Gas (Historical Use) | 6000 | Bare Steel | 1983-05-09 | Galvanized Steel | Pressurized
1410131 | 4 | [5 empty] | Removed from Ground | Gas (Historical Use) | 6000 | Bare Steel | 1983-05-09 | Galvanized Steel | Pressurized
1410131 | 5 |  | 1994-02-17 |  | 1994-02-17 |  | Currently in Use | Gas (Historical Use) | 8000 | Double Walled | 1994-01-01 | Fiberglass Reinforced Plastic | Pressurized
1410131 | 6 |  | 1994-02-17 |  | 1994-02-17 |  | Currently in Use | Gas (Historical Use) | 8000 | Double Walled | 1994-01-01 | Fiberglass Reinforced Plastic | Pressurized
1410131 | 7 |  | 1994-02-17 |  | 1994-02-17 |  | Currently in Use | Diesel | 8000 | Double Walled | 1994-01-01 | Fiberglass Reinforced Plastic | Pressurized
1410133 | 1 | [5 empty] | Removed from Ground | Gas (Historical Use) | 8000 | Bare Steel | 1969-05-09 | Galvanized Steel | Safe Suction (Euro)
1410133 | 2 | [5 empty] | Removed from Ground | Gas (Historical Use) | 8000 | Bare Steel | 1969-05-09 | Galvanized Steel | Safe Suction (Euro)
1410133 | 3 | [5 empty] | Removed from Ground | Gas (Historical Use) | 8000 | Bare Steel | 1975-05-08 | Galvanized Steel | Safe Suction (Euro)
1410133 | 4 | Ball Float | 1996-10-17 | no | 1996-10-17 | no | Currently in Use | Premium | 10000 | Fiberglass Double Walled | 1996-10-17 | Double-Walled Fiberglass
1410133 | 5 | Ball Float | 1996-10-17 | no | 1996-10-17 | no | Currently in Use | Regular | 8000 | Fiberglass Double Walled | 1996-10-17 | Double-Walled Fiberglass
1410133 | 6 | Ball Float | 1996-10-17 | no | 1996-10-17 | no | Currently in Use | Diesel | 8000 | Fiberglass Double Walled | 1996-10-17 | Double-Walled Fiberglass
1410134 | 1 | [5 empty] | Removed from Ground | Gas (Historical Use) | 6000 | Bare Steel | 1977-05-10 | Galvanized Steel
1410134 | 2 | [5 empty] | Removed from Ground | Gas (Historical Use) | 6000 | Bare Steel | 1977-05-10 | Galvanized Steel
1410134 | 3 | [5 empty] | Removed from Ground | Gas (Historical Use) | 6000 | Bare Steel | 1980-05-09 | Galvanized Steel
1410136 | 1 |  | 1995-10-16 |  | 1995-10-16 |  | Removed from Ground | Gas (Historical Use) | 8000 | Steel-Impressed Current | 1982-05-09 | Cathodically Protected | Pressurized
1410136 | 2 |  | 1995-10-16 |  | 1995-10-16 |  | Removed from Ground | Gas (Historical Use) | 8000 | Steel-Impressed Current | 1982-05-09 | Cathodically Protected | Pressurized
1410136 | 3 |  | 1995-10-16 |  | 1995-10-16 |  | Removed from Ground | Gas (Historical Use) | 8000 | Steel-Impressed Current | 1982-05-09 | Cathodically Protected | Pressurized
1410136 | 4 | Ball Float | 1999-10-01 |  | 1999-10-01 |  | Currently in Use | Gas (Historical Use) | 10000 | Fiberglass Double Walled | 1999-10-01 | Double-Walled Fiberglass | Pressurized
1410136 | 5 | Ball Float | 1999-10-01 |  | 1999-10-01 |  | Currently in Use | Gas (Historical Use) | 8000 | Fiberglass Double Walled | 1999-10-01 | Double-Walled Fiberglass | Pressurized
1410136 | 6 | Ball Float | 1999-10-01 |  | 1999-10-01 |  | Currently in Use | Diesel | 8000 | Fiberglass Double Walled | 1999-10-01 | Double-Walled Fiberglass | Pressurized
1410137 | 1 | Flapper Valve | 1997-10-16 | no | 1997-10-16 | no | Currently in Use | Premium | 6000 | Steel-Impressed Current | 1971-05-12 | Steel (Impressed Current) | Safe Suction (Euro)
1410137 | 2 | Flapper Valve | 1997-10-16 | no | 1997-10-16 | no | Currently in Use | Plus | 8000 | Steel-Impressed Current | 1971-05-12 | Steel (Impressed Current) | Safe Suction (Euro)
1410137 | 3 | Flapper Valve | 1997-10-16 | no | 1997-10-16 | no | Currently in Use | Diesel | 6000 | Steel-Impressed Current | 1971-05-12 | Steel (Impressed Current) | Safe Suction (Euro)
1410137 | 4 | Flapper Valve | 1997-10-16 | no | 1997-10-16 | no | Currently in Use | Regular | 5000 | Steel-Impressed Current | 1971-05-12 | Steel (Impressed Current) | Safe Suction (Euro)
1410138 | 1 | [5 empty] | Permanently Out of Use - historical purposes | Gas (Historical Use) | 8000 | Bare Steel | 1972-05-11 | Galvanized Steel
1410138 | 2 | [5 empty] | Permanently Out of Use - historical purposes | Gas (Historical Use) | 10000 | Bare Steel | 1972-05-11 | Galvanized Steel
1410138 | 3 | [5 empty] | Permanently Out of Use - historical purposes | Gas (Historical Use) | 8000 | Bare Steel | 1972-05-11 | Galvanized Steel
1410138 | 4 | [5 empty] | Permanently Out of Use - historical purposes | Kerosene | 550 | Bare Steel | 1985-05-08 | Galvanized Steel
1410139 | 1 | [5 empty] | Removed from Ground | Gas (Historical Use) | 6000 | Bare Steel | 1972-01-01 | Galvanized Steel
1410139 | 2 | [5 empty] | Removed from Ground | Gas (Historical Use) | 6000 | Bare Steel | 1972-01-01 | Galvanized Steel
1410139 | 3 | [5 empty] | Removed from Ground | Gas (Historical Use) | 500 | Bare Steel | 1972-01-01 | Galvanized Steel
1410139 | 4 | Ball Float | 1991-09-01 | no | 1991-09-01 | no | Currently in Use | Regular | 12000 | Galvanic (STIP-3) | 1991-09-01 | Double-Walled Fiberglass | Pressurized
1410139 | 5 | Ball Float | 1991-09-01 | no | 1991-09-01 | no | Currently in Use | Premium | 10000 | Galvanic (STIP-3) | 1991-09-01 | Double-Walled Fiberglass | Pressurized
1410139 | 6 | Ball Float | 1991-09-01 | no | 1991-09-01 | no | Currently in Use | Diesel | 6000 | Galvanic (STIP-3) | 1991-09-01 | Double-Walled Fiberglass | Pressurized
1410139 | 7 | Ball Float | 1991-09-01 | no | 1991-09-01 | no | Currently in Use | Kerosene | 2000 | Galvanic (STIP-3) | 1991-09-01 | Double-Walled Fiberglass | Pressurized
1410140 | 1 | [5 empty] | Removed from Ground | Gas (Historical Use) | 10000 | Bare Steel | 1962-05-14 | Galvanized Steel
1410140 | 2 | [5 empty] | Removed from Ground | Gas (Historical Use) | 10000 | Bare Steel | 1962-05-14 | Galvanized Steel
1410140 | 3 | [5 empty] | Removed from Ground | Gas (Historical Use) | 10000 | Bare Steel | 1962-05-14 | Galvanized Steel
1410140 | 4 | [5 empty] | Removed from Ground | Diesel | 4000 | Bare Steel | 1963-05-14 | Galvanized Steel
1410140 | 5 | [5 empty] | Removed from Ground | Diesel | 6000 | Bare Steel | 1966-05-13 | Galvanized Steel
1410141 | 1 | Flapper Valve | 1998-08-20 |  | 1997-08-01 |  | Currently in Use | Diesel | 10000 | Steel-Impressed Current | 1984-05-08 | Steel (Impressed Current) | Pressurized
1410141 | 2 | Flapper Valve | 1998-08-20 |  | 1997-08-01 |  | Currently in Use | Gas (Historical Use) | 10000 | Steel-Impressed Current | 1984-05-08 | Steel (Impressed Current) | Pressurized
1410141 | 3 | Flapper Valve | 1998-08-20 |  | 1997-08-01 |  | Currently in Use | Gas (Historical Use) | 10000 | Steel-Impressed Current | 1984-05-08 | Steel (Impressed Current) | Pressurized
1410141 | 4 | Flapper Valve | 1998-08-20 |  | 1997-08-01 |  | Currently in Use | Diesel | 4000 | Steel-Impressed Current | 1984-05-08 | Steel (Impressed Current) | Pressurized
1410142 | 1 | [5 empty] | Removed from Ground | Gas (Historical Use) | 6000 | Bare Steel | 1986-05-08 | Galvanized Steel
1410142 | 2 | [5 empty] | Removed from Ground | Gas (Historical Use) | 4000 | Bare Steel | 1986-05-08 | Galvanized Steel
1410142 | 3 | [5 empty] | Removed from Ground | Diesel | 6000 | Bare Steel | 1986-05-08 | Galvanized Steel
1410143 | 1 | [5 empty] | Removed from Ground | Gas (Historical Use) | 2000 | Bare Steel | 1964-05-13 | Galvanized Steel
1410143 | 2 | [5 empty] | Removed from Ground | Gas (Historical Use) | 2000 | Bare Steel | 1964-05-13 | Galvanized Steel
1410143 | 3 | [5 empty] | Removed from Ground | Gas (Historical Use) | 4000 | Bare Steel | 1964-05-13 | Galvanized Steel
1410143 | 4 | [5 empty] | Removed from Ground | Gas (Historical Use) | 5000 | Bare Steel | 1964-05-13 | Galvanized Steel
1410143 | 5 |  |  | yes |  | yes | Removed from Ground | Used Oil | 550 | Bare Steel | 1964-05-13 | Galvanized Steel
1410144 | 1 | [5 empty] | Removed from Ground | Gas (Historical Use) | 1000 | Bare Steel | 1980-05-09 | Galvanized Steel
1410144 | 2 | [5 empty] | Removed from Ground | Gas (Historical Use) | 2000 | Bare Steel | 1978-05-10 | Galvanized Steel
1410144 | 3 | [5 empty] | Removed from Ground | Gas (Historical Use) | 2000 | Bare Steel | 1978-05-10 | Galvanized Steel
1410146 | 1 | [5 empty] | Removed from Ground | Gas (Historical Use) | 6000 | Cathodically Protected Steel | 1970-05-12 | Galvanized Steel
1410146 | 2 | [5 empty] | Removed from Ground | Gas (Historical Use) | 6000 | Cathodically Protected Steel | 1974-05-11 | Galvanized Steel
1410146 | 3 | [5 empty] | Removed from Ground | Gas (Historical Use) | 4000 | Cathodically Protected Steel | 1970-05-12 | Galvanized Steel
1410146 | 4 | [5 empty] | Removed from Ground | Gas (Historical Use) | 4000 | Cathodically Protected Steel | 1970-05-12 | Galvanized Steel
1410146 | 5 |  |  | yes |  | yes | Removed from Ground | Used Oil | 560 | Cathodically Protected Steel | 1970-05-12 | Galvanized Steel
1410146 | 6 | Ball Float | 1997-05-01 | no | 1997-05-01 | no | Currently in Use | Regular | 12000 | Fiberglass Double Walled | 1998-05-01 | Double-Walled Fiberglass | Pressurized
1410146 | 7 | Ball Float | 1997-05-01 |  | 1997-05-01 |  | Currently in Use | Gas (Historical Use) | 10000 | Fiberglass Double Walled | 1997-05-01 | Double-Walled Fiberglass | Pressurized
1410147 | 1 | Flapper Valve | 1998-08-10 | no | 1998-08-10 | no | Temporarily out of use | Gas (Historical Use) | 8000 | Steel-Impressed Current | 1975-05-11 | Steel (Impressed Current) | Safe Suction (Euro)
1410147 | 2 | Flapper Valve | 1998-08-10 | no | 1998-08-10 | no | Temporarily out of use | Gas (Historical Use) | 4000 | Steel-Impressed Current | 1975-05-11 | Steel (Impressed Current) | Safe Suction (Euro)
1410147 | 3 | Flapper Valve | 1998-08-10 | no | 1998-08-10 | no | Temporarily out of use | Gas (Historical Use) | 8000 | Steel-Impressed Current | 1975-05-11 | Steel (Impressed Current) | Safe Suction (Euro)
1410148 | 1 |  | 1990-05-30 |  | 1990-05-30 |  | Removed from Ground | Gas (Historical Use) | 8000 | Steel-Impressed Current | 1975-05-11 | Fiberglass Reinforced Plastic | Pressurized
1410148 | 2 | Ball Float | 1990-05-30 |  | 1990-05-30 |  | Currently in Use | Gas (Historical Use) | 8000 | Steel-Impressed Current | 1975-05-11 | Fiberglass Reinforced Plastic | Pressurized
1410148 | 3 | Ball Float | 1990-05-30 |  | 1990-05-30 |  | Currently in Use | Gas (Historical Use) | 4000 | Steel-Impressed Current | 1975-05-11 | Fiberglass Reinforced Plastic | Pressurized
1410149 | 1 | Flapper Valve | 1998-08-04 |  | 1998-08-04 |  | Removed from Ground | Gas (Historical Use) | 8000 | Steel-Impressed Current | 1980-05-09 | Fiberglass Reinforced Plastic | Pressurized
1410149 | 2 | Flapper Valve | 1998-08-04 |  | 1998-08-04 |  | Removed from Ground | Gas (Historical Use) | 6000 | Steel-Impressed Current | 1980-05-09 | Fiberglass Reinforced Plastic | Pressurized
1410149 | 3 | Flapper Valve | 1998-08-04 |  | 1998-08-04 |  | Removed from Ground | Gas (Historical Use) | 6000 | Steel-Impressed Current | 1980-05-09 | Fiberglass Reinforced Plastic | Pressurized
1410149 | 4 | Flapper Valve | 1998-08-04 |  | 1998-08-04 |  | Removed from Ground | Diesel | 1000 | Steel-Impressed Current | 1985-05-08 | Fiberglass Reinforced Plastic | Safe Suction (Euro)
1410150 | 1 | Flapper Valve | 1995-04-10 |  | 1995-04-10 |  | Currently in Use | Gas (Historical Use) | 8000 | Steel-Impressed Current | 1978-05-10 | Fiberglass Reinforced Plastic | Pressurized
1410150 | 2 | Flapper Valve | 1995-04-10 | no | 1995-04-10 | no | Currently in Use | Regular | 6000 | Galvanic (STIP-3) | 1978-05-10 | Fiberglass Reinforced Plastic | Pressurized
1410150 | 3 | Flapper Valve | 1995-04-10 |  | 1995-04-10 |  | Currently in Use | Gas (Historical Use) | 6000 | Steel-Impressed Current | 1978-05-10 | Fiberglass Reinforced Plastic | Pressurized
1410151 | 1 | [5 empty] | Removed from Ground | Gas (Historical Use) | 8000 | Bare Steel | 1974-05-11 | Galvanized Steel
1410151 | 2 | [5 empty] | Removed from Ground | Gas (Historical Use) | 8000 | Bare Steel | 1974-05-11 | Galvanized Steel
1410152 | 1 | [5 empty] | Removed from Ground | Gas (Historical Use) | 2000 | Bare Steel | 1978-05-10 | Galvanized Steel | Safe Suction (Euro)
1410152 | 2 | [5 empty] | Removed from Ground | Gas (Historical Use) | 8000 | Bare Steel | 1978-05-10 | Galvanized Steel | Safe Suction (Euro)
1410152 | 3 |  |  | no |  | no | Removed from Ground | Gas (Historical Use) | 3100 | Unknown | 2016-09-21
1410155 | 1 | [5 empty] | Removed from Ground | Gas (Historical Use) | 1065 | Bare Steel | 1973-05-11 | Galvanized Steel
1410155 | 2 | [5 empty] | Removed from Ground | Gas (Historical Use) | 1065 | Bare Steel | 1973-05-11 | Galvanized Steel
1410155 | 3 | [5 empty] | Removed from Ground | Gas (Historical Use) | 1065 | Bare Steel | 1973-05-11 | Galvanized Steel
1410155 | 4 | [5 empty] | Removed from Ground | Gas (Historical Use) | 3990 | Bare Steel | 1976-05-10 | Bare Steel | Suction (American)
1410155 | 5 | [5 empty] | Removed from Ground | Gas (Historical Use) | 3990 | Bare Steel | 1976-05-10 | Bare Steel | Suction (American)
1410155 | 6 | [5 empty] | Removed from Ground | Gas (Historical Use) | 4000 | Cathodically Protected Steel | 1987-10-01 | Bare Steel | Pressurized
1410156 | 1 | [5 empty] | Removed from Ground | Gas (Historical Use) | 1000 | Bare Steel | 1986-05-05 | Galvanized Steel | Suction (American)
1410156 | 2 | [5 empty] | Removed from Ground | Gas (Historical Use) | 1000 | Bare Steel | 1986-05-05 | Galvanized Steel | Suction (American)
1410156 | 3 |  | 1999-02-10 | no | 1999-02-10 | no | Currently in Use | Gas (Historical Use) | 3000 | Fiberglass | 1999-02-10 | Double-Walled Fiberglass | Pressurized
1410156 | 4 |  | 1999-02-10 | no | 1999-02-10 | no | Currently in Use | Gas (Historical Use) | 12000 | Fiberglass | 1999-02-10 | Double-Walled Fiberglass | Pressurized
1410157 | 1 | [5 empty] | Permanently Out of Use - historical purposes | Gas (Historical Use) | 1 | Bare Steel | 1986-05-05 | Bare Steel
1410159 | 1A | Flapper Valve | 1996-12-01 | no | 1996-12-01 | no | Currently in Use | Diesel | 20000 | Fiberglass Double Walled | 1995-08-14 | Fiberglass Reinforced Plastic | Pressurized
1410159 | D-1 | [5 empty] | Removed from Ground | Diesel | 15000 | Bare Steel | 1980-05-07 | Bare Steel | Pressurized
1410159 | D-2 | [5 empty] | Removed from Ground | Diesel | 15000 | Bare Steel | 1980-05-07 | Bare Steel
1410159 | W-1 |  |  | yes |  | yes | Removed from Ground | Used Oil | 6000 | Bare Steel | 1980-05-07 | Bare Steel | Gravity Fed
1410161 | 1 | [5 empty] | Removed from Ground | Empty | 6000 | Bare Steel | 1966-05-11 | Bare Steel
1410161 | 2 | [5 empty] | Removed from Ground | Empty | 4000 | Bare Steel | 1966-05-11 | Galvanized Steel
1410161 | 3 | [5 empty] | Removed from Ground | Kerosene | 4000 | Bare Steel | 1971-05-10 | Bare Steel
1410161 | 4 | [5 empty] | Removed from Ground | Kerosene | 4000 | Bare Steel | 1971-05-10 | Bare Steel
1410161 | 5 | [5 empty] | Removed from Ground | Empty | 1000 | Bare Steel | 1971-05-10 | Bare Steel
1410161 | 6 | Overfill Alarm | 1997-08-28 | no | 1997-08-28 | no | Currently in Use |  | 12000 | Steel-Impressed Current | 1981-05-07 | Secondary Containment | Pressurized
1410161 | 7 | Overfill Alarm | 1997-08-28 |  | 1997-08-28 |  | Currently in Use | Kerosene | 12000 | Fiberglass | 1984-05-06 | Fiberglass Reinforced Plastic | Safe Suction (Euro)
1410162 | 2 | [5 empty] | Closed in Ground | Diesel | 2000 | Bare Steel | 1986-05-08 | Copper | Safe Suction (Euro)
1410162 | 3 | [5 empty] | Removed from Ground | Diesel | 560 | Bare Steel | 1976-01-01 | Copper | Safe Suction (Euro)
1410162 | 4 | [5 empty] | Closed in Ground | Diesel | 550 | Bare Steel | 1979-01-01 | Copper | Safe Suction (Euro)
1410162 | 5 | Flapper Valve | 1995-07-01 |  | 1995-07-01 |  | Currently in Use | Diesel | 20000 | Fiberglass Double Walled | 1995-07-01 | Fiberglass Reinforced Plastic | Gravity Fed
1410163 | 1 | [5 empty] | Removed from Ground | Gas (Historical Use) | 4000 | Marked Unknown | 1986-05-08 | Galvanized Steel | Safe Suction (Euro)
1410163 | 2 | [5 empty] | Removed from Ground | Gas (Historical Use) | 3000 | Marked Unknown | 1986-05-08 | Galvanized Steel | Safe Suction (Euro)
1410163 | 3 | [5 empty] | Removed from Ground | Gas (Historical Use) | 1000 | Marked Unknown | 1986-05-08 | Galvanized Steel | Safe Suction (Euro)
1410163 | 4 | [5 empty] | Removed from Ground | Gas (Historical Use) | 560 | Marked Unknown | 1986-05-08 | Galvanized Steel | Safe Suction (Euro)
1410163 | 5 |  |  | no |  | no | Removed from Ground | Diesel | 500 | Unknown | 2011-02-01
1410163 | 6 |  |  | no |  | no | Removed from Ground | Used Oil | 500 | Unknown | 2011-02-01
1410170 | 1 | [5 empty] | Removed from Ground | Gas (Historical Use) | 560 | Bare Steel | 1986-05-08 | Galvanized Steel | Suction (American)
1410170 | 2 | [5 empty] | Removed from Ground | Gas (Historical Use) | 560 | Marked Unknown | 1986-05-08 | Galvanized Steel
1410171 | 1 | [5 empty] | Removed from Ground | Gas (Historical Use) | 560 | Bare Steel | 1986-05-08 | Galvanized Steel | Suction (American)
1410171 | 2 | [5 empty] | Removed from Ground | Gas (Historical Use) | 560 | Bare Steel | 1986-05-08 | Galvanized Steel | Suction (American)
1410180 | 1 | [5 empty] | Removed from Ground | Gas (Historical Use) | 1000 | Marked Unknown | 1986-01-01 | Unknown
1410180 | 2 | [5 empty] | Removed from Ground | Gas (Historical Use) | 1000 | Marked Unknown | 1986-01-01 | Unknown
1410180 | 3 | [5 empty] | Removed from Ground | Gas (Historical Use) | 1000 | Marked Unknown | 1986-01-01 | Unknown
1410187 | 1 | [5 empty] | Closed in Ground | Diesel | 5000 | Bare Steel | 1950-05-16 | Unknown
1410188 | 1 | [5 empty] | Closed in Ground | Gas (Historical Use) | 8000 | Cathodically Protected Steel | 1985-05-07 | Galvanized Steel
1410188 | 2 | [5 empty] | Removed from Ground | Gas (Historical Use) | 250 | Not Marked/Unknown | 1992-01-01 | Unknown
1410189 | 1 | [5 empty] | Removed from Ground | Gas (Historical Use) | 250 | Bare Steel | 1974-05-10 | Copper
1410189 | 2 | [5 empty] | Removed from Ground | Gas (Historical Use) | 550 | Bare Steel | 1956-05-14 | Bare Steel
1410190 | 1 |  | 1996-06-10 |  | 1996-06-10 |  | Currently in Use | Gas (Historical Use) | 10000 | Fiberglass | 1986-05-08 | Fiberglass Reinforced Plastic | Pressurized
1410190 | 2 |  | 1996-06-10 |  | 1996-06-10 |  | Currently in Use | Gas (Historical Use) | 10000 | Fiberglass Double Walled | 1986-05-08 | Fiberglass Reinforced Plastic | Pressurized
1410190 | 3 |  | 1996-06-10 |  | 1996-06-10 |  | Currently in Use | Diesel | 10000 | Fiberglass | 1986-05-08 | Fiberglass Reinforced Plastic | Pressurized
1410190 | 4 |  | 1996-06-10 |  | 1996-06-10 |  | Currently in Use | Diesel | 15000 | Fiberglass | 1986-05-08 | Fiberglass Reinforced Plastic | Pressurized
1410191 | 1 |  | 1997-06-13 | no | 1997-06-13 | no | Temporarily out of use | Gas (Historical Use) | 1000 | Steel-Impressed Current | 1970-05-12 | Cathodically Protected | Safe Suction (Euro)
1410191 | 2 |  | 1997-06-13 | no | 1997-06-13 | no | Temporarily out of use | Gas (Historical Use) | 1000 | Steel-Impressed Current | 1970-05-12 | Cathodically Protected | Safe Suction (Euro)
1410192 | 1 | Flapper Valve | 1995-10-06 |  | 1995-10-06 |  | Currently in Use | Gas (Historical Use) | 8000 | Steel-Impressed Current | 1982-05-09 | Fiberglass Reinforced Plastic | Pressurized
1410192 | 2 | Flapper Valve | 1995-10-16 |  | 1995-10-16 |  | Currently in Use | Gas (Historical Use) | 6000 | Steel-Impressed Current | 1982-05-09 | Fiberglass Reinforced Plastic | Pressurized
1410192 | 3 | Flapper Valve | 1995-10-16 |  | 1995-10-16 |  | Currently in Use | Gas (Historical Use) | 6000 | Steel-Impressed Current | 1982-05-09 | Fiberglass Reinforced Plastic | Pressurized
1410193 | 1 | Flapper Valve | 1995-10-16 |  | 1995-10-16 |  | Currently in Use | Gas (Historical Use) | 8000 | Steel-Impressed Current | 1984-05-08 | Steel (Impressed Current) | Pressurized
1410193 | 2 | Flapper Valve | 1995-10-16 |  | 1995-10-16 |  | Currently in Use | Gas (Historical Use) | 8000 | Steel-Impressed Current | 1984-05-08 | Steel (Impressed Current) | Pressurized
1410193 | 3 | Flapper Valve | 1995-10-16 |  | 1995-10-16 |  | Currently in Use | Gas (Historical Use) | 8000 | Steel-Impressed Current | 1984-05-08 | Steel (Impressed Current) | Pressurized
1410193 | 4 | Flapper Valve | 1995-10-16 |  | 1995-10-16 |  | Currently in Use | Diesel | 8000 | Steel-Impressed Current | 1984-05-08 | Steel (Impressed Current) | Pressurized
1410193 | 5 | Flapper Valve | 1995-10-16 |  | 1995-10-16 |  | Currently in Use | Diesel | 8000 | Steel-Impressed Current | 1984-05-08 | Steel (Impressed Current) | Pressurized
1410194 | 1 | Flapper Valve | 1995-10-16 | no | 1995-10-16 | no | Currently in Use | Regular | 8000 | Steel-Impressed Current | 1995-09-01 | Fiberglass Reinforced Plastic | Pressurized
1410194 | 2 | Flapper Valve | 1995-10-16 | no | 1995-10-16 | no | Currently in Use | Premium | 6000 | Steel-Impressed Current | 1995-09-01 | Fiberglass Reinforced Plastic | Pressurized
1410194 | 3 | Flapper Valve | 1995-10-16 | no | 1995-10-16 | no | Temporarily out of use |  | 6000 | Steel-Impressed Current | 1995-09-01 | Fiberglass Reinforced Plastic | Pressurized
1410195 | 1 |  | 1995-10-16 |  | 1995-10-16 |  | Removed from Ground | Gas (Historical Use) | 8000 | Steel-Impressed Current | 1982-05-09 | Steel (Impressed Current) | Pressurized
1410195 | 2 |  | 1995-10-16 |  | 1995-10-16 |  | Removed from Ground | Gas (Historical Use) | 8000 | Steel-Impressed Current | 1982-05-09 | Steel (Impressed Current) | Pressurized
1410195 | 3 |  | 1995-10-16 |  | 1995-10-16 |  | Removed from Ground | Gas (Historical Use) | 8000 | Steel-Impressed Current | 1982-05-09 | Steel (Impressed Current) | Pressurized
1410195 | 4 |  | 1995-10-16 |  | 1995-10-16 |  | Removed from Ground | Diesel | 8000 | Steel-Impressed Current | 1982-05-09 | Steel (Impressed Current) | Pressurized
1410196 | 1 | Flapper Valve | 1995-10-16 | no | 1995-10-16 | no | Currently in Use | Regular | 8000 | Steel-Impressed Current | 1979-05-10 | Steel (Impressed Current) | Pressurized
1410196 | 2 | Flapper Valve | 1995-10-16 | no | 1995-10-16 | no | Currently in Use | Premium | 3000 | Steel-Impressed Current | 1971-05-12 | Steel (Impressed Current) | Pressurized
1410196 | 3 | Flapper Valve | 1995-10-16 | no | 1995-10-16 | no | Currently in Use | Premium | 3000 | Steel-Impressed Current | 1971-05-12 | Steel (Impressed Current) | Pressurized
1410196 | 4 | Flapper Valve | 1995-10-16 | no | 1995-10-16 | no | Currently in Use | Plus | 3000 | Steel-Impressed Current | 1971-05-12 | Steel (Impressed Current) | Pressurized
1410196 | 5 | Flapper Valve | 1995-10-16 | no | 1995-10-16 | no | Currently in Use | Plus | 3000 | Steel-Impressed Current | 1971-05-12 | Steel (Impressed Current) | Pressurized
1410196 | 6 | Flapper Valve | 1995-10-16 | no | 1995-10-16 | no | Currently in Use | Diesel | 6000 | Steel-Impressed Current | 1981-05-09 | Steel (Impressed Current) | Pressurized
1410197 | 1 | [5 empty] | Removed from Ground | Gas (Historical Use) | 1000 | Bare Steel | 1981-05-09 | Galvanized Steel
1410197 | 2 | [5 empty] | Removed from Ground | Gas (Historical Use) | 500 | Bare Steel | 1981-05-09 | Galvanized Steel
1410197 | 3 |  | 1988-01-01 |  | 1988-01-01 |  | Currently in Use | Gas (Historical Use) | 3000 | Bare Steel | 1988-01-01 | Fiberglass Reinforced Plastic | Safe Suction (Euro)
1410199 | 1 | [5 empty] | Removed from Ground | Other | 6700 | Bare Steel | 1981-05-08 | Bare Steel
1410199 | 2 |  |  | yes |  | yes | Closed in Ground | Used Oil | 650 | Bare Steel | 1981-05-08 | Bare Steel
1410199 | 3 |  |  | yes |  | yes | Removed from Ground | Used Oil | 1000 | Bare Steel | 1981-05-08 | Bare Steel
1410199 | 4 | [5 empty] | Removed from Ground | Diesel | 10000 | Bare Steel | 1981-05-08 | Bare Steel
1410201 | 1 | [5 empty] | Removed from Ground | Other | 10000 | Bare Steel | 1982-05-09 | Bare Steel
1410201 | 2 | [5 empty] | Removed from Ground | Other | 10000 | Bare Steel | 1982-05-09 | Bare Steel
1410201 | 3 | [5 empty] | Removed from Ground | Other | 15000 | Bare Steel | 1982-05-09 | Bare Steel
1410202 | 1 |  |  | yes |  | yes | Removed from Ground | Used Oil | 1000 | Bare Steel | 1992-08-01 | Galvanized Steel
1410202 | 2 |  | 1992-08-01 |  | 1995-08-01 |  | Removed from Ground | Gas (Historical Use) | 6000 | Not Marked/Unknown | 1997-08-15 | Fiberglass Reinforced Plastic | Suction (American)
1410202 | 3 |  | 1992-08-01 |  | 1992-08-01 |  | Removed from Ground | Diesel | 10000 | Not Marked/Unknown | 1997-08-15 | Fiberglass Reinforced Plastic | Suction (American)
1410203 | 1 | [5 empty] | Removed from Ground | Gas (Historical Use) | 500 | Marked Unknown | 1956-05-15 | Unknown
1410204 | 1 | [5 empty] | Removed from Ground | Diesel | 10000 | Bare Steel | 1977-05-10 | Bare Steel
1410204 | 2 | [5 empty] | Removed from Ground | Diesel | 30000 | Bare Steel | 1977-05-10 | Bare Steel
1410204 | 3 | [5 empty] | Removed from Ground | Other | 5000 | Bare Steel | 1977-05-10 | Bare Steel
1410204 | 4 |  |  | yes |  | yes | Removed from Ground | Used Oil | 1000 | Bare Steel | 1977-05-10 | Bare Steel
1410205 | 1 | [5 empty] | Removed from Ground | Diesel | 1500 | Bare Steel | 1969-01-05 | Copper | Suction (American)
1410205 | 2 | Flapper Valve | 1995-07-03 | no | 1995-07-03 | no | Currently in Use | Diesel | 4000 | Fiberglass Double Walled | 1995-07-03 | Copper | Suction (American)
1410206 | 1 |  |  | yes |  | yes | Removed from Ground | Used Oil | 550 | Bare Steel | 1979-01-03 | Unknown | Gravity Fed
1410206 | 2 | [5 empty] | Removed from Ground | Gas (Historical Use) | 12000 | Bare Steel | 1979-01-03 | Unknown | Pressurized
1410207 | 5 |  | 1998-09-15 | no | 1998-09-15 | no | Removed from Ground | Used Oil | 0 | Bare Steel | 2004-02-11 | Bare Steel | Pressurized
1410207 | DC | Flapper Valve | 1998-09-15 |  | 1998-09-15 |  | Removed from Ground | Diesel | 4000 | Steel-Impressed Current | 1986-05-01 | Steel (Impressed Current) | Suction (American)
1410207 | FC | Flapper Valve | 1998-09-15 |  | 1998-09-15 |  | Removed from Ground | Gas (Historical Use) | 4000 | Steel-Impressed Current | 1986-05-01 | Steel (Impressed Current) | Suction (American)
1410207 | LF | Flapper Valve | 1998-09-15 |  | 1998-09-15 |  | Removed from Ground | Gas (Historical Use) | 4000 | Steel-Impressed Current | 1986-05-01 | Steel (Impressed Current) | Pressurized
1410207 | SC | Flapper Valve | 1998-09-15 |  | 1998-09-15 |  | Removed from Ground | Gas (Historical Use) | 4000 | Steel-Impressed Current | 1986-05-01 | Steel (Impressed Current) | Pressurized
1410208 | FC |  | 1998-12-04 | no | 1998-12-04 | no | Temporarily out of use |  | 5000 |  | 1986-05-08 |  | Pressurized
1410208 | LF |  | 1998-12-04 | no | 1998-12-01 | no | Temporarily out of use | Gas (Historical Use) | 5000 |  | 1986-05-08 |  | Pressurized
1410208 | SC |  | 1998-12-04 | no | 1998-12-01 | no | Temporarily out of use | Gas (Historical Use) | 5000 |  | 1986-05-08 |  | Pressurized
1410210 | 1 | [5 empty] | Removed from Ground | Diesel | 550 | Bare Steel | 1981-01-01 | Bare Steel
1410212 | 1 | [5 empty] | Closed in Ground | Gas (Historical Use) | 10000 | Bare Steel | 1971-05-12 | Bare Steel
1410212 | 2 | [5 empty] | Closed in Ground | Gas (Historical Use) | 10000 | Bare Steel | 1971-05-12 | Bare Steel
1410212 | 3 | [5 empty] | Closed in Ground | Gas (Historical Use) | 10000 | Bare Steel | 1971-05-12 | Bare Steel
1410213 | 1 |  | 1998-04-01 |  | 1998-04-01 |  | Currently in Use | Gas (Historical Use) | 4000 | Steel-Impressed Current | 1973-05-16 | Steel (Impressed Current) | Pressurized
1410213 | 2 |  | 1998-04-01 |  | 1998-04-01 |  | Currently in Use | Gas (Historical Use) | 4000 | Steel-Impressed Current | 1973-05-16 | Steel (Impressed Current) | Pressurized
1410213 | 3 |  | 1998-04-01 |  | 1998-04-01 |  | Currently in Use | Gas (Historical Use) | 3000 | Steel-Impressed Current | 1973-05-16 | Steel (Impressed Current) | Safe Suction (Euro)
1410213 | 4 |  | 1998-04-01 |  | 1998-04-01 |  | Currently in Use | Gas (Historical Use) | 4000 | Steel-Impressed Current | 1973-05-16 | Steel (Impressed Current) | Pressurized
1410213 | 5 |  | 1998-04-01 |  | 1998-04-01 |  | Currently in Use | Gas (Historical Use) | 4000 | Steel-Impressed Current | 1973-05-16 | Steel (Impressed Current) | Pressurized
1410217 | 1 | [5 empty] | Removed from Ground | Gas (Historical Use) | 5000 | Bare Steel | 1961-01-07 | Bare Steel | Suction (American)
1410217 | 2 | [5 empty] | Removed from Ground | Diesel | 6000 | Bare Steel | 1981-01-02 | Galvanized Steel | Suction (American)
1410217 | 3 | [5 empty] | Removed from Ground | Diesel | 1000 | Bare Steel | 1984-01-02 | Galvanized Steel
1420002 | 1 | [5 empty] | Removed from Ground | Gas (Historical Use) | 500 | Bare Steel | 1966-04-19 | Galvanized Steel
1420002 | 2 | [5 empty] | Removed from Ground | Gas (Historical Use) | 1000 | Bare Steel | 1972-04-17 | Galvanized Steel
1420002 | 3 | [5 empty] | Removed from Ground | Gas (Historical Use) | 1000 | Bare Steel | 1972-04-17 | Galvanized Steel
1420002 | 4 | [5 empty] | Removed from Ground | Diesel | 8000 | Bare Steel | 1974-04-17 | Galvanized Steel
1420002 | 5 | [5 empty] | Removed from Ground | Diesel | 6000 | Bare Steel | 1986-04-14 | Galvanized Steel
1420004 | 1 |  | 1998-10-12 |  | 1998-10-12 |  | Currently in Use | Gas (Historical Use) | 10000 | Bare Steel | 1986-03-03 | Steel (Impressed Current) | Safe Suction (Euro)
1420004 | 2 | [5 empty] | Removed from Ground | Diesel | 1010 | Bare Steel | 1986-03-03 | Galvanized Steel | Suction (American)
1420005 | 1 | [5 empty] | Removed from Ground | Gas (Historical Use) | 6000 | Bare Steel | 1961-01-01 | Galvanized Steel | Pressurized
1420005 | 2 | [5 empty] | Removed from Ground | Gas (Historical Use) | 6000 | Bare Steel | 1961-01-01 | Galvanized Steel | Pressurized
1420005 | 3 | [5 empty] | Removed from Ground | Gas (Historical Use) | 6000 | Bare Steel | 1961-01-01 | Galvanized Steel | Pressurized
1420005 | 4 |  |  | yes |  | yes | Removed from Ground | Used Oil | 550 | Bare Steel | 1961-01-01 | Galvanized Steel
1420005 | 5 | [5 empty] | Removed from Ground | Diesel | 550 | Bare Steel | 1961-01-01 | Galvanized Steel
1420007 | 1 | [5 empty] | Removed from Ground | Gas (Historical Use) | 3000 | Bare Steel | 1959-03-05 | Galvanized Steel | Suction (American)
1420007 | 2 | [5 empty] | Removed from Ground | Gas (Historical Use) | 3000 | Bare Steel | 1959-03-05 | Galvanized Steel | Suction (American)
1420007 | 3 | [5 empty] | Removed from Ground | Gas (Historical Use) | 3000 | Bare Steel | 1959-03-05 | Galvanized Steel
1420007 | 4 | [5 empty] | Removed from Ground | Empty | 550 | Bare Steel | 1959-03-05 | Galvanized Steel
1420007 | 5 | [5 empty] | Removed from Ground | Empty | 260 | Bare Steel | 1959-03-05 | Galvanized Steel
1420010 | 1 | [5 empty] | Removed from Ground | Gas (Historical Use) | 3970 | Bare Steel | 1983-01-01 | Galvanized Steel
1420010 | 10 |  | 1994-04-01 |  | 1994-04-01 |  | Currently in Use | Gas (Historical Use) | 12000 | Fiberglass | 1994-04-01 | Flex | Pressurized
1420010 | 11 |  | 1994-04-01 |  | 1994-04-01 |  | Currently in Use | Gas (Historical Use) | 8000 | Fiberglass | 1994-04-01 | Flex | Pressurized
1420010 | 2 | [5 empty] | Removed from Ground | Gas (Historical Use) | 3970 | Bare Steel | 1974-01-01 | Galvanized Steel
1420010 | 3 | [5 empty] | Removed from Ground | Diesel | 7896 | Bare Steel | 1974-01-01 | Galvanized Steel
1420010 | 4 | [5 empty] | Removed from Ground | Diesel | 7896 | Not Marked/Unknown | 1974-01-01 | Not Marked
1420010 | 5 | [5 empty] | Removed from Ground | Gas (Historical Use) | 3970 | Not Marked/Unknown | 1974-01-01 | Not Marked
1420010 | 6 | [5 empty] | Removed from Ground | Gas (Historical Use) | 3970 | Bare Steel | 1974-01-01 | Galvanized Steel
1420010 | 7 | [5 empty] | Removed from Ground | Gas (Historical Use) | 3970 | Bare Steel | 1974-01-01 | Galvanized Steel
1420010 | 8 |  | 1994-04-01 |  | 1994-04-01 |  | Currently in Use | Diesel | 12000 | Fiberglass | 1994-04-01 | Flex | Pressurized
1420010 | 9 |  | 1994-04-01 |  | 1994-04-01 |  | Currently in Use | Diesel | 12000 | Fiberglass | 1994-04-01 | Flex | Pressurized
1420012 | 1 | [5 empty] | Removed from Ground | Gas (Historical Use) | 11000 | Bare Steel | 1971-02-24 | Galvanized Steel
1420012 | 2 | [5 empty] | Removed from Ground | Gas (Historical Use) | 8000 | Bare Steel | 1971-02-24 | Galvanized Steel
1420012 | 3 | [5 empty] | Removed from Ground | Diesel | 3000 | Bare Steel | 1976-02-23 | Galvanized Steel
1420012 | 4 | [5 empty] | Removed from Ground | Diesel | 3000 | Bare Steel | 1976-02-23 | Galvanized Steel
1420013 | 1 | [5 empty] | Removed from Ground | Gas (Historical Use) | 1000 | Bare Steel | 1966-01-01 | Galvanized Steel
1420015 | 1 | Flapper Valve | 1996-06-09 | no | 1996-06-09 | no | Currently in Use | Plus | 6000 | Steel-Impressed Current | 1978-03-09 | Fiberglass Reinforced Plastic | Pressurized
1420015 | 2 | Flapper Valve | 1996-06-01 | no | 1996-06-01 | no | Currently in Use | Regular | 6000 | Steel-Impressed Current | 1978-03-09 | Fiberglass Reinforced Plastic | Pressurized
1420015 | 3 | Flapper Valve | 1996-06-01 | no | 1996-06-01 | no | Currently in Use | Premium | 6000 | Steel-Impressed Current | 1978-03-09 | Fiberglass Reinforced Plastic | Pressurized
1420015 | 4 | Flapper Valve | 1996-06-01 | no | 1996-06-01 | no | Currently in Use | E-10 | 6000 | Steel-Impressed Current | 1978-03-09 | Fiberglass Reinforced Plastic | Pressurized
1420016 | 1 | [5 empty] | Removed from Ground | Diesel | 2000 | Bare Steel | 1981-04-24 | Bare Steel
1420017 | 346G1 | [5 empty] | Removed from Ground | Gas (Historical Use) | 1060 | Bare Steel | 1972-04-24 | Galvanized Steel
1420018 | 1 | [5 empty] | Removed from Ground | Gas (Historical Use) | 500 | Bare Steel | 1971-04-25 | Galvanized Steel
1420018 | 2 | [5 empty] | Removed from Ground | Gas (Historical Use) | 500 | Bare Steel | 1971-04-25 | Galvanized Steel
1420018 | 3 | [5 empty] | Removed from Ground | Gas (Historical Use) | 1000 | Bare Steel | 1978-04-23 | Galvanized Steel
1420020 | 2 | [5 empty] | Removed from Ground | Gas (Historical Use) | 1000 | Bare Steel | 1978-04-24 | Galvanized Steel
1420020 | 3 | [5 empty] | Removed from Ground | Empty | 1000 | Bare Steel | 1973-04-25 | Galvanized Steel
1420022 | 10446-3 | [5 empty] | Removed from Ground | Gas (Historical Use) | 1000 | Bare Steel | 1971-05-03 | Galvanized Steel
1420022 | 10446-4 | [5 empty] | Removed from Ground | Gas (Historical Use) | 550 | Bare Steel | 1980-04-30 | Galvanized Steel
1420022 | 10446-5 | [5 empty] | Removed from Ground | Diesel | 550 | Bare Steel | 1981-04-30 | Galvanized Steel
1420022 | 446D1 |  | 1988-12-18 |  | 1988-12-18 |  | Removed from Ground | Diesel | 1000 | Cathodically Protected Steel | 1988-12-18 | Galvanized Steel | Suction (American)
1420022 | 446G1 |  | 1988-12-18 |  | 1988-12-18 |  | Removed from Ground | Gas (Historical Use) | 1040 | Cathodically Protected Steel | 1988-12-18 | Galvanized Steel | Suction (American)
1420024 | 1 | [5 empty] | Removed from Ground | Diesel | 3000 | Bare Steel | 1988-12-22 | Galvanized Steel
1420025 | 1 | Flapper Valve | 1977-06-15 | no | 1977-06-15 | no | Currently in Use | Regular | 10000 | Steel-Impressed Current | 1963-04-02 | Steel (Impressed Current) | Pressurized
1420025 | 2 | Flapper Valve | 1977-06-15 | no | 1977-06-15 | no | Currently in Use | Premium | 6000 | Steel-Impressed Current | 1976-03-29 | Steel (Impressed Current) | Pressurized
1420025 | 3 | Flapper Valve | 1977-06-15 | no | 1977-06-15 | no | Currently in Use | Plus | 6000 | Steel-Impressed Current | 1976-03-29 | Steel (Impressed Current) | Pressurized
1420026 | 1 | Flapper Valve | 1993-10-01 | no | 1995-01-01 | no | Currently in Use | Regular | 4000 | Galvanic (STIP-3) | 1995-01-01 | Fiberglass Reinforced Plastic | Pressurized
1420026 | 2 | Flapper Valve | 1993-10-01 | no | 1995-01-01 | no | Currently in Use | Regular | 4000 | Galvanic (STIP-3) | 1995-01-01 | Fiberglass Reinforced Plastic | Pressurized
1420026 | 3 | Flapper Valve | 1993-10-01 | no | 1995-01-01 | no | Currently in Use | Plus | 2000 | Galvanic (STIP-3) | 1995-01-01 | Fiberglass Reinforced Plastic | Pressurized
1420026 | 4 | Flapper Valve | 1993-10-01 | no | 1993-10-01 | no | Currently in Use | Diesel | 2000 | Galvanic (STIP-3) | 1993-10-01 | Fiberglass Reinforced Plastic | Pressurized
1420026 | 5 | Flapper Valve | 1993-10-01 | no | 1993-10-01 | no | Currently in Use | Premium | 1000 | Galvanic (STIP-3) | 1993-10-01 | Fiberglass Reinforced Plastic | Pressurized
1420026 | 6 | Flapper Valve | 1993-10-01 | no | 1995-01-01 | no | Temporarily out of use | Kerosene | 1000 | Galvanic (STIP-3) | 1995-01-01 | Fiberglass Reinforced Plastic | Pressurized
1420027 | 1 | [5 empty] | Removed from Ground | Empty | 5000 | Bare Steel | 1956-04-01 | Galvanized Steel
1420030 | 1 | [5 empty] | Removed from Ground | Diesel | 3000 | Bare Steel | 1984-05-05 | Galvanized Steel
1420030 | 2 | [5 empty] | Removed from Ground | Gas (Historical Use) | 4000 | Bare Steel | 1979-05-07 | Galvanized Steel
1420030 | 3 | [5 empty] | Removed from Ground | Gas (Historical Use) | 5000 | Bare Steel | 1984-05-05 | Galvanized Steel
1420030 | 4 | [5 empty] | Removed from Ground | Gas (Historical Use) | 4000 | Bare Steel | 1979-05-07 | Galvanized Steel
1420031 | 1 | Flapper Valve | 1996-09-01 | no | 1996-02-01 | no | Currently in Use | Regular | 10000 | Steel-Impressed Current | 1978-05-07 | Steel (Impressed Current) | Suction (American)
1420031 | 2 | Flapper Valve | 1996-09-01 | no | 1996-02-01 | no | Currently in Use | Plus | 10000 | Steel-Impressed Current | 1978-05-07 | Steel (Impressed Current) | Suction (American)
1420031 | 3 | Flapper Valve | 1996-09-01 | no | 1996-09-01 | no | Currently in Use | Premium | 6000 | Steel-Impressed Current | 1989-01-01 | Steel (Impressed Current) | Pressurized
1420031 | 4 | Flapper Valve | 1996-09-01 | no | 1996-09-01 | no | Currently in Use | Diesel | 10000 | Steel-Impressed Current | 1989-09-01 | Steel (Impressed Current) | Pressurized
1420032 | 1 | Flapper Valve | 1998-09-01 | no | 1987-01-08 | no | Currently in Use | Regular | 18000 | Steel-Impressed Current | 1964-01-01 | Steel (Impressed Current) | Suction (American)
1420032 | 2 | Flapper Valve | 1998-09-01 | no | 1987-01-01 | no | Currently in Use | Diesel | 18000 | Steel-Impressed Current | 1964-01-01 | Steel (Impressed Current) | Suction (American)
1420032 | 3 | Overfill Alarm | 1998-09-01 | no | 1987-01-01 | no | Currently in Use | Diesel | 18000 | Steel-Impressed Current | 1964-01-01 | Steel (Impressed Current) | Suction (American)
1420033 | 1 | [5 empty] | Removed from Ground | Other | 4000 | Bare Steel | 1987-01-01 | Galvanized Steel
1420033 | 2 | [5 empty] | Removed from Ground | Empty | 3000 | Bare Steel | 1966-05-10 | Galvanized Steel
1420033 | 3 | [5 empty] | Removed from Ground | Empty | 6000 | Bare Steel | 1968-05-09 | Galvanized Steel
1420033 | 4 | Flapper Valve | 1998-10-01 | no | 1998-10-01 | no | Currently in Use | Regular | 6000 | Steel-Impressed Current | 1987-01-01 | Galvanized Steel | Pressurized
1420033 | 5 | Flapper Valve | 1998-10-01 | no | 1998-10-01 | no | Currently in Use | Premium | 6000 | Steel-Impressed Current | 1987-01-01 | Galvanized Steel | Pressurized
1420033 | 6 |  |  | yes |  | yes | Removed from Ground | Used Oil | 500 | Bare Steel | 1964-01-01 | Galvanized Steel | Gravity Fed
1420034 | 1 | [5 empty] | Removed from Ground | Gas (Historical Use) | 10000 | Bare Steel | 1985-05-05 | Galvanized Steel | Pressurized
1420034 | 2 | Flapper Valve | 1996-02-17 | no | 1996-02-17 | no | Currently in Use | E-10 | 10000 | Steel-Impressed Current | 1985-05-05 | Fiberglass Reinforced Plastic | Pressurized
1420034 | 3 | Flapper Valve | 1996-02-17 | no | 1996-02-17 | no | Currently in Use | Diesel | 10000 | STIP-3/Impressed Current | 1985-05-05 | Fiberglass Reinforced Plastic | Pressurized
1420034 | 4 | Flapper Valve |  | no |  | no | Currently in Use | Diesel | 4000 | Bare Steel | 1987-12-31 | Galvanized Steel | Pressurized
1420034 | 5 | Flapper Valve | 1996-02-17 | no | 1996-02-17 | no | Currently in Use | E-10 | 6000 | Composite | 1996-02-01 | Fiberglass Reinforced Plastic | Pressurized
1420035 | L1 | [5 empty] | Removed from Ground | Gas (Historical Use) | 500 | Bare Steel | 1961-05-11 | Galvanized Steel
1420035 | TS1 | [5 empty] | Removed from Ground | Gas (Historical Use) | 1000 | Bare Steel | 1952-05-13 | Galvanized Steel
1420035 | TS2 | [5 empty] | Removed from Ground | Gas (Historical Use) | 1000 | Bare Steel | 1978-05-07 | Galvanized Steel
1420035 | W1 | [5 empty] | Removed from Ground | Gas (Historical Use) | 1000 | Bare Steel | 1948-05-14 | Galvanized Steel
1420039 | T1 | Ball Float | 1997-05-01 | no | 1997-05-01 | no | Currently in Use | Regular | 5000 | Steel-Impressed Current | 1979-05-09 | Double-Walled Flex | Pressurized
1420039 | T2 | Ball Float | 1997-05-01 | no | 1997-05-01 | no | Currently in Use | Premium | 8000 | Steel-Impressed Current | 1979-05-09 | Double-Walled Flex | Pressurized
1420039 | T3 | Ball Float | 1997-05-01 | no | 1997-05-01 | no | Currently in Use | Regular | 5000 | Steel-Impressed Current | 1979-05-09 | Double-Walled Flex | Pressurized
1420041 | 1 | Ball Float | 1997-04-18 | no | 1997-04-18 | no | Currently in Use | Gas (Historical Use) | 8000 | Steel-Impressed Current | 1983-05-08 | Fiberglass Reinforced Plastic | Safe Suction (Euro)
1420041 | 2 | Ball Float | 1997-04-18 | no | 1997-04-18 | no | Currently in Use | Gas (Historical Use) | 6000 | Steel-Impressed Current | 2015-02-24 | Fiberglass Reinforced Plastic | Safe Suction (Euro)
1420041 | 3 | Ball Float | 1997-04-18 | no | 1997-04-18 | no | Currently in Use | Gas (Historical Use) | 6000 | Steel-Impressed Current | 2015-02-24 | Fiberglass Reinforced Plastic | Safe Suction (Euro)
1420042 | 1 | [5 empty] | Removed from Ground | Gas (Historical Use) | 1000 | Bare Steel | 1974-05-10 | Galvanized Steel
1420042 | 2 | [5 empty] | Removed from Ground | Diesel | 500 | Bare Steel | 1974-05-10 | Galvanized Steel
1420043 | 1 | [5 empty] | Removed from Ground | Diesel | 8000 | Bare Steel | 1971-05-11 | Galvanized Steel
1420044 | 1 | [5 empty] | Removed from Ground | Gas (Historical Use) | 3000 | Bare Steel | 1966-05-12 | Galvanized Steel
1420046 | 1 |  | 1998-06-01 |  | 1998-06-01 |  | Removed from Ground | Gas (Historical Use) | 6000 | Cathodically Protected Steel | 1998-06-01 | Fiberglass Reinforced Plastic | Pressurized
1420046 | 2 |  | 1998-06-01 |  | 1998-06-01 |  | Removed from Ground | Gas (Historical Use) | 6000 | Cathodically Protected Steel | 1998-06-01 | Fiberglass Reinforced Plastic | Pressurized
1420046 | 3 |  | 1998-06-01 |  | 1998-06-01 |  | Removed from Ground | Gas (Historical Use) | 6000 | Cathodically Protected Steel | 1998-06-01 | Fiberglass Reinforced Plastic | Pressurized
1420046 | 4 |  | 1998-06-01 |  | 1998-06-01 |  | Removed from Ground | Diesel | 6000 | Cathodically Protected Steel | 1998-06-01 | Fiberglass Reinforced Plastic | Pressurized
1420046 | 5 |  | 1999-01-01 |  | 1999-01-01 |  | Temporarily out of use | Diesel | 8000 | Galvanic (STIP-3) | 1999-01-01 | Fiberglass Reinforced Plastic | Pressurized
1420046 | 6 |  | 2016-12-23 | no | 2016-12-23 | no | Currently in Use | Gas (Historical Use) | 20000 | Composite Double Walled | 2016-12-23 | Double-Walled Fiberglass | Pressurized
1420046 | 7A |  | 2016-12-23 | no | 2016-12-23 | no | Currently in Use | Diesel | 15000 | Composite Double Walled | 2016-12-23 | Double-Walled Fiberglass | Pressurized
1420046 | 7B |  | 2016-12-23 | no | 2016-12-23 | no | Currently in Use | Gas (Historical Use) | 5000 | Composite Double Walled | 2016-12-23 | Double-Walled Fiberglass | Pressurized
1420048 | 1 | [5 empty] | Removed from Ground | Diesel | 250 | Bare Steel | 1985-01-01 | Bare Steel | Suction (American)
1420049 | 1 |  | 1999-02-18 |  | 1999-02-18 |  | Removed from Ground | Gas (Historical Use) | 4000 | Steel-Impressed Current | 1976-05-25 | Cathodically Protected | Pressurized
1420049 | 2 |  | 1999-02-18 |  | 1999-02-18 |  | Removed from Ground | Gas (Historical Use) | 4000 | Steel-Impressed Current | 1976-05-25 | Cathodically Protected | Pressurized
1420049 | 3 |  | 1999-02-18 |  | 1999-02-18 |  | Removed from Ground | Gas (Historical Use) | 4000 | Steel-Impressed Current | 1976-05-25 | Cathodically Protected | Pressurized
1420049 | 4 |  | 1999-02-18 |  | 1999-02-18 |  | Removed from Ground | Gas (Historical Use) | 4000 | Steel-Impressed Current | 1976-05-25 | Cathodically Protected | Pressurized
1420049 | 5 |  | 1999-02-18 |  | 1999-02-18 |  | Removed from Ground | Gas (Historical Use) | 4000 | Steel-Impressed Current | 1976-05-25 | Cathodically Protected | Pressurized
1420049 | 6 |  | 1999-02-18 |  | 1999-02-18 |  | Removed from Ground | Gas (Historical Use) | 4000 | Steel-Impressed Current | 1976-05-25 | Cathodically Protected | Pressurized
1422000 | 1 | [5 empty] | Removed from Ground | Gas (Historical Use) | 8068 | Bare Steel | 1975-03-01 | Galvanized Steel | Suction (American)
1422000 | 2 | [5 empty] | Removed from Ground | Gas (Historical Use) | 8068 | Bare Steel | 1975-03-01 | Galvanized Steel | Suction (American)
1422000 | 3 |  |  | no |  | no | Removed from Ground | Not Marked/Tank Removed | 0 | Unknown | 2002-09-23 | Unknown
1430001 | KEROSENE | [5 empty] | Removed from Ground | Kerosene | 560 | Bare Steel | 1984-05-08 | Galvanized Steel
1430001 | PREM |  | 1998-12-01 |  | 1998-12-01 |  | Removed from Ground | Gas (Historical Use) | 4000 | Cathodically Protected Steel | 1981-05-09 | Cathodically Protected | Suction (American)
1430001 | REG |  | 1998-12-01 |  | 1998-12-01 |  | Removed from Ground | Gas (Historical Use) | 6000 | Cathodically Protected Steel | 1981-05-09 | Cathodically Protected | Suction (American)
1430001 | UN |  | 1998-12-01 |  | 1998-12-01 |  | Removed from Ground | Gas (Historical Use) | 6000 | Cathodically Protected Steel | 1981-05-09 | Cathodically Protected | Suction (American)
1430003 | 1 | [5 empty] | Removed from Ground | Gas (Historical Use) | 3000 | Bare Steel | 1981-05-09 | Galvanized Steel
1430003 | 2 | [5 empty] | Removed from Ground | Gas (Historical Use) | 2000 | Bare Steel | 1981-05-09 | Galvanized Steel
1430003 | 3 | [5 empty] | Removed from Ground | Gas (Historical Use) | 1000 | Bare Steel | 1981-05-09 | Galvanized Steel
1430004 | 1 | [5 empty] | Removed from Ground | Gas (Historical Use) | 1 | Bare Steel | 1978-05-10 | Unknown
1430004 | 2 | [5 empty] | Removed from Ground | Gas (Historical Use) | 1 | Bare Steel | 1978-05-10 | Unknown
1430005 | 1 | [5 empty] | Removed from Ground | Gas (Historical Use) | 1000 | Bare Steel | 1976-05-10 | Unknown | Suction (American)
1430005 | 2 | [5 empty] | Removed from Ground | Gas (Historical Use) | 1000 | Bare Steel | 1976-05-10 | Unknown | Suction (American)
1430005 | 3A |  | 1996-10-01 |  | 1996-10-01 |  | Temporarily out of use | Gas (Historical Use) | 2000 | Cathodically Protected Steel | 1996-10-01 | Cathodically Protected | Suction (American)
1430005 | 3B |  | 1996-10-01 |  | 1996-10-01 |  | Temporarily out of use | Gas (Historical Use) | 2000 | Cathodically Protected Steel | 1996-10-01 | Cathodically Protected | Suction (American)
1430006 | 1 | Flapper Valve | 1999-01-01 | no | 1999-01-01 | no | Temporarily out of use | Regular | 1000 | Galvanic (STIP-3) | 1986-05-08 | Double-Walled Flex | Safe Suction (Euro)
1430006 | 2 | Flapper Valve | 1999-01-01 | no | 1999-01-01 | no | Temporarily out of use | Gas (Historical Use) | 1000 | Galvanic (STIP-3) | 1986-05-08 | Double-Walled Flex | Safe Suction (Euro)
1430008 | 1 | [5 empty] | Removed from Ground | Gas (Historical Use) | 2000 | Bare Steel | 1977-04-24 | Bare Steel | Safe Suction (Euro)
1430008 | 2 | [5 empty] | Removed from Ground | Diesel | 560 | Bare Steel | 1955-04-30 | Bare Steel | Safe Suction (Euro)
1430008 | 3 |  | 1990-01-01 |  | 1990-01-01 |  | Removed from Ground | Gas (Historical Use) | 1000 | Galvanic (STIP-3) | 1990-01-01 | Cathodically Protected | Safe Suction (Euro)
1430008 | 4 |  | 1990-01-01 |  | 1990-01-01 |  | Removed from Ground | Diesel | 1000 | Galvanic (STIP-3) | 1990-01-01 | Cathodically Protected | Safe Suction (Euro)
1430010 | 1 | [5 empty] | Removed from Ground | Gas (Historical Use) | 2000 | Bare Steel | 1971-04-27 | Galvanized Steel
1430010 | 2 | [5 empty] | Removed from Ground | Gas (Historical Use) | 1000 | Bare Steel | 1966-04-28 | Galvanized Steel
1430010 | 3 | [5 empty] | Removed from Ground | Gas (Historical Use) | 1000 | Bare Steel | 1966-04-28 | Galvanized Steel
1430010 | 4 | [5 empty] | Removed from Ground | Gas (Historical Use) | 560 | Bare Steel | 1966-04-28 | Galvanized Steel
1430010 | 5 | [5 empty] | Removed from Ground | Gas (Historical Use) | 560 | Bare Steel | 1961-04-29 | Galvanized Steel
1430010 | 6 | [5 empty] | Removed from Ground | Gas (Historical Use) | 560 | Bare Steel | 1961-04-29 | Galvanized Steel
1430011 | 1 | [5 empty] | Removed from Ground | Gas (Historical Use) | 2000 | Cathodically Protected Steel | 1966-02-15 | Bare Steel
1430011 | 2 | [5 empty] | Removed from Ground | Gas (Historical Use) | 6500 | Bare Steel | 1954-02-18 | Bare Steel
1430011 | 3 | [5 empty] | Closed in Ground | Kerosene | 1000 | Bare Steel | 1946-02-20 | Bare Steel
1430011 | 4 | [5 empty] | Closed in Ground | Diesel | 250 | Bare Steel | 1946-02-20 | Bare Steel
1430012 | 1 | [5 empty] | Removed from Ground | Gas (Historical Use) | 1000 | Bare Steel | 1968-01-21 | Bare Steel
1430012 | 2 | [5 empty] | Removed from Ground | Kerosene | 15000 | Bare Steel | 1971-01-20 | Bare Steel
1430031 | 1 | [5 empty] | Removed from Ground | Diesel | 500 | Bare Steel | 1983-01-02 | Bare Steel | Suction (American)
1430032 | 1 | [5 empty] | Removed from Ground | Diesel | 500 | Bare Steel | 1985-01-01 | Bare Steel | Suction (American)
1440001 | 1 | [5 empty] | Removed from Ground | Gas (Historical Use) | 2000 | Bare Steel | 1970-04-18 | Galvanized Steel | Safe Suction (Euro)
1440001 | 10 | Flapper Valve | 1998-12-15 | no | 1998-12-15 | no | Temporarily out of use | Kerosene | 2000 | Fiberglass | 1998-12-15 | Fiberglass Reinforced Plastic | Safe Suction (Euro)
1440001 | 2 | [5 empty] | Removed from Ground | Gas (Historical Use) | 2000 | Bare Steel | 1970-04-18 | Galvanized Steel | Safe Suction (Euro)
1440001 | 3 | [5 empty] | Removed from Ground | Gas (Historical Use) | 2000 | Bare Steel | 1970-04-18 | Galvanized Steel | Safe Suction (Euro)
1440001 | 4 | [5 empty] | Removed from Ground | Gas (Historical Use) | 2000 | Bare Steel | 1984-04-14 | Galvanized Steel | Safe Suction (Euro)
1440001 | 6 | Ball Float | 1998-12-15 | no | 1998-12-15 | no | Currently in Use | Gas (Historical Use) | 12000 | Fiberglass | 1998-12-15 | Fiberglass Reinforced Plastic | Pressurized
1440001 | 7 | Ball Float | 1998-12-15 | no | 1998-12-15 | no | Currently in Use | Gas (Historical Use) | 6000 | Fiberglass | 1998-12-15 | Fiberglass Reinforced Plastic | Pressurized
1440001 | 8 | Flapper Valve | 1998-12-15 | no | 1998-12-15 | no | Currently in Use | Diesel | 2000 | Fiberglass | 1998-12-15 | Fiberglass Reinforced Plastic | Safe Suction (Euro)
1440001 | 9 | Flapper Valve | 1998-12-15 | no | 1998-12-15 | no | Currently in Use | Diesel | 4000 | Fiberglass | 1998-12-15 | Fiberglass Reinforced Plastic | Pressurized
1440002 | 1 | [5 empty] | Closed in Ground | Empty | 500 | Bare Steel | 1973-03-20 | Copper
1440002 | 2 | [5 empty] | Closed in Ground | Empty | 3000 | Bare Steel | 1973-03-20 | Copper
1440002 | 3 | [5 empty] | Removed from Ground | Diesel | 250 | Bare Steel | 1973-03-20 | Bare Steel | Safe Suction (Euro)
1440004 | 1 | [5 empty] | Removed from Ground | Other | 6000 | Bare Steel | 1964-02-27 | Galvanized Steel
1440004 | 2 | [5 empty] | Removed from Ground | Other | 6000 | Bare Steel | 1964-02-27 | Galvanized Steel
1440005 | 1 | [5 empty] | Currently in Use | Gas (Historical Use) | 0 | Not Marked/Unknown |  | Not Marked
1440005 | 2018-04-01 | [5 empty] | Removed from Ground | Gas (Historical Use) | 500 | Bare Steel | 1963-02-19 | Galvanized Steel
1440005 | 2018-04-02 | [5 empty] | Removed from Ground | Gas (Historical Use) | 1000 | Bare Steel | 1978-02-15 | Galvanized Steel
1440005 | 2018-04-03 | [5 empty] | Removed from Ground | Gas (Historical Use) | 1000 | Bare Steel | 1978-02-15 | Galvanized Steel
1440005 | 2018-04-04 | [5 empty] | Removed from Ground | Diesel | 500 | Bare Steel | 1980-02-15 | Galvanized Steel
1440006 | 1 | [5 empty] | Removed from Ground | Gas (Historical Use) | 3000 | Bare Steel | 1976-02-27 | Galvanized Steel
1440006 | 2 | [5 empty] | Removed from Ground | Gas (Historical Use) | 10000 | Bare Steel | 1978-02-26 | Galvanized Steel
1440007 | 1 | [5 empty] | Currently in Use | Other | 1000 | Marked Unknown |  | Unknown
1440008 | 1 | [5 empty] | Removed from Ground | Gas (Historical Use) | 1000 | Marked Unknown | 1986-01-01 | Unknown
1440008 | 2 | [5 empty] | Removed from Ground | Gas (Historical Use) | 2000 | Bare Steel | 1979-01-01 | Bare Steel
1440008 | 3 |  | 1989-07-01 |  |  |  | Removed from Ground | Diesel | 2000 | Galvanic (STIP-3) | 1989-07-01 | Bare Steel | Suction (American)
1440009 | 2 | [5 empty] | Removed from Ground | Gas (Historical Use) | 500 | Marked Unknown | 1986-01-03 | Unknown
1440009 | 3 | [5 empty] | Removed from Ground | Gas (Historical Use) | 1000 | Cathodically Protected Steel | 1990-04-01 | Bare Steel | Suction (American)
1440010 | 1 | [5 empty] | Closed in Ground | Diesel | 500 | Bare Steel | 1950-01-31 | Bare Steel | Suction (American)
1440010 | 2 | [5 empty] | Closed in Ground | Gas (Historical Use) | 1000 | Bare Steel | 1985-01-22 | Galvanized Steel | Suction (American)
1440010 | 3 | [5 empty] | Removed from Ground | Gas (Historical Use) | 500 | Bare Steel | 1986-01-22 | Bare Steel | Suction (American)
1440010 | 4 | [5 empty] | Closed in Ground | Other | 0 | Not Marked/Unknown | 1995-05-11 | Not Marked
1440011 | 1 | [5 empty] | Removed from Ground | Gas (Historical Use) | 1050 | Bare Steel | 1973-01-25 | Unknown
1440011 | 2 | Flapper Valve | 2002-04-01 | no | 2002-04-01 | no | Temporarily out of use | Diesel | 1000 | Fiberglass Double Walled | 2002-04-01 | Fiberglass Reinforced Plastic | Safe Suction (Euro)
1440011 | 3 | Flapper Valve | 2002-04-01 | no | 2002-04-01 | no | Temporarily out of use | Gas (Historical Use) | 1000 | Fiberglass Double Walled | 2002-04-01 | Fiberglass Reinforced Plastic | Safe Suction (Euro)
1440012 | 1 | [5 empty] | Temporarily out of use | Gas (Historical Use) | 2000 | Bare Steel | 1974-03-16 | Galvanized Steel
1440015 | 121D1 | [5 empty] | Removed from Ground | Gas (Historical Use) | 1000 | Cathodically Protected Steel | 1988-01-01 | Galvanized Steel
1440015 | 121G1 | [5 empty] | Removed from Ground | Diesel | 1000 | Cathodically Protected Steel | 1988-01-01 | Galvanized Steel
1440016 | 1 | [5 empty] | Removed from Ground | Gas (Historical Use) | 1000 | Bare Steel | 1995-02-21 | Galvanized Steel | Safe Suction (Euro)
1440016 | 2 | [5 empty] | Removed from Ground | Gas (Historical Use) | 1000 | Bare Steel | 1961-04-10 | Galvanized Steel | Safe Suction (Euro)
1440016 | 3 | [5 empty] | Removed from Ground | Gas (Historical Use) | 2000 | Bare Steel | 1961-04-10 | Galvanized Steel | Safe Suction (Euro)
1440016 | 4 | [5 empty] | Removed from Ground | Diesel | 1000 | Bare Steel | 1961-04-10 | Galvanized Steel | Safe Suction (Euro)
1440016 | 5 | [5 empty] | Removed from Ground | Kerosene | 550 | Bare Steel | 1961-04-10 | Galvanized Steel | Safe Suction (Euro)
1440016 | 6 |  | 1995-05-01 |  | 1995-05-01 |  | Temporarily out of use | Gas (Historical Use) | 4000 | Galvanic (STIP-3) | 1995-05-01 | Fiberglass Reinforced Plastic | Safe Suction (Euro)
1440016 | 7 |  | 1995-05-01 |  | 1995-05-01 |  | Temporarily out of use | Gas (Historical Use) | 1000 | Galvanic (STIP-3) | 1995-05-01 | Fiberglass Reinforced Plastic | Safe Suction (Euro)
1440016 | 8 |  | 1995-05-01 |  | 1995-05-01 |  | Temporarily out of use | Gas (Historical Use) | 1000 | Galvanic (STIP-3) | 1995-05-01 | Fiberglass Reinforced Plastic | Safe Suction (Euro)
1440016 | 9 |  | 1995-05-01 |  | 1995-05-01 |  | Temporarily out of use | Gas (Historical Use) | 1000 | Galvanic (STIP-3) | 1995-05-01 | Fiberglass Reinforced Plastic | Safe Suction (Euro)
1440017 | PREM | [5 empty] | Closed in Ground | Gas (Historical Use) | 1000 | Bare Steel | 1964-05-04 | Unknown
1440017 | REG | [5 empty] | Closed in Ground | Gas (Historical Use) | 550 | Bare Steel | 1964-05-04 | Unknown
1440018 | DIESEL | [5 empty] | Removed from Ground | Diesel | 550 | Bare Steel | 1966-05-04 | Galvanized Steel
1440018 | PREM | [5 empty] | Removed from Ground | Gas (Historical Use) | 1000 | Bare Steel | 1966-05-04 | Galvanized Steel
1440018 | REG | [5 empty] | Removed from Ground | Gas (Historical Use) | 1000 | Bare Steel | 1971-05-03 | Galvanized Steel
1440018 | UL | [5 empty] | Removed from Ground | Gas (Historical Use) | 550 | Bare Steel | 1966-05-04 | Galvanized Steel
1440019 | 1 | [5 empty] | Removed from Ground | Diesel | 10000 | Bare Steel | 1980-05-02 | Bare Steel
1440019 | 2 | [5 empty] | Removed from Ground | Gas (Historical Use) | 5000 | Bare Steel | 1982-05-02 | Bare Steel | Suction (American)
1440020 | 1 |  | 1998-12-21 |  | 1998-12-21 |  | Removed from Ground | Kerosene | 2000 | Steel-Impressed Current | 1971-05-10 | Fiberglass Reinforced Plastic | Safe Suction (Euro)
1440020 | 2 |  | 1998-12-21 |  | 1998-12-21 |  | Removed from Ground | Diesel | 2000 | Steel-Impressed Current | 1971-05-10 | Fiberglass Reinforced Plastic | Safe Suction (Euro)
1440020 | 3 |  | 1998-12-21 |  | 1998-12-21 |  | Removed from Ground | Diesel | 2000 | Steel-Impressed Current | 1971-05-10 | Fiberglass Reinforced Plastic | Safe Suction (Euro)
1440020 | 4 |  | 2000-04-12 | no | 2000-04-12 | no | Currently in Use | Gas (Historical Use) | 8000 | Epoxy | 2000-04-12 | Fiberglass Reinforced Plastic | Pressurized
1440020 | 5 | [5 empty] | Removed from Ground | Diesel | 550 | Bare Steel | 1971-05-10 | Galvanized Steel | Suction (American)
1440020 | 6 |  |  | yes |  | yes | Removed from Ground | Used Oil | 280 | Bare Steel | 1971-05-10 | Galvanized Steel | Safe Suction (Euro)
1440020 | 7 |  | 2000-04-12 | no | 2000-04-12 | no | Currently in Use | Gas (Historical Use) | 6000 | Epoxy | 2000-04-12 | Fiberglass Reinforced Plastic | Pressurized
1440020 | 8 |  | 2004-07-19 | no | 2004-07-19 | no | Currently in Use | Diesel | 4000 | Epoxy | 2004-07-19 | Fiberglass Reinforced Plastic | Suction (American)
1440021 | 1 | [5 empty] | Removed from Ground | Gas (Historical Use) | 550 | Bare Steel | 1961-05-12 | Galvanized Steel | Suction (American)
1440021 | 2 | [5 empty] | Removed from Ground | Gas (Historical Use) | 1000 | Bare Steel | 1961-05-12 | Galvanized Steel | Suction (American)
1440022 | 1 | [5 empty] | Removed from Ground | Gas (Historical Use) | 1000 | Bare Steel | 1986-05-06 | Galvanized Steel
1440022 | 2 | [5 empty] | Removed from Ground | Gas (Historical Use) | 1000 | Bare Steel | 1986-05-06 | Galvanized Steel
1440022 | 3 | Flapper Valve | 1992-02-01 | no | 1992-02-01 | no | Currently in Use | Regular | 6000 | Fiberglass | 1992-04-03 | Fiberglass Reinforced Plastic | Safe Suction (Euro)
1440022 | 4 | Flapper Valve | 1992-02-01 | no | 1992-02-01 | no | Currently in Use | Plus | 4000 | Fiberglass | 1992-04-03 | Fiberglass Reinforced Plastic | Safe Suction (Euro)
1440023 | 1 | [5 empty] | Removed from Ground | Gas (Historical Use) | 550 | Bare Steel | 1961-05-12 | Galvanized Steel
1440023 | 2 | [5 empty] | Removed from Ground | Gas (Historical Use) | 550 | Bare Steel | 1961-05-12 | Galvanized Steel
1440023 | 3 | [5 empty] | Removed from Ground | Gas (Historical Use) | 1000 | Bare Steel | 1976-05-08 | Galvanized Steel
1440023 | 4 | [5 empty] | Removed from Ground | Diesel | 280 | Bare Steel | 1976-05-08 | Galvanized Steel
1440024 | 1 | [5 empty] | Removed from Ground | Gas (Historical Use) | 550 | Bare Steel | 1961-05-14 | Galvanized Steel
1440024 | 2 | [5 empty] | Removed from Ground | Gas (Historical Use) | 550 | Bare Steel | 1961-05-14 | Galvanized Steel
1440024 | 3 | [5 empty] | Removed from Ground | Gas (Historical Use) | 1000 | Bare Steel | 1981-05-09 | Galvanized Steel
1440026 | 1 | [5 empty] | Removed from Ground | Gas (Historical Use) | 1000 | Bare Steel | 1974-05-11 | Galvanized Steel
1440026 | 2 | [5 empty] | Removed from Ground | Gas (Historical Use) | 1000 | Bare Steel | 1974-05-11 | Galvanized Steel
1440026 | 3 | [5 empty] | Removed from Ground | Gas (Historical Use) | 2000 | Bare Steel | 1974-05-11 | Galvanized Steel
1440028 | 1 | [5 empty] | Removed from Ground | Gas (Historical Use) | 2000 | Bare Steel | 1974-05-11 | Galvanized Steel
1440029 | 1 | Flapper Valve | 1998-07-14 |  | 1998-07-14 |  | Removed from Ground | Gas (Historical Use) | 4000 | Steel-Impressed Current | 1971-05-12 | Steel (Impressed Current) | Safe Suction (Euro)
1440029 | 2 | Flapper Valve | 1994-04-27 |  | 1994-04-27 |  | Removed from Ground | Gas (Historical Use) | 4000 | Steel-Impressed Current | 1971-05-12 | Steel (Impressed Current) | Safe Suction (Euro)
1440029 | 3 | Flapper Valve | 1991-06-05 |  | 1991-06-05 |  | Removed from Ground | Gas (Historical Use) | 3000 | Steel-Impressed Current | 1971-05-12 | Steel (Impressed Current) | Safe Suction (Euro)
1440029 | 4 | Flapper Valve | 1998-07-14 |  | 1998-07-14 |  | Removed from Ground | Diesel | 1000 | Steel-Impressed Current | 1971-05-12 | Steel (Impressed Current) | Safe Suction (Euro)
1440030 | 1 | [5 empty] | Removed from Ground | Gas (Historical Use) | 4000 | Bare Steel | 1974-05-10 | Galvanized Steel
1440030 | 2 | [5 empty] | Removed from Ground | Gas (Historical Use) | 2000 | Bare Steel | 1974-05-10 | Galvanized Steel
1440030 | 3 | [5 empty] | Removed from Ground | Gas (Historical Use) | 1000 | Bare Steel | 1974-05-10 | Galvanized Steel
1440036 | 1 | [5 empty] | Removed from Ground | Gas (Historical Use) | 4000 | Bare Steel | 1976-05-01 | Galvanized Steel | Suction (American)
1440036 | 2 | [5 empty] | Removed from Ground | Gas (Historical Use) | 4000 | Bare Steel | 1976-05-01 | Galvanized Steel | Suction (American)
1440036 | 3 | [5 empty] | Removed from Ground | Gas (Historical Use) | 8000 | Bare Steel | 1976-05-01 | Galvanized Steel | Pressurized
1440036 | 4 | Flapper Valve | 1995-11-17 | no | 1995-11-17 | no | Currently in Use | Regular | 9816 | Fiberglass | 1995-11-17 | Fiberglass Reinforced Plastic | Pressurized
1440036 | 5 | Flapper Valve | 1995-11-17 | no | 1995-11-17 | no | Currently in Use | Premium | 9816 | Fiberglass | 1995-11-17 | Fiberglass Reinforced Plastic | Pressurized
1440036 | 6 | Flapper Valve | 1995-11-17 | no | 1995-11-17 | no | Currently in Use | Diesel | 9816 | Fiberglass | 1995-11-17 | Fiberglass Reinforced Plastic | Pressurized
1440037 | 1 | Flapper Valve | 1994-05-31 | no | 1994-05-31 | no | Currently in Use | Regular | 8000 | Steel-Impressed Current | 1982-05-01 | Fiberglass Reinforced Plastic | Pressurized
1440037 | 2 | Flapper Valve | 1994-05-31 | no | 1994-05-31 | no | Currently in Use | Regular | 8000 | Steel-Impressed Current | 1982-05-08 | Fiberglass Reinforced Plastic | Pressurized
1440037 | 3 | Flapper Valve | 1994-05-31 | no | 1994-05-31 | no | Currently in Use | Plus | 8000 | Steel-Impressed Current | 1982-05-08 | Fiberglass Reinforced Plastic | Pressurized
1440037 | 4 | Flapper Valve | 1994-05-31 | no | 1994-05-31 | no | Currently in Use | Premium | 8000 | Steel-Impressed Current | 1982-05-08 | Fiberglass Reinforced Plastic | Pressurized
1440038 | 1 | [5 empty] | Removed from Ground | Gas (Historical Use) | 2000 | Bare Steel | 1978-01-03 | Galvanized Steel
1440039 | 1 | [5 empty] | Removed from Ground | Diesel | 560 | Bare Steel | 1972-01-05 | Galvanized Steel
1440039 | 2 | [5 empty] | Removed from Ground | Gas (Historical Use) | 1000 | Bare Steel | 1972-01-05 | Galvanized Steel
1440039 | 3 | [5 empty] | Removed from Ground | Gas (Historical Use) | 1000 | Bare Steel | 1972-01-05 | Galvanized Steel
1440039 | 4A |  | 1997-01-01 |  | 1997-01-01 |  | Temporarily out of use | Gas (Historical Use) | 1000 | Composite | 1997-01-01 | Fiberglass Reinforced Plastic | Safe Suction (Euro)
1440039 | 4B |  | 1997-01-01 |  | 1997-01-01 |  | Temporarily out of use | Gas (Historical Use) | 2000 | Composite | 1997-01-01 | Fiberglass Reinforced Plastic | Safe Suction (Euro)
1440039 | 5 |  | 1997-01-01 |  | 1997-01-01 |  | Temporarily out of use | Gas (Historical Use) | 1000 | Composite | 1997-01-01 | Fiberglass Reinforced Plastic | Safe Suction (Euro)
1440040 | 1 | [5 empty] | Removed from Ground | Diesel | 2000 | Cathodically Protected Steel | 1978-01-03 | Galvanized Steel
1440040 | 2 | [5 empty] | Removed from Ground | Gas (Historical Use) | 1000 | Bare Steel | 1978-01-03 | Galvanized Steel
1440040 | 3 | [5 empty] | Removed from Ground | Gas (Historical Use) | 560 | Bare Steel | 1978-01-03 | Galvanized Steel
1440040 | 4 | [5 empty] | Removed from Ground | Diesel | 560 | Bare Steel | 1978-01-03 | Galvanized Steel
1440041 | DUMMY | [5 empty] | Removed from Ground | Other | 1 | Not Marked/Unknown | 1958-01-01 | Not Marked
1440042 | 2 | [5 empty] | Removed from Ground | Gas (Historical Use) | 6000 | Fiberglass | 1987-01-01 | Bare Steel
1440042 | 3 | [5 empty] | Removed from Ground | Gas (Historical Use) | 6000 | Fiberglass | 1987-01-01 | Bare Steel
1440042 | 4 | [5 empty] | Removed from Ground | Gas (Historical Use) | 6000 | Fiberglass | 1987-01-01 | Bare Steel
1440042 | 77402 | [5 empty] | Removed from Ground | Diesel | 2000 | Cathodically Protected Steel | 1998-11-01 | Bare Steel
1440044 | 1 | [5 empty] | Removed from Ground | Gas (Historical Use) | 1000 | Bare Steel | 1973-06-11 | Galvanized Steel | Suction (American)
1440044 | 2 | [5 empty] | Removed from Ground | Gas (Historical Use) | 3000 | Bare Steel | 1973-06-11 | Galvanized Steel | Suction (American)
1440044 | 3 | [5 empty] | Removed from Ground | Gas (Historical Use) | 1000 | Bare Steel | 1973-06-11 | Galvanized Steel | Suction (American)
1440045 | 1 | [5 empty] | Removed from Ground | Gas (Historical Use) | 560 | Bare Steel | 1981-01-02 | Unknown
1440045 | 2 | [5 empty] | Removed from Ground | Gas (Historical Use) | 4010 | Bare Steel | 1983-01-02 | Unknown
1440045 | 3 | [5 empty] | Removed from Ground | Gas (Historical Use) | 2000 | Bare Steel | 1983-01-02 | Unknown
1440046 | 1 | Ball Float | 1992-07-21 |  | 1992-07-21 |  | Currently in Use | Gas (Historical Use) | 12000 | Fiberglass | 1992-07-21 | Fiberglass Reinforced Plastic | Pressurized
1440046 | 2 | Ball Float | 1992-07-21 |  | 1992-07-21 |  | Currently in Use | Gas (Historical Use) | 8000 | Fiberglass | 1992-07-21 | Fiberglass Reinforced Plastic | Pressurized
1440046 | 3 | Ball Float | 1992-07-21 |  | 1992-07-21 |  | Currently in Use | Diesel | 4000 | Fiberglass | 1992-07-21 | Fiberglass Reinforced Plastic | Pressurized
1440046 | 4 | Ball Float | 1992-07-21 |  | 1992-07-21 |  | Currently in Use | Diesel | 1000 | Fiberglass | 1986-01-01 | Fiberglass Reinforced Plastic | Safe Suction (Euro)
1450001 | 1 | [5 empty] | Removed from Ground | Gas (Historical Use) | 1500 | Bare Steel | 1984-04-16 | Galvanized Steel
1450001 | 2 | [5 empty] | Removed from Ground | Gas (Historical Use) | 1500 | Not Marked/Unknown | 1993-04-20 | Not Marked
1450002 | 1 | [5 empty] | Removed from Ground | Gas (Historical Use) | 250 | Bare Steel | 1932-04-29 | Bare Steel
1450003 | 1 | [5 empty] | Removed from Ground | Gas (Historical Use) | 1000 | Bare Steel | 1976-04-18 | Bare Steel
1450003 | 2 | [5 empty] | Removed from Ground | Diesel | 2000 | Bare Steel | 1972-04-19 | Bare Steel
1450003 | 3 | [5 empty] | Removed from Ground | Other | 1 | Bare Steel | 1961-04-22 | Bare Steel
1450003 | 4 | [5 empty] | Removed from Ground | Empty | 1 | Fiberglass | 1961-04-22 | Bare Steel
1450004 | 1 | [5 empty] | Permanently Out of Use - historical purposes | Gas (Historical Use) | 3000 | Bare Steel | 1964-03-11 | Galvanized Steel
1450004 | 2 | [5 empty] | Removed from Ground | Empty | 1000 | Bare Steel | 1953-03-14 | Unknown
1450005 | 1 | [5 empty] | Removed from Ground | Gas (Historical Use) | 1000 | Bare Steel | 1966-03-08 | Galvanized Steel
1450005 | 2 | [5 empty] | Removed from Ground | Gas (Historical Use) | 1000 | Bare Steel | 1966-03-08 | Galvanized Steel
1450005 | 3 | [5 empty] | Removed from Ground | Empty | 1000 | Bare Steel | 1966-03-08 | Galvanized Steel
1450006 | 1 |  |  | yes |  | yes | Removed from Ground | Used Oil | 1000 | Bare Steel | 1956-03-03 | Unknown
1450006 | 2 | [5 empty] | Closed in Ground | Other | 1000 | Bare Steel | 1956-03-03 | Unknown
1450006 | 3 | [5 empty] | Closed in Ground | Other | 1000 | Bare Steel | 1956-03-03 | Unknown
1450007 | A | [5 empty] | Removed from Ground | Gas (Historical Use) | 560 | Bare Steel | 1977-12-13 | Unknown | Suction (American)
1450007 | B |  |  | yes |  | yes | Removed from Ground | Used Oil | 300 | Bare Steel | 1977-12-13 | Unknown | Suction (American)
1450007 | C |  | 1997-07-21 |  | 1997-07-21 |  | Currently in Use | Gas (Historical Use) | 1000 | Composite | 1997-07-21 | Fiberglass Reinforced Plastic | Safe Suction (Euro)
1450007 | D |  | 1997-07-21 | yes | 1997-07-21 | yes | Currently in Use | Used Oil | 500 | Composite | 1997-07-21 | Fiberglass Reinforced Plastic | Gravity Fed
1450011 | 1 | [5 empty] | Removed from Ground | Other | 4000 | Bare Steel | 1981-03-21 | Galvanized Steel
1450011 | 2 | [5 empty] | Removed from Ground | Kerosene | 4000 | Bare Steel | 1971-03-24 | Galvanized Steel
1450011 | 3 | [5 empty] | Removed from Ground | Gas (Historical Use) | 2000 | Bare Steel | 1971-03-24 | Not Marked
1450011 | 4 | [5 empty] | Removed from Ground | Gas (Historical Use) | 4000 | Bare Steel | 1981-03-21 | Galvanized Steel
1450013 | 1 | [5 empty] | Removed from Ground | Gas (Historical Use) | 560 | Bare Steel | 1961-04-28 | Galvanized Steel
1450013 | 2 | [5 empty] | Removed from Ground | Diesel | 560 | Bare Steel | 1961-04-28 | Galvanized Steel
1450013 | 3 |  | 1989-06-01 |  | 1989-06-01 |  | Removed from Ground | Gas (Historical Use) | 1000 | Galvanic (STIP-3) | 1989-06-01 | Cathodically Protected | Safe Suction (Euro)
1450013 | 4 |  | 1989-06-01 |  | 1989-06-01 |  | Removed from Ground | Diesel | 1000 | Galvanic (STIP-3) | 1989-06-01 | Cathodically Protected | Safe Suction (Euro)
1450014 | 1 | [5 empty] | Permanently Out of Use - historical purposes | Gas (Historical Use) | 3000 | Bare Steel | 1966-04-15 | Galvanized Steel
1450014 | 2 | [5 empty] | Permanently Out of Use - historical purposes | Gas (Historical Use) | 4000 | Bare Steel | 1966-04-15 | Galvanized Steel
1450014 | 3 | [5 empty] | Permanently Out of Use - historical purposes | Gas (Historical Use) | 4000 | Bare Steel | 1966-04-15 | Galvanized Steel
1450014 | 4 | [5 empty] | Permanently Out of Use - historical purposes | Diesel | 4000 | Bare Steel | 1966-04-15 | Galvanized Steel
1450015 | 1 | [5 empty] | Removed from Ground | Gas (Historical Use) | 3000 | Bare Steel | 1971-04-14 | Galvanized Steel
1450015 | 2 | [5 empty] | Removed from Ground | Gas (Historical Use) | 3000 | Bare Steel | 1971-04-14 | Galvanized Steel
1450015 | 3 | [5 empty] | Removed from Ground | Gas (Historical Use) | 3000 | Bare Steel | 1971-04-14 | Galvanized Steel
1450015 | 4 |  | 2014-03-14 | yes | 1998-08-05 | yes | Temporarily out of use | Used Oil | 250 | Bare Steel | 1971-04-14 | Galvanized Steel
1450015 | 5 |  | 2014-03-14 |  | 1998-08-05 |  | Currently in Use | Gas (Historical Use) | 6000 | Cathodically Protected Steel | 1995-03-24 | Fiberglass Reinforced Plastic | Suction (American)
1450015 | 6 |  | 2014-03-14 |  | 1998-08-05 |  | Currently in Use | Gas (Historical Use) | 4000 | Cathodically Protected Steel | 1995-03-24 | Fiberglass Reinforced Plastic | Suction (American)
1450015 | 7 |  | 2014-03-14 |  | 1998-08-05 |  | Currently in Use | Gas (Historical Use) | 6000 | Cathodically Protected Steel | 1995-03-24 | Fiberglass Reinforced Plastic | Suction (American)
1450016 | 1 | Ball Float | 1995-04-01 | no | 1995-04-01 | no | Currently in Use |  | 6000 | Fiberglass | 1995-04-10 | Double-Walled Fiberglass | Pressurized
1450016 | 2 | Ball Float | 1995-04-01 | no | 1995-04-01 | no | Currently in Use |  | 4000 | Fiberglass | 1995-04-10 | Fiberglass Reinforced Plastic | Pressurized
1450016 | 3 | Ball Float | 1995-04-01 | no | 1995-04-01 | no | Currently in Use |  | 6000 | Fiberglass | 1995-04-10 | Fiberglass Reinforced Plastic | Pressurized
1450016 | 4 |  |  | yes |  | yes | Permanently Out of Use - historical purposes | Used Oil | 500 | Bare Steel |  | Bare Steel | Gravity Fed
1450017 | 1 | [5 empty] | Removed from Ground | Gas (Historical Use) | 4000 | Bare Steel | 1973-04-13 | Galvanized Steel
1450017 | 2 | [5 empty] | Removed from Ground | Gas (Historical Use) | 4000 | Bare Steel | 1973-04-13 | Galvanized Steel
1450017 | 3 | [5 empty] | Removed from Ground | Gas (Historical Use) | 4000 | Bare Steel | 1973-04-13 | Galvanized Steel
1450017 | 4 | [5 empty] | Removed from Ground | Diesel | 2000 | Not Marked/Unknown | 1993-04-05 | Not Marked
1450018 | 1A | Flapper Valve | 2013-09-18 | no | 2013-09-18 | no | Currently in Use | Gas (Historical Use) | 6000 | Composite Double Walled | 2013-09-18 | Double-Walled Fiberglass | Pressurized
1450018 | 1B | Flapper Valve | 2014-09-18 | no | 2014-09-18 | no | Currently in Use | Gas (Historical Use) | 3000 | Composite Double Walled | 2013-09-18 | Double-Walled Fiberglass | Pressurized
1450018 | 1C | Flapper Valve | 2013-09-18 | no | 2013-09-18 | no | Currently in Use | Diesel | 3000 | Composite Double Walled | 2014-04-07 | Double-Walled Fiberglass | Pressurized
1450018 | C-2 |  | 1999-03-01 |  | 1999-03-01 | yes | Removed from Ground | Gas (Historical Use) | 5000 | Steel-Impressed Current | 1983-04-11 | Double Walled | Safe Suction (Euro)
1450018 | D-4 |  | 1999-03-01 |  | 1999-03-01 | yes | Removed from Ground | Diesel | 3000 | Steel-Impressed Current | 1983-04-11 | Double Walled | Safe Suction (Euro)
1450018 | GG-1 |  | 1999-03-01 |  | 1999-03-01 | yes | Removed from Ground | Gas (Historical Use) | 6000 | Steel-Impressed Current | 1983-04-11 | Double Walled | Safe Suction (Euro)
1450018 | S-3 |  | 1999-03-01 |  | 1999-03-01 | yes | Removed from Ground | Gas (Historical Use) | 5000 | Steel-Impressed Current | 1983-04-11 | Double Walled | Safe Suction (Euro)
1450019 | 1 | [5 empty] | Removed from Ground | Gas (Historical Use) | 3000 | Bare Steel | 1966-04-15 | Bare Steel | Safe Suction (Euro)
1450019 | 2 | [5 empty] | Removed from Ground | Gas (Historical Use) | 3000 | Bare Steel | 1966-04-15 | Bare Steel | Safe Suction (Euro)
1450019 | 3 | [5 empty] | Removed from Ground | Gas (Historical Use) | 3000 | Bare Steel | 1966-04-15 | Bare Steel | Safe Suction (Euro)
1450019 | 4 | [5 empty] | Removed from Ground | Gas (Historical Use) | 550 | Bare Steel | 1930-01-01 | Bare Steel | Safe Suction (Euro)
1450019 | 5 | [5 empty] | Removed from Ground | Gas (Historical Use) | 550 | Bare Steel | 1930-01-01 | Bare Steel | Safe Suction (Euro)
1450019 | 6 | [5 empty] | Removed from Ground | Gas (Historical Use) | 550 | Bare Steel | 1930-01-01 | Bare Steel | Safe Suction (Euro)
1450020 | 1 | [5 empty] | Removed from Ground | Gas (Historical Use) | 4000 | Bare Steel | 1976-04-12 | Galvanized Steel
1450020 | 2 | [5 empty] | Removed from Ground | Gas (Historical Use) | 6000 | Bare Steel | 1976-04-12 | Galvanized Steel
1450020 | 3 | [5 empty] | Removed from Ground | Gas (Historical Use) | 6000 | Bare Steel | 1976-04-12 | Galvanized Steel
1450021 | 13 |  |  | yes |  | yes | Removed from Ground | Used Oil | 500 | Not Marked/Unknown | 1993-06-03 | Not Marked
1450021 | 301D1 | [5 empty] | Removed from Ground | Diesel | 1030 | Bare Steel | 1978-01-01 | Galvanized Steel | Suction (American)
1450021 | 301D2 | [5 empty] | Removed from Ground | Diesel | 1000 | Bare Steel | 1986-04-29 | Galvanized Steel | Safe Suction (Euro)
1450021 | 301D3AST | [5 empty] | Currently in Use | Diesel | 1000 | Bare Steel | 1986-04-29 | Galvanized Steel | Safe Suction (Euro)
1450021 | 301D4AST | [5 empty] | Currently in Use | Diesel | 1000 | Bare Steel | 1986-04-29 | Galvanized Steel | Safe Suction (Euro)
1450021 | 301G1 | [5 empty] | Removed from Ground | Gas (Historical Use) | 5000 | Bare Steel | 1978-01-01 | Galvanized Steel | Suction (American)
1450022 | 1 |  | 1996-04-30 | no | 1996-04-30 | no | Temporarily out of use | Gas (Historical Use) | 4000 | Lined Interior | 1968-05-10 | Fiberglass Reinforced Plastic | Pressurized
1450022 | 2 |  | 1996-04-30 | no | 1996-04-30 | no | Temporarily out of use | Gas (Historical Use) | 6000 | Lined Interior | 1968-05-10 | Fiberglass Reinforced Plastic | Pressurized
1450022 | 3 |  | 1996-04-30 | no | 1996-04-30 | no | Temporarily out of use | Gas (Historical Use) | 6000 | Lined Interior | 1968-05-10 | Fiberglass Reinforced Plastic | Pressurized
1450022 | 4 | [5 empty] | Removed from Ground | Diesel | 1060 | Bare Steel | 1968-05-10 | Not Marked
1450022 | 5 |  |  | yes |  | yes | Removed from Ground | Used Oil | 500 | Bare Steel | 1968-05-10 | Galvanized Steel
1450022 | 6 |  | 1998-12-21 | yes | 1998-12-21 | yes | Temporarily out of use | Used Oil | 500 | Composite | 1998-12-21 | Fiberglass Reinforced Plastic
1450023 | 1-REG | Ball Float | 1998-03-01 |  | 1998-03-01 |  | Currently in Use | Gas (Historical Use) | 10000 | Steel-Impressed Current | 1971-05-05 | Steel (Impressed Current) | Pressurized
1450023 | 2-UNL | Ball Float | 1998-03-01 |  | 1998-03-01 |  | Currently in Use | Gas (Historical Use) | 4000 | Steel-Impressed Current | 1971-05-05 | Steel (Impressed Current) | Pressurized
1450023 | 3-SUL | Ball Float | 1998-03-01 |  | 1998-03-01 |  | Currently in Use | Gas (Historical Use) | 4000 | Steel-Impressed Current | 1971-05-05 | Steel (Impressed Current) | Pressurized
1450024 | 1 |  | 1996-06-18 |  | 1996-06-18 |  | Removed from Ground | Empty | 8000 | Steel-Impressed Current | 1980-01-01 | Galvanized Steel | Pressurized
1450024 | 2 |  | 1996-06-18 |  | 1996-06-18 |  | Removed from Ground | Empty | 8000 | Steel-Impressed Current | 1980-01-01 | Galvanized Steel | Pressurized
1450024 | 3 |  | 1996-06-18 |  | 1996-06-18 |  | Removed from Ground | Gas (Historical Use) | 8000 | Steel-Impressed Current | 1980-01-01 | Galvanized Steel | Pressurized
1450024 | 4 |  | 1996-06-18 |  | 1996-06-18 |  | Removed from Ground | Empty | 500 | Steel-Impressed Current | 1980-01-01 | Galvanized Steel | Suction (American)
1450025 | 1 | [5 empty] | Removed from Ground | Hazardous Substance | 1000 | Not Marked/Unknown | 1975-03-29 | Unknown
1450025 | 2 | [5 empty] | Removed from Ground | Gas (Historical Use) | 550 | Cathodically Protected Steel | 1985-03-26 | Galvanized Steel
1450027 | 1 | [5 empty] | Removed from Ground | Diesel | 550 | Bare Steel | 1971-05-05 | Galvanized Steel
1450028 | 1 |  |  | yes |  | yes | Permanently Out of Use - historical purposes | Used Oil | 540 | Bare Steel | 1963-05-11 | Unknown
1450028 | 2 | [5 empty] | Permanently Out of Use - historical purposes | Gas (Historical Use) | 9800 | Bare Steel | 1963-05-11 | Unknown
1450028 | 3 | [5 empty] | Permanently Out of Use - historical purposes | Gas (Historical Use) | 6000 | Bare Steel | 1963-05-11 | Unknown
1450028 | 4 | [5 empty] | Permanently Out of Use - historical purposes | Gas (Historical Use) | 9800 | Bare Steel | 1963-05-11 | Unknown
1450029 | 1 | [5 empty] | Removed from Ground | Gas (Historical Use) | 6000 | Bare Steel | 1980-05-09 | Galvanized Steel
1450029 | 2 | [5 empty] | Removed from Ground | Gas (Historical Use) | 6000 | Bare Steel | 1980-05-09 | Galvanized Steel
1450029 | 3 | [5 empty] | Removed from Ground | Gas (Historical Use) | 3000 | Bare Steel | 1980-05-09 | Galvanized Steel
1450030 | 1 |  | 1999-05-31 |  | 1999-05-31 |  | Currently in Use | Diesel | 4000 | Steel-Impressed Current | 1982-05-09 | Cathodically Protected | Safe Suction (Euro)
1450030 | 2 |  | 1999-05-31 |  | 1999-05-31 |  | Currently in Use | Gas (Historical Use) | 4000 | Steel-Impressed Current | 1982-05-09 | Cathodically Protected | Safe Suction (Euro)
1450030 | 3 |  | 1999-05-31 |  | 1999-05-31 |  | Currently in Use | Gas (Historical Use) | 3000 | Steel-Impressed Current | 1982-05-09 | Cathodically Protected | Safe Suction (Euro)
1450030 | 4 |  | 1999-05-31 |  | 1999-05-31 |  | Currently in Use | Gas (Historical Use) | 3000 | Steel-Impressed Current | 1982-05-09 | Cathodically Protected | Safe Suction (Euro)
1450032 | 1 | [5 empty] | Removed from Ground | Gas (Historical Use) | 550 | Cathodically Protected Steel | 1961-05-14 | Unknown
1450032 | 2 | [5 empty] | Removed from Ground | Gas (Historical Use) | 550 | Cathodically Protected Steel | 1961-05-14 | Cathodically Protected
1450033 | 1 | Flapper Valve | 1997-04-23 |  | 1998-04-23 |  | Currently in Use | Gas (Historical Use) | 6000 | Steel-Impressed Current | 1981-05-08 | Cathodically Protected | Pressurized
1450033 | 2 | Flapper Valve | 1997-04-23 |  | 1997-04-23 |  | Currently in Use | Gas (Historical Use) | 6000 | Steel-Impressed Current | 1981-05-08 | Cathodically Protected | Pressurized
1450033 | 3 | Flapper Valve | 1997-04-23 |  | 1997-04-23 |  | Currently in Use | Gas (Historical Use) | 4000 | Steel-Impressed Current | 1981-05-08 | Cathodically Protected | Pressurized
1450034 | 1 | [5 empty] | Removed from Ground | Empty | 200 | Bare Steel | 1936-05-19 | Unknown
1450035 | N-073 | [5 empty] | Removed from Ground | Gas (Historical Use) | 1000 | Bare Steel | 1960-01-01 | Unknown
1450035 | S-074 | [5 empty] | Removed from Ground | Gas (Historical Use) | 1000 | Bare Steel | 1986-05-07 | Unknown
1450036 | 1 | [5 empty] | Removed from Ground | Gas (Historical Use) | 3000 | Bare Steel | 1976-05-09 | Unknown
1450036 | 2 | [5 empty] | Removed from Ground | Gas (Historical Use) | 3000 | Bare Steel | 1976-05-09 | Unknown
1450036 | 3 | [5 empty] | Removed from Ground | Gas (Historical Use) | 3000 | Bare Steel | 1976-05-09 | Unknown
1450037 | EAST | [5 empty] | Removed from Ground | Gas (Historical Use) | 1000 | Bare Steel | 1976-05-09 | Galvanized Steel
1450037 | FAR | [5 empty] | Removed from Ground | Gas (Historical Use) | 550 | Bare Steel | 1978-05-09 | Galvanized Steel
1450037 | WEST | [5 empty] | Removed from Ground | Gas (Historical Use) | 1000 | Bare Steel | 1976-05-09 | Galvanized Steel
1450038 | 1 | [5 empty] | Removed from Ground | Gas (Historical Use) | 4000 | Bare Steel | 1977-05-09 | Galvanized Steel
1450038 | 2 | [5 empty] | Removed from Ground | Gas (Historical Use) | 4000 | Bare Steel | 1977-05-09 | Galvanized Steel
1450038 | 3 | [5 empty] | Removed from Ground | Gas (Historical Use) | 4000 | Bare Steel | 1977-05-09 | Galvanized Steel
1450038 | 4 | [5 empty] | Removed from Ground | Gas (Historical Use) | 4000 | Bare Steel | 1977-05-09 | Galvanized Steel
1450039 | 55 | [5 empty] | Currently in Use | Gas (Historical Use) | 4000 | Bare Steel | 1978-05-09 | Unknown | Safe Suction (Euro)
1450039 | 56 | [5 empty] | Currently in Use | Gas (Historical Use) | 3000 | Bare Steel | 1978-05-09 | Unknown | Safe Suction (Euro)
1450039 | 57 | [5 empty] | Currently in Use | Gas (Historical Use) | 3000 | Bare Steel | 1978-05-09 | Unknown | Safe Suction (Euro)
1450039 | 58 | [5 empty] | Currently in Use | Diesel | 550 | Bare Steel | 1984-05-07 | Galvanized Steel | Safe Suction (Euro)
1450039 | 59 | [5 empty] | Currently in Use | Kerosene | 260 | Marked Unknown | 1978-01-01 | Unknown
1450041 | 1 |  | 1998-10-27 |  | 1998-10-27 |  | Removed from Ground | Gas (Historical Use) | 10000 | Steel-Impressed Current | 1981-05-06 | Cathodically Protected | Pressurized
1450041 | 2 |  | 1998-10-27 |  | 1998-10-27 |  | Removed from Ground | Gas (Historical Use) | 8000 | Steel-Impressed Current | 1981-05-06 | Cathodically Protected | Pressurized
1450041 | 3 |  | 1998-12-30 |  | 1998-12-30 |  | Removed from Ground | Gas (Historical Use) | 8000 | Steel-Impressed Current | 1981-05-06 | Cathodically Protected | Pressurized
1450041 | 4 |  | 2000-05-18 |  | 2000-05-18 |  | Currently in Use | Gas (Historical Use) | 15000 | Composite | 2000-05-18 | Double Walled | Pressurized
1450041 | 5 |  | 2000-05-18 |  | 2000-05-18 |  | Currently in Use | Gas (Historical Use) | 8000 | Composite | 2000-05-18 | Double Walled | Pressurized
1450041 | 6 |  | 2000-05-18 |  | 2000-05-18 |  | Currently in Use | Diesel | 12000 | Composite | 2000-05-18 | Double Walled | Pressurized
1450041 | 7 |  | 2000-05-18 |  | 2000-05-18 |  | Currently in Use | Diesel | 6000 | Composite | 2000-05-18 | Double Walled | Pressurized
1450041 | 8 |  | 2000-05-18 |  | 2000-05-18 |  | Currently in Use | Kerosene | 4000 | Composite | 2000-05-18 | Double Walled | Pressurized
1450042 | 1 | [5 empty] | Removed from Ground | Gas (Historical Use) | 3000 | Bare Steel | 1965-05-10 | Galvanized Steel | Pressurized
1450042 | 10 | Ball Float | 1993-05-01 |  | 1993-05-01 |  | Currently in Use | Gas (Historical Use) | 10000 | Composite | 1993-03-09 | Fiberglass Reinforced Plastic | Pressurized
1450042 | 11 | Ball Float | 1993-05-01 |  | 1993-05-01 |  | Currently in Use | Diesel | 6000 | Composite | 1993-03-09 | Fiberglass Reinforced Plastic | Pressurized
1450042 | 12 | Flapper Valve | 1993-05-01 |  | 1993-05-01 |  | Currently in Use | Kerosene | 6000 | Composite | 1993-03-09 | Fiberglass Reinforced Plastic | Pressurized
1450042 | 2 | [5 empty] | Removed from Ground | Gas (Historical Use) | 3000 | Bare Steel | 1965-05-10 | Unknown
1450042 | 3 | [5 empty] | Removed from Ground | Gas (Historical Use) | 3000 | Bare Steel | 1965-05-10 | Unknown
1450042 | 4 | [5 empty] | Removed from Ground | Gas (Historical Use) | 3000 | Bare Steel | 1965-05-10 | Unknown
1450042 | 5 | [5 empty] | Removed from Ground | Gas (Historical Use) | 10000 | Bare Steel | 1978-05-07 | Unknown
1450042 | 6 | [5 empty] | Removed from Ground | Gas (Historical Use) | 10000 | Bare Steel | 1978-05-07 | Galvanized Steel | Pressurized
1450042 | 7 |  |  | yes |  | yes | Removed from Ground | Used Oil | 550 | Bare Steel | 1965-05-10 | Galvanized Steel | Gravity Fed
1450042 | 8 |  | 1993-05-01 |  | 1993-05-01 |  | Currently in Use | Gas (Historical Use) | 10000 | Composite | 1993-03-09 | Fiberglass Reinforced Plastic | Pressurized
1450042 | 9 | Ball Float | 1993-05-01 |  | 1993-05-01 |  | Currently in Use | Gas (Historical Use) | 10000 | Composite | 1993-03-09 | Fiberglass Reinforced Plastic | Pressurized
1450043 | 1 | [5 empty] | Removed from Ground | Gas (Historical Use) | 6000 | Bare Steel | 1966-05-10 | Unknown
1450043 | 2 | [5 empty] | Removed from Ground | Gas (Historical Use) | 4000 | Bare Steel | 1966-05-10 | Unknown
1450043 | 3 | [5 empty] | Removed from Ground | Gas (Historical Use) | 4000 | Bare Steel | 1966-05-10 | Unknown
1450043 | 4 |  | 1992-11-01 |  | 1992-11-01 |  | Currently in Use | Gas (Historical Use) | 8000 | Composite | 1992-11-20 | Fiberglass Reinforced Plastic | Pressurized
1450043 | 5 |  | 1992-11-01 | no | 1992-11-01 | no | Temporarily out of use | Gas (Historical Use) | 8000 | Composite | 1992-11-20 | Fiberglass Reinforced Plastic | Pressurized
1450043 | 6 |  | 1992-11-01 |  | 1992-11-01 |  | Temporarily out of use | Gas (Historical Use) | 8000 | Composite | 1992-11-20 | Fiberglass Reinforced Plastic | Pressurized
1450044 | 1 | [5 empty] | Removed from Ground | Gas (Historical Use) | 6000 | Bare Steel | 1970-05-10 | Galvanized Steel
1450044 | 1R |  | 1998-10-01 |  | 1998-10-01 |  | Currently in Use | Gas (Historical Use) | 6000 | Composite | 1989-11-08 | Fiberglass Reinforced Plastic | Pressurized
1450044 | 2 | [5 empty] | Removed from Ground | Gas (Historical Use) | 6000 | Bare Steel | 1970-05-10 | Galvanized Steel
1450044 | 2R |  | 1998-10-01 |  | 1998-10-01 |  | Currently in Use | Gas (Historical Use) | 6000 | Composite | 1989-11-08 | Fiberglass Reinforced Plastic | Pressurized
1450044 | 3 | [5 empty] | Removed from Ground | Gas (Historical Use) | 6000 | Bare Steel | 1970-05-10 | Galvanized Steel
1450044 | 3R |  | 1998-10-01 |  | 1998-10-01 |  | Currently in Use | Gas (Historical Use) | 10000 | Composite | 1989-11-08 | Fiberglass Reinforced Plastic | Pressurized
1450044 | 4 | [5 empty] | Removed from Ground | Gas (Historical Use) | 6000 | Bare Steel | 1974-05-09 | Galvanized Steel
1450045 | 1 | [5 empty] | Closed in Ground | Empty | 1000 | Bare Steel | 1973-05-10 | Galvanized Steel
1450048 | 1 |  | 1998-03-01 | no | 1998-03-01 | no | Currently in Use | Gas (Historical Use) | 4000 | Steel-Impressed Current | 1980-05-09 | Fiberglass Reinforced Plastic | Safe Suction (Euro)
1450048 | 2 |  | 1998-03-01 | no | 1998-03-01 | no | Currently in Use | Gas (Historical Use) | 4000 | Steel-Impressed Current | 1980-05-09 | Fiberglass Reinforced Plastic | Safe Suction (Euro)
1450048 | 3 |  | 1998-03-01 | no | 1998-03-01 | no | Currently in Use | Gas (Historical Use) | 3000 | Steel-Impressed Current | 1980-05-09 | Fiberglass Reinforced Plastic | Safe Suction (Euro)
1450048 | 4 |  | 1998-03-01 | no | 1998-03-01 | no | Currently in Use | Gas (Historical Use) | 3000 | Steel-Impressed Current | 1980-05-09 | Fiberglass Reinforced Plastic | Safe Suction (Euro)
1450048 | 5 |  | 1998-03-01 | no | 1998-03-01 | no | Removed from Ground | Kerosene | 550 | Bare Steel | 1998-02-20 | Bare Steel | Pressurized
1450049 | 1 | [5 empty] | Permanently Out of Use - historical purposes | Empty | 500 | Marked Unknown | 1972-05-11 | Unknown
1450050 | 1 | [5 empty] | Removed from Ground | Gas (Historical Use) | 3000 | Marked Unknown | 1978-05-10 | Unknown
1450050 | 2 | [5 empty] | Removed from Ground | Gas (Historical Use) | 1000 | Bare Steel | 1978-05-10 | Bare Steel | Safe Suction (Euro)
1450051 | NORTH | [5 empty] | Removed from Ground | Diesel | 1000 | Marked Unknown | 1975-05-11 | Unknown
1450051 | SOUTH | [5 empty] | Removed from Ground | Gas (Historical Use) | 500 | Marked Unknown | 1975-05-11 | Unknown
1450054 | KUL-1 | [5 empty] | Removed from Ground | Gas (Historical Use) | 510 | Bare Steel | 1979-05-10 | Galvanized Steel | Safe Suction (Euro)
1450054 | OLIN-1 | [5 empty] | Removed from Ground | Diesel | 3000 | Bare Steel | 1979-05-10 | Galvanized Steel | Safe Suction (Euro)
1450054 | ROAD-1 | [5 empty] | Removed from Ground | Diesel | 560 | Bare Steel | 1979-05-10 | Galvanized Steel | Safe Suction (Euro)
1450054 | SHOPUL-1 | [5 empty] | Removed from Ground | Gas (Historical Use) | 1000 | Bare Steel | 1979-05-10 | Galvanized Steel | Safe Suction (Euro)
1450054 | YARD-1 | [5 empty] | Removed from Ground | Diesel | 1500 | Bare Steel | 1979-05-10 | Galvanized Steel | Safe Suction (Euro)
1450055 | CENTER | [5 empty] | Closed in Ground | Empty | 4000 | Bare Steel | 1982-05-09 | Unknown
1450055 | EAST | [5 empty] | Closed in Ground | Empty | 4000 | Bare Steel | 1982-05-09 | Unknown
1450055 | WEST | [5 empty] | Closed in Ground | Empty | 4000 | Bare Steel | 1982-05-09 | Unknown
1450056 | ONLY | [5 empty] | Removed from Ground | Gas (Historical Use) | 1000 | Bare Steel | 1983-05-09 | Galvanized Steel
1450057 | 1 |  | 1993-09-15 |  | 1993-09-15 |  | Removed from Ground | Gas (Historical Use) | 10000 | Steel-Impressed Current | 1982-05-14 | Cathodically Protected | Safe Suction (Euro)
1450057 | 2 |  | 1993-09-15 |  | 1993-09-15 |  | Removed from Ground | Gas (Historical Use) | 10000 | Steel-Impressed Current | 1982-05-14 | Cathodically Protected | Safe Suction (Euro)
1450057 | 3 |  | 1993-09-15 |  | 1993-09-15 |  | Removed from Ground | Gas (Historical Use) | 4000 | Steel-Impressed Current | 1982-05-14 | Cathodically Protected | Safe Suction (Euro)
1450058 | 1 | Flapper Valve | 1987-01-01 |  | 1987-01-01 |  | Currently in Use | Gas (Historical Use) | 10000 | Fiberglass | 1987-01-01 | Fiberglass Reinforced Plastic | Suction (American)
1450058 | 2 | Flapper Valve | 1987-01-01 |  | 1987-01-01 |  | Currently in Use | Gas (Historical Use) | 8000 | Fiberglass | 1987-01-01 | Fiberglass Reinforced Plastic | Suction (American)
1450058 | 3 | Flapper Valve | 1987-01-01 |  | 1987-01-01 |  | Currently in Use | Gas (Historical Use) | 8000 | Fiberglass | 1987-01-01 | Fiberglass Reinforced Plastic | Suction (American)
1450058 | 4 | Flapper Valve | 1999-06-01 |  | 1999-06-01 |  | Currently in Use | Diesel | 6000 | Composite | 1999-06-01 | Double Walled | Pressurized
1450059 | 1 |  | 1987-01-01 |  | 1987-01-01 |  | Currently in Use | Gas (Historical Use) | 10000 | Fiberglass | 1987-01-01 | Fiberglass Reinforced Plastic | Pressurized
1450059 | 2 |  | 1987-01-01 |  | 1987-01-01 |  | Currently in Use | Gas (Historical Use) | 8000 | Fiberglass | 1987-01-01 | Fiberglass Reinforced Plastic | Pressurized
1450059 | 3 |  | 1987-01-01 |  | 1987-01-01 |  | Currently in Use | Gas (Historical Use) | 8000 | Fiberglass | 1987-01-01 | Fiberglass Reinforced Plastic | Pressurized
1450060 | 1 | [5 empty] | Removed from Ground | Gas (Historical Use) | 1000 | Bare Steel |  | Unknown
1450060 | 2 | [5 empty] | Removed from Ground | Gas (Historical Use) | 1000 | Bare Steel |  | Unknown
1450060 | 3 | [5 empty] | Removed from Ground | Gas (Historical Use) | 1000 | Bare Steel | 1987-01-01 | Unknown
1450060 | 4 | Ball Float | 1988-11-03 |  | 1988-11-03 |  | Removed from Ground | Gas (Historical Use) | 10000 | Composite | 1988-11-03 | Fiberglass Reinforced Plastic | Pressurized
1450060 | 5 | Ball Float | 1988-11-03 |  | 1988-11-03 |  | Removed from Ground | Gas (Historical Use) | 8000 | Composite | 1988-11-03 | Fiberglass Reinforced Plastic | Pressurized
1450060 | 6 | Ball Float | 1988-11-03 |  | 1988-11-03 |  | Removed from Ground | Gas (Historical Use) | 8000 | Composite | 1988-11-03 | Fiberglass Reinforced Plastic | Pressurized
1450061 | 1 | [5 empty] | Removed from Ground | Diesel | 300 | Bare Steel | 1980-01-03 | Bare Steel
1450062 | 1 | [5 empty] | Removed from Ground | Diesel | 500 | Bare Steel | 1980-01-03 | Bare Steel
1450063 | 1 | [5 empty] | Removed from Ground | Diesel | 300 | Bare Steel | 1982-01-02 | Bare Steel
1450065 | 1 | [5 empty] | Removed from Ground | Diesel | 2000 | Bare Steel | 1979-05-18 | Galvanized Steel
1450065 | 2 | [5 empty] | Permanently Out of Use - historical purposes | Gas (Historical Use) | 2000 | Bare Steel | 1979-05-18 | Galvanized Steel
1460001 | 1 | [5 empty] | Removed from Ground | Gas (Historical Use) | 1000 | Bare Steel | 1989-06-19 | Galvanized Steel
1460001 | 2 | [5 empty] | Removed from Ground | Gas (Historical Use) | 1000 | Bare Steel | 1986-04-29 | Galvanized Steel
1460002 | 1 | [5 empty] | Removed from Ground | Gas (Historical Use) | 2000 | Bare Steel | 1992-11-11 | Galvanized Steel | Safe Suction (Euro)
1460002 | 204705 |  | 1992-11-11 |  | 1992-11-11 |  | Removed from Ground | Diesel | 1000 | Galvanic (STIP-3) | 1992-11-11 | Cathodically Protected | Safe Suction (Euro)
1460002 | 204706 |  | 1992-11-11 |  | 1992-11-11 |  | Removed from Ground | Gas (Historical Use) | 1000 | Galvanic (STIP-3) | 1992-11-11 | Cathodically Protected | Safe Suction (Euro)
1460003 | 0 | [5 empty] | Removed from Ground | Other | 0 | Marked Unknown | 1987-06-01 | Unknown
1460004 | 1 | [5 empty] | Permanently Out of Use - historical purposes | Empty | 0 | Bare Steel | 1971-04-25 | Unknown
1460005 | 1 | [5 empty] | Removed from Ground | Gas (Historical Use) | 6000 | Bare Steel | 1983-04-22 | Galvanized Steel
1460005 | 2 | [5 empty] | Removed from Ground | Gas (Historical Use) | 6000 | Bare Steel | 1983-04-22 | Galvanized Steel
1460005 | 3 | [5 empty] | Removed from Ground | Diesel | 1000 | Bare Steel | 1983-04-22 | Galvanized Steel
1460005 | 4 | [5 empty] | Removed from Ground | Empty | 1000 | Bare Steel | 1972-04-24 | Unknown
1460006 | 1 | Flapper Valve | 1998-08-10 | no | 1998-08-10 | no | Currently in Use | Gas (Historical Use) | 10000 | Steel-Impressed Current | 1985-04-21 | Steel (Impressed Current) | Pressurized
1460006 | 2 | [5 empty] | Closed in Ground | Empty | 2000 | Bare Steel | 1968-04-25 | Unknown
1460006 | 3 | [5 empty] | Closed in Ground | Empty | 2000 | Bare Steel | 1968-04-25 | Unknown
1460006 | 4 | Flapper Valve | 1998-10-07 | no | 1998-10-07 | no | Temporarily out of use |  | 10000 | Fiberglass | 1986-10-04 | Aboveground | Safe Suction (Euro)
1460007 | 1 |  | 1998-12-10 |  | 1998-12-10 |  | Removed from Ground | Gas (Historical Use) | 5000 | Steel-Impressed Current | 1989-02-01 | Fiberglass Reinforced Plastic | Safe Suction (Euro)
1460007 | 2 |  | 1998-12-10 |  | 1998-12-10 |  | Removed from Ground | Gas (Historical Use) | 4000 | Steel-Impressed Current | 1989-02-01 | Fiberglass Reinforced Plastic | Safe Suction (Euro)
1460007 | 3 |  | 1998-12-10 |  | 1998-12-10 |  | Removed from Ground | Gas (Historical Use) | 4000 | Steel-Impressed Current | 1989-02-01 | Fiberglass Reinforced Plastic | Safe Suction (Euro)
1460007 | 4 |  | 1998-12-10 |  | 1998-12-10 |  | Removed from Ground | Diesel | 3000 | Steel-Impressed Current | 1989-02-01 | Fiberglass Reinforced Plastic | Safe Suction (Euro)
1460007 | 5 |  |  | yes |  | yes | Removed from Ground | Used Oil | 550 | Bare Steel | 1966-04-23 | Galvanized Steel
1460007 | 6 | Ball Float | 2003-02-01 | no | 2003-02-01 | no | Currently in Use | Gas (Historical Use) | 20000 | Composite | 2003-02-01 | Double-Walled Flex | Pressurized
1460007 | 7 | Ball Float | 2003-02-01 | no | 2003-02-01 | no | Currently in Use | Gas (Historical Use) | 14000 | Composite | 2003-02-01 | Double-Walled Flex | Pressurized
1460007 | 8 | Ball Float | 2003-02-01 | no | 2003-02-01 | no | Currently in Use | Diesel | 6000 | Composite | 2003-02-01 | Double-Walled Flex | Pressurized
1460009 | 1 |  | 1994-12-15 |  | 1994-12-15 |  | Currently in Use | Gas (Historical Use) | 8000 | Cathodically Protected Steel | 1969-03-18 | Fiberglass Reinforced Plastic | Pressurized
1460009 | 2 |  | 1994-12-15 |  | 1994-12-15 |  | Currently in Use | Gas (Historical Use) | 8000 | Cathodically Protected Steel | 1969-03-18 | Fiberglass Reinforced Plastic | Pressurized
1460009 | 3 |  | 1994-12-15 |  | 1994-12-15 |  | Currently in Use | Gas (Historical Use) | 6000 | Cathodically Protected Steel | 1981-03-15 | Fiberglass Reinforced Plastic | Pressurized
1460009 | 4 |  | 1994-12-15 |  | 1994-12-15 |  | Currently in Use | Diesel | 6000 | Cathodically Protected Steel | 1981-03-15 | Fiberglass Reinforced Plastic | Pressurized
1460009 | 6 |  | 1994-12-15 |  | 1994-12-15 |  | Currently in Use | Kerosene | 2000 | Cathodically Protected Steel | 1988-04-25 | Fiberglass Reinforced Plastic | Pressurized
1460010 | 1 | [5 empty] | Removed from Ground | Diesel | 30000 | Bare Steel | 1978-03-09 | Bare Steel
1460010 | 2 | [5 empty] | Removed from Ground | Diesel | 30000 | Bare Steel | 1978-03-09 | Bare Steel
1460010 | 3 | [5 empty] | Removed from Ground | Gas (Historical Use) | 1000 | Bare Steel | 1978-03-09 | Galvanized Steel
1460010 | 4 | [5 empty] | Removed from Ground | Diesel | 1000 | Bare Steel | 1978-03-09 | Galvanized Steel
1460012 | 1 |  | 1988-06-15 |  | 1988-06-15 |  | Removed from Ground | Gas (Historical Use) | 2000 | Steel-Impressed Current | 1979-03-13 | Cathodically Protected | Suction (American)
1460012 | 2 |  | 1988-06-15 |  | 1988-06-15 |  | Removed from Ground | Gas (Historical Use) | 2000 | Steel-Impressed Current | 1979-03-13 | Cathodically Protected | Pressurized
1460012 | 3 |  | 1988-06-15 |  | 1988-06-15 |  | Removed from Ground | Gas (Historical Use) | 6000 | Steel-Impressed Current | 1988-06-15 | Cathodically Protected | Suction (American)
1460013 | 1 |  |  | no |  | no | Removed from Ground |  | 4000 | Bare Steel | 1975-03-27 | Galvanized Steel
1460013 | 10 | Flapper Valve | 1995-08-21 | no | 1995-08-21 | no | Currently in Use | Kerosene | 2000 | Composite | 1995-08-21 | Double-Walled Flex | Pressurized
1460013 | 2 |  |  | no |  | no | Removed from Ground |  | 4000 | Bare Steel | 1975-03-27 | Galvanized Steel
1460013 | 3 |  |  | no |  | no | Removed from Ground |  | 4000 | Bare Steel | 1975-03-27 | Galvanized Steel
1460013 | 4 |  |  | no |  | no | Removed from Ground |  | 4000 | Bare Steel | 1975-03-27 | Galvanized Steel
1460013 | 5 |  |  | no |  | no | Removed from Ground |  | 4000 | Bare Steel | 1975-03-27 | Galvanized Steel
1460013 | 6 |  |  | no |  | no | Removed from Ground |  | 2000 |  | 1985-03-24 | Galvanized Steel
1460013 | 7 | Ball Float | 1995-08-21 | no | 1995-08-21 | no | Currently in Use | Premium | 10000 | Composite | 1995-08-21 | Double-Walled Flex | Pressurized
1460013 | 8 | Ball Float | 1995-08-21 | no | 1995-08-21 | no | Currently in Use | Regular | 10000 | Composite | 1995-08-21 | Double-Walled Flex | Pressurized
1460013 | 9 | Ball Float | 1995-08-21 | no | 1995-08-21 | no | Currently in Use | Diesel | 10000 | Composite | 1995-08-21 | Double-Walled Flex | Pressurized
1460014 | 1 |  |  | no |  | no | Closed in Ground |  | 10000 | Steel-Impressed Current | 1975-03-27 | Steel (Impressed Current)
1460014 | 2 | Flapper Valve | 1997-11-12 | no | 1997-11-12 | no | Currently in Use | Regular | 10000 | Steel-Impressed Current | 1975-03-27 | Steel (Impressed Current) | Pressurized
1460014 | 3 | Flapper Valve | 1997-11-12 | no | 1997-11-12 | no | Currently in Use | Premium | 10000 | Steel-Impressed Current | 1985-03-24 | Steel (Impressed Current) | Pressurized
1460014 | 4 | Flapper Valve | 1997-11-12 | no | 1997-11-12 | no | Currently in Use | Kerosene | 2000 | Steel-Impressed Current | 1985-03-24 | Steel (Impressed Current) | Safe Suction (Euro)
1460015 | 1 |  |  | no |  | no | Removed from Ground |  | 10000 | Bare Steel | 1976-05-28
1460015 | 2 |  |  | no |  | no | Removed from Ground |  | 10000 | Bare Steel | 1976-05-28
1460015 | 3 |  |  | no |  | no | Removed from Ground |  | 10000 | Bare Steel | 1976-05-28
1460015 | 4 |  |  | no |  | no | Removed from Ground |  | 2000 |  | 1986-05-01
1460015 | 5 | Ball Float | 1992-11-12 | no | 1992-11-12 | no | Currently in Use | Regular | 10000 | Composite | 1992-11-12 | Double-Walled Flex | Pressurized
1460015 | 6 | Ball Float | 1992-11-12 | no | 1992-11-12 | no | Currently in Use | Premium | 10000 | Composite | 1992-11-12 | Double-Walled Flex | Pressurized
1460015 | 7 | Ball Float | 1992-11-12 | no | 1992-11-12 | no | Currently in Use | Plus | 10000 | Composite | 1992-11-12 | Double-Walled Flex | Pressurized
1460015 | 8 | Ball Float | 1992-11-12 | no | 1992-11-12 | no | Currently in Use | Kerosene | 2000 | Composite | 1992-11-12 | Double-Walled Flex | Pressurized
1460018 | 1 | [5 empty] | Removed from Ground | Gas (Historical Use) | 3000 | Bare Steel | 1968-03-10 | Galvanized Steel
1460019 | 1 | [5 empty] | Removed from Ground | Gas (Historical Use) | 1000 | Bare Steel | 1977-02-20 | Galvanized Steel
1460019 | 2 | [5 empty] | Removed from Ground | Gas (Historical Use) | 8000 | Bare Steel | 1979-02-20 | Galvanized Steel
1460019 | 3 | Flapper Valve | 1997-06-01 |  | 1997-06-01 |  | Temporarily out of use | Diesel | 8000 | Fiberglass | 1988-06-14 | Fiberglass Reinforced Plastic | Safe Suction (Euro)
1460020 | 1 | [5 empty] | Closed in Ground | Other | 10000 | Bare Steel | 1980-03-06 | Bare Steel
1460024 | 1 | [5 empty] | Removed from Ground | Gas (Historical Use) | 10000 | Bare Steel | 1961-01-23 | Galvanized Steel
1460024 | 2 | [5 empty] | Removed from Ground | Gas (Historical Use) | 10000 | Bare Steel | 1961-01-23 | Galvanized Steel
1460024 | 3 | [5 empty] | Closed in Ground | Gas (Historical Use) | 7500 | Bare Steel | 1961-01-23 | Galvanized Steel
1460024 | 4 | Ball Float | 2009-01-10 | no | 2009-01-10 | no | Currently in Use | Regular | 10000 | Fiberglass | 1987-10-10 | Fiberglass Reinforced Plastic | Pressurized
1460024 | 5 | Ball Float | 2009-01-10 | no | 2009-01-10 | no | Currently in Use | Premium | 10000 | Fiberglass | 1988-01-01 | Fiberglass Reinforced Plastic | Pressurized
1460024 | 6 | Ball Float | 2009-01-10 | no | 2009-01-10 | no | Currently in Use | E-10 | 10000 | Fiberglass | 1988-01-01 | Fiberglass Reinforced Plastic | Pressurized
1460025 | 1 | [5 empty] | Removed from Ground | Gas (Historical Use) | 1000 | Bare Steel | 1977-02-15 | Galvanized Steel
1460025 | 2 | [5 empty] | Removed from Ground | Diesel | 1000 | Bare Steel | 1977-02-15 | Galvanized Steel
1460026 | 1 | [5 empty] | Removed from Ground | Gas (Historical Use) | 1000 | Bare Steel | 1971-02-28 | Galvanized Steel | Suction (American)
1460026 | 2 | [5 empty] | Closed in Ground | Gas (Historical Use) | 3000 | Bare Steel | 1971-02-25 | Galvanized Steel
1460027 | 1 | [5 empty] | Removed from Ground | Gas (Historical Use) | 1000 | Bare Steel | 1966-03-08 | Galvanized Steel | Suction (American)
1460027 | 2 | [5 empty] | Removed from Ground | Diesel | 8000 | Bare Steel | 1984-03-03 | Galvanized Steel | Suction (American)
1460029 | 1 | [5 empty] | Permanently Out of Use - historical purposes | Diesel | 4000 | Bare Steel | 1982-02-25 | Galvanized Steel
1460030 | 1 | [5 empty] | Removed from Ground | Diesel | 10000 | Bare Steel | 1981-02-25 | Galvanized Steel | Suction (American)
1460030 | 2 | [5 empty] | Removed from Ground | Gas (Historical Use) | 10000 | Bare Steel | 1981-02-25 | Galvanized Steel | Suction (American)
1460030 | 3 |  |  | no |  | no | Currently in Use | Diesel | 10000 | Galvanic (STIP-3) | 1996-08-01 | Double-Walled Fiberglass | Safe Suction (Euro)
1460031 | 1 | [5 empty] | Removed from Ground | Diesel | 8000 | Bare Steel | 1981-08-01 | Bare Steel | Safe Suction (Euro)
1460031 | 2 | [5 empty] | Removed from Ground | Gas (Historical Use) | 6000 | Bare Steel | 1981-08-01 | Bare Steel | Safe Suction (Euro)
1460031 | 3 | Flapper Valve | 1998-02-01 |  | 1998-02-01 |  | Temporarily out of use | Diesel | 10000 | Fiberglass | 1998-02-01 | Fiberglass Reinforced Plastic | Pressurized
1460032 | 1 | [5 empty] | Removed from Ground | Diesel | 6000 | Bare Steel | 1971-02-28 | Galvanized Steel | Pressurized
1460032 | 2 | [5 empty] | Removed from Ground | Diesel | 4000 | Bare Steel | 1971-02-28 | Galvanized Steel | Suction (American)
1460032 | 3 | [5 empty] | Removed from Ground | Gas (Historical Use) | 2000 | Bare Steel | 1971-02-28 | Galvanized Steel | Suction (American)
1460032 | 4A | Ball Float |  | no |  | no | Currently in Use | Diesel | 6000 | Composite | 1997-05-01 | Double-Walled Flex | Pressurized
1460032 | 4B | Ball Float |  | no |  | no | Currently in Use | Diesel | 4000 | Composite | 1997-05-01 | Double-Walled Flex | Pressurized
1460033 | 1 | [5 empty] | Removed from Ground | Gas (Historical Use) | 10000 | Bare Steel | 1982-03-25 | Galvanized Steel | Pressurized
1460033 | 2 | [5 empty] | Removed from Ground | Gas (Historical Use) | 10000 | Bare Steel | 1982-03-25 | Galvanized Steel | Pressurized
1460033 | 3 | [5 empty] | Removed from Ground | Gas (Historical Use) | 10000 | Bare Steel | 1982-03-25 | Galvanized Steel | Pressurized
1460033 | 4 | [5 empty] | Removed from Ground | Kerosene | 2000 | Cathodically Protected Steel | 1988-01-01 | Fiberglass Reinforced Plastic | Pressurized
1460033 | 5 | Ball Float | 1995-12-01 |  | 1995-12-01 |  | Currently in Use | Gas (Historical Use) | 8000 | Composite | 1995-12-01 |  | Pressurized
1460033 | 6A | Ball Float | 1995-12-01 | no | 1995-12-01 | no | Currently in Use | Gas (Historical Use) | 4000 | Composite | 1995-12-01 |  | Pressurized
1460033 | 6B | Ball Float | 1995-12-01 | no | 1995-12-01 | no | Currently in Use | Gas (Historical Use) | 4000 | Composite | 1995-12-01 |  | Pressurized
1460034 | 1 | [5 empty] | Removed from Ground | Gas (Historical Use) | 10000 | Bare Steel | 1976-03-26 | Bare Steel | Suction (American)
1460034 | 2 | [5 empty] | Removed from Ground | Gas (Historical Use) | 10000 | Bare Steel | 1976-03-26 | Bare Steel | Suction (American)
1460034 | 3 | [5 empty] | Removed from Ground | Gas (Historical Use) | 10000 | Bare Steel | 1976-03-26 | Bare Steel | Suction (American)
1460034 | 4 | [5 empty] | Removed from Ground | Kerosene | 2000 | Cathodically Protected Steel | 1988-01-15 | Bare Steel | Pressurized
1460034 | 5 | Ball Float | 1997-05-01 |  | 1997-05-01 |  | Currently in Use | Gas (Historical Use) | 10000 | Composite | 1997-05-01 | Double-Walled Flex | Pressurized
1460034 | 6 | Ball Float | 1997-05-01 |  | 1997-05-01 |  | Currently in Use | Gas (Historical Use) | 10000 | Composite | 1997-05-01 | Double-Walled Flex | Pressurized
1460034 | 7 | Ball Float | 1997-05-01 |  | 1997-05-01 |  | Currently in Use | Gas (Historical Use) | 10000 | Composite | 1997-05-01 | Double-Walled Flex | Pressurized
1460034 | 8 | Flapper Valve | 1997-05-01 |  | 1997-05-01 |  | Currently in Use | Kerosene | 2000 | Composite | 1997-05-01 | Double-Walled Flex | Pressurized
1460035 | 1 | Ball Float | 1997-05-12 | no | 1997-05-12 | no | Currently in Use | Regular | 10000 | Steel-Impressed Current | 1976-03-26 | Double-Walled Flex | Pressurized
1460035 | 2 | Ball Float | 1997-05-12 | no | 1997-05-12 | no | Currently in Use | Plus | 10000 | Steel-Impressed Current | 1976-03-26 | Double-Walled Flex | Pressurized
1460035 | 3 | Ball Float | 1997-05-17 | no | 1997-05-17 | no | Currently in Use | Premium | 10000 | Steel-Impressed Current | 1976-03-24 | Double-Walled Flex | Pressurized
1460035 | 4 | Flapper Valve | 1997-05-12 | no | 1997-05-12 | no | Currently in Use | Kerosene | 2000 | Galvanic (STIP-3) | 1985-03-24 | Double-Walled Flex | Pressurized
1460037 | 1 | [5 empty] | Removed from Ground | Diesel | 10000 | Bare Steel | 1978-03-14 | Bare Steel | Safe Suction (Euro)
1460038 | 1 | [5 empty] | Permanently Out of Use - historical purposes | Diesel | 5000 | Bare Steel | 1984-03-07 | Bare Steel
1460039 | 1 | [5 empty] | Removed from Ground | Gas (Historical Use) | 3000 | Bare Steel | 1959-04-17 | Cathodically Protected | Suction (American)
1460039 | 2 | [5 empty] | Removed from Ground | Gas (Historical Use) | 3000 | Bare Steel | 1959-04-17 | Cathodically Protected | Suction (American)
1460039 | 3 | [5 empty] | Removed from Ground | Diesel | 1000 | Bare Steel | 1959-04-17 | Cathodically Protected | Suction (American)
1460039 | 4 | [5 empty] | Removed from Ground | Gas (Historical Use) | 3000 | Bare Steel | 1959-04-17 | Unknown
1460039 | 5 | [5 empty] | Removed from Ground | Empty | 460 | Bare Steel | 1959-04-17 | Unknown
1460039 | 6 |  |  | yes |  | yes | Removed from Ground | Used Oil | 460 | Bare Steel | 1959-04-17 | Unknown
1460039 | 7 | Flapper Valve | 1990-04-01 |  | 1990-04-01 |  | Currently in Use | Gas (Historical Use) | 3000 | Galvanic (STIP-3) | 1990-04-01 | Fiberglass Reinforced Plastic | Safe Suction (Euro)
1460039 | 8 | Flapper Valve | 1990-04-01 | no | 1990-04-01 | no | Currently in Use | Gas (Historical Use) | 3000 | Galvanic (STIP-3) | 1990-04-01 | Cathodically Protected | Safe Suction (Euro)
1460039 | 9 | Flapper Valve | 1990-04-01 |  | 1990-04-01 |  | Currently in Use | Diesel | 1000 | Galvanic (STIP-3) | 1990-04-01 | Cathodically Protected | Safe Suction (Euro)
1460040 | 1 | Flapper Valve | 1999-01-01 |  | 1999-01-01 |  | Temporarily out of use | Gas (Historical Use) | 8000 | Lined Interior | 1964-04-15 | Steel (Impressed Current) | Pressurized
1460040 | 2 | Flapper Valve | 1999-01-01 |  | 1999-01-01 |  | Temporarily out of use | Diesel | 6000 | Lined Interior | 1964-04-15 | Steel (Impressed Current) | Pressurized
1460040 | 3 | Flapper Valve | 1999-01-01 |  | 1999-01-01 |  | Temporarily out of use | Gas (Historical Use) | 6000 | Lined Interior | 1964-04-15 | Steel (Impressed Current) | Pressurized
1460040 | 4 |  |  | yes |  | yes | Removed from Ground | Used Oil | 550 | Bare Steel | 1964-04-15 | Galvanized Steel | Gravity Fed
1460041 | 1 | [5 empty] | Removed from Ground | Gas (Historical Use) | 1000 | Bare Steel | 1962-04-16 | Galvanized Steel
1460041 | 2 | [5 empty] | Removed from Ground | Gas (Historical Use) | 1000 | Bare Steel | 1962-04-16 | Galvanized Steel
1460041 | 3 | [5 empty] | Removed from Ground | Gas (Historical Use) | 1000 | Bare Steel | 1962-04-16 | Galvanized Steel
1460041 | 4 | [5 empty] | Removed from Ground | Gas (Historical Use) | 1000 | Bare Steel | 1962-04-16 | Galvanized Steel
1460043 | 1 | Flapper Valve | 1997-09-01 | no | 1997-09-01 | no | Currently in Use |  | 2500 | Fiberglass Double Walled | 1997-09-01 | Double-Walled Fiberglass | Safe Suction (Euro)
1460043 | 2 | Flapper Valve | 1997-09-01 | no | 1997-09-01 | no | Currently in Use | Diesel | 1000 | Fiberglass Double Walled | 1997-09-01 | Double-Walled Fiberglass | Safe Suction (Euro)
1460043 | 613D1 | [5 empty] | Removed from Ground | Diesel | 1000 | Bare Steel | 1981-04-30 | Galvanized Steel | Safe Suction (Euro)
1460043 | 613D2 | [5 empty] | Removed from Ground | Diesel | 1000 | Concrete | 1994-03-05 | Fiberglass Reinforced Plastic | Pressurized
1460043 | 613G1 | [5 empty] | Removed from Ground | Gas (Historical Use) | 3000 | Bare Steel | 1981-04-30 | Galvanized Steel | Safe Suction (Euro)
1460043 | 613G2 | [5 empty] | Removed from Ground | Gas (Historical Use) | 2000 | Concrete | 1994-03-05 | Fiberglass Reinforced Plastic | Pressurized
1460044 | 614D1 | [5 empty] | Removed from Ground | Diesel | 1000 | Bare Steel | 1968-05-03 | Galvanized Steel | Safe Suction (Euro)
1460044 | 614G1 | [5 empty] | Removed from Ground | Gas (Historical Use) | 1000 | Bare Steel | 1968-05-03 | Galvanized Steel | Safe Suction (Euro)
1460045 | 1 | [5 empty] | Removed from Ground | Gas (Historical Use) | 550 | Bare Steel | 1979-04-11 | Galvanized Steel
1460045 | 2 |  |  | no |  | no | Temporarily out of use | Diesel | 550 | Unknown | 2007-01-26 | Unknown
1460046 | 1 |  | 1998-12-09 |  | 1998-12-09 |  | Temporarily out of use | Gas (Historical Use) | 8000 | Steel-Impressed Current | 1971-03-30 | Steel (Impressed Current) | Suction (American)
1460046 | 2 |  | 1998-12-09 |  | 1998-12-09 |  | Temporarily out of use | Gas (Historical Use) | 8000 | Steel-Impressed Current | 1971-03-30 | Steel (Impressed Current) | Suction (American)
1460052 | 1 | [5 empty] | Removed from Ground | Gas (Historical Use) | 3000 | Bare Steel | 1974-05-06 | Galvanized Steel | Pressurized
1460052 | 2 | [5 empty] | Removed from Ground | Gas (Historical Use) | 1000 | Bare Steel | 1974-05-06 | Galvanized Steel | Safe Suction (Euro)
1460052 | 3 | [5 empty] | Removed from Ground | Gas (Historical Use) | 1000 | Bare Steel | 1974-05-06 | Galvanized Steel | Safe Suction (Euro)
1460052 | 4 | [5 empty] | Removed from Ground | Kerosene | 1000 | Bare Steel | 1974-05-06 | Galvanized Steel
1460054 | 1 | [5 empty] | Removed from Ground | Gas (Historical Use) | 4000 | Bare Steel | 1967-05-13 | Galvanized Steel
1460054 | 2 | [5 empty] | Removed from Ground | Gas (Historical Use) | 3000 | Bare Steel | 1967-05-13 | Galvanized Steel
1460054 | 3 | [5 empty] | Removed from Ground | Gas (Historical Use) | 2000 | Bare Steel | 1967-05-13 | Galvanized Steel
1460054 | 4 | [5 empty] | Removed from Ground | Kerosene | 550 | Bare Steel | 1967-05-13 | Galvanized Steel
1460054 | 5 |  | 1998-07-14 |  | 1998-07-14 |  | Currently in Use | Gas (Historical Use) | 7950 | Fiberglass | 1989-07-14 | Fiberglass Reinforced Plastic | Pressurized
1460054 | 6 |  | 1989-07-14 |  | 1989-07-14 |  | Currently in Use | Gas (Historical Use) | 7950 | Fiberglass | 1989-07-14 | Fiberglass Reinforced Plastic | Pressurized
1460054 | 7 |  | 1989-07-14 |  | 1989-07-14 |  | Currently in Use | Diesel | 7950 | Fiberglass | 1989-07-14 | Fiberglass Reinforced Plastic | Pressurized
1460054 | 8 |  | 1989-07-14 |  | 1989-07-14 |  | Currently in Use | Kerosene | 2184 | Fiberglass | 1989-07-14 | Fiberglass Reinforced Plastic | Safe Suction (Euro)
1460055 | 1 | [5 empty] | Removed from Ground | Gas (Historical Use) | 4000 | Bare Steel | 1978-05-10 | Galvanized Steel
1460055 | 2 | [5 empty] | Removed from Ground | Empty | 4000 | Bare Steel | 1978-05-10 | Galvanized Steel
1460055 | 3 | [5 empty] | Removed from Ground | Gas (Historical Use) | 2000 | Bare Steel | 1978-05-10 | Galvanized Steel
1460055 | 4 | [5 empty] | Removed from Ground | Kerosene | 1000 | Bare Steel | 1984-05-08 | Galvanized Steel
1460056 | 1 | Overfill Alarm | 1998-12-11 | no | 1998-12-11 | no | Currently in Use | Regular | 4000 | Steel-Impressed Current | 1984-05-08 | Steel (Impressed Current) | Suction (American)
1460056 | 2 | Overfill Alarm | 1998-12-11 | no | 1998-12-11 | no | Currently in Use | Diesel | 4000 | Steel-Impressed Current | 1984-05-08 | Steel (Impressed Current) | Safe Suction (Euro)
1460056 | 3 | Overfill Alarm | 1998-12-11 | no | 1998-12-11 | no | Currently in Use | Premium | 2000 | Steel-Impressed Current | 1984-05-08 |  | Safe Suction (Euro)
1460056 | 4 | Overfill Alarm | 1998-12-11 | no | 1998-12-11 | no | Currently in Use | Diesel Off Road | 1000 | Steel-Impressed Current | 1984-05-08 | Steel (Impressed Current) | Safe Suction (Euro)
1460057 | 1 | [5 empty] | Removed from Ground | Gas (Historical Use) | 4000 | Bare Steel | 1958-05-15 | Galvanized Steel
1460057 | 2 | [5 empty] | Removed from Ground | Gas (Historical Use) | 4000 | Bare Steel | 1958-05-15 | Galvanized Steel
1460057 | 3 | [5 empty] | Removed from Ground | Diesel | 550 | Bare Steel | 1958-05-15 | Galvanized Steel
1460057 | 4 |  |  | yes |  | yes | Removed from Ground | Used Oil | 550 | Bare Steel | 1958-05-15 | Galvanized Steel
1460057 | 5 | [5 empty] | Removed from Ground | Gas (Historical Use) | 2000 | Bare Steel | 1978-05-10 | Galvanized Steel
1460058 | 1 | Flapper Valve | 1998-07-01 | no | 1998-07-01 | no | Removed from Ground | Gas (Historical Use) | 8000 | Fiberglass | 1972-05-06 | Fiberglass Reinforced Plastic | Safe Suction (Euro)
1460058 | 2 | Flapper Valve | 1998-07-01 | no | 1998-07-01 | no | Removed from Ground | Gas (Historical Use) | 8000 | Fiberglass | 1972-05-06 | Fiberglass Reinforced Plastic | Safe Suction (Euro)
1460058 | 3 | Flapper Valve | 1998-07-01 | no | 1998-07-01 | no | Removed from Ground | Diesel | 8000 | Fiberglass | 1972-05-06 | Fiberglass Reinforced Plastic | Safe Suction (Euro)
1460058 | 4 | [5 empty] | Removed from Ground | Other | 1000 | Bare Steel | 1983-05-04 | Steel/FG Secondary containment | Suction (American)
1460058 | 5 | Flapper Valve | 1998-10-01 | no | 1998-10-01 | no | Removed from Ground | Diesel | 3000 | Fiberglass | 1998-10-01 | Fiberglass Reinforced Plastic | Safe Suction (Euro)
1460059 | 1 | [5 empty] | Removed from Ground | Gas (Historical Use) | 4000 | Bare Steel | 1965-05-13 | Galvanized Steel
1460059 | 2 | [5 empty] | Removed from Ground | Gas (Historical Use) | 4000 | Bare Steel | 1965-05-13 | Galvanized Steel | Pressurized
1460059 | 3 | [5 empty] | Removed from Ground | Gas (Historical Use) | 1000 | Bare Steel | 1978-05-10 | Galvanized Steel | Suction (American)
1460059 | 4 | [5 empty] | Removed from Ground | Kerosene | 2000 | Bare Steel | 1984-05-08 | Double-Walled Flex | Suction (American)
1460059 | 5 | Ball Float | 1999-02-01 |  | 1999-02-01 |  | Currently in Use | Gas (Historical Use) | 20000 | Composite | 1999-02-12 | Double-Walled Flex | Pressurized
1460059 | 6 | Ball Float | 1999-02-01 |  | 1999-02-01 |  | Currently in Use | Gas (Historical Use) | 15000 | Composite | 1999-02-12 | Double-Walled Flex | Pressurized
1460060 | 1 |  | 1998-12-01 |  | 1998-12-01 |  | Temporarily out of use | Gas (Historical Use) | 4000 | Steel-Impressed Current | 1971-05-12 | Cathodically Protected | Safe Suction (Euro)
1460060 | 2 |  | 1998-12-01 |  | 1998-12-01 |  | Temporarily out of use | Gas (Historical Use) | 4000 | Steel-Impressed Current | 1971-05-12 | Cathodically Protected | Safe Suction (Euro)
1460060 | 3 |  | 1998-12-01 |  | 1998-12-01 |  | Temporarily out of use | Gas (Historical Use) | 1000 | Steel-Impressed Current | 1984-05-08 | Cathodically Protected | Safe Suction (Euro)
1460060 | 4 |  | 1998-12-01 |  | 1998-12-01 |  | Temporarily out of use | Diesel | 1000 | Steel-Impressed Current | 1986-06-15 | Cathodically Protected | Safe Suction (Euro)
1460061 | 1 | [5 empty] | Removed from Ground | Gas (Historical Use) | 2000 | Bare Steel | 1972-05-11 | Galvanized Steel | Suction (American)
1460061 | 2 | [5 empty] | Removed from Ground | Gas (Historical Use) | 2000 | Bare Steel | 1972-05-11 | Galvanized Steel
1460062 | 1 | [5 empty] | Removed from Ground | Gas (Historical Use) | 550 | Bare Steel | 1981-05-09 | Galvanized Steel
1460062 | 2 | [5 empty] | Removed from Ground | Gas (Historical Use) | 550 | Bare Steel | 1966-05-13 | Galvanized Steel
1460063 | 1 | Flapper Valve | 1998-12-01 | no | 1998-12-01 | no | Temporarily out of use | Gas (Historical Use) | 2000 | Steel-Impressed Current | 1981-05-09 | Cathodically Protected | Safe Suction (Euro)
1460063 | 2 | Flapper Valve | 1998-12-01 |  | 1998-12-01 |  | Temporarily out of use | Gas (Historical Use) | 3000 | Steel-Impressed Current | 1981-05-09 | Cathodically Protected | Safe Suction (Euro)
1460064 | 1 | [5 empty] | Removed from Ground | Gas (Historical Use) | 2000 | Bare Steel | 1968-05-12 | Galvanized Steel | Suction (American)
1460064 | 2 | [5 empty] | Removed from Ground | Gas (Historical Use) | 2000 | Bare Steel | 1968-05-12 | Galvanized Steel | Suction (American)
1460064 | 3 | [5 empty] | Removed from Ground | Gas (Historical Use) | 4000 | Bare Steel | 1968-05-12 | Galvanized Steel | Suction (American)
1460064 | 4 | [5 empty] | Removed from Ground | Gas (Historical Use) | 4000 | Bare Steel | 1968-05-12 | Galvanized Steel | Suction (American)
1460064 | 5 | Flapper Valve | 1996-01-10 |  | 1996-01-10 |  | Currently in Use | Kerosene | 2000 | Composite | 1996-01-10 | Fiberglass Reinforced Plastic | Pressurized
1460064 | 6 | Ball Float | 1996-01-10 |  | 1996-01-10 |  | Currently in Use | Gas (Historical Use) | 4000 | Composite | 1996-01-10 | Fiberglass Reinforced Plastic | Pressurized
1460064 | 7 | Ball Float | 1996-01-10 |  | 1996-01-10 |  | Currently in Use | Gas (Historical Use) | 4000 | Composite | 1996-01-10 | Fiberglass Reinforced Plastic | Pressurized
1460064 | 8 | Ball Float | 1996-01-10 |  | 1996-01-10 |  | Currently in Use | Gas (Historical Use) | 4000 | Composite | 1996-01-10 | Fiberglass Reinforced Plastic | Pressurized
1460065 | 1 | [5 empty] | Removed from Ground | Gas (Historical Use) | 1000 | Bare Steel | 1971-05-12 | Galvanized Steel
1460066 | 1 | [5 empty] | Removed from Ground | Diesel | 6000 | Bare Steel | 1982-05-09 | Galvanized Steel | Suction (American)
1460068 | 1 | [5 empty] | Removed from Ground | Kerosene | 8000 | Bare Steel | 1979-05-10 | Galvanized Steel | Pressurized
1460068 | 2 | [5 empty] | Removed from Ground | Kerosene | 8000 | Bare Steel | 1979-05-10 | Galvanized Steel | Pressurized
1460068 | 3 | [5 empty] | Removed from Ground | Diesel | 6000 | Bare Steel | 1979-05-10 | Galvanized Steel | Pressurized
1460069 | 1 | [5 empty] | Removed from Ground | Gas (Historical Use) | 1000 | Bare Steel | 1965-05-13 | Galvanized Steel
1460069 | 2 | [5 empty] | Removed from Ground | Gas (Historical Use) | 1000 | Bare Steel | 1965-05-13 | Galvanized Steel
1460069 | 3 | [5 empty] | Removed from Ground | Gas (Historical Use) | 2000 | Bare Steel | 1970-05-12 | Galvanized Steel
1460070 | 1 | [5 empty] | Removed from Ground | Empty | 3000 | Bare Steel | 1968-05-12 | Galvanized Steel | Safe Suction (Euro)
1460070 | 2 | [5 empty] | Removed from Ground | Gas (Historical Use) | 4000 | Bare Steel | 1968-04-01 | Galvanized Steel | Safe Suction (Euro)
1460072 | 1 | [5 empty] | Closed in Ground | Empty | 2000 | Bare Steel | 1961-05-14 | Galvanized Steel
1460072 | 2 | [5 empty] | Closed in Ground | Empty | 2000 | Bare Steel | 1961-05-14 | Galvanized Steel
1460072 | 3 | [5 empty] | Closed in Ground | Empty | 2000 | Bare Steel | 1961-05-14 | Galvanized Steel
1460073 | 1 | [5 empty] | Removed from Ground | Diesel | 4000 | Bare Steel | 1981-06-01 | Galvanized Steel | Suction (American)
1460074 | 1 | Overfill Alarm | 1998-08-15 | no | 1998-08-15 | no | Temporarily out of use | Gas (Historical Use) | 4000 | Steel-Impressed Current | 1982-05-09 | Steel (Impressed Current) | Safe Suction (Euro)
1460074 | 2 | Overfill Alarm | 1998-08-15 |  | 1998-08-15 |  | Closed in Ground | Gas (Historical Use) | 4000 | Steel-Impressed Current | 1982-05-09 | Steel (Impressed Current) | Safe Suction (Euro)
1460074 | 3 | Overfill Alarm | 1998-08-15 | no | 1998-08-15 | no | Temporarily out of use | Diesel | 4000 | Steel-Impressed Current | 1982-05-09 | Steel (Impressed Current) | Safe Suction (Euro)
1460074 | 4 | Overfill Alarm | 1999-01-29 | no | 1998-08-15 | no | Temporarily out of use | Kerosene | 1000 | Steel-Impressed Current | 1984-05-08 | Steel (Impressed Current) | Safe Suction (Euro)
1460075 | 1 | [5 empty] | Removed from Ground | Empty | 2000 | Bare Steel | 1980-01-01 | Galvanized Steel | Safe Suction (Euro)
1460075 | 2 | [5 empty] | Removed from Ground | Empty | 2500 | Bare Steel | 1980-01-01 | Galvanized Steel | Safe Suction (Euro)
1460075 | 3 | [5 empty] | Removed from Ground | Empty | 8000 | Bare Steel | 1980-01-01 | Galvanized Steel | Safe Suction (Euro)
1460075 | 4 | Flapper Valve | 1994-02-10 |  | 1994-02-10 |  | Closed in Ground | Gas (Historical Use) | 4000 | Galvanic (STIP-3) | 1994-02-10 | Galvanized Steel | Safe Suction (Euro)
1460075 | 5 | Flapper Valve | 1994-02-10 |  | 1994-02-10 |  | Currently in Use | Gas (Historical Use) | 4000 | Galvanic (STIP-3) | 1994-02-10 | Galvanized Steel | Safe Suction (Euro)
1460075 | 6 | Flapper Valve | 1994-02-10 |  | 1994-02-10 |  | Currently in Use | Diesel | 4000 | Galvanic (STIP-3) | 1994-02-10 | Galvanized Steel | Safe Suction (Euro)
1460076 | 1 | [5 empty] | Removed from Ground | Kerosene | 1000 | Bare Steel | 1985-05-01 | Galvanized Steel | Safe Suction (Euro)
1460078 | 1 |  | 1995-10-16 |  | 1995-10-16 |  | Removed from Ground | Gas (Historical Use) | 4000 | Bare Steel | 1980-05-09 | Galvanized Steel | Safe Suction (Euro)
1460078 | 2 |  | 1995-10-16 |  | 1995-10-16 |  | Removed from Ground | Gas (Historical Use) | 4000 | Cathodically Protected Steel | 1980-05-09 | Fiberglass Reinforced Plastic | Suction (American)
1460078 | 3 |  | 1990-11-12 |  | 1990-11-12 |  | Temporarily out of use | Gas (Historical Use) | 1000 | Galvanic (STIP-3) | 1990-11-12 | Fiberglass Reinforced Plastic | Safe Suction (Euro)
1460079 | 1 | Flapper Valve | 1990-04-10 | no | 1990-04-10 | no | Temporarily out of use | Gas (Historical Use) | 2000 | Steel-Impressed Current | 1963-05-14 | Steel (Impressed Current) | Safe Suction (Euro)
1460079 | 2 | Flapper Valve | 1990-04-10 | no | 1990-04-10 | no | Temporarily out of use | Gas (Historical Use) | 2000 | Steel-Impressed Current | 1962-05-14 | Steel (Impressed Current) | Safe Suction (Euro)
1460079 | 3 | Flapper Valve | 1990-04-10 | no | 1990-04-10 | no | Temporarily out of use | Kerosene | 2000 | Steel-Impressed Current | 1962-05-14 | Steel (Impressed Current) | Safe Suction (Euro)
1460079 | 4 | Flapper Valve | 1990-04-10 | no | 1990-04-10 | no | Temporarily out of use | Diesel | 2000 | Steel-Impressed Current | 1962-05-14 | Steel (Impressed Current) | Safe Suction (Euro)
1460079 | 5 | Flapper Valve | 1998-10-12 | no | 1998-10-12 | no | Temporarily out of use | Gas (Historical Use) | 10000 | Steel-Impressed Current | 1983-05-09 | Steel (Impressed Current) | Safe Suction (Euro)
1460081 | 1 | [5 empty] | Closed in Ground | Gas (Historical Use) | 6000 | Bare Steel | 1980-05-09 | Galvanized Steel
1460081 | 2 | [5 empty] | Closed in Ground | Gas (Historical Use) | 6000 | Bare Steel | 1980-05-09 | Galvanized Steel
1460082 | 1 | [5 empty] | Removed from Ground | Empty | 1000 | Bare Steel | 1979-05-10 | Galvanized Steel
1460082 | 2 | [5 empty] | Removed from Ground | Empty | 1000 | Bare Steel | 1979-05-10 | Galvanized Steel
1460082 | 3 | [5 empty] | Removed from Ground | Empty | 1000 | Bare Steel | 1979-05-10 | Galvanized Steel
1460083 | 1 | Flapper Valve | 1993-11-12 | no | 1993-11-12 | no | Currently in Use | Premium | 4000 | Steel-Impressed Current | 1975-06-01 | Steel (Impressed Current) | Safe Suction (Euro)
1460083 | 2 | Flapper Valve | 1993-11-12 | no | 1993-11-12 | no | Currently in Use | Regular | 6000 | Steel-Impressed Current | 1978-09-01 | Steel (Impressed Current) | Safe Suction (Euro)
1460083 | 3 | Flapper Valve | 1993-11-12 | no | 1993-11-12 | no | Temporarily out of use | Diesel | 4000 | Steel-Impressed Current | 1975-06-01 | Steel (Impressed Current) | Safe Suction (Euro)
1460084 | 1 | Flapper Valve | 1984-05-08 | no | 2001-09-15 | no | Currently in Use | Diesel | 4000 | Steel-Impressed Current | 1975-05-11 | Fiberglass Reinforced Plastic | Pressurized
1460084 | 2 | Flapper Valve | 1984-05-08 |  | 2001-09-15 |  | Currently in Use | Kerosene | 4000 | Steel-Impressed Current | 1975-05-11 | Fiberglass Reinforced Plastic | Safe Suction (Euro)
1460084 | 3 | Flapper Valve | 1984-05-08 |  | 1984-05-08 |  | Currently in Use | Gas (Historical Use) | 8000 | Steel-Impressed Current | 1984-05-08 | Fiberglass Reinforced Plastic | Pressurized
1460084 | 4 | Flapper Valve | 1984-05-08 |  | 1984-05-08 |  | Currently in Use | Gas (Historical Use) | 8000 | Steel-Impressed Current | 1984-05-08 | Fiberglass Reinforced Plastic | Pressurized
1460085 | 1 | [5 empty] | Removed from Ground | Gas (Historical Use) | 6000 | Bare Steel | 1979-05-10 | Galvanized Steel | Safe Suction (Euro)
1460085 | 2 | [5 empty] | Removed from Ground | Gas (Historical Use) | 6000 | Bare Steel | 1979-05-10 | Galvanized Steel | Safe Suction (Euro)
1460086 | 1 | [5 empty] | Removed from Ground | Gas (Historical Use) | 1000 | Bare Steel | 1983-01-01 | Galvanized Steel | Safe Suction (Euro)
1460086 | 2 | [5 empty] | Closed in Ground | Empty | 1000 | Bare Steel | 1958-05-15 | Galvanized Steel | Safe Suction (Euro)
1460086 | 3 | [5 empty] | Removed from Ground | Empty | 1000 | Bare Steel | 1958-05-15 | Galvanized Steel | Safe Suction (Euro)
1460086 | 4 | [5 empty] | Removed from Ground | Diesel | 550 | Bare Steel | 1958-05-15 | Galvanized Steel | Safe Suction (Euro)
1460086 | 5 | [5 empty] | Removed from Ground | Diesel | 550 | Bare Steel | 1958-05-15 | Galvanized Steel | Safe Suction (Euro)
1460086 | 7 | [5 empty] | Removed from Ground | Kerosene | 280 | Bare Steel | 1958-05-15 | Galvanized Steel | Safe Suction (Euro)
1460087 | 1 | Flapper Valve | 1993-11-23 | no | 1993-11-23 | no | Currently in Use | Regular | 4000 | Steel-Impressed Current | 1998-09-07 | Steel (Impressed Current) | Safe Suction (Euro)
1460087 | 2 |  | 1993-11-23 |  | 1993-11-23 |  | Removed from Ground | Gas (Historical Use) | 4000 | Steel-Impressed Current | 1979-05-10 | Cathodically Protected | Safe Suction (Euro)
1460087 | 3 | Flapper Valve | 1993-11-23 | no | 1993-11-23 | no | Currently in Use | E-10 | 6000 | Steel-Impressed Current | 1998-09-17 | Steel (Impressed Current) | Safe Suction (Euro)
1460092 | 1 | [5 empty] | Removed from Ground | Gas (Historical Use) | 10000 | Bare Steel | 1981-05-09 | Galvanized Steel | Pressurized
1460092 | 2 | [5 empty] | Removed from Ground | Gas (Historical Use) | 10000 | Bare Steel | 1981-05-09 | Galvanized Steel | Pressurized
1460092 | 3 | [5 empty] | Removed from Ground | Gas (Historical Use) | 10000 | Bare Steel | 1981-05-09 | Galvanized Steel | Pressurized
1460093 | 1 | Flapper Valve | 1998-04-20 |  | 1998-04-20 |  | Currently in Use | Gas (Historical Use) | 10000 | Steel-Impressed Current | 1981-05-09 | Steel (Impressed Current) | Pressurized
1460093 | 2 | Flapper Valve | 1998-04-20 |  | 1998-04-20 |  | Currently in Use | Gas (Historical Use) | 10000 | Steel-Impressed Current | 1981-05-09 | Steel (Impressed Current) | Pressurized
1460093 | 3 | Flapper Valve | 1998-04-20 |  | 1998-04-20 |  | Currently in Use | Gas (Historical Use) | 10000 | Steel-Impressed Current | 1981-05-09 | Steel (Impressed Current) | Pressurized
1460094 | 1 | [5 empty] | Removed from Ground | Other | 550 | Bare Steel | 1966-05-13 | Galvanized Steel
1460094 | 2 | [5 empty] | Removed from Ground | Empty | 1000 | Bare Steel | 1961-05-14 | Galvanized Steel
1460095 | 1 | [5 empty] | Removed from Ground | Gas (Historical Use) | 4000 | Bare Steel | 1984-05-08 | Galvanized Steel | Safe Suction (Euro)
1460095 | 2 | [5 empty] | Removed from Ground | Gas (Historical Use) | 4000 | Bare Steel | 1984-05-08 | Galvanized Steel | Safe Suction (Euro)
1460095 | 3 | Ball Float | 1993-12-15 |  | 1993-12-15 |  | Currently in Use | Diesel | 6000 | Steel-Impressed Current | 1984-11-01 | Fiberglass Reinforced Plastic | Safe Suction (Euro)
1460095 | 4 | Ball Float | 1993-12-15 |  | 1993-12-15 |  | Currently in Use | Diesel | 4000 | Steel-Impressed Current | 1984-11-01 | Cathodically Protected | Safe Suction (Euro)
1460095 | 5 | Ball Float | 1993-12-15 |  | 1993-12-15 |  | Currently in Use | Diesel | 4000 | Steel-Impressed Current | 1984-11-01 | Fiberglass Reinforced Plastic | Safe Suction (Euro)
1460095 | 6 | Ball Float | 1992-10-22 |  | 1992-10-22 |  | Currently in Use | Gas (Historical Use) | 8000 | Galvanic (STIP-3) | 1992-10-22 | Fiberglass Reinforced Plastic | Pressurized
1460095 | 7 | Ball Float | 1992-10-22 |  | 1992-10-22 |  | Currently in Use | Gas (Historical Use) | 8000 | Galvanic (STIP-3) | 1992-10-22 | Fiberglass Reinforced Plastic | Pressurized
1460095 | 8 | Ball Float | 1992-10-22 |  | 1992-10-22 |  | Currently in Use | Gas (Historical Use) | 10000 | Galvanic (STIP-3) | 1992-10-22 | Fiberglass Reinforced Plastic | Pressurized
1460098 | 1 |  | 1999-01-15 |  | 1999-01-15 |  | Removed from Ground | Gas (Historical Use) | 1000 | Steel-Impressed Current | 1976-05-10 | Cathodically Protected | Safe Suction (Euro)
1460098 | 2 |  | 1999-01-15 |  | 1999-01-15 |  | Removed from Ground | Gas (Historical Use) | 3000 | Steel-Impressed Current | 1980-05-09 | Cathodically Protected | Safe Suction (Euro)
1460098 | 3 |  | 1999-01-15 |  | 1999-01-15 |  | Removed from Ground | Gas (Historical Use) | 3000 | Steel-Impressed Current | 1976-05-10 | Cathodically Protected | Safe Suction (Euro)
1460098 | 4 |  | 1999-01-15 |  | 1999-01-15 |  | Removed from Ground | Kerosene | 4000 | Steel-Impressed Current | 1982-05-09 | Cathodically Protected | Safe Suction (Euro)
1460098 | 5 |  | 1999-01-15 |  | 1999-01-15 |  | Removed from Ground | Gas (Historical Use) | 1000 | Steel-Impressed Current | 1976-05-10 | Cathodically Protected | Safe Suction (Euro)
1460099 | 1 |  | 1998-09-04 |  | 1998-09-04 |  | Currently in Use | Gas (Historical Use) | 5000 | Steel-Impressed Current | 1956-05-15 | Fiberglass Reinforced Plastic | Safe Suction (Euro)
1460099 | 2 |  | 1998-09-04 |  | 1998-09-04 |  | Temporarily out of use | Gas (Historical Use) | 5000 | Steel-Impressed Current | 1956-05-15 | Fiberglass Reinforced Plastic | Safe Suction (Euro)
1460099 | 3 |  | 1998-09-04 |  | 1998-09-04 |  | Currently in Use | Gas (Historical Use) | 3000 | Steel-Impressed Current | 1964-05-13 | Fiberglass Reinforced Plastic | Safe Suction (Euro)
1460099 | 4 |  | 1998-09-04 |  | 1998-09-04 |  | Currently in Use | Kerosene | 3000 | Steel-Impressed Current | 1983-05-09 | Cathodically Protected | Safe Suction (Euro)
1460099 | 5 |  |  | yes |  | yes | Removed from Ground | Used Oil | 550 | Bare Steel | 1966-05-13 | Galvanized Steel
1460099 | 6 |  |  | yes |  | yes | Removed from Ground | Used Oil | 550 | Bare Steel | 1966-05-13 | Galvanized Steel
1460101 | 1 | [5 empty] | Removed from Ground | Gas (Historical Use) | 2000 | Bare Steel | 1956-05-15 | Galvanized Steel
1460101 | 2 | [5 empty] | Removed from Ground | Gas (Historical Use) | 2000 | Bare Steel | 1956-05-15 | Galvanized Steel
1460101 | 3 | [5 empty] | Removed from Ground | Gas (Historical Use) | 2000 | Bare Steel | 1956-05-15 | Galvanized Steel
1460101 | 4 |  |  | yes |  | yes | Closed in Ground | Used Oil | 500 | Bare Steel | 1956-05-15 | Galvanized Steel
1460102 | 1 |  | 1999-01-15 |  | 1999-01-15 |  | Removed from Ground | Gas (Historical Use) | 4000 | Steel-Impressed Current | 1983-10-09 | Cathodically Protected | Safe Suction (Euro)
1460102 | 2 |  | 1999-01-15 |  | 1999-01-15 |  | Removed from Ground | Gas (Historical Use) | 4000 | Steel-Impressed Current | 1983-10-09 | Cathodically Protected | Safe Suction (Euro)
1460102 | 3 |  | 1999-01-15 |  | 1999-01-15 |  | Removed from Ground | Gas (Historical Use) | 6000 | Steel-Impressed Current | 1983-10-09 | Cathodically Protected | Safe Suction (Euro)
1460102 | 4D |  | 1999-01-15 |  | 1999-01-15 |  | Removed from Ground | Diesel | 1000 | Steel-Impressed Current | 1968-05-12 | Cathodically Protected | Safe Suction (Euro)
1460102 | 5K |  | 1999-01-15 |  | 1999-01-15 |  | Removed from Ground | Kerosene | 1000 | Steel-Impressed Current | 1968-05-12 | Cathodically Protected | Safe Suction (Euro)
1460103 | 1 | [5 empty] | Removed from Ground | Gas (Historical Use) | 1000 | Bare Steel | 1976-05-10 | Galvanized Steel
1460104 | 1 | [5 empty] | Removed from Ground | Empty | 1000 | Bare Steel | 1961-05-14 | Galvanized Steel
1460104 | 2 | [5 empty] | Removed from Ground | Empty | 1000 | Bare Steel | 1961-05-14 | Galvanized Steel
1460104 | 3 | [5 empty] | Removed from Ground | Empty | 2000 | Bare Steel | 1971-05-12 | Galvanized Steel
1460107 | 1 | [5 empty] | Removed from Ground | Empty | 1000 | Bare Steel | 1964-05-13 | Galvanized Steel
1460107 | 2 | [5 empty] | Removed from Ground | Empty | 1000 | Bare Steel | 1964-05-13 | Galvanized Steel
1460107 | 3 | [5 empty] | Removed from Ground | Empty | 1000 | Bare Steel | 1964-05-13 | Galvanized Steel
1460109 | 1 | [5 empty] | Currently in Use | Diesel | 560 | Bare Steel | 1976-05-10 | Unknown
1460112 | 1 | [5 empty] | Removed from Ground | Gas (Historical Use) | 3000 | Bare Steel | 1966-05-13 | Unknown
1460112 | 10 |  | 1999-09-01 | no | 1999-09-01 | no | Closed in Ground | Diesel | 3000 | Epoxy | 1999-03-19 | Fiberglass Reinforced Plastic | Suction (American)
1460112 | 2 |  |  | no |  | no | Closed in Ground | Gas (Historical Use) | 3000 | Bare Steel | 1966-05-13 | Unknown
1460112 | 3 | [5 empty] | Removed from Ground | Gas (Historical Use) | 3000 | Bare Steel | 1966-05-13 | Unknown
1460112 | 4 |  |  | no |  | no | Closed in Ground | Gas (Historical Use) | 3000 | Bare Steel | 1966-05-13 | Unknown
1460112 | 5 | [5 empty] | Removed from Ground | Diesel | 3000 | Bare Steel | 1984-05-08 | Galvanized Steel
1460112 | 6 |  |  | yes |  | yes | Removed from Ground | Used Oil | 500 | Bare Steel | 1978-08-01 | Unknown
1460112 | 7 |  | 1999-03-01 | no | 1999-03-01 | no | Closed in Ground | Gas (Historical Use) | 6000 | Composite | 1989-06-05 | Fiberglass Reinforced Plastic | Pressurized
1460112 | 8 |  | 1999-03-01 | no | 1999-03-01 | no | Closed in Ground | Gas (Historical Use) | 6000 | Composite | 1989-06-05 | Fiberglass Reinforced Plastic | Pressurized
1460112 | 9 |  | 1999-03-01 | no | 1999-03-01 | no | Closed in Ground | Gas (Historical Use) | 6000 | Composite | 1989-06-05 | Fiberglass Reinforced Plastic | Pressurized
1460114 | 1 | Ball Float | 1993-01-18 | no | 1993-01-18 | no | Currently in Use | Premium | 3008 | Composite | 1992-03-02 | Double Walled | Pressurized
1460114 | 2 | Ball Float | 1993-01-18 | no | 1993-01-18 | no | Currently in Use | Regular | 4010 | Composite | 1992-03-02 | Double-Walled Flex | Pressurized
1460114 | 3 | Ball Float | 1993-01-18 | no | 1993-01-18 | no | Currently in Use | Regular | 3008 | Composite | 1992-03-02 | Double-Walled Flex | Pressurized
1460115 | 1 | [5 empty] | Removed from Ground | Gas (Historical Use) | 1060 | Bare Steel | 1978-05-03 | Galvanized Steel
1460116 | 1 | Flapper Valve | 1997-11-15 | no | 1997-11-15 | no | Currently in Use | Regular | 6000 | STIP-3/Impressed Current | 1985-12-01 | Fiberglass Reinforced Plastic | Pressurized
1460116 | 2 | Flapper Valve | 1997-11-15 | no | 1997-11-15 | no | Currently in Use | Premium | 4000 | STIP-3/Impressed Current | 1985-12-01 | Fiberglass Reinforced Plastic | Pressurized
1460116 | 4A | Flapper Valve | 1997-11-15 | no | 1997-11-15 | no | Currently in Use | Kerosene | 1000 | STIP-3/Impressed Current | 1985-12-01 | Fiberglass Reinforced Plastic | Pressurized
1460116 | 4B | Flapper Valve | 1997-11-15 | no | 1997-11-15 | no | Currently in Use | Kerosene | 1000 | STIP-3/Impressed Current | 1985-12-01 | Fiberglass Reinforced Plastic | Pressurized
1460116 | 5 |  | 1997-11-15 | no | 1997-11-15 | no | Currently in Use | Diesel | 5000 | Galvanic (STIP-3) | 1985-12-01 | Fiberglass Reinforced Plastic | Pressurized
1460117 | 1 | [5 empty] | Removed from Ground | Gas (Historical Use) | 8000 | Bare Steel | 1984-05-07 | Galvanized Steel | Suction (American)
1460117 | 2 | [5 empty] | Removed from Ground | Gas (Historical Use) | 6000 | Bare Steel | 1974-05-09 | Galvanized Steel | Suction (American)
1460117 | 3 | [5 empty] | Removed from Ground | Gas (Historical Use) | 1000 | Bare Steel | 1984-05-06 | Galvanized Steel | Suction (American)
1460117 | 4 | [5 empty] | Removed from Ground | Gas (Historical Use) | 1000 | Bare Steel | 1984-05-06 | Galvanized Steel
1460119 | 1 | [5 empty] | Removed from Ground | Gas (Historical Use) | 1000 | Bare Steel | 1971-05-10 | Galvanized Steel | Suction (American)
1460119 | 2 | [5 empty] | Removed from Ground | Gas (Historical Use) | 1000 | Bare Steel | 1971-05-10 | Galvanized Steel | Suction (American)
1460119 | 3 | [5 empty] | Removed from Ground | Gas (Historical Use) | 1000 | Bare Steel | 1971-05-10 | Galvanized Steel | Suction (American)
1460119 | 4 | [5 empty] | Removed from Ground | Gas (Historical Use) | 560 | Bare Steel | 1971-05-10 | Galvanized Steel
1460119 | 5 | Ball Float | 2000-04-10 |  | 2000-04-10 |  | Currently in Use | Gas (Historical Use) | 12000 | Epoxy | 2000-04-10 | Fiberglass Reinforced Plastic | Pressurized
1460119 | 6 | Ball Float | 2000-04-10 |  | 2000-04-10 |  | Currently in Use | Gas (Historical Use) | 10000 | Epoxy | 2000-04-10 | Fiberglass Reinforced Plastic | Pressurized
1460120 | 1 |  | 1998-12-01 | no | 1998-12-01 | no | Removed from Ground | Diesel | 8000 | Cathodically Protected Steel | 1982-05-09 | Cathodically Protected | Safe Suction (Euro)
1460120 | 2 |  | 1998-12-01 |  | 1998-12-01 |  | Removed from Ground | Gas (Historical Use) | 3000 | Steel-Impressed Current | 1982-05-09 | Cathodically Protected | Safe Suction (Euro)
1460122 | 1 | [5 empty] | Removed from Ground | Diesel | 10000 | Bare Steel | 1951-05-17 | Bare Steel
1460122 | 2 | [5 empty] | Removed from Ground | Diesel | 10000 | Bare Steel | 1951-05-17 | Bare Steel
1460122 | 3 | [5 empty] | Removed from Ground | Diesel | 10000 | Bare Steel | 1974-05-11 | Bare Steel
1460123 | 1 | [5 empty] | Removed from Ground | Gas (Historical Use) | 3000 | Bare Steel | 1974-01-01 | Galvanized Steel | Suction (American)
1460123 | 2 | [5 empty] | Removed from Ground | Diesel | 3000 | Bare Steel | 1974-05-10 | Galvanized Steel | Suction (American)
1460124 | 1 |  | 1998-11-28 |  | 1998-11-28 |  | Removed from Ground | Gas (Historical Use) | 4000 | Steel-Impressed Current | 1981-05-09 |  | Suction (American)
1460124 | 2 |  | 1998-11-28 |  | 1998-11-28 |  | Removed from Ground | Diesel | 4000 | Steel-Impressed Current | 1981-05-09 |  | Suction (American)
1460124 | 3 |  | 1998-11-28 |  | 1998-11-28 |  | Removed from Ground | Diesel | 6000 | Steel-Impressed Current | 1981-05-09 | Cathodically Protected | Suction (American)
1460124 | 4 | Overfill Alarm | 2005-07-01 | no | 2005-07-01 | no | Currently in Use | Diesel | 12000 | Composite | 2005-07-01 | Double-Walled Fiberglass | Pressurized
1460124 | 5 | Overfill Alarm | 2005-07-01 | no | 2005-07-01 | no | Currently in Use | Gas (Historical Use) | 8000 | Composite | 2005-07-01 | Double-Walled Fiberglass | Pressurized
1460126 | 1 |  | 1999-01-13 |  | 1999-01-13 |  | Removed from Ground | Gas (Historical Use) | 1000 | Steel-Impressed Current | 1986-05-09 | Cathodically Protected | Suction (American)
1460126 | 2 |  | 1999-01-13 |  | 1999-01-13 |  | Removed from Ground | Gas (Historical Use) | 1000 | Steel-Impressed Current | 1986-05-08 | Cathodically Protected | Suction (American)
1460126 | 3 |  | 1999-01-13 |  | 1999-01-13 |  | Removed from Ground | Gas (Historical Use) | 2000 | Steel-Impressed Current | 1986-05-08 | Cathodically Protected | Suction (American)
1460126 | 4 |  | 1999-01-13 |  | 1999-01-13 |  | Removed from Ground | Diesel | 2000 | Steel-Impressed Current | 1986-05-08 | Cathodically Protected | Suction (American)
1460127 | 1 |  | 1999-01-12 |  | 1999-01-12 |  | Removed from Ground | Gas (Historical Use) | 1000 | Steel-Impressed Current | 1961-05-14 | Cathodically Protected | Suction (American)
1460127 | 2 |  | 1999-01-12 |  | 1999-01-12 |  | Removed from Ground | Gas (Historical Use) | 1000 | Steel-Impressed Current | 1961-05-14 | Cathodically Protected | Suction (American)
1460127 | 3 |  | 1999-01-12 |  | 1999-01-12 |  | Removed from Ground | Diesel | 1000 | Steel-Impressed Current | 1961-05-14 | Cathodically Protected | Suction (American)
1460127 | 4 |  | 1999-01-12 |  | 1999-01-12 |  | Removed from Ground | Gas (Historical Use) | 1000 | Steel-Impressed Current | 1961-05-14 | Cathodically Protected | Suction (American)
1460130 | 1 | [5 empty] | Removed from Ground | Diesel | 10000 | Cathodically Protected Steel | 1992-05-13 | Galvanized Steel
1460130 | 2 | [5 empty] | Removed from Ground | Gas (Historical Use) | 10000 | Cathodically Protected Steel | 1992-05-13 | Galvanized Steel
1460130 | 3 | [5 empty] | Removed from Ground | Other | 550 | Bare Steel | 1986-05-08 | Galvanized Steel
1460131 | 1 | [5 empty] | Removed from Ground | Gas (Historical Use) | 2000 | Bare Steel | 1981-05-09 | Galvanized Steel
1460135 | 1 | [5 empty] | Removed from Ground | Other | 5000 | Bare Steel | 1970-01-05 | Galvanized Steel | Suction (American)
1460135 | 2 | [5 empty] | Removed from Ground | Diesel | 2500 | Bare Steel | 1961-01-01 | Bare Steel
1460135 | 3 | [5 empty] | Removed from Ground | Diesel | 1000 | Bare Steel | 1989-05-01 | Unknown
1460138 | 1 | [5 empty] | Removed from Ground | Gas (Historical Use) | 3000 | Bare Steel | 1956-05-15 | Galvanized Steel
1460138 | 2 | [5 empty] | Removed from Ground | Gas (Historical Use) | 3000 | Bare Steel | 1956-05-15 | Galvanized Steel
1460138 | 3 | [5 empty] | Removed from Ground | Gas (Historical Use) | 3000 | Bare Steel | 1956-05-15 | Galvanized Steel
1460138 | 4 | [5 empty] | Removed from Ground | Gas (Historical Use) | 3000 | Bare Steel | 1956-05-15 | Galvanized Steel
1460138 | 5 | [5 empty] | Removed from Ground | Gas (Historical Use) | 8000 | Bare Steel | 1976-05-10 | Galvanized Steel
1460140 | 1 | [5 empty] | Removed from Ground | Empty | 6000 | Bare Steel | 1979-01-01 | Galvanized Steel
1460140 | 2 | [5 empty] | Removed from Ground | Empty | 6000 | Bare Steel | 1979-01-01 | Galvanized Steel
1460140 | 3 | [5 empty] | Removed from Ground | Empty | 4000 | Bare Steel | 1979-01-01 | Galvanized Steel
1460142 | 1 | Flapper Valve | 1997-07-29 |  | 1997-07-29 |  | Removed from Ground | Gas (Historical Use) | 10000 | Steel-Impressed Current | 1976-06-04 | Fiberglass Reinforced Plastic | Pressurized
1460142 | 2 | Flapper Valve | 1997-07-29 |  | 1997-07-29 |  | Removed from Ground | Gas (Historical Use) | 10000 | Steel-Impressed Current | 1976-06-04 | Fiberglass Reinforced Plastic | Pressurized
1460142 | 3 | Flapper Valve | 1997-07-29 |  | 1997-07-29 |  | Removed from Ground | Gas (Historical Use) | 4000 | Steel-Impressed Current | 1985-06-02 | Fiberglass Reinforced Plastic | Pressurized
1460142 | 4 | Flapper Valve | 1997-07-29 |  | 1997-07-29 |  | Removed from Ground | Kerosene | 2000 | Steel-Impressed Current | 1985-06-02 | Fiberglass Reinforced Plastic | Safe Suction (Euro)
1460144 | 1 | [5 empty] | Removed from Ground | Gas (Historical Use) | 1000 | Bare Steel | 1966-06-02 | Bare Steel
1460145 | 1 | [5 empty] | Permanently Out of Use - historical purposes | Empty | 4000 | Bare Steel | 1979-05-10 | Galvanized Steel
1460145 | 2 | [5 empty] | Permanently Out of Use - historical purposes | Empty | 4000 | Bare Steel | 1979-05-10 | Galvanized Steel
1460146 | 1 | Flapper Valve | 1999-01-01 | no | 1999-01-01 | no | Currently in Use | Regular | 3000 | Steel-Impressed Current | 1967-01-06 | Fiberglass Reinforced Plastic | Safe Suction (Euro)
1460146 | 2 | Flapper Valve | 1999-01-01 | no | 1999-01-01 | no | Currently in Use | Diesel | 2000 | Steel-Impressed Current | 1967-01-06 | Fiberglass Reinforced Plastic | Safe Suction (Euro)
1460146 | 3 | Flapper Valve | 1999-01-01 | no | 1999-01-01 | no | Temporarily out of use | Premium | 2000 | Steel-Impressed Current | 1967-01-06 | Fiberglass Reinforced Plastic | Safe Suction (Euro)
1460148 | 1 | Flapper Valve | 1998-06-10 |  | 1998-06-10 |  | Currently in Use | Gas (Historical Use) | 10152 | Steel-Impressed Current | 1986-06-01 | Cathodically Protected | Pressurized
1460148 | 2 | Flapper Valve | 1998-06-10 |  | 1998-06-10 |  | Currently in Use | Diesel | 10152 | Steel-Impressed Current | 1986-06-01 | Cathodically Protected | Pressurized
1460148 | 3 | Flapper Valve | 1998-06-10 |  | 1998-06-10 |  | Currently in Use | Gas (Historical Use) | 10152 | Steel-Impressed Current | 1986-06-01 | Cathodically Protected | Pressurized
1460148 | 4 |  | 1998-06-10 |  | 1998-06-10 |  | Removed from Ground | Diesel | 2005 | Composite | 1992-04-01 | Cathodically Protected | Suction (American)
1460148 | 5 | Flapper Valve | 1998-06-10 |  | 1998-06-10 |  | Currently in Use | Kerosene | 2005 | Steel-Impressed Current | 1986-11-01 | Cathodically Protected | Suction (American)
1460149 | 1 | [5 empty] | Removed from Ground | Empty | 4000 | Bare Steel | 1966-05-28 | Galvanized Steel
1460149 | 2 | [5 empty] | Removed from Ground | Empty | 3000 | Bare Steel | 1966-05-28 | Galvanized Steel
1460149 | 3 | [5 empty] | Removed from Ground | Empty | 3000 | Bare Steel | 1966-05-28 | Galvanized Steel
1460151 | 1 | [5 empty] | Removed from Ground | Gas (Historical Use) | 6200 | Bare Steel | 1974-07-24 | Galvanized Steel
1460153 | 1 | [5 empty] | Removed from Ground | Gas (Historical Use) | 1000 | Bare Steel | 1978-01-01 | Galvanized Steel
1460153 | 2 | Flapper Valve | 1998-05-08 |  | 1998-05-08 |  | Currently in Use | Diesel | 1000 | Fiberglass Double Walled | 1998-05-08 | Fiberglass Reinforced Plastic | Safe Suction (Euro)
1460153 | 3 | Flapper Valve | 1998-05-08 |  | 1998-05-08 |  | Currently in Use | Gas (Historical Use) | 2500 | Fiberglass Double Walled | 1998-05-08 | Fiberglass Reinforced Plastic | Safe Suction (Euro)
1460153 | 4 | Flapper Valve | 1998-05-08 |  | 1998-05-08 |  | Currently in Use | Diesel | 2500 | Fiberglass Double Walled | 1998-05-08 | Double-Walled Fiberglass | Safe Suction (Euro)
1462000 | 1 | Flapper Valve | 1988-06-03 |  | 1988-06-03 |  | Removed from Ground | Diesel | 6000 | Galvanic (STIP-3) | 1988-06-03 | Fiberglass Reinforced Plastic | Pressurized
1470002 | 1 | [5 empty] | Removed from Ground | Empty | 250 | Bare Steel | 1956-04-24 | Unknown | Safe Suction (Euro)
1470003 | 2 |  | 1988-01-01 |  | 1988-01-01 |  | Removed from Ground | Gas (Historical Use) | 1000 | Cathodically Protected Steel | 1988-01-01 | Galvanized Steel | Suction (American)
1470004 | 1 | [5 empty] | Removed from Ground | Gas (Historical Use) | 560 | Bare Steel | 1956-03-28 | Galvanized Steel
1470005 | 1 |  | 1997-07-28 |  | 1997-07-28 |  | Removed from Ground | Gas (Historical Use) | 4000 | Galvanic (STIP-3) | 1987-04-15 | Cathodically Protected | Pressurized
1470005 | 2 |  | 1997-07-28 |  | 1997-07-28 |  | Removed from Ground | Gas (Historical Use) | 4000 | Galvanic (STIP-3) | 1987-04-15 | Cathodically Protected | Pressurized
1470005 | 3 |  | 1997-07-28 |  | 1997-07-28 |  | Removed from Ground | Gas (Historical Use) | 8000 | Galvanic (STIP-3) | 1987-04-15 | Cathodically Protected | Pressurized
1470005 | 4 |  | 1997-07-28 |  | 1997-07-28 |  | Removed from Ground | Diesel | 6000 | Steel-Impressed Current | 1978-02-26 | Cathodically Protected | Pressurized
1470006 | 1 | [5 empty] | Removed from Ground | Gas (Historical Use) | 1000 | Bare Steel | 1971-01-27 | Galvanized Steel
1470008 | 1 | [5 empty] | Removed from Ground | Empty | 500 | Bare Steel | 1986-01-01 | Unknown
1470008 | 2 | [5 empty] | Removed from Ground | Diesel | 4000 | Bare Steel | 1978-01-01 | Unknown | Suction (American)
1470008 | 3 | [5 empty] | Removed from Ground | Gas (Historical Use) | 5000 | Bare Steel | 1986-01-01 | Unknown | Suction (American)
1470008 | 4 | [5 empty] | Removed from Ground | Gas (Historical Use) | 3000 | Bare Steel | 1972-12-01 | Unknown | Suction (American)
1470008 | 6 | [5 empty] | Removed from Ground | Gas (Historical Use) | 12000 | Bare Steel | 1956-03-07 | Unknown
1470008 | 7 |  |  | yes |  | yes | Removed from Ground | Used Oil | 12000 | Bare Steel | 1956-03-07 | Unknown
1470009 | 1 | [5 empty] | Removed from Ground | Gas (Historical Use) | 1000 | Marked Unknown | 1956-03-06 | Unknown
1470010 | 1 | [5 empty] | Removed from Ground | Diesel | 1000 | Bare Steel | 1984-03-06 | Galvanized Steel | Suction (American)
1470011 | 1 | [5 empty] | Removed from Ground | Gas (Historical Use) | 12000 | Fiberglass | 1985-03-06 | Bare Steel | Pressurized
1470012 | 1 | [5 empty] | Removed from Ground | Gas (Historical Use) | 5060 | Bare Steel | 1964-01-20 | Galvanized Steel
1470012 | 2 | [5 empty] | Removed from Ground | Gas (Historical Use) | 5060 | Bare Steel | 1964-01-20 | Galvanized Steel
1470012 | 3 | [5 empty] | Removed from Ground | Gas (Historical Use) | 10027 | Bare Steel | 1972-01-18 | Galvanized Steel
1470013 | 1 | [5 empty] | Removed from Ground | Gas (Historical Use) | 3000 | Bare Steel | 1970-01-01 | Galvanized Steel | Suction (American)
1470013 | 2 | [5 empty] | Removed from Ground | Gas (Historical Use) | 1000 | Bare Steel | 1970-01-01 | Galvanized Steel
1470013 | 3 | [5 empty] | Removed from Ground | Gas (Historical Use) | 1000 | Bare Steel | 1970-01-01 | Galvanized Steel
1470014 | 1 | [5 empty] | Closed in Ground | Gas (Historical Use) | 550 | Bare Steel | 1966-02-23 | Galvanized Steel
1470014 | 2 | [5 empty] | Closed in Ground | Gas (Historical Use) | 550 | Bare Steel | 1966-02-23 | Galvanized Steel
1470014 | 3 | [5 empty] | Closed in Ground | Gas (Historical Use) | 550 | Bare Steel | 1966-02-23 | Galvanized Steel
1470015 | 1 | [5 empty] | Removed from Ground | Diesel | 5000 | Bare Steel | 1982-02-25 | Galvanized Steel | Safe Suction (Euro)
1470015 | 2 | [5 empty] | Removed from Ground | Diesel | 5000 | Bare Steel | 1982-02-25 | Galvanized Steel | Safe Suction (Euro)
1470015 | 3 | [5 empty] | Removed from Ground | Gas (Historical Use) | 5000 | Bare Steel | 1982-02-25 | Galvanized Steel | Safe Suction (Euro)
1470016 | 1 |  | 1998-08-14 |  | 1998-08-14 |  | Currently in Use | Diesel | 10000 | Steel-Impressed Current | 1982-01-10 | Cathodically Protected | Safe Suction (Euro)
1470016 | 2 | [5 empty] | Removed from Ground | Gas (Historical Use) | 2000 | Bare Steel | 1966-01-14 | Galvanized Steel
1470017 | 1 | [5 empty] | Removed from Ground | Gas (Historical Use) | 38 | Cathodically Protected Steel | 1956-03-12 | Bare Steel
1470017 | 2 | [5 empty] | Removed from Ground | Diesel | 0 | Cathodically Protected Steel | 1956-03-12 | Bare Steel
1470017 | 3 | Flapper Valve | 1997-10-01 |  | 1997-10-01 |  | Removed from Ground | Diesel | 15000 | Steel-Impressed Current | 1975-03-08 | Steel (Impressed Current) | Suction (American)
1470019 | 1 | [5 empty] | Removed from Ground | Diesel | 10000 | Bare Steel | 1983-03-15 | Galvanized Steel
1470020 | 1 | [5 empty] | Removed from Ground | Gas (Historical Use) | 2000 | Bare Steel | 1966-03-19 | Galvanized Steel
1470022 | 1 | [5 empty] | Removed from Ground | Empty | 2000 | Bare Steel | 1966-03-19 | Galvanized Steel
1470023 | 1 | [5 empty] | Removed from Ground | Diesel | 10000 | Bare Steel | 1975-03-17 | Galvanized Steel
1470023 | 2 | [5 empty] | Removed from Ground | Gas (Historical Use) | 10000 | Bare Steel | 1975-03-17 | Galvanized Steel
1470023 | 3 | [5 empty] | Removed from Ground | Empty | 1000 | Bare Steel | 1966-03-19 | Galvanized Steel
1470023 | 4 | [5 empty] | Removed from Ground | Empty | 1000 | Bare Steel | 1966-03-19 | Galvanized Steel
1470023 | 5 |  | 1997-05-20 |  | 1997-05-20 |  | Removed from Ground | Diesel | 10000 | Composite | 1997-05-20 | Cathodically Protected | Suction (American)
1470023 | 6 |  | 1997-05-20 |  | 1997-05-20 |  | Removed from Ground | Gas (Historical Use) | 4000 | Epoxy | 1997-05-14 | Secondary Containment | Suction (American)
1470028 | 1 | [5 empty] | Removed from Ground | Gas (Historical Use) | 1000 | Bare Steel | 1976-04-11 | Unknown
1470029 | 1 | [5 empty] | Removed from Ground | Gas (Historical Use) | 4000 | Bare Steel | 1976-04-11 | Unknown
1470029 | 2 | [5 empty] | Removed from Ground | Gas (Historical Use) | 4000 | Bare Steel | 1976-04-11 | Unknown
1470029 | 3 | [5 empty] | Removed from Ground | Gas (Historical Use) | 1000 | Bare Steel | 1976-04-11 | Unknown
1470030 | 1 | [5 empty] | Removed from Ground | Gas (Historical Use) | 6000 | Bare Steel | 1976-04-11 | Unknown
1470030 | 2 | [5 empty] | Removed from Ground | Gas (Historical Use) | 3000 | Bare Steel | 1976-04-11 | Unknown
1470030 | 3 | [5 empty] | Removed from Ground | Gas (Historical Use) | 3000 | Bare Steel | 1976-04-11 | Unknown
1470031 | 1 |  | 1998-07-16 |  | 1998-07-16 |  | Currently in Use | Gas (Historical Use) | 10000 | Steel-Impressed Current | 1986-04-10 | Fiberglass Reinforced Plastic | Pressurized
1470031 | 2 |  | 1998-07-16 |  | 1998-07-16 |  | Currently in Use | Gas (Historical Use) | 8000 | Steel-Impressed Current | 1986-04-10 | Fiberglass Reinforced Plastic | Pressurized
1470031 | 3 |  | 1998-07-16 |  | 1998-07-16 |  | Currently in Use | Gas (Historical Use) | 8000 | Steel-Impressed Current | 1986-04-10 | Fiberglass Reinforced Plastic | Pressurized
1470031 | 4 |  | 1998-07-16 |  | 1998-07-16 |  | Currently in Use | Diesel | 3000 | Steel-Impressed Current | 1986-04-10 | Steel (Impressed Current) | Suction (American)
1470031 | 5 |  | 1998-07-16 |  | 1998-07-16 |  | Currently in Use | Diesel | 3000 | Steel-Impressed Current | 1986-04-10 | Steel (Impressed Current) | Suction (American)
1470031 | 6 |  | 1998-07-16 |  | 1998-07-16 |  | Currently in Use | Diesel | 3000 | Steel-Impressed Current | 1986-04-10 | Steel (Impressed Current) | Suction (American)
1470034 | 1 | [5 empty] | Removed from Ground | Gas (Historical Use) | 500 | Bare Steel | 1966-04-22 | Unknown
1470035 | 1 | [5 empty] | Removed from Ground | Gas (Historical Use) | 1000 | Bare Steel | 1986-01-01 | Galvanized Steel
1470035 | 2 | [5 empty] | Removed from Ground | Diesel | 1000 | Bare Steel | 1986-01-01 | Galvanized Steel
1470035 | 3 | [5 empty] | Removed from Ground | Diesel | 3000 | Bare Steel | 1986-01-01 | Galvanized Steel
1470037 | 1 | [5 empty] | Currently in Use | Gas (Historical Use) | 10000 | Bare Steel | 1977-05-03 | Galvanized Steel
1470037 | 2 | [5 empty] | Currently in Use | Gas (Historical Use) | 8000 | Bare Steel | 1977-05-03 | Galvanized Steel
1470037 | 3 | [5 empty] | Currently in Use | Gas (Historical Use) | 8000 | Bare Steel | 1977-05-03 | Galvanized Steel
1470038 | 1 | [5 empty] | Removed from Ground | Gas (Historical Use) | 2000 | Bare Steel | 1980-01-01 | Bare Steel | Suction (American)
1470041 | 1 | [5 empty] | Removed from Ground | Diesel | 1000 | Bare Steel | 1956-04-30 | Galvanized Steel | Suction (American)
1470041 | 2 |  | 1991-12-09 |  | 1991-12-09 |  | Removed from Ground | Gas (Historical Use) | 10000 | Bare Steel | 1979-04-25 | Galvanized Steel
1470041 | 3 | [5 empty] | Permanently Out of Use - historical purposes | Other | 5000 | Bare Steel | 1946-05-03 | Galvanized Steel
1470041 | 4 | [5 empty] | Permanently Out of Use - historical purposes | Other | 1000 | Bare Steel | 1946-05-03 | Galvanized Steel
1470042 | 1 | [5 empty] | Removed from Ground | Empty | 6000 | Bare Steel | 1971-04-27 | Galvanized Steel
1470042 | 2 | [5 empty] | Removed from Ground | Empty | 5000 | Bare Steel | 1971-04-27 | Galvanized Steel
1470043 | 1 | [5 empty] | Permanently Out of Use - historical purposes | Empty | 10000 | Bare Steel |  | Galvanized Steel
1470043 | 2 | [5 empty] | Removed from Ground | Empty | 10000 | Bare Steel | 1998-11-09 | Galvanized Steel
1470043 | 3 | [5 empty] | Removed from Ground | Empty | 2000 | Bare Steel | 1998-11-09 | Galvanized Steel
1470043 | 4 | [5 empty] | Removed from Ground | Empty | 550 | Bare Steel | 1998-11-09 | Galvanized Steel
1470044 | 1 | [5 empty] | Removed from Ground | Gas (Historical Use) | 4000 | Bare Steel | 1975-01-01 | Galvanized Steel | Suction (American)
1470044 | 2 | [5 empty] | Removed from Ground | Empty | 3000 | Bare Steel | 1975-01-01 | Galvanized Steel | Suction (American)
1470044 | 3 | [5 empty] | Removed from Ground | Gas (Historical Use) | 4000 | Bare Steel | 1975-01-01 | Galvanized Steel | Suction (American)
1470045 | 1 | [5 empty] | Closed in Ground | Diesel | 12000 | Bare Steel | 1986-04-30 | Galvanized Steel
1470045 | 2 | [5 empty] | Removed from Ground | Diesel | 6000 | Bare Steel | 1986-04-30 | Galvanized Steel
1470046 | 1 | [5 empty] | Removed from Ground | Gas (Historical Use) | 10000 | Bare Steel | 1966-01-06 | Galvanized Steel
1470046 | 2 | [5 empty] | Removed from Ground | Gas (Historical Use) | 10000 | Bare Steel | 1966-01-06 | Galvanized Steel
1470046 | 3 | [5 empty] | Removed from Ground | Gas (Historical Use) | 10000 | Bare Steel | 1966-01-06 | Galvanized Steel
1470046 | 4 | [5 empty] | Removed from Ground | Gas (Historical Use) | 10000 | Bare Steel | 1966-01-06 | Galvanized Steel
1470047 | 1 | [5 empty] | Permanently Out of Use - historical purposes | Gas (Historical Use) | 560 | Bare Steel | 1986-05-06 | Galvanized Steel
1470048 | 1 | [5 empty] | Removed from Ground | Gas (Historical Use) | 3000 | Bare Steel | 1961-05-12 | Unknown
1470048 | 2 | [5 empty] | Removed from Ground | Gas (Historical Use) | 2000 | Bare Steel | 1961-05-12 | Unknown
1470048 | 3 | [5 empty] | Removed from Ground | Gas (Historical Use) | 2000 | Bare Steel | 1961-05-12 | Unknown
1470048 | 4 | Flapper Valve | 1999-01-01 | no | 1999-01-01 | no | Currently in Use | Regular | 6000 | Composite | 1999-01-19 | Fiberglass Reinforced Plastic | Safe Suction (Euro)
1470048 | 5 | Flapper Valve | 1999-01-01 | no | 1999-01-01 | no | Currently in Use | Plus | 3000 | Composite | 1999-01-19 | Fiberglass Reinforced Plastic | Safe Suction (Euro)
1470048 | 6 | Flapper Valve | 1999-01-01 | no | 1999-01-01 | no | Currently in Use | Premium | 3000 | Composite | 1999-01-19 | Fiberglass Reinforced Plastic | Safe Suction (Euro)
1470049 | 1 | [5 empty] | Removed from Ground | Gas (Historical Use) | 560 | Bare Steel | 1962-05-12 | Galvanized Steel
1470049 | 2 | [5 empty] | Removed from Ground | Gas (Historical Use) | 1000 | Bare Steel | 1962-05-12 | Galvanized Steel
1470049 | 3 | [5 empty] | Removed from Ground | Gas (Historical Use) | 2000 | Bare Steel | 1962-05-12 | Galvanized Steel
1470050 | 1 | [5 empty] | Removed from Ground | Gas (Historical Use) | 1000 | Bare Steel | 1961-05-12 | Galvanized Steel
1470050 | 2 | [5 empty] | Removed from Ground | Gas (Historical Use) | 1000 | Bare Steel | 1961-05-12 | Galvanized Steel
1470050 | 3 | [5 empty] | Removed from Ground | Gas (Historical Use) | 1000 | Bare Steel | 1961-05-12 | Galvanized Steel
1470050 | 4 | [5 empty] | Removed from Ground | Diesel | 550 | Bare Steel | 1961-05-12 | Galvanized Steel
1470050 | 5 | Flapper Valve | 1990-01-01 | no | 1990-01-01 | no | Currently in Use | Premium | 8000 | Galvanic (STIP-3) | 1990-01-01 | Fiberglass Reinforced Plastic | Pressurized
1470050 | 6 | Flapper Valve | 1990-01-01 | no | 1990-01-01 | no | Currently in Use | Regular | 8000 | Galvanic (STIP-3) | 1990-01-01 | Fiberglass Reinforced Plastic | Pressurized
1470050 | 7 | Ball Float | 1990-01-01 | no | 1990-01-01 | no | Currently in Use | Plus | 8000 | Galvanic (STIP-3) | 1990-01-01 | Fiberglass Reinforced Plastic | Pressurized
1470050 | 8 | Flapper Valve | 1996-11-12 | no | 1996-11-12 | no | Currently in Use | Diesel | 1000 | Composite | 1996-11-01 | Fiberglass Reinforced Plastic | Suction (American)
1470051 | 1 | [5 empty] | Removed from Ground | Kerosene | 1000 | Epoxy | 1990-07-09 | Fiberglass Reinforced Plastic | Safe Suction (Euro)
1470051 | 2 | [5 empty] | Removed from Ground | Gas (Historical Use) | 1000 | Bare Steel | 1962-05-12 | Galvanized Steel
1470051 | 3 | [5 empty] | Removed from Ground | Gas (Historical Use) | 1000 | Bare Steel | 1962-05-12 | Galvanized Steel
1470051 | 4 | [5 empty] | Removed from Ground | Gas (Historical Use) | 1000 | Bare Steel | 1962-05-12 | Galvanized Steel
1470051 | 5 | Ball Float | 1990-07-09 | no | 1990-07-09 | no | Currently in Use | Diesel | 4000 | Galvanic (STIP-3) | 1990-07-09 | Fiberglass Reinforced Plastic | Pressurized
1470051 | 6 | Ball Float | 1990-07-09 | no | 1990-07-09 | no | Currently in Use | Regular | 8000 | Galvanic (STIP-3) | 1990-07-09 | Fiberglass Reinforced Plastic | Pressurized
1470051 | 7 |  | 1990-07-09 | no | 1990-07-09 | no | Temporarily out of use | Kerosene | 1000 | Galvanic (STIP-3) | 1962-05-12 | Fiberglass Reinforced Plastic | Safe Suction (Euro)
1470051 | 8 |  | 1990-07-09 | no | 1990-07-09 | no | Currently in Use | Premium | 8000 | Galvanic (STIP-3) | 1990-07-09 | Fiberglass Reinforced Plastic | Pressurized
1470051 | 9 | Ball Float | 1990-07-09 | no | 1990-07-09 | no | Currently in Use | Plus | 8000 | Galvanic (STIP-3) | 1990-07-09 | Fiberglass Reinforced Plastic | Pressurized
1470052 | 1 | [5 empty] | Removed from Ground | Gas (Historical Use) | 4000 | Bare Steel | 1961-05-12 | Galvanized Steel
1470052 | 2 | [5 empty] | Removed from Ground | Gas (Historical Use) | 4000 | Bare Steel | 1961-05-12 | Galvanized Steel
1470052 | 3 | [5 empty] | Removed from Ground | Gas (Historical Use) | 4000 | Bare Steel | 1961-05-12 | Galvanized Steel
1470054 | 1 |  | 1998-12-19 |  | 1998-12-19 |  | Removed from Ground | Gas (Historical Use) | 4000 | Steel-Impressed Current | 1971-05-10 | Fiberglass Reinforced Plastic | Pressurized
1470054 | 2 |  | 1998-12-19 |  | 1998-12-19 |  | Removed from Ground | Gas (Historical Use) | 4000 | Steel-Impressed Current | 1971-05-10 | Fiberglass Reinforced Plastic | Pressurized
1470054 | 3 |  | 1998-12-19 |  | 1998-12-19 |  | Removed from Ground | Gas (Historical Use) | 4000 | Steel-Impressed Current | 1971-05-10 | Fiberglass Reinforced Plastic | Pressurized
1470054 | 4 |  | 1998-12-19 |  | 1998-12-19 |  | Removed from Ground | Diesel | 4000 | Steel-Impressed Current | 1982-06-10 | Cathodically Protected | Pressurized
1470055 | 1 |  |  | no |  | no | Removed from Ground | Gas (Historical Use) | 1000 | Bare Steel | 1961-05-12 | Galvanized Steel | Safe Suction (Euro)
1470055 | 2 | [5 empty] | Removed from Ground | Gas (Historical Use) | 1000 | Bare Steel | 1961-05-12 | Galvanized Steel | Safe Suction (Euro)
1470055 | 3 | [5 empty] | Removed from Ground | Diesel | 1000 | Bare Steel | 1961-05-12 | Galvanized Steel | Safe Suction (Euro)
1470055 | 4A | Flapper Valve | 1998-06-29 | no | 1998-06-29 | no | Currently in Use | Regular | 3000 | Epoxy | 1998-06-29 | Fiberglass Reinforced Plastic | Suction (American)
1470055 | 4B |  | 1998-06-29 | no | 1998-06-29 | no | Currently in Use | Diesel | 1000 | Epoxy | 1998-06-29 | Fiberglass Reinforced Plastic | Suction (American)
1470055 | 4C |  | 2006-06-29 | no | 2006-06-29 | no | Currently in Use | Premium | 1000 | Epoxy | 2006-06-29 | Fiberglass Reinforced Plastic | Suction (American)
1470057 | 1 | [5 empty] | Removed from Ground | Gas (Historical Use) | 1000 | Marked Unknown | 1961-05-12 | Unknown
1470057 | 2 | [5 empty] | Removed from Ground | Gas (Historical Use) | 1000 | Marked Unknown | 1961-05-12 | Unknown
1470057 | 3 | [5 empty] | Removed from Ground | Gas (Historical Use) | 550 | Marked Unknown | 1961-05-12 | Unknown
1470058 | 1 | [5 empty] | Removed from Ground | Gas (Historical Use) | 550 | Composite | 1983-05-07 | Galvanized Steel
1470058 | 2 | [5 empty] | Removed from Ground | Gas (Historical Use) | 550 | Bare Steel | 1974-05-09 | Galvanized Steel
1470060 | 1 | [5 empty] | Removed from Ground | Diesel | 3000 | Bare Steel | 1980-05-07 | Galvanized Steel
1470060 | 2 | [5 empty] | Removed from Ground | Gas (Historical Use) | 3000 | Bare Steel | 1980-05-07 | Galvanized Steel
1470061 | 1 |  | 1989-01-01 |  | 1989-01-01 |  | Removed from Ground | Gas (Historical Use) | 8000 | Marked Unknown | 1965-05-11 | Unknown
1470061 | 2 |  | 1989-01-01 |  | 1989-01-01 |  | Removed from Ground | Gas (Historical Use) | 6000 | Marked Unknown | 1965-05-11 | Unknown
1470061 | 3 |  | 1989-01-01 |  | 1989-01-01 |  | Currently in Use | Gas (Historical Use) | 8000 | Fiberglass | 1989-01-01 | Fiberglass Reinforced Plastic | Pressurized
1470061 | 4 |  | 1989-01-01 |  | 1989-01-01 |  | Currently in Use | Gas (Historical Use) | 6000 | Fiberglass | 1989-01-01 | Fiberglass Reinforced Plastic | Pressurized
1470061 | 5 |  | 1989-01-01 |  | 1989-01-01 |  | Currently in Use | Gas (Historical Use) | 6000 | Fiberglass | 1989-01-01 | Fiberglass Reinforced Plastic | Pressurized
1470062 | 1 | [5 empty] | Removed from Ground | Gas (Historical Use) | 1000 | Bare Steel | 1978-05-08 | Galvanized Steel
1470065 | 1 | [5 empty] | Removed from Ground | Diesel | 6000 | Bare Steel | 1976-05-08 | Galvanized Steel
1470065 | 2 | [5 empty] | Removed from Ground | Gas (Historical Use) | 4000 | Bare Steel | 1976-05-08 | Galvanized Steel
1470065 | 3 | [5 empty] | Removed from Ground | Gas (Historical Use) | 10000 | Bare Steel | 1983-05-07 | Galvanized Steel
1470065 | 4 |  | 1991-10-18 |  | 1991-10-18 |  | Removed from Ground | Gas (Historical Use) | 10000 | Galvanic (STIP-3) | 1991-10-18 | Fiberglass Reinforced Plastic
1470065 | 5 |  | 1991-10-18 |  | 1991-10-18 |  | Removed from Ground | Diesel | 10000 | Galvanic (STIP-3) | 1991-10-18 | Fiberglass Reinforced Plastic | Pressurized
1470066 | 1 | [5 empty] | Removed from Ground | Gas (Historical Use) | 3000 | Bare Steel | 1981-05-07 | Galvanized Steel
1470067 | 1 | [5 empty] | Removed from Ground | Diesel | 3000 | Bare Steel | 1979-05-08 | Galvanized Steel
1470067 | 2 | [5 empty] | Removed from Ground | Gas (Historical Use) | 1000 | Bare Steel | 1979-05-08 | Galvanized Steel
1470067 | 3 | [5 empty] | Currently in Use | Gas (Historical Use) | 1000 | Bare Steel | 1979-05-08 | Galvanized Steel
1470068 | 1 | [5 empty] | Removed from Ground | Gas (Historical Use) | 1000 | Bare Steel | 1985-05-06 | Galvanized Steel
1470069 | 1 | [5 empty] | Removed from Ground | Gas (Historical Use) | 4000 | Bare Steel | 1976-05-08 | Galvanized Steel
1470069 | 2 | [5 empty] | Removed from Ground | Diesel | 3000 | Bare Steel | 1976-05-08 | Galvanized Steel
1470070 | 1 | [5 empty] | Removed from Ground | Diesel | 3000 | Bare Steel | 1981-05-07 | Galvanized Steel
1470070 | 2 | [5 empty] | Removed from Ground | Gas (Historical Use) | 1000 | Bare Steel | 1981-05-07 | Galvanized Steel
1470071 | 1 | [5 empty] | Removed from Ground | Diesel | 1000 | Bare Steel | 1971-05-10 | Galvanized Steel
1470071 | 2 | [5 empty] | Removed from Ground | Gas (Historical Use) | 550 | Bare Steel | 1971-05-10 | Galvanized Steel
1470073 | 1 | [5 empty] | Removed from Ground | Gas (Historical Use) | 2000 | Bare Steel | 1981-05-07 | Bare Steel | Suction (American)
1470073 | 2 | [5 empty] | Removed from Ground | Gas (Historical Use) | 2000 | Bare Steel | 1981-05-07 | Bare Steel | Suction (American)
1470074 | 1 | [5 empty] | Removed from Ground | Diesel | 3000 | Bare Steel | 1976-05-08 | Galvanized Steel
1470074 | 2 | [5 empty] | Removed from Ground | Diesel | 550 | Bare Steel | 1976-05-08 | Galvanized Steel
1470074 | 3 | [5 empty] | Removed from Ground | Gas (Historical Use) | 550 | Bare Steel | 1976-05-08 | Galvanized Steel
1470075 | 1 | [5 empty] | Removed from Ground | Gas (Historical Use) | 550 | Bare Steel | 1983-05-07 | Galvanized Steel
1470075 | 2 | [5 empty] | Removed from Ground | Diesel | 8000 | Bare Steel | 1985-05-06 | Galvanized Steel
1470076 | 1 |  |  | yes |  | yes | Removed from Ground | Used Oil | 550 | Not Marked/Unknown | 1981-05-07 | Not Marked
1470076 | 2 | [5 empty] | Removed from Ground | Diesel | 5000 | Bare Steel | 1985-01-01 | Galvanized Steel | Safe Suction (Euro)
1470077 | 1 | [5 empty] | Removed from Ground | Gas (Historical Use) | 500 | Bare Steel | 1986-05-06 | Galvanized Steel
1470077 | 2 | [5 empty] | Removed from Ground | Gas (Historical Use) | 500 | Bare Steel | 1986-05-06 | Galvanized Steel
1470078 | 1 | [5 empty] | Closed in Ground | Empty | 300 | Marked Unknown | 1959-12-31 | Galvanized Steel
1470078 | 2 | [5 empty] | Closed in Ground | Empty | 300 | Marked Unknown | 1959-12-31 | Galvanized Steel
1470079 | 1 | [5 empty] | Removed from Ground | Gas (Historical Use) | 560 | Bare Steel | 1963-05-12 | Unknown
1470079 | 2 | [5 empty] | Removed from Ground | Gas (Historical Use) | 560 | Bare Steel | 1963-05-12 | Unknown
1470079 | 3 | [5 empty] | Removed from Ground | Gas (Historical Use) | 287 | Bare Steel | 1963-05-12 | Unknown
1470080 | 1 | [5 empty] | Closed in Ground | Gas (Historical Use) | 550 | Bare Steel | 1961-05-12 | Galvanized Steel
1470080 | 2 | [5 empty] | Closed in Ground | Gas (Historical Use) | 550 | Bare Steel | 1961-05-12 | Galvanized Steel
1470082 | 1 | [5 empty] | Permanently Out of Use - historical purposes | Gas (Historical Use) | 560 | Marked Unknown | 1960-05-12 | Unknown
1470082 | 2 | [5 empty] | Permanently Out of Use - historical purposes | Gas (Historical Use) | 560 | Marked Unknown | 1960-05-12 | Unknown
1470083 | 1 |  | 1996-03-01 |  | 1996-03-01 |  | Currently in Use | Gas (Historical Use) | 10000 | Galvanic (STIP-3) | 1984-05-05 | Fiberglass Reinforced Plastic | Pressurized
1470083 | 2 |  | 1996-03-01 |  | 1996-03-01 |  | Currently in Use | Gas (Historical Use) | 10000 | Galvanic (STIP-3) | 1984-05-05 | Fiberglass Reinforced Plastic | Pressurized
1470083 | 3 |  | 1996-03-18 |  | 1996-03-18 |  | Currently in Use | Diesel | 6000 | Galvanic (STIP-3) | 1984-05-05 | Fiberglass Reinforced Plastic | Pressurized
1470085 | 1 | [5 empty] | Removed from Ground | Diesel | 2000 | Marked Unknown | 1983-05-06 | Bare Steel | Safe Suction (Euro)
1470086 | 1 | [5 empty] | Removed from Ground | Diesel | 6000 | Bare Steel | 1971-05-09 | Copper | Suction (American)
1470087 | 1 | [5 empty] | Removed from Ground | Gas (Historical Use) | 3000 | Bare Steel | 1971-05-09 | Galvanized Steel
1470087 | 2 | [5 empty] | Removed from Ground | Gas (Historical Use) | 3000 | Bare Steel | 1971-05-09 | Galvanized Steel
1470087 | 3 | [5 empty] | Removed from Ground | Gas (Historical Use) | 3000 | Bare Steel | 1971-05-09 | Galvanized Steel
1470088 | 1 |  | 1998-12-01 |  | 1998-12-01 |  | Closed in Ground | Gas (Historical Use) | 1000 | Steel-Impressed Current | 1981-05-09 | Cathodically Protected | Suction (American)
1470088 | 2 |  | 1998-12-01 |  | 1998-12-01 |  | Closed in Ground | Gas (Historical Use) | 500 | Steel-Impressed Current | 1971-05-12 | Cathodically Protected | Suction (American)
1470089 | 1 | [5 empty] | Removed from Ground | Gas (Historical Use) | 2000 | Bare Steel | 1966-05-13 | Galvanized Steel
1470089 | 2 | [5 empty] | Removed from Ground | Gas (Historical Use) | 2000 | Bare Steel | 1966-05-13 | Galvanized Steel
1470089 | 3 | [5 empty] | Removed from Ground | Gas (Historical Use) | 1000 | Not Marked/Unknown | 1994-01-01 | Not Marked
1470090 | 1 | [5 empty] | Removed from Ground | Kerosene | 560 | Bare Steel | 1966-05-13 | Galvanized Steel
1470090 | 2 | [5 empty] | Removed from Ground | Gas (Historical Use) | 280 | Bare Steel | 1966-05-13 | Galvanized Steel
1470090 | 3 |  | 1989-02-01 |  | 1989-02-01 |  | Removed from Ground | Gas (Historical Use) | 6000 | Cathodically Protected Steel | 1989-02-01 | Cathodically Protected
1470090 | 4 |  | 1989-02-01 |  | 1989-02-01 |  | Removed from Ground | Gas (Historical Use) | 6000 | Cathodically Protected Steel | 1989-02-01 | Cathodically Protected
1470090 | 5 |  | 1989-02-01 |  | 1989-02-01 |  | Removed from Ground | Diesel | 6000 | Cathodically Protected Steel | 1989-02-01 | Cathodically Protected
1470091 | 1 |  | 1998-12-21 |  | 1998-12-21 |  | Removed from Ground | Gas (Historical Use) | 2000 | Steel-Impressed Current | 1978-05-10 | Cathodically Protected | Suction (American)
1470091 | 2 |  | 1998-12-21 |  | 1998-12-21 |  | Removed from Ground | Gas (Historical Use) | 1000 | Steel-Impressed Current | 1978-05-10 | Cathodically Protected | Suction (American)
1470091 | 3 | [5 empty] | Removed from Ground | Empty | 560 | Bare Steel | 1971-05-12 | Galvanized Steel
1470092 | 1 |  | 1998-12-20 |  | 1998-12-20 |  | Removed from Ground | Gas (Historical Use) | 560 | Cathodically Protected Steel | 1976-05-10 | Cathodically Protected | Suction (American)
1470092 | 2 | [5 empty] | Removed from Ground | Gas (Historical Use) | 560 | Bare Steel | 1971-05-12 | Galvanized Steel | Suction (American)
1470092 | 3 |  | 1995-12-20 | no | 1998-12-20 | no | Removed from Ground | Gas (Historical Use) | 1000 | Cathodically Protected Steel | 1988-01-01 | Cathodically Protected | Suction (American)
1470093 | 1 |  | 1998-12-19 |  | 1998-12-19 |  | Temporarily out of use | Gas (Historical Use) | 1000 | Steel-Impressed Current | 1961-05-14 | Cathodically Protected | Suction (American)
1470093 | 2 |  | 1998-12-19 |  | 1998-12-19 |  | Temporarily out of use | Gas (Historical Use) | 560 | Steel-Impressed Current | 1961-05-14 | Cathodically Protected | Suction (American)
1470093 | 3 |  | 1998-12-19 |  | 1998-12-19 |  | Temporarily out of use | Gas (Historical Use) | 560 | Steel-Impressed Current | 1961-05-14 | Cathodically Protected | Suction (American)
1470094 | 1 |  | 1994-01-10 | no | 1994-01-10 | no | Temporarily out of use | Gas (Historical Use) | 10000 | Steel-Impressed Current | 1976-05-10 | Cathodically Protected | Pressurized
1470094 | 2 |  | 1994-01-10 | no | 1994-01-01 | no | Temporarily out of use | Gas (Historical Use) | 10000 | Steel-Impressed Current | 1976-05-10 | Cathodically Protected | Pressurized
1470094 | 3 |  | 1994-01-10 | no | 1994-01-01 | no | Temporarily out of use | Gas (Historical Use) | 10000 | Steel-Impressed Current | 1976-05-10 | Cathodically Protected | Pressurized
1470094 | 4 |  | 1994-01-10 | no | 1994-01-10 | no | Temporarily out of use | Diesel | 10000 | Steel-Impressed Current | 1976-05-10 | Cathodically Protected
1470094 | 5A |  | 1997-03-10 | no | 1997-03-10 | no | Temporarily out of use | Diesel | 3000 | Fiberglass | 1997-03-10 | Fiberglass Reinforced Plastic | Pressurized
1470094 | 5B |  | 1997-03-10 | no | 1997-03-10 | no | Temporarily out of use | Kerosene | 3000 | Fiberglass | 1997-03-10 | Fiberglass Reinforced Plastic | Pressurized
1470095 | 1 | Overfill Alarm | 1998-06-01 |  | 1998-06-01 |  | Currently in Use | Gas (Historical Use) | 2000 | Steel-Impressed Current | 1966-05-13 | Steel (Impressed Current) | Pressurized
1470095 | 2 | Overfill Alarm | 1998-06-01 |  | 1998-06-01 |  | Currently in Use | Gas (Historical Use) | 2000 | Steel-Impressed Current | 1966-05-13 | Cathodically Protected | Pressurized
1470095 | 3 | Overfill Alarm | 1998-06-01 |  | 1998-06-01 |  | Currently in Use | Diesel | 2000 | Steel-Impressed Current | 1966-05-13 | Cathodically Protected | Pressurized
1470095 | 4 |  | 1998-06-01 |  | 1998-06-01 |  | Removed from Ground | Gas (Historical Use) | 4000 | Steel-Impressed Current | 1976-05-10 | Cathodically Protected | Suction (American)
1470096 | 1 | [5 empty] | Permanently Out of Use - historical purposes | Gas (Historical Use) | 1000 | Bare Steel | 1971-05-12 | Galvanized Steel
1470096 | 2 | [5 empty] | Permanently Out of Use - historical purposes | Gas (Historical Use) | 1000 | Bare Steel | 1971-05-12 | Galvanized Steel
1470096 | 3 | [5 empty] | Permanently Out of Use - historical purposes | Gas (Historical Use) | 1000 | Bare Steel | 1971-05-12 | Galvanized Steel
1470096 | 4 |  | 1988-12-01 |  | 1988-12-01 |  | Temporarily out of use | Gas (Historical Use) | 8000 | Cathodically Protected Steel | 1988-12-01 | Fiberglass Reinforced Plastic
1470096 | 5 |  | 1988-12-01 |  | 1988-12-01 |  | Temporarily out of use | Gas (Historical Use) | 8000 | Cathodically Protected Steel | 1988-12-01 | Fiberglass Reinforced Plastic
1470096 | 6 |  | 1988-12-01 |  | 1988-12-01 |  | Temporarily out of use | Gas (Historical Use) | 6000 | Cathodically Protected Steel | 1988-12-01 | Fiberglass Reinforced Plastic
1470096 | 7 |  | 1988-12-01 |  | 1988-12-01 |  | Temporarily out of use | Diesel | 2000 | Cathodically Protected Steel | 1988-12-01 | Fiberglass Reinforced Plastic
1470097 | 1 |  | 1998-06-01 |  | 1998-06-01 |  | Currently in Use | Gas (Historical Use) | 4000 | Steel-Impressed Current | 1966-05-13 | Cathodically Protected | Suction (American)
1470097 | 2 |  | 1998-06-01 |  | 1998-06-01 |  | Currently in Use | Gas (Historical Use) | 4000 | Steel-Impressed Current | 1966-05-13 | Cathodically Protected | Suction (American)
1470097 | 3 |  | 1998-06-01 |  | 1998-06-01 |  | Currently in Use | Diesel | 1000 | Steel-Impressed Current | 1980-05-09 | Cathodically Protected | Suction (American)
1470098 | 1 | [5 empty] | Removed from Ground | Diesel | 3000 | Bare Steel | 1998-04-01 | Galvanized Steel | Suction (American)
1470101 | 1 |  | 1994-03-29 |  | 1994-03-29 |  | Removed from Ground | Gas (Historical Use) | 10000 | Cathodically Protected Steel | 1981-05-08 | Cathodically Protected | Pressurized
1470101 | 2 |  | 1994-03-29 |  | 1994-03-29 |  | Removed from Ground | Gas (Historical Use) | 10000 | Cathodically Protected Steel | 1981-05-08 | Cathodically Protected | Pressurized
1470101 | 3 |  | 1994-03-29 |  | 1994-03-29 |  | Removed from Ground | Gas (Historical Use) | 10000 | Cathodically Protected Steel | 1981-05-08 | Cathodically Protected | Pressurized
1470101 | 4A |  | 2006-10-22 | no | 2006-10-22 | no | Currently in Use | Gas (Historical Use) | 15000 | Composite | 2006-10-13 | Fiberglass Reinforced Plastic | Pressurized
1470101 | 4B |  | 2006-10-22 | no | 2006-10-22 | no | Currently in Use | Diesel | 5000 | Composite | 2006-10-13 | Fiberglass Reinforced Plastic | Safe Suction (Euro)
1470101 | 5A |  | 2006-10-22 | no | 2006-10-22 | no | Currently in Use | Gas (Historical Use) | 6000 | Composite | 2006-10-13 | Fiberglass Reinforced Plastic | Pressurized
1470101 | 5B |  | 2006-10-22 | no | 2006-10-22 | no | Currently in Use | Diesel | 6000 | Composite | 2006-10-13 | Fiberglass Reinforced Plastic | Pressurized
1470102 | 1 | [5 empty] | Removed from Ground | Diesel | 25000 | Bare Steel | 1973-05-11 | Galvanized Steel
1470102 | 2 | [5 empty] | Removed from Ground | Gas (Historical Use) | 10000 | Bare Steel | 1973-05-11 | Galvanized Steel
1470102 | 3 | [5 empty] | Removed from Ground | Gas (Historical Use) | 500 | Bare Steel | 1973-05-11 | Galvanized Steel
1470103 | 1 |  | 1997-12-01 |  | 1997-12-01 |  | Currently in Use | Gas (Historical Use) | 10000 | Steel-Impressed Current | 1980-05-08 | Double-Walled Flex | Suction (American)
1470103 | 2 |  | 1997-12-01 |  | 1997-12-01 |  | Currently in Use | Gas (Historical Use) | 10000 | Steel-Impressed Current | 1980-05-08 | Double-Walled Flex | Suction (American)
1470103 | 3 |  | 1997-12-01 |  | 1997-12-01 |  | Currently in Use | Gas (Historical Use) | 6000 | Steel-Impressed Current | 1980-05-08 | Double-Walled Flex | Suction (American)
1470105 | 1 | [5 empty] | Removed from Ground | Gas (Historical Use) | 3000 | Bare Steel | 1965-05-13 | Galvanized Steel | Suction (American)
1470105 | 2 | [5 empty] | Removed from Ground | Gas (Historical Use) | 3000 | Bare Steel | 1965-05-13 | Galvanized Steel | Suction (American)
1470105 | 3 | [5 empty] | Removed from Ground | Gas (Historical Use) | 3000 | Bare Steel | 1965-05-13 | Galvanized Steel | Suction (American)
1470105 | 4 | [5 empty] | Removed from Ground | Gas (Historical Use) | 3000 | Bare Steel | 1965-05-13 | Galvanized Steel | Suction (American)
1470105 | 5 |  |  | yes |  | yes | Removed from Ground | Used Oil | 300 | Bare Steel | 1965-05-13 | Galvanized Steel
1470106 | 1 | [5 empty] | Removed from Ground | Gas (Historical Use) | 1 | Bare Steel | 1972-05-16 | Galvanized Steel
1470106 | 10A | Ball Float | 2004-07-14 | no | 2004-07-14 | no | Currently in Use | Gas (Historical Use) | 8000 | Galvanic (STIP-3) | 2004-07-21 | Double-Walled Fiberglass | Pressurized
1470106 | 10B | Ball Float | 2004-07-14 | no | 2004-07-14 | no | Currently in Use | Diesel | 4000 | Galvanic (STIP-3) | 2004-07-21 | Double-Walled Fiberglass | Pressurized
1470106 | 2 | [5 empty] | Removed from Ground | Gas (Historical Use) | 1 | Bare Steel | 1972-05-16 | Galvanized Steel
1470106 | 3 | [5 empty] | Removed from Ground | Gas (Historical Use) | 1 | Bare Steel | 1972-05-16 | Galvanized Steel
1470106 | 4 | [5 empty] | Removed from Ground | Gas (Historical Use) | 1 | Bare Steel | 1972-05-16 | Galvanized Steel
1470106 | 5 |  | 1993-07-01 |  | 1993-07-01 |  | Removed from Ground | Gas (Historical Use) | 4000 | Galvanic (STIP-3) | 1988-01-01 | Fiberglass Reinforced Plastic | Pressurized
1470106 | 6 |  | 1993-07-01 |  | 1993-07-01 |  | Removed from Ground | Gas (Historical Use) | 4000 | Galvanic (STIP-3) | 1988-01-01 | Fiberglass Reinforced Plastic | Pressurized
1470106 | 7 |  | 1993-07-01 |  | 1993-07-01 |  | Removed from Ground | Gas (Historical Use) | 4000 | Galvanic (STIP-3) | 1988-01-01 | Fiberglass Reinforced Plastic | Pressurized
1470106 | 8 |  | 1993-07-01 |  | 1993-07-01 |  | Removed from Ground | Gas (Historical Use) | 4000 | Galvanic (STIP-3) | 1988-01-01 | Fiberglass Reinforced Plastic | Pressurized
1470106 | 9 | Ball Float | 2004-07-14 | no | 2004-07-14 | no | Currently in Use | Gas (Historical Use) | 12000 | Galvanic (STIP-3) | 2004-07-21 | Double-Walled Fiberglass | Pressurized
1470107 | 1 | [5 empty] | Removed from Ground | Gas (Historical Use) | 8000 | Bare Steel | 1970-01-05 | Bare Steel | Safe Suction (Euro)
1470107 | 2 |  |  | yes |  | yes | Removed from Ground | Used Oil | 500 | Bare Steel | 1970-01-05 | Bare Steel | Safe Suction (Euro)
1470111 | 10132-1 | [5 empty] | Removed from Ground | Gas (Historical Use) | 2000 | Cathodically Protected Steel | 1990-01-01 | Bare Steel
1470111 | 132D1 | [5 empty] | Removed from Ground | Diesel | 1000 | Cathodically Protected Steel | 1999-01-14 | Bare Steel | Suction (American)
1470111 | 132G1 | [5 empty] | Removed from Ground | Gas (Historical Use) | 2000 | Cathodically Protected Steel | 1982-05-29 | Bare Steel | Suction (American)
1470112 | 1 | [5 empty] | Removed from Ground | Gas (Historical Use) | 2000 | Bare Steel | 1966-05-24 | Galvanized Steel
1470112 | 2 | [5 empty] | Removed from Ground | Gas (Historical Use) | 2000 | Bare Steel | 1966-05-24 | Galvanized Steel
1470112 | 3 | [5 empty] | Removed from Ground | Gas (Historical Use) | 1000 | Bare Steel | 1977-05-21 | Galvanized Steel
1470113 | 1 |  | 1994-12-28 |  | 1994-12-28 |  | Currently in Use | Gas (Historical Use) | 8000 | Steel-Impressed Current | 1987-07-01 | Fiberglass Reinforced Plastic | Pressurized
1470113 | 2 |  | 1994-12-28 |  | 1994-12-28 |  | Temporarily out of use | Gas (Historical Use) | 8000 | Steel-Impressed Current | 1987-07-01 | Fiberglass Reinforced Plastic | Pressurized
1470113 | 3 |  | 1994-12-28 |  | 1994-12-28 |  | Currently in Use | Gas (Historical Use) | 8000 | Steel-Impressed Current | 1987-07-01 | Fiberglass Reinforced Plastic | Pressurized
1470113 | 4 |  | 1994-12-28 | no | 1994-12-28 | no | Currently in Use | Diesel | 2000 | Steel-Impressed Current | 1987-07-01 | Fiberglass Reinforced Plastic | Pressurized
1480001 | 1 |  | 1998-12-01 |  | 1996-09-01 |  | Removed from Ground | Gas (Historical Use) | 8000 | Steel-Impressed Current | 1971-03-23 | Cathodically Protected | Pressurized
1480001 | 2 |  | 1998-12-01 |  | 1996-09-01 |  | Removed from Ground | Gas (Historical Use) | 8000 | Steel-Impressed Current | 1971-03-23 | Cathodically Protected | Pressurized
1480001 | 3 |  | 1998-12-01 |  | 1996-09-01 |  | Removed from Ground | Gas (Historical Use) | 2000 | Steel-Impressed Current | 1971-03-23 | Cathodically Protected | Suction (American)
1480001 | 4 |  |  | yes |  | yes | Removed from Ground | Used Oil | 560 | Bare Steel | 1971-03-23 | Galvanized Steel | Pressurized
1480004 | 1 | [5 empty] | Closed in Ground | Diesel | 1000 | Bare Steel | 1974-03-14 | Galvanized Steel
1480005 | 1 | [5 empty] | Removed from Ground | Other | 15200 | Bare Steel | 1986-03-10 | Galvanized Steel | Suction (American)
1480005 | 2 | [5 empty] | Removed from Ground | Other | 4000 | Bare Steel | 1986-03-10 | Galvanized Steel | Suction (American)
1480005 | 3 | [5 empty] | Removed from Ground | Gas (Historical Use) | 4000 | Bare Steel | 1986-03-10 | Galvanized Steel | Suction (American)
1480006 | 1 | [5 empty] | Removed from Ground | Other | 10000 | Bare Steel | 1971-03-14 | Bare Steel
1480006 | 3 | [5 empty] | Removed from Ground | Gas (Historical Use) | 2000 | Bare Steel | 1971-03-14 | Bare Steel
1480006 | 4 | [5 empty] | Removed from Ground | Gas (Historical Use) | 2000 | Bare Steel | 1971-03-14 | Bare Steel
1480006 | 5 | [5 empty] | Removed from Ground | Gas (Historical Use) | 2000 | Bare Steel | 1971-03-14 | Bare Steel
1480006 | DUP234 | [5 empty] | Removed from Ground | Hazardous Substance | 10000 | Bare Steel | 1971-03-14 | Bare Steel
1480007 | 1 |  |  | yes |  | yes | Removed from Ground | Used Oil | 500 | Bare Steel | 1983-12-19 | Galvanized Steel
1480008 | 1 | [5 empty] | Removed from Ground | Gas (Historical Use) | 4000 | Composite | 1966-02-23 | Fiberglass Reinforced Plastic
1480008 | 2 | [5 empty] | Removed from Ground | Gas (Historical Use) | 4000 | Bare Steel | 1966-02-23 | Galvanized Steel
1480008 | 3 | [5 empty] | Removed from Ground | Gas (Historical Use) | 4000 | Bare Steel | 1966-02-23 | Galvanized Steel
1480008 | 4 | [5 empty] | Removed from Ground | Gas (Historical Use) | 4000 | Bare Steel | 1966-02-23 | Galvanized Steel
1480009 | 1 | [5 empty] | Removed from Ground | Gas (Historical Use) | 3000 | Bare Steel | 1986-03-06 | Unknown
1480010 | 1 | [5 empty] | Removed from Ground | Gas (Historical Use) | 4000 | Bare Steel | 1976-02-27 | Galvanized Steel
1480010 | 2 | [5 empty] | Removed from Ground | Gas (Historical Use) | 4000 | Bare Steel | 1976-02-27 | Galvanized Steel
1480010 | 3 | [5 empty] | Removed from Ground | Gas (Historical Use) | 4000 | Bare Steel | 1976-02-27 | Galvanized Steel
1480010 | 4 | [5 empty] | Removed from Ground | Diesel | 4000 | Bare Steel | 1976-02-27 | Galvanized Steel
1480010 | 5 |  | 1992-04-01 |  | 1992-04-01 |  | Currently in Use | Gas (Historical Use) | 10000 | Composite | 1982-03-16 | Fiberglass Reinforced Plastic | Pressurized
1480010 | 6 |  | 1992-04-01 |  | 1992-04-01 |  | Currently in Use | Gas (Historical Use) | 8000 | Composite | 1992-03-16 | Fiberglass Reinforced Plastic | Pressurized
1480012 | 1 | [5 empty] | Removed from Ground | Gas (Historical Use) | 10000 | Bare Steel | 1983-02-25 | Galvanized Steel | Suction (American)
1480012 | 2 | [5 empty] | Removed from Ground | Gas (Historical Use) | 3000 | Bare Steel | 1983-02-25 | Galvanized Steel | Suction (American)
1480012 | 3 | [5 empty] | Removed from Ground | Gas (Historical Use) | 3000 | Bare Steel | 1983-02-25 | Galvanized Steel | Suction (American)
1480012 | 4 | [5 empty] | Removed from Ground | Gas (Historical Use) | 3000 | Bare Steel | 1983-02-25 | Galvanized Steel | Suction (American)
1480012 | 5 | [5 empty] | Removed from Ground | Gas (Historical Use) | 3000 | Bare Steel | 1983-02-25 | Galvanized Steel | Suction (American)
1480012 | 6 | [5 empty] | Removed from Ground | Gas (Historical Use) | 3000 | Bare Steel | 1983-02-25 | Galvanized Steel | Suction (American)
1480012 | 7 | [5 empty] | Removed from Ground | Kerosene | 550 | Not Marked/Unknown | 1992-07-01 | Not Marked
1480012 | 8 | [5 empty] | Removed from Ground | Kerosene | 550 | Not Marked/Unknown | 1992-07-01 | Not Marked
1480013 | 1 |  | 1996-04-01 |  | 1996-04-01 |  | Currently in Use | Gas (Historical Use) | 10000 | Steel-Impressed Current | 1985-02-24 | Fiberglass Reinforced Plastic | Pressurized
1480013 | 2 |  | 1996-04-01 |  | 1996-04-01 |  | Currently in Use | Gas (Historical Use) | 6000 | Steel-Impressed Current | 1985-02-24 | Fiberglass Reinforced Plastic | Pressurized
1480013 | 3 |  | 1996-04-01 |  | 1996-04-01 |  | Currently in Use | Gas (Historical Use) | 10000 | Steel-Impressed Current | 1985-02-24 | Fiberglass Reinforced Plastic | Pressurized
1480013 | 4 |  | 1996-04-01 |  | 1996-04-01 |  | Currently in Use | Diesel | 6000 | Steel-Impressed Current | 1985-02-24 | Fiberglass Reinforced Plastic | Pressurized
1480014 | 1 | [5 empty] | Removed from Ground | Gas (Historical Use) | 8000 | Bare Steel | 1985-02-24 | Galvanized Steel
1480014 | 2 | [5 empty] | Removed from Ground | Gas (Historical Use) | 6000 | Bare Steel | 1985-02-24 | Galvanized Steel
1480014 | 3 | [5 empty] | Removed from Ground | Gas (Historical Use) | 10000 | Bare Steel | 1985-02-24 | Galvanized Steel
1480014 | 4 | [5 empty] | Removed from Ground | Diesel | 6000 | Bare Steel | 1985-02-24 | Galvanized Steel
1480014 | 5 | [5 empty] | Removed from Ground | Kerosene | 4000 | Bare Steel | 1985-02-24 | Galvanized Steel
1480015 | 1 | [5 empty] | Removed from Ground | Gas (Historical Use) | 1000 | Marked Unknown | 1976-03-08 | Galvanized Steel
1480015 | 2 | [5 empty] | Removed from Ground | Gas (Historical Use) | 1000 | Marked Unknown | 1976-03-08 | Galvanized Steel
1480015 | 3 | [5 empty] | Removed from Ground | Gas (Historical Use) | 1000 | Marked Unknown | 1976-03-08 | Galvanized Steel
1480018 | 2 | [5 empty] | Removed from Ground | Diesel | 1000 | Bare Steel | 1976-02-27 | Copper
1480018 | 3 | [5 empty] | Closed in Ground | Diesel | 500 | Bare Steel | 1955-03-04 | Copper
1480018 | 4 |  | 1998-06-24 | no | 1998-06-24 | no | Currently in Use | Diesel | 10000 | Composite | 1998-06-12 | Fiberglass Reinforced Plastic
1480019 | 1 | [5 empty] | Removed from Ground | Gas (Historical Use) | 1000 | Bare Steel | 1976-02-29 | Bare Steel | Safe Suction (Euro)
1480019 | 2 |  |  | no |  | no | Removed from Ground | Gas (Historical Use) | 0 | Unknown | 2002-07-31
1480019 | 3 |  |  | no |  | no | Removed from Ground | Gas (Historical Use) | 0 | Unknown | 2002-07-31
1480020 | 1 | [5 empty] | Removed from Ground | Gas (Historical Use) | 2000 | Bare Steel | 1991-12-01 | Galvanized Steel
1480020 | 2 |  |  | yes |  | yes | Removed from Ground | Used Oil | 1120 | Bare Steel | 1971-12-20 | Not Marked | Gravity Fed
1480022 | 1 |  |  | no |  | no | Removed from Ground |  | 10000 | Bare Steel | 1999-12-06 | Galvanized Steel | Suction (American)
1480022 | 2 |  |  | no |  | no | Removed from Ground | Diesel | 10000 | Bare Steel | 1999-12-06 | Galvanized Steel | Suction (American)
1480022 | 3 |  |  | no |  | no | Removed from Ground | Empty | 3000 | Bare Steel | 1986-02-18 | Galvanized Steel
1480022 | 4 |  |  | no |  | no | Removed from Ground | Empty | 3000 | Bare Steel | 1986-02-18 | Galvanized Steel
1480022 | 5 | Flapper Valve | 1999-10-30 | no | 1999-10-30 | no | Currently in Use | Regular | 10000 | Composite | 1999-10-19 | Fiberglass Reinforced Plastic | Safe Suction (Euro)
1480022 | 6 | Flapper Valve | 1999-10-30 | no | 1999-10-30 | no | Currently in Use | Diesel | 10000 | Composite | 1999-10-19 | Fiberglass Reinforced Plastic | Safe Suction (Euro)
1480023 | 1 | [5 empty] | Removed from Ground | Kerosene | 10000 | Marked Unknown | 1966-01-18 | Unknown
1480024 | 1 | [5 empty] | Permanently Out of Use - historical purposes | Kerosene | 10000 | Bare Steel | 1963-01-19 | Galvanized Steel
1480024 | 2 | [5 empty] | Removed from Ground | Gas (Historical Use) | 1000 | Bare Steel | 1975-06-01 | Not Marked
1480025 | 1 | [5 empty] | Removed from Ground | Kerosene | 3000 | Bare Steel | 1956-01-21 | Unknown
1480026 | 1 | [5 empty] | Removed from Ground | Empty | 5000 | Bare Steel | 1956-01-21 | Unknown
1480027 | 1 | [5 empty] | Removed from Ground | Kerosene | 1000 | Marked Unknown | 1956-01-21 | Unknown
1480028 | 1 | [5 empty] | Removed from Ground | Kerosene | 10000 | Bare Steel | 1965-01-18 | Unknown
1480029 | 1 | [5 empty] | Removed from Ground | Gas (Historical Use) | 1000 | Cathodically Protected Steel | 1976-03-07 | Unknown
1480032 | 2 | [5 empty] | Removed from Ground | Diesel | 550 | Bare Steel | 1979-03-14 | Bare Steel
1480033 | 714-1 | [5 empty] | Removed from Ground | Gas (Historical Use) | 4000 | Bare Steel | 1979-03-09 | Galvanized Steel | Suction (American)
1480033 | 714-2 | [5 empty] | Removed from Ground | Gas (Historical Use) | 4000 | Bare Steel | 1979-03-09 | Galvanized Steel | Safe Suction (Euro)
1480033 | 714-3 | [5 empty] | Removed from Ground | Gas (Historical Use) | 4000 | Bare Steel | 1979-03-09 | Galvanized Steel | Safe Suction (Euro)
1480033 | 714-4 | [5 empty] | Closed in Ground | Gas (Historical Use) | 4000 | Bare Steel | 1965-03-12 | Galvanized Steel
1480033 | 714-5 | [5 empty] | Closed in Ground | Gas (Historical Use) | 4000 | Bare Steel | 1965-03-12 | Galvanized Steel
1480034 | 417-1 | [5 empty] | Closed in Ground | Other | 0 | Bare Steel | 1983-01-01 | Galvanized Steel
1480035 | 715-1 | [5 empty] | Closed in Ground | Other | 1 | Not Marked/Unknown | 1970-01-01 | Galvanized Steel | Safe Suction (Euro)
1480036 | 208-1 | [5 empty] | Removed from Ground | Other | 10000 | Bare Steel | 1979-01-01 | Galvanized Steel | Safe Suction (Euro)
1480037 | 1700-1 | [5 empty] | Removed from Ground | Other | 285 | Not Marked/Unknown | 1984-01-01 | Galvanized Steel | Safe Suction (Euro)
1480038 | 125-1 | [5 empty] | Removed from Ground | Other | 285 | Bare Steel | 1984-01-01 | Galvanized Steel | Safe Suction (Euro)
1480040 | 1 |  |  | yes |  | yes | Removed from Ground | Used Oil | 500 | Marked Unknown | 1978-04-20 | Unknown
1480041 | 1 | [5 empty] | Removed from Ground | Diesel | 500 | Bare Steel | 1969-04-15 | Bare Steel
1480043 | 1 | [5 empty] | Removed from Ground | Gas (Historical Use) | 2000 | Bare Steel | 1974-04-25 | Galvanized Steel
1480043 | 2 | [5 empty] | Removed from Ground | Diesel | 560 | Bare Steel | 1978-04-24 | Galvanized Steel
1480043 | 3 |  | 1995-08-01 |  | 1995-08-01 |  | Removed from Ground | Gas (Historical Use) | 1000 | Galvanic (STIP-3) | 1995-08-01 | Cathodically Protected | Safe Suction (Euro)
1480043 | 4 |  | 1995-08-01 |  | 1995-08-01 |  | Removed from Ground | Diesel | 1000 | Galvanic (STIP-3) | 1995-08-01 | Cathodically Protected | Safe Suction (Euro)
1480044 | 1 | [5 empty] | Removed from Ground | Gas (Historical Use) | 12000 | Bare Steel | 1980-04-23 | Galvanized Steel | Safe Suction (Euro)
1480044 | 2 |  | 1995-09-01 |  | 1995-09-01 |  | Removed from Ground | Other | 2000 | Galvanic (STIP-3) | 1995-09-01 | Cathodically Protected | Safe Suction (Euro)
1480045 | 1 | [5 empty] | Removed from Ground | Gas (Historical Use) | 6000 | Bare Steel | 1974-04-25 | Galvanized Steel | Safe Suction (Euro)
1480045 | 2 |  | 1994-09-01 |  | 1994-09-01 |  | Removed from Ground | Gas (Historical Use) | 1000 | Galvanic (STIP-3) | 1994-09-01 | Cathodically Protected | Safe Suction (Euro)
1480045 | 3 |  | 1994-09-01 |  | 1994-09-01 |  | Removed from Ground | Diesel | 1000 | Galvanic (STIP-3) | 1994-09-01 | Cathodically Protected | Safe Suction (Euro)
1480045 | 4 | [5 empty] | Removed from Ground | Diesel | 0 | Not Marked/Unknown |  | Not Marked
1480045 | 5 |  | 2007-02-22 | no | 2007-02-22 | no | Currently in Use | Diesel | 2500 | Fiberglass Double Walled | 2007-02-23 | Fiberglass Reinforced Plastic | Safe Suction (Euro)
1480045 | 6 |  | 2007-02-22 | no | 2007-02-22 | no | Currently in Use | Gas (Historical Use) | 2500 | Fiberglass Double Walled | 2007-02-23 | Fiberglass Reinforced Plastic | Safe Suction (Euro)
1480046 | 1 |  |  | yes |  | yes | Closed in Ground | Used Oil | 1000 | Bare Steel | 1979-04-06 | Bare Steel | Gravity Fed
1480047 | 1 | [5 empty] | Removed from Ground | Gas (Historical Use) | 500 | Bare Steel | 1981-04-11 | Galvanized Steel | Suction (American)
1480047 | 2 | [5 empty] | Removed from Ground | Diesel | 500 | Bare Steel | 1981-04-11 | Galvanized Steel | Suction (American)
1480048 | 1 | [5 empty] | Permanently Out of Use - historical purposes | Diesel | 8000 | Bare Steel | 1961-04-13 | Galvanized Steel
1480048 | 2 | [5 empty] | Permanently Out of Use - historical purposes | Gas (Historical Use) | 3000 | Bare Steel | 1951-04-16 | Galvanized Steel
1480048 | 3 | [5 empty] | Permanently Out of Use - historical purposes | Gas (Historical Use) | 3000 | Bare Steel | 1951-04-16 | Galvanized Steel
1480048 | 4 | [5 empty] | Permanently Out of Use - historical purposes | Gas (Historical Use) | 3000 | Bare Steel | 1951-04-16 | Galvanized Steel
1480048 | 5 | [5 empty] | Permanently Out of Use - historical purposes | Gas (Historical Use) | 3000 | Bare Steel | 1951-04-16 | Galvanized Steel
1480048 | 6 | [5 empty] | Permanently Out of Use - historical purposes | Gas (Historical Use) | 3000 | Bare Steel | 1951-04-16 | Galvanized Steel
1480048 | 7 | [5 empty] | Permanently Out of Use - historical purposes | Gas (Historical Use) | 3000 | Bare Steel | 1951-04-16 | Galvanized Steel
1480049 | 1 | [5 empty] | Removed from Ground | Diesel | 10000 | Bare Steel | 1980-04-11 | Unknown
1480049 | 2 | [5 empty] | Removed from Ground | Gas (Historical Use) | 2000 | Bare Steel | 1980-04-11 | Unknown
1480049 | 3 | [5 empty] | Removed from Ground | Gas (Historical Use) | 2000 | Bare Steel | 1980-04-11 | Unknown
1480052 | 1 | [5 empty] | Closed in Ground | Empty | 500 | Bare Steel | 1958-04-24 | Galvanized Steel
1480052 | 2 | [5 empty] | Closed in Ground | Empty | 500 | Bare Steel | 1963-04-23 | Galvanized Steel
1480053 | 1 | [5 empty] | Removed from Ground | Diesel | 10000 | Bare Steel | 1980-01-03 | Bare Steel
1480053 | 2 | [5 empty] | Removed from Ground | Gas (Historical Use) | 5000 | Bare Steel | 1972-01-05 | Bare Steel
1480053 | 3 | [5 empty] | Removed from Ground | Gas (Historical Use) | 5000 | Bare Steel | 1972-01-05 | Bare Steel
1480054 | 1 |  | 1998-10-01 |  | 1998-10-01 |  | Temporarily out of use | Diesel | 10000 | Steel-Impressed Current | 1986-04-02 | Cathodically Protected | Suction (American)
1480055 | 10 | [5 empty] | Removed from Ground | Diesel | 1002 | Bare Steel | 1985-04-23 | Galvanized Steel
1480055 | 9 | [5 empty] | Removed from Ground | Gas (Historical Use) | 515 | Bare Steel | 1985-04-23 | Galvanized Steel
1480056 | 1 |  | 1998-01-20 |  | 1994-06-20 |  | Removed from Ground | Gas (Historical Use) | 8000 | Steel-Impressed Current | 1982-05-01 | Cathodically Protected | Pressurized
1480056 | 2 |  | 1998-01-20 |  | 1994-06-20 |  | Removed from Ground | Gas (Historical Use) | 8000 | Steel-Impressed Current | 1982-05-01 | Cathodically Protected | Pressurized
1480056 | 3 |  | 1998-01-20 |  | 1994-06-20 |  | Removed from Ground | Gas (Historical Use) | 8000 | Steel-Impressed Current | 1982-05-01 | Cathodically Protected | Pressurized
1480056 | 4 |  | 1998-01-20 |  | 1994-06-20 |  | Removed from Ground | Diesel | 8000 | Steel-Impressed Current | 1982-05-01 | Cathodically Protected | Pressurized
1480056 | 5 |  | 2000-11-14 |  | 2000-11-14 |  | Currently in Use | Gas (Historical Use) | 10000 | Composite Double Walled | 2000-11-14 | Double-Walled Flex | Pressurized
1480056 | 6 |  | 2000-11-14 |  | 2000-11-14 |  | Currently in Use | Gas (Historical Use) | 8000 | Composite Double Walled | 2000-11-14 | Double-Walled Flex | Pressurized
1480056 | 7 |  | 2000-11-14 |  | 2000-11-14 |  | Currently in Use | Diesel | 8000 | Composite Double Walled | 2000-11-14 | Double-Walled Flex | Pressurized
1480057 | 1 |  | 1996-07-17 |  | 1996-07-17 |  | Removed from Ground | Gas (Historical Use) | 6000 | Cathodically Protected Steel | 1981-01-01 | Bare Steel | Safe Suction (Euro)
1480057 | 2 |  | 1996-07-17 |  | 1996-07-17 |  | Removed from Ground | Gas (Historical Use) | 6000 | Cathodically Protected Steel | 1981-01-01 | Bare Steel | Safe Suction (Euro)
1480057 | 3 |  | 1996-07-17 |  | 1996-07-17 |  | Removed from Ground | Gas (Historical Use) | 6000 | Cathodically Protected Steel | 1981-01-01 | Bare Steel | Safe Suction (Euro)
1480057 | 4 |  | 1998-03-31 |  | 1998-03-31 |  | Currently in Use | Gas (Historical Use) | 15000 | Composite Double Walled | 1998-03-25 | Double-Walled Flex | Pressurized
1480057 | 5 |  | 1998-03-31 |  | 1998-03-31 |  | Currently in Use | Gas (Historical Use) | 10000 | Composite Double Walled | 1998-03-25 | Double-Walled Flex | Pressurized
1480058 | 1 | [5 empty] | Removed from Ground | Gas (Historical Use) | 8000 | Bare Steel | 1976-05-02 | Galvanized Steel
1480058 | 2 | [5 empty] | Removed from Ground | Gas (Historical Use) | 8000 | Bare Steel | 1976-05-02 | Galvanized Steel
1480059 | 1 |  | 1995-02-09 |  | 1995-02-09 |  | Permanently Out Of Use | Gas (Historical Use) | 4000 | Steel-Impressed Current | 1982-05-02 | Cathodically Protected | Safe Suction (Euro)
1480059 | 2 |  | 1995-02-09 |  | 1995-02-09 |  | Permanently Out Of Use | Gas (Historical Use) | 4000 | Steel-Impressed Current | 1982-05-02 | Cathodically Protected | Safe Suction (Euro)
1480059 | 3 |  | 1995-02-09 |  | 1995-02-09 |  | Permanently Out Of Use | Gas (Historical Use) | 4000 | Steel-Impressed Current | 1982-05-02 | Cathodically Protected
1480059 | 4A |  | 2003-11-05 | no | 2003-11-05 | no | Currently in Use | Gas (Historical Use) | 8000 | Composite Double Walled | 2003-11-05 | Double-Walled Flex | Pressurized
1480059 | 4B |  | 2003-11-05 | no | 2003-11-05 | no | Currently in Use | Gas (Historical Use) | 4000 | Composite Double Walled | 2003-11-05 | Double-Walled Flex | Pressurized
1480060 | 1 |  | 1996-09-07 |  | 1986-04-30 |  | Removed from Ground | Gas (Historical Use) | 8000 | Fiberglass | 1986-04-30 | Double-Walled Flex | Pressurized
1480060 | 2 |  | 1996-07-24 |  | 1986-04-30 |  | Removed from Ground | Gas (Historical Use) | 8000 | Fiberglass | 1986-04-30 | Double-Walled Flex | Pressurized
1480060 | 3 |  | 1996-07-24 | no | 1986-04-30 | no | Removed from Ground | Gas (Historical Use) | 8000 | Fiberglass | 1986-04-30 | Double-Walled Flex | Pressurized
1480061 | 1 |  | 1997-06-10 |  | 1997-06-10 |  | Removed from Ground | Gas (Historical Use) | 6000 | Steel-Impressed Current | 1983-05-01 | Cathodically Protected | Safe Suction (Euro)
1480061 | 2 |  | 1997-06-10 |  | 1997-06-10 |  | Removed from Ground | Gas (Historical Use) | 5000 | Steel-Impressed Current | 1983-05-01 | Cathodically Protected | Safe Suction (Euro)
1480061 | 3 |  | 1997-06-10 |  | 1997-06-10 |  | Removed from Ground | Gas (Historical Use) | 2000 | Steel-Impressed Current | 1983-05-01 | Cathodically Protected | Safe Suction (Euro)
1480062 | 1 |  | 1997-06-10 |  | 1997-06-10 |  | Temporarily out of use | Gas (Historical Use) | 8000 | Steel-Impressed Current | 1978-05-02 | Cathodically Protected | Pressurized
1480062 | 2 |  | 1997-06-10 |  | 1997-06-10 |  | Temporarily out of use | Gas (Historical Use) | 3000 | Steel-Impressed Current | 1978-05-02 | Cathodically Protected | Pressurized
1480062 | 3 |  | 1997-06-10 |  | 1997-06-10 |  | Temporarily out of use | Gas (Historical Use) | 3000 | Steel-Impressed Current | 1978-05-02 | Cathodically Protected | Pressurized
1480062 | 4 |  | 2007-01-01 | no | 2007-01-01 | no | Currently in Use | Gas (Historical Use) | 12000 | Composite Double Walled | 2007-01-01 | Double-Walled Flex | Pressurized
1480062 | 5 |  | 2007-01-01 | no | 2007-01-01 | no | Currently in Use | Gas (Historical Use) | 8000 | Composite Double Walled | 2007-01-01 | Double-Walled Flex | Pressurized
1480063 | 1 | [5 empty] | Removed from Ground | Gas (Historical Use) | 8000 | Bare Steel | 1978-05-02 | Galvanized Steel
1480063 | 2 | [5 empty] | Removed from Ground | Gas (Historical Use) | 8000 | Bare Steel | 1978-05-02 | Galvanized Steel
1480063 | 3 | [5 empty] | Removed from Ground | Gas (Historical Use) | 8000 | Bare Steel | 1978-05-02 | Galvanized Steel
1480063 | 4 |  | 1997-08-25 |  | 1987-01-01 |  | Currently in Use | Gas (Historical Use) | 8000 | Composite | 1987-01-01 | Double-Walled Flex | Pressurized
1480063 | 5 |  | 1997-08-25 |  | 1987-01-01 |  | Currently in Use | Gas (Historical Use) | 8000 | Composite | 1987-01-01 | Double-Walled Flex | Pressurized
1480063 | 6 |  | 1997-08-25 |  | 1987-01-01 |  | Currently in Use | Gas (Historical Use) | 8000 | Composite | 1987-01-01 | Double-Walled Flex | Pressurized
1480064 | 1 | [5 empty] | Removed from Ground | Gas (Historical Use) | 8000 | Bare Steel | 1979-05-02 | Galvanized Steel
1480064 | 2 | [5 empty] | Removed from Ground | Gas (Historical Use) | 8000 | Bare Steel | 1979-05-02 | Galvanized Steel
1480064 | 3 | [5 empty] | Removed from Ground | Gas (Historical Use) | 8000 | Bare Steel | 1979-05-02 | Galvanized Steel
1480064 | 4 |  | 1993-10-04 |  | 1993-10-04 |  | Currently in Use | Gas (Historical Use) | 10000 | Composite | 1993-10-04 | Fiberglass Reinforced Plastic | Pressurized
1480064 | 5 |  | 1993-10-04 |  | 1993-10-04 |  | Currently in Use | Gas (Historical Use) | 8000 | Composite | 1993-10-04 | Fiberglass Reinforced Plastic | Pressurized
1480064 | 6 |  | 1993-10-04 |  | 1993-10-04 |  | Currently in Use | Gas (Historical Use) | 8000 | Composite | 1993-10-04 | Fiberglass Reinforced Plastic | Pressurized
1480065 | 1 | [5 empty] | Removed from Ground | Gas (Historical Use) | 10000 | Bare Steel | 1980-05-01 | Galvanized Steel | Pressurized
1480065 | 2 | [5 empty] | Removed from Ground | Gas (Historical Use) | 10000 | Bare Steel | 1980-05-01 | Galvanized Steel | Pressurized
1480065 | 3 | [5 empty] | Removed from Ground | Gas (Historical Use) | 8000 | Bare Steel | 1980-05-01 | Galvanized Steel | Pressurized
1480065 | 4 |  | 1997-05-12 |  | 1997-05-12 |  | Currently in Use | Gas (Historical Use) | 15000 | Composite Double Walled | 1997-05-12 | Double-Walled Flex | Pressurized
1480065 | 5 |  | 1997-05-12 |  | 1997-05-12 |  | Currently in Use | Gas (Historical Use) | 10000 | Composite Double Walled | 1997-05-12 | Double-Walled Flex | Pressurized
1480066 | 1 | [5 empty] | Removed from Ground | Gas (Historical Use) | 12000 | Bare Steel | 1977-05-02 | Galvanized Steel
1480066 | 2 | [5 empty] | Removed from Ground | Gas (Historical Use) | 12000 | Bare Steel | 1977-05-02 | Galvanized Steel
1480066 | 3 | [5 empty] | Removed from Ground | Gas (Historical Use) | 12000 | Bare Steel | 1977-05-02 | Galvanized Steel
1480069 | 1 | [5 empty] | Removed from Ground | Gas (Historical Use) | 1000 | Bare Steel | 1965-05-05 | Copper | Safe Suction (Euro)
1480070 | 1 | [5 empty] | Removed from Ground | Gas (Historical Use) | 1000 | Bare Steel | 1973-03-29 | Bare Steel
1480071 | 1 | [5 empty] | Permanently Out of Use - historical purposes | Diesel | 2000 | Bare Steel | 1976-04-25 | Galvanized Steel
1480071 | 2 | [5 empty] | Permanently Out of Use - historical purposes | Diesel | 1000 | Bare Steel | 1966-04-28 | Galvanized Steel
1480071 | 3 | [5 empty] | Permanently Out of Use - historical purposes | Other | 2000 | Marked Unknown | 1966-04-28 | Unknown
1480072 | 1 | [5 empty] | Permanently Out of Use - historical purposes | Propane | 0 | Cathodically Protected Steel | 1958-04-30 | Not Marked
1480072 | 2 | [5 empty] | Permanently Out of Use - historical purposes | Diesel | 0 | Bare Steel | 1958-04-30 | Galvanized Steel
1480074 | 2 | [5 empty] | Removed from Ground | Diesel | 4000 | Bare Steel | 1975-06-01 | Not Marked
1480075 | 1 | [5 empty] | Permanently Out of Use - historical purposes | Kerosene | 2000 | Marked Unknown | 1986-04-23 | Galvanized Steel
1480076 | DUMMY | [5 empty] | Permanently Out of Use - historical purposes | Other | 0 | Not Marked/Unknown |  | Not Marked
1480077 | 1 | [5 empty] | Removed from Ground | Diesel | 4000 | Marked Unknown | 1986-04-23 | Unknown
1480077 | 2 | [5 empty] | Removed from Ground | Diesel | 0 | Marked Unknown | 1986-04-23 | Unknown
1480077 | 3 | [5 empty] | Removed from Ground | Diesel | 0 | Marked Unknown | 1986-04-23 | Unknown
1480077 | 4 | [5 empty] | Removed from Ground | Diesel | 4000 | Not Marked/Unknown | 1975-06-01 | Not Marked
1480077 | 5 |  | 1998-07-20 |  | 1998-07-20 |  | Removed from Ground | Diesel | 3000 | Composite | 1998-06-29 | Double-Walled Flex | Safe Suction (Euro)
1480078 | 1 | [5 empty] | Closed in Ground | Other | 550 | Bare Steel | 1953-01-01 | Copper
1480078 | 2 | [5 empty] | Removed from Ground | Diesel | 3000 | Bare Steel | 1967-01-01 | Copper
1480078 | 3 | [5 empty] | Removed from Ground | Diesel | 0 | Cathodically Protected Steel | 1994-07-10 | Secondary Containment | Safe Suction (Euro)
1480079 | 1 | [5 empty] | Removed from Ground | Diesel | 600 | Bare Steel | 1978-04-25 | Galvanized Steel
1480079 | 2 | [5 empty] | Removed from Ground | Gas (Historical Use) | 1000 | Bare Steel | 1978-04-25 | Galvanized Steel
1480080 | 1 | [5 empty] | Permanently Out of Use - historical purposes | Empty | 500 | Bare Steel | 1968-04-27 | Bare Steel
1480080 | 2 | [5 empty] | Permanently Out of Use - historical purposes | Diesel | 6000 | Bare Steel | 1963-04-29 | Galvanized Steel
1480083 | 1 | [5 empty] | Removed from Ground | Kerosene | 3000 | Bare Steel | 1985-04-29 | Galvanized Steel
1480083 | 2 | [5 empty] | Removed from Ground | Gas (Historical Use) | 3000 | Bare Steel | 1961-05-05 | Galvanized Steel
1480083 | 3 | [5 empty] | Removed from Ground | Gas (Historical Use) | 3000 | Bare Steel | 1961-05-05 | Galvanized Steel
1480083 | 4 | [5 empty] | Removed from Ground | Gas (Historical Use) | 4000 | Bare Steel | 1961-05-05 | Galvanized Steel
1480083 | 5 |  |  | yes |  | yes | Removed from Ground | Used Oil | 1 | Bare Steel | 1961-05-05 | Galvanized Steel
1480085 | 1 | [5 empty] | Removed from Ground | Gas (Historical Use) | 1000 | Bare Steel | 1958-05-08 | Galvanized Steel
1480090 | 1 | [5 empty] | Temporarily out of use | Gas (Historical Use) | 1000 | Bare Steel | 1986-05-06 | Galvanized Steel
1480090 | 2 | [5 empty] | Temporarily out of use | Gas (Historical Use) | 1000 | Bare Steel | 1986-05-06 | Galvanized Steel
1480090 | 3 | [5 empty] | Temporarily out of use | Gas (Historical Use) | 3000 | Bare Steel | 1977-05-08 | Galvanized Steel
1480091 | 1 | [5 empty] | Currently in Use | Empty | 2000 | Bare Steel | 1986-05-06 | Galvanized Steel
1480091 | 2 | [5 empty] | Temporarily out of use | Empty | 2000 | Bare Steel | 1986-05-06 | Galvanized Steel
1480091 | 3 | [5 empty] | Temporarily out of use | Empty | 3000 | Bare Steel | 1981-05-07 | Galvanized Steel
1480091 | 4 | [5 empty] | Temporarily out of use | Empty | 560 | Bare Steel | 1986-05-06 | Galvanized Steel
1480091 | 5 | [5 empty] | Temporarily out of use | Empty | 560 | Bare Steel | 1986-05-06 | Galvanized Steel
1480092 | 1 | [5 empty] | Removed from Ground | Gas (Historical Use) | 560 | Bare Steel | 1966-05-11 | Galvanized Steel
1480092 | 2 | [5 empty] | Removed from Ground | Other | 1000 | Bare Steel | 1966-05-11 | Galvanized Steel
1480093 | 1 | [5 empty] | Removed from Ground | Gas (Historical Use) | 2000 | Bare Steel | 1971-05-10 | Galvanized Steel | Suction (American)
1480093 | 2 | [5 empty] | Removed from Ground | Gas (Historical Use) | 1000 | Bare Steel | 1993-07-17 | Galvanized Steel | Suction (American)
1480093 | 3 | [5 empty] | Removed from Ground | Gas (Historical Use) | 2000 | Bare Steel | 1993-07-17 | Galvanized Steel | Suction (American)
1480093 | 4 |  |  | yes |  | yes | Removed from Ground | Used Oil | 250 | Bare Steel | 1993-07-17 | Galvanized Steel | Suction (American)
1480095 | 1 | [5 empty] | Removed from Ground | Gas (Historical Use) | 4000 | Bare Steel | 1986-05-06 | Galvanized Steel
1480095 | 2 | [5 empty] | Removed from Ground | Gas (Historical Use) | 4000 | Bare Steel | 1986-05-06 | Galvanized Steel
1480095 | 3 | [5 empty] | Removed from Ground | Gas (Historical Use) | 4000 | Bare Steel | 1986-05-06 | Galvanized Steel
1480095 | 4 | [5 empty] | Removed from Ground | Diesel | 3000 | Bare Steel | 1977-05-08 | Galvanized Steel
1480095 | 5 |  |  | yes |  | yes | Removed from Ground | Used Oil | 100 | Bare Steel | 1986-05-06 | Galvanized Steel
1480096 | 1 | [5 empty] | Closed in Ground | Diesel | 10000 | Bare Steel | 1980-05-08 | Galvanized Steel | Pressurized
1480096 | 2 | [5 empty] | Closed in Ground | Gas (Historical Use) | 10000 | Bare Steel | 1980-05-08 | Galvanized Steel | Pressurized
1480096 | 296097 |  | 1992-02-27 |  | 1992-02-27 |  | Currently in Use | Diesel | 10000 | Composite | 1992-02-27 | Fiberglass Reinforced Plastic | Pressurized
1480096 | 4 |  | 1992-02-27 |  | 1992-02-27 |  | Closed in Ground | Gas (Historical Use) | 10000 | Composite | 1992-02-27 | Fiberglass Reinforced Plastic | Pressurized
1480097 | 1 | [5 empty] | Removed from Ground | Diesel | 1 | Bare Steel | 1986-05-05 | Galvanized Steel
1480097 | 2 | [5 empty] | Removed from Ground | Diesel | 1 | Cathodically Protected Steel | 1986-05-05 | Galvanized Steel
1480098 | 1 | [5 empty] | Permanently Out of Use - historical purposes | Gas (Historical Use) | 15000 | Bare Steel | 1963-05-11 | Unknown
1480098 | 2 | [5 empty] | Permanently Out of Use - historical purposes | Gas (Historical Use) | 15000 | Bare Steel | 1963-05-11 | Unknown
1480098 | 3 | [5 empty] | Permanently Out of Use - historical purposes | Gas (Historical Use) | 10673 | Bare Steel | 1965-05-10 | Unknown
1480100 | 1 | [5 empty] | Removed from Ground | Empty | 560 | Bare Steel | 1986-05-08 | Galvanized Steel | Suction (American)
1480100 | 2 | [5 empty] | Removed from Ground | Empty | 780 | Bare Steel | 1986-05-08 | Galvanized Steel | Suction (American)
1480102 | 1 |  | 1998-09-01 |  | 1998-09-01 |  | Currently in Use | Gas (Historical Use) | 10000 | Steel-Impressed Current | 1973-05-11 | Steel (Impressed Current) | Pressurized
1480102 | 2 |  | 1998-09-01 |  | 1998-09-01 |  | Currently in Use | Gas (Historical Use) | 10000 | Steel-Impressed Current | 1973-05-11 | Steel (Impressed Current) | Pressurized
1480102 | 3 |  | 1998-09-01 |  | 1998-09-01 |  | Currently in Use | Gas (Historical Use) | 10000 | Steel-Impressed Current | 1973-05-11 | Steel (Impressed Current) | Pressurized
1480102 | 5 |  | 1998-09-30 | yes | 1998-09-30 | yes | Currently in Use | Used Oil | 560 | Steel-Impressed Current | 1973-05-11 | Steel (Impressed Current) | Gravity Fed
1480102 | 6 |  | 1998-09-01 | no | 1990-03-01 | no | Currently in Use | Diesel | 3000 | Composite | 1990-03-01 | Steel (Impressed Current) | Safe Suction (Euro)
1480103 | 1 | [5 empty] | Removed from Ground | Diesel | 3000 | Cathodically Protected Steel | 1985-05-08 | Galvanized Steel
1480104 | 1 | [5 empty] | Removed from Ground | Diesel | 2000 | Bare Steel | 1995-09-01 | Galvanized Steel
1480106 | 1 | [5 empty] | Removed from Ground | Other | 5000 | Bare Steel | 1966-05-13 | Galvanized Steel | Safe Suction (Euro)
1480106 | 2 | [5 empty] | Removed from Ground | Gas (Historical Use) | 500 | Bare Steel | 1966-05-13 | Galvanized Steel | Safe Suction (Euro)
1480107 | 1 | [5 empty] | Removed from Ground | Gas (Historical Use) | 4000 | Bare Steel | 1976-05-10 | Galvanized Steel
1480107 | 2 | [5 empty] | Removed from Ground | Gas (Historical Use) | 3000 | Bare Steel | 1966-05-13 | Galvanized Steel
1480107 | 3 | [5 empty] | Removed from Ground | Gas (Historical Use) | 3000 | Bare Steel | 1966-05-13 | Galvanized Steel
1480107 | 4 | [5 empty] | Removed from Ground | Gas (Historical Use) | 3000 | Bare Steel | 1966-05-13 | Galvanized Steel
1480107 | 5 | [5 empty] | Removed from Ground | Gas (Historical Use) | 3000 | Bare Steel | 1966-05-13 | Galvanized Steel
1480108 | 1 | [5 empty] | Removed from Ground | Gas (Historical Use) | 10000 | Bare Steel | 1974-05-11 | Galvanized Steel
1480108 | 2 | [5 empty] | Removed from Ground | Gas (Historical Use) | 10000 | Bare Steel | 1974-05-11 | Galvanized Steel
1480108 | 3 | [5 empty] | Removed from Ground | Gas (Historical Use) | 10000 | Bare Steel | 1974-05-11 | Galvanized Steel
1480109 | 1 | [5 empty] | Removed from Ground | Gas (Historical Use) | 2000 | Bare Steel | 1987-06-01 | Bare Steel | Safe Suction (Euro)
1480109 | 2 | [5 empty] | Removed from Ground | Gas (Historical Use) | 2000 | Bare Steel | 1961-05-14 | Bare Steel | Safe Suction (Euro)
1480109 | 3 | [5 empty] | Removed from Ground | Gas (Historical Use) | 2000 | Bare Steel | 1961-05-14 | Bare Steel | Safe Suction (Euro)
1480109 | 4 | [5 empty] | Removed from Ground | Gas (Historical Use) | 2000 | Bare Steel | 1961-05-14 | Bare Steel | Safe Suction (Euro)
1480109 | 5 | [5 empty] | Removed from Ground | Gas (Historical Use) | 2000 | Bare Steel | 1961-05-14 | Bare Steel | Safe Suction (Euro)
1480109 | 6 | [5 empty] | Removed from Ground | Gas (Historical Use) | 2000 | Bare Steel | 1961-01-01 | Bare Steel | Safe Suction (Euro)
1480109 | 7 | [5 empty] | Removed from Ground | Diesel | 550 | Bare Steel | 1961-01-01 | Bare Steel
1480109 | 8 |  |  | yes |  | yes | Removed from Ground | Used Oil | 550 | Bare Steel | 1961-01-01 | Bare Steel
1480110 | 1 | [5 empty] | Removed from Ground | Gas (Historical Use) | 4000 | Bare Steel | 1979-05-10 | Galvanized Steel | Safe Suction (Euro)
1480110 | 2 | [5 empty] | Removed from Ground | Gas (Historical Use) | 4000 | Bare Steel | 1979-05-10 | Galvanized Steel | Safe Suction (Euro)
1480110 | 3 | [5 empty] | Removed from Ground | Gas (Historical Use) | 4000 | Bare Steel | 1979-05-10 | Galvanized Steel | Safe Suction (Euro)
1480110 | 4 | [5 empty] | Removed from Ground | Gas (Historical Use) | 4000 | Bare Steel | 1979-05-10 | Galvanized Steel | Safe Suction (Euro)
1480111 | 1 | [5 empty] | Removed from Ground | Diesel | 3000 | Bare Steel | 1978-05-10 | Galvanized Steel
1480112 | 1 | [5 empty] | Removed from Ground | Diesel | 10000 | Bare Steel | 1992-12-01 | Bare Steel
1480113 | 1 | [5 empty] | Removed from Ground | Gas (Historical Use) | 2000 | Bare Steel | 1971-05-12 | Galvanized Steel
1480113 | 2 | [5 empty] | Removed from Ground | Other | 1500 | Bare Steel | 1971-05-12 | Galvanized Steel
1480115 | 1 | [5 empty] | Removed from Ground | Gas (Historical Use) | 2000 | Bare Steel | 1976-05-10 | Galvanized Steel | Suction (American)
1480116 | 1 | [5 empty] | Removed from Ground | Gas (Historical Use) | 1000 | Bare Steel | 1959-05-15 | Galvanized Steel
1480116 | 2 | [5 empty] | Removed from Ground | Gas (Historical Use) | 1000 | Bare Steel | 1959-05-15 | Galvanized Steel
1480117 | 1 | [5 empty] | Permanently Out of Use - historical purposes | Gas (Historical Use) | 560 | Bare Steel | 1960-05-14 | Galvanized Steel
1480117 | 2 | [5 empty] | Permanently Out of Use - historical purposes | Gas (Historical Use) | 560 | Bare Steel | 1960-05-14 | Galvanized Steel
1480117 | 3 | [5 empty] | Permanently Out of Use - historical purposes | Gas (Historical Use) | 1000 | Bare Steel | 1972-05-11 | Galvanized Steel
1480117 | 4 | [5 empty] | Permanently Out of Use - historical purposes | Gas (Historical Use) | 1000 | Bare Steel | 1977-05-10 | Galvanized Steel
1480118 | 1 | [5 empty] | Removed from Ground | Gas (Historical Use) | 3000 | Bare Steel | 1984-05-08 | Galvanized Steel | Safe Suction (Euro)
1480118 | 2 | [5 empty] | Removed from Ground | Gas (Historical Use) | 6000 | Bare Steel | 1984-05-08 | Galvanized Steel | Safe Suction (Euro)
1480118 | 3 | [5 empty] | Removed from Ground | Gas (Historical Use) | 8000 | Bare Steel | 1974-05-11 | Galvanized Steel | Safe Suction (Euro)
1480118 | 4 |  |  | yes |  | yes | Removed from Ground | Used Oil | 500 | Bare Steel | 1984-05-08 | Galvanized Steel | Safe Suction (Euro)
1480118 | 5 | [5 empty] | Removed from Ground | Kerosene | 1000 | Bare Steel | 1993-09-01 | Galvanized Steel | Safe Suction (Euro)
1480119 | 1 |  | 1998-09-05 |  | 1996-03-21 |  | Currently in Use | Gas (Historical Use) | 5000 | Steel-Impressed Current | 1972-05-11 | Cathodically Protected | Pressurized
1480119 | 2 |  | 1998-09-05 |  | 1996-03-21 |  | Currently in Use | Gas (Historical Use) | 10000 | Steel-Impressed Current | 1972-05-11 | Cathodically Protected | Pressurized
1480119 | 3 |  | 1998-09-05 |  | 1996-03-21 |  | Currently in Use | Gas (Historical Use) | 10000 | Steel-Impressed Current | 1972-05-11 | Cathodically Protected | Pressurized
1480119 | 4 |  | 1998-11-02 | yes | 1998-09-15 | yes | Removed from Ground | Used Oil | 550 | Steel-Impressed Current | 1972-05-11 | Cathodically Protected
1480119 | 5 |  | 1998-09-05 |  | 1996-03-21 |  | Currently in Use | Diesel | 3000 | Steel-Impressed Current | 1983-01-01 | Cathodically Protected | Pressurized
1480120 | 1 |  | 1996-09-20 |  | 1996-09-20 |  | Currently in Use | Diesel | 6000 | Steel-Impressed Current | 1981-05-09 | Cathodically Protected | Safe Suction (Euro)
1480120 | 2 |  | 1996-09-20 |  | 1996-09-20 |  | Temporarily out of use | Gas (Historical Use) | 4000 | Steel-Impressed Current | 1981-05-09 | Cathodically Protected | Pressurized
1480120 | 3 |  | 1996-09-20 |  | 1996-09-20 |  | Currently in Use | Gas (Historical Use) | 3000 | Steel-Impressed Current | 1981-05-09 | Cathodically Protected | Pressurized
1480120 | 4 |  | 1996-09-20 |  | 1996-09-20 |  | Currently in Use | Gas (Historical Use) | 4000 | Steel-Impressed Current | 1981-05-09 | Cathodically Protected | Pressurized
1480123 | 1 | [5 empty] | Removed from Ground | Gas (Historical Use) | 560 | Bare Steel | 1963-05-11 | Galvanized Steel
1480123 | 2 | [5 empty] | Removed from Ground | Gas (Historical Use) | 560 | Bare Steel | 1963-05-11 | Galvanized Steel
1480123 | 3 | [5 empty] | Removed from Ground | Diesel | 3006 | Bare Steel | 1979-05-07 | Galvanized Steel
1480123 | 4 | [5 empty] | Removed from Ground | Gas (Historical Use) | 1012 | Bare Steel | 1978-05-07 | Galvanized Steel
1480123 | 5 | [5 empty] | Removed from Ground | Gas (Historical Use) | 1012 | Bare Steel | 1978-05-07 | Galvanized Steel
1480124 | 1 | [5 empty] | Removed from Ground | Empty | 1000 | Bare Steel | 1951-05-17 | Unknown | Suction (American)
1480125 | 1 | [5 empty] | Removed from Ground | Empty | 100 | Bare Steel | 1946-05-18 | Bare Steel
1480125 | 2 | [5 empty] | Removed from Ground | Empty | 1500 | Bare Steel | 1946-05-18 | Galvanized Steel
1480125 | 3 | [5 empty] | Removed from Ground | Empty | 2000 | Bare Steel | 1946-05-18 | Galvanized Steel
1480125 | 4 | [5 empty] | Removed from Ground | Gas (Historical Use) | 1000 | Bare Steel | 1993-02-01 | Bare Steel
1480126 | 1 | [5 empty] | Removed from Ground | Diesel | 1000 | Bare Steel | 1977-05-10 | Galvanized Steel
1480126 | 2 | [5 empty] | Removed from Ground | Diesel | 1000 | Bare Steel | 1977-05-10 | Galvanized Steel
1480126 | 3 |  |  | yes |  | yes | Removed from Ground | Used Oil | 500 | Bare Steel | 1977-05-10 | Galvanized Steel
1480126 | 4 | [5 empty] | Removed from Ground | Gas (Historical Use) | 1000 | Marked Unknown | 1968-05-12 | Galvanized Steel
1480126 | 5 | [5 empty] | Removed from Ground | Kerosene | 2500 | Bare Steel | 1993-02-01 | Bare Steel
1480126 | 6 | [5 empty] | Removed from Ground | Kerosene | 2500 | Bare Steel | 1993-02-01 | Bare Steel
1480127 | 1 | [5 empty] | Removed from Ground | Gas (Historical Use) | 1000 | Bare Steel | 1971-05-12 | Galvanized Steel
1480128 | 1 | [5 empty] | Removed from Ground | Kerosene | 6000 | Bare Steel | 1993-02-04 | Bare Steel
1480128 | 2 | [5 empty] | Removed from Ground | Gas (Historical Use) | 1000 | Bare Steel | 1993-02-02 | Bare Steel
1480128 | 3 | [5 empty] | Removed from Ground | Gas (Historical Use) | 1000 | Bare Steel | 1993-02-03 | Bare Steel
1480128 | 4 | [5 empty] | Removed from Ground | Gas (Historical Use) | 1000 | Marked Unknown | 1990-09-24 | Unknown
1480128 | 51 | [5 empty] | Removed from Ground | Diesel | 500 | Not Marked/Unknown | 1993-02-24 | Not Marked
1480128 | 52 | [5 empty] | Removed from Ground | Gas (Historical Use) | 1000 | Not Marked/Unknown | 1993-02-24 | Not Marked
1480129 | 1 | [5 empty] | Removed from Ground | Gas (Historical Use) | 3000 | Bare Steel | 1985-01-01 | Bare Steel | Safe Suction (Euro)
1480129 | 10 |  | 1997-11-01 |  | 1997-11-01 |  | Currently in Use | Diesel | 12000 | Composite | 1997-11-01 | Double-Walled Flex | Pressurized
1480129 | 11 |  | 1997-11-01 |  | 1997-11-01 |  | Currently in Use | Diesel | 10000 | Composite | 1997-11-01 | Double-Walled Flex | Pressurized
1480129 | 12 |  | 1997-11-01 |  | 1997-11-01 |  | Currently in Use | Kerosene | 10000 | Composite | 1997-11-01 | Double-Walled Flex | Pressurized
1480129 | 2 | [5 empty] | Removed from Ground | Gas (Historical Use) | 4000 | Bare Steel | 1966-01-01 | Bare Steel | Safe Suction (Euro)
1480129 | 4 | [5 empty] | Removed from Ground | Gas (Historical Use) | 3000 | Bare Steel | 1985-01-01 | Bare Steel | Safe Suction (Euro)
1480129 | 5 | [5 empty] | Removed from Ground | Gas (Historical Use) | 4000 | Bare Steel | 1966-05-13 | Bare Steel | Safe Suction (Euro)
1480129 | 6 |  | 1992-02-01 |  | 1992-02-01 |  | Currently in Use | Diesel | 10000 | Composite | 1992-02-01 | Double-Walled Flex
1480129 | 7 |  | 1992-02-01 |  | 1992-02-01 |  | Removed from Ground | Kerosene | 2000 | Bare Steel | 1975-01-01 | Galvanized Steel | Safe Suction (Euro)
1480129 | 8A |  | 1997-11-01 |  | 1997-11-01 |  | Currently in Use | Gas (Historical Use) | 5000 | Composite | 1997-11-01 | Double-Walled Flex | Pressurized
1480129 | 8B |  | 1997-11-01 |  | 1997-11-01 |  | Currently in Use | Gas (Historical Use) | 5000 | Composite | 1997-11-01 | Double-Walled Flex | Pressurized
1480129 | 9 |  | 1997-11-01 |  | 1997-11-01 |  | Currently in Use | Gas (Historical Use) | 10000 | Composite | 1997-11-01 | Double-Walled Flex | Pressurized
1480130 | 1-UL |  | 1995-10-18 |  | 1995-10-18 |  | Currently in Use | Gas (Historical Use) | 8000 | Steel-Impressed Current | 1985-05-08 | Steel (Impressed Current) | Pressurized
1480130 | 2-MID |  | 1995-10-18 |  | 1995-10-18 |  | Currently in Use | Gas (Historical Use) | 8000 | Steel-Impressed Current | 1985-05-08 | Steel (Impressed Current) | Pressurized
1480130 | 3-PREM |  | 1995-10-18 | no | 1995-10-18 | no | Currently in Use | Gas (Historical Use) | 8000 | Steel-Impressed Current | 1985-05-08 | Steel (Impressed Current) | Pressurized
1480132 | 1 | [5 empty] | Removed from Ground | Gas (Historical Use) | 10000 | Bare Steel | 1983-05-09 | Galvanized Steel
1480132 | 2 | [5 empty] | Removed from Ground | Gas (Historical Use) | 10000 | Bare Steel | 1983-05-09 | Galvanized Steel
1480132 | 3 | [5 empty] | Removed from Ground | Gas (Historical Use) | 10000 | Bare Steel | 1983-05-09 | Galvanized Steel
1480132 | 4 | [5 empty] | Removed from Ground | Diesel | 10000 | Bare Steel | 1983-05-09 | Galvanized Steel
1480134 | 1 | [5 empty] | Removed from Ground | Empty | 6000 | Bare Steel | 1980-05-08 | Galvanized Steel | Pressurized
1480134 | 2 | [5 empty] | Removed from Ground | Empty | 6000 | Bare Steel | 1980-05-08 | Galvanized Steel | Pressurized
1480134 | 3 | [5 empty] | Removed from Ground | Empty | 2000 | Bare Steel | 1985-05-07 | Galvanized Steel | Pressurized
1480136 | 1-UNL |  | 1996-03-18 |  | 1990-01-01 |  | Removed from Ground | Gas (Historical Use) | 4000 | Not Marked/Unknown | 1976-05-08 | Galvanized Steel | Suction (American)
1480136 | 2-MG |  | 1996-03-18 |  | 1990-01-01 |  | Removed from Ground | Gas (Historical Use) | 4000 | Not Marked/Unknown | 1976-05-08 | Cathodically Protected | Suction (American)
1480136 | 2-PREM |  | 2002-08-19 | no | 2002-08-19 | no | Currently in Use | Gas (Historical Use) | 6000 | Composite Double Walled | 2002-08-19 | Double-Walled Fiberglass | Pressurized
1480136 | 2-UNL |  | 2002-08-19 | no | 2002-08-19 | no | Currently in Use | Gas (Historical Use) | 10000 | Composite Double Walled | 2002-08-19 | Double-Walled Fiberglass | Pressurized
1480136 | 3-PREM |  | 1996-03-18 |  | 1990-01-01 |  | Removed from Ground | Gas (Historical Use) | 4000 | Not Marked/Unknown | 1976-05-08 | Cathodically Protected | Suction (American)
1480136 | 4-UNL | [5 empty] | Closed in Ground | Gas (Historical Use) | 3000 | Bare Steel | 1976-05-08 | Galvanized Steel | Suction (American)
1480136 | 5-PREM | [5 empty] | Closed in Ground | Gas (Historical Use) | 3000 | Bare Steel | 1976-05-08 | Galvanized Steel | Suction (American)
1480137 | 1 | [5 empty] | Removed from Ground | Gas (Historical Use) | 500 | Marked Unknown | 1951-05-16 | Unknown | Suction (American)
1480139 | 1 | Flapper Valve |  |  |  |  | Removed from Ground | Gas (Historical Use) | 5000 | Steel-Impressed Current | 1983-05-09 | Steel (Impressed Current) | Pressurized
1480139 | 2 | Flapper Valve |  |  |  |  | Removed from Ground | Gas (Historical Use) | 5000 | Steel-Impressed Current | 1983-05-09 | Steel (Impressed Current) | Pressurized
1480139 | 3 | Flapper Valve |  |  |  |  | Removed from Ground | Gas (Historical Use) | 5000 | Steel-Impressed Current | 1983-05-09 | Steel (Impressed Current) | Pressurized
1480139 | 4 | Flapper Valve |  |  |  |  | Removed from Ground | Diesel | 5000 | Steel-Impressed Current | 1983-05-09 | Steel (Impressed Current) | Pressurized
1480140 | 1 | [5 empty] | Removed from Ground | Gas (Historical Use) | 10000 | Bare Steel | 1976-05-09 | Galvanized Steel
1480140 | 2 | [5 empty] | Removed from Ground | Gas (Historical Use) | 10000 | Bare Steel | 1976-05-09 | Galvanized Steel
1480144 | 1 | [5 empty] | Removed from Ground | Gas (Historical Use) | 560 | Bare Steel | 1976-05-05 | Galvanized Steel
1480145 | 1 | [5 empty] | Removed from Ground | Gas (Historical Use) | 1000 | Bare Steel | 1976-05-10 | Galvanized Steel | Suction (American)
1480146 | NL1 | [5 empty] | Removed from Ground | Gas (Historical Use) | 4000 | Bare Steel | 1966-05-12 | Galvanized Steel
1480146 | NL2 | [5 empty] | Removed from Ground | Gas (Historical Use) | 4000 | Bare Steel | 1966-05-12 | Galvanized Steel
1480146 | P1 | [5 empty] | Removed from Ground | Gas (Historical Use) | 4000 | Bare Steel | 1970-01-01 | Unknown
1480146 | R1 | [5 empty] | Removed from Ground | Gas (Historical Use) | 4000 | Bare Steel | 1966-05-12 | Galvanized Steel
1480146 | R2 | [5 empty] | Removed from Ground | Gas (Historical Use) | 4000 | Bare Steel | 1966-05-12 | Galvanized Steel
1480146 | R3 | [5 empty] | Removed from Ground | Gas (Historical Use) | 4000 | Bare Steel | 1977-05-09 | Galvanized Steel
1480147 | 1 | [5 empty] | Closed in Ground | Gas (Historical Use) | 8000 | Bare Steel | 1978-05-10 | Galvanized Steel
1480147 | 2 | [5 empty] | Closed in Ground | Gas (Historical Use) | 6000 | Bare Steel | 1978-05-10 | Galvanized Steel
1480147 | 3 | [5 empty] | Closed in Ground | Gas (Historical Use) | 4000 | Bare Steel | 1978-05-10 | Galvanized Steel
1480147 | 4 | [5 empty] | Closed in Ground | Diesel | 4000 | Bare Steel | 1978-05-10 | Galvanized Steel
1480148 | 1 |  | 1996-07-01 |  | 1996-07-01 |  | Currently in Use | Gas (Historical Use) | 6000 | Steel-Impressed Current | 1982-05-09 | Double-Walled Flex | Pressurized
1480148 | 2 |  | 1996-07-01 |  | 1996-07-01 |  | Currently in Use | Gas (Historical Use) | 6000 | Steel-Impressed Current | 1982-05-09 | Double-Walled Flex | Pressurized
1480148 | 3 |  | 1996-07-01 |  | 1996-07-01 |  | Currently in Use | Gas (Historical Use) | 6000 | Steel-Impressed Current | 1982-05-09 | Double-Walled Flex | Pressurized
1480149 | 1 |  | 1998-12-09 |  | 1998-12-09 |  | Temporarily out of use | Gas (Historical Use) | 8000 | Steel-Impressed Current | 1978-05-10 | Steel (Impressed Current) | Pressurized
1480149 | 2 |  | 1998-12-09 |  | 1998-12-09 |  | Temporarily out of use | Gas (Historical Use) | 6000 | Steel-Impressed Current | 1978-05-10 | Steel (Impressed Current) | Pressurized
1480149 | 3 |  | 1998-12-09 |  | 1998-12-09 |  | Temporarily out of use | Gas (Historical Use) | 3000 | Steel-Impressed Current | 1978-05-10 | Steel (Impressed Current) | Suction (American)
1480149 | 4 |  | 1998-12-09 |  | 1998-12-09 |  | Temporarily out of use | Diesel | 6000 | Steel-Impressed Current | 1978-05-10 | Steel (Impressed Current) | Pressurized
1480150 | 1 | Flapper Valve | 1998-03-13 |  | 1998-03-13 |  | Currently in Use | Gas (Historical Use) | 4000 | Steel-Impressed Current | 1981-05-08 | Steel (Impressed Current) | Suction (American)
1480150 | 2 | Flapper Valve | 1998-03-13 |  | 1998-03-13 |  | Currently in Use | Gas (Historical Use) | 4000 | Steel-Impressed Current | 1981-05-08 | Steel (Impressed Current) | Suction (American)
1480150 | 3 | Flapper Valve | 1998-03-13 |  | 1998-03-13 |  | Currently in Use | Gas (Historical Use) | 4000 | Steel-Impressed Current | 1981-05-08 | Steel (Impressed Current) | Suction (American)
1480150 | 4 | Flapper Valve | 1998-03-13 |  | 1998-03-13 |  | Currently in Use | Diesel | 4000 | Steel-Impressed Current | 1981-05-08 | Steel (Impressed Current) | Suction (American)
1480151 | 1 | [5 empty] | Removed from Ground | Diesel | 5000 | Bare Steel | 1968-01-06 | Copper
1480151 | 2 | [5 empty] | Removed from Ground | Diesel | 1000 | Bare Steel | 1958-01-01 | Galvanized Steel
1480151 | 3 |  | 1997-04-04 | no | 1997-04-04 | no | Currently in Use | Diesel | 2500 |  | 1992-06-03 | Copper | Suction (American)
1480152 | 1 | [5 empty] | Removed from Ground | Empty | 2000 | Bare Steel | 1957-01-08 | Unknown
1480152 | 2 | [5 empty] | Removed from Ground | Gas (Historical Use) | 1000 | Bare Steel | 1957-01-08 | Bare Steel | Suction (American)
1480152 | 3 | [5 empty] | Removed from Ground | Gas (Historical Use) | 1000 | Bare Steel | 1981-01-01 | Bare Steel | Suction (American)
1480152 | 4 |  |  | yes |  | yes | Closed in Ground | Used Oil | 250 | Bare Steel | 1998-01-01 | Bare Steel
1480153 | 1 |  | 1984-03-01 |  | 1988-01-01 |  | Removed from Ground | Gas (Historical Use) | 10000 | Fiberglass | 1984-03-01 | Fiberglass Reinforced Plastic | Pressurized
1480153 | 2 |  | 1984-03-01 |  | 1988-01-01 |  | Removed from Ground | Gas (Historical Use) | 10000 | Fiberglass | 1984-03-01 | Fiberglass Reinforced Plastic | Pressurized
1480153 | 3 |  | 1984-03-01 |  | 1988-01-01 |  | Removed from Ground | Gas (Historical Use) | 10000 | Fiberglass | 1985-01-01 | Fiberglass Reinforced Plastic | Pressurized
1480153 | 4 | [5 empty] | Permanently Out of Use - historical purposes | Kerosene | 4000 | Bare Steel | 1962-01-07 | Fiberglass Reinforced Plastic
1480157 | 1 | [5 empty] | Removed from Ground | Gas (Historical Use) | 2000 | Bare Steel | 1972-05-16 | Galvanized Steel
1480157 | 2 | [5 empty] | Removed from Ground | Gas (Historical Use) | 4000 | Bare Steel | 1972-05-16 | Galvanized Steel
1480157 | 3 | [5 empty] | Removed from Ground | Gas (Historical Use) | 4000 | Bare Steel | 1972-05-16 | Galvanized Steel
1480157 | 4 | [5 empty] | Removed from Ground | Gas (Historical Use) | 4000 | Cathodically Protected Steel | 1984-05-13 | Galvanized Steel
1480160 | 1 |  | 1998-10-20 |  | 1998-10-20 |  | Removed from Ground | Gas (Historical Use) | 6000 | Steel-Impressed Current | 1976-06-04 | Cathodically Protected | Pressurized
1480160 | 2 |  | 1998-10-20 |  | 1998-10-20 |  | Removed from Ground | Gas (Historical Use) | 6000 | Steel-Impressed Current | 1976-06-04 | Cathodically Protected | Pressurized
1480160 | 3 |  | 1998-10-20 |  | 1998-10-20 |  | Removed from Ground | Gas (Historical Use) | 2000 | Steel-Impressed Current | 1976-06-04 | Cathodically Protected | Pressurized
1480162 | 1 | [5 empty] | Removed from Ground | Diesel | 500 | Bare Steel | 1998-09-28 | Bare Steel
1480164 | 1 | [5 empty] | Removed from Ground | Empty | 500 | Bare Steel | 1971-06-01 | Galvanized Steel
1480166 | 1 | [5 empty] | Removed from Ground | Diesel | 10000 | Bare Steel | 1980-05-22 | Galvanized Steel
1480167 | 1 |  | 1998-10-01 |  | 1998-08-01 |  | Currently in Use | Gas (Historical Use) | 4000 | Steel-Impressed Current | 1979-05-23 | Cathodically Protected | Safe Suction (Euro)
1480167 | 2 |  | 1998-10-01 |  | 1998-08-01 |  | Currently in Use | Gas (Historical Use) | 4000 | Steel-Impressed Current | 1983-05-22 | Cathodically Protected | Safe Suction (Euro)
1480167 | 3 |  | 1998-10-01 |  | 1998-08-01 |  | Currently in Use | Gas (Historical Use) | 4000 | Steel-Impressed Current | 1979-05-23 | Cathodically Protected | Safe Suction (Euro)
1480169 | 1 | [5 empty] | Closed in Ground | Gas (Historical Use) | 1000 | Bare Steel | 1968-04-26 | Galvanized Steel
1480171 | 2 | [5 empty] | Removed from Ground | Kerosene | 1000 | Bare Steel | 1966-04-27 | Galvanized Steel
1480171 | 3 | [5 empty] | Removed from Ground | Diesel | 1000 | Bare Steel | 1966-04-27 | Galvanized Steel
1480171 | DUP235 | [5 empty] | Removed from Ground | Gas (Historical Use) | 1000 | Bare Steel | 1966-04-27 | Galvanized Steel
1480173 | 1 |  | 1987-01-01 |  | 1987-01-01 |  | Removed from Ground | Gas (Historical Use) | 8022 | Galvanic (STIP-3) | 1987-01-01 | Flex | Pressurized
1480173 | 2 |  | 1987-01-01 |  | 1987-01-01 |  | Removed from Ground | Gas (Historical Use) | 8022 | Galvanic (STIP-3) | 1987-01-01 | Flex | Pressurized
1480173 | 3 |  | 1987-01-01 |  | 1987-01-01 |  | Removed from Ground | Gas (Historical Use) | 8022 | Galvanic (STIP-3) | 1987-01-01 | Flex | Pressurized
1480173 | 4A |  | 2010-05-15 | no | 2010-05-15 | no | Currently in Use | Gas (Historical Use) | 9000 | Composite Double Walled | 2010-05-15 | Double-Walled Flex | Pressurized
1480173 | 4B |  | 2010-05-15 | no | 2010-05-15 | no | Currently in Use | Gas (Historical Use) | 3000 | Composite Double Walled | 2010-05-15 | Double-Walled Flex | Pressurized
1482000 | 1 |  | 1987-11-04 |  | 1987-11-04 |  | Currently in Use | Gas (Historical Use) | 8000 | Galvanic (STIP-3) | 1987-11-04 | Double-Walled Flex | Pressurized
1482000 | 2 |  | 1987-11-04 |  | 1987-11-04 |  | Currently in Use | Gas (Historical Use) | 8000 | Galvanic (STIP-3) | 1987-11-04 | Double-Walled Flex | Pressurized
1482000 | 3 |  | 1987-11-04 |  | 1987-11-04 |  | Currently in Use | Gas (Historical Use) | 8000 | Galvanic (STIP-3) | 1987-11-04 | Double-Walled Flex | Pressurized
1482000 | 4 |  | 1987-11-04 |  | 1987-11-04 |  | Currently in Use | Diesel | 8000 | Galvanic (STIP-3) | 1987-11-04 | Double-Walled Flex | Pressurized
1490001 | 1 | [5 empty] | Removed from Ground | Gas (Historical Use) | 2000 | Bare Steel |  | Galvanized Steel | Suction (American)
1490001 | 2 | [5 empty] | Removed from Ground | Gas (Historical Use) | 2000 | Bare Steel |  | Galvanized Steel | Suction (American)
1490001 | 3 | [5 empty] | Removed from Ground | Gas (Historical Use) | 1000 | Bare Steel |  | Galvanized Steel | Suction (American)
1490001 | 4 | [5 empty] | Removed from Ground | Diesel | 1000 | Bare Steel |  | Galvanized Steel | Suction (American)
1490001 | 5 | [5 empty] | Removed from Ground | Diesel | 500 | Bare Steel |  | Galvanized Steel | Suction (American)
1490002 | 1 | [5 empty] | Removed from Ground | Gas (Historical Use) | 1060 | Bare Steel | 1975-01-01 | Galvanized Steel
1490002 | 2 | [5 empty] | Removed from Ground | Diesel | 2000 | Bare Steel | 1975-01-01 | Galvanized Steel
1490002 | 3 | [5 empty] | Removed from Ground | Empty | 550 | Bare Steel | 1975-01-01 | Galvanized Steel
1490002 | 4 | [5 empty] | Removed from Ground | Empty | 550 | Bare Steel | 1975-01-01 | Galvanized Steel
1490002 | 5 | [5 empty] | Removed from Ground | Empty | 10000 | Bare Steel | 1975-01-01 | Galvanized Steel
1490003 | 1 |  |  | no |  | no | Removed from Ground | Diesel | 12000 | Bare Steel | 1985-01-01 | Galvanized Steel | Safe Suction (Euro)
1490003 | 2 |  |  | no |  | no | Removed from Ground | Kerosene | 10000 | Bare Steel | 1976-01-01 | Galvanized Steel
1490003 | 3 | Flapper Valve | 1998-08-20 | no | 1998-08-20 | no | Currently in Use | Diesel | 12000 | Composite | 1998-08-20 | Fiberglass Reinforced Plastic | Safe Suction (Euro)
1490003 | 4 | Flapper Valve | 1998-08-20 | no | 1998-08-20 | no | Currently in Use | Regular | 2000 | Composite | 1998-08-20 | Fiberglass Reinforced Plastic | Safe Suction (Euro)
1490007 | 10236-1 | [5 empty] | Removed from Ground | Gas (Historical Use) | 540 | Bare Steel | 1960-01-01 | Galvanized Steel
1490007 | 236D1 | [5 empty] | Removed from Ground | Diesel | 2000 | Cathodically Protected Steel | 1987-04-23 | Galvanized Steel | Suction (American)
1490007 | 236G1 | [5 empty] | Removed from Ground | Gas (Historical Use) | 2000 | Cathodically Protected Steel | 1987-04-23 | Galvanized Steel | Suction (American)
1490008 | 1 | [5 empty] | Removed from Ground | Gas (Historical Use) | 580 | Bare Steel | 1961-01-01 | Unknown
1490009 | 1 |  |  | no |  | no | Removed from Ground | Gas (Historical Use) | 2000 | Bare Steel | 1976-10-01 | Galvanized Steel | Suction (American)
1490009 | 2 |  |  | no |  | no | Removed from Ground | Gas (Historical Use) | 1000 | Bare Steel | 1976-10-01 | Galvanized Steel | Suction (American)
1490009 | 3 |  |  | no |  | no | Removed from Ground | Gas (Historical Use) | 1000 | Bare Steel | 1976-10-01 | Galvanized Steel | Suction (American)
1490009 | 4 |  |  | no |  | no | Removed from Ground | Diesel | 1000 | Bare Steel | 1976-10-01 | Galvanized Steel | Suction (American)
1490009 | 5 | Flapper Valve | 1998-05-27 | no | 1998-05-27 | no | Currently in Use | Gas (Historical Use) | 4000 | Epoxy | 1998-05-27 | Fiberglass Reinforced Plastic | Suction (American)
1490009 | 6 | Flapper Valve | 1998-05-27 | no | 1998-05-27 | no | Currently in Use | Gas (Historical Use) | 4000 | Epoxy | 1998-05-27 | Fiberglass Reinforced Plastic | Suction (American)
1490009 | 7 | Flapper Valve | 1998-05-27 | no | 1998-05-27 | no | Currently in Use | Gas (Historical Use) | 5000 | Epoxy | 1998-05-27 | Fiberglass Reinforced Plastic | Suction (American)
1490009 | 8 | Flapper Valve | 1998-05-27 | no | 1998-05-27 | no | Currently in Use | Diesel | 3000 | Epoxy | 1998-05-27 | Fiberglass Reinforced Plastic | Suction (American)
1490010 | PLUS |  | 1998-03-09 |  | 1998-03-09 |  | Temporarily out of use | Gas (Historical Use) | 2000 | Steel-Impressed Current | 1977-01-01 | Fiberglass Reinforced Plastic | Suction (American)
1490010 | REGULAR-UN |  | 1998-03-09 |  | 1998-03-09 |  | Temporarily out of use | Gas (Historical Use) | 4000 | Steel-Impressed Current | 1977-01-01 | Fiberglass Reinforced Plastic | Suction (American)
1490010 | SUPREME |  | 1998-03-09 |  | 1998-03-09 |  | Temporarily out of use | Gas (Historical Use) | 2000 | Steel-Impressed Current | 1977-01-01 | Fiberglass Reinforced Plastic | Suction (American)
1490011 | 1EXXON | [5 empty] | Removed from Ground | Gas (Historical Use) | 8000 | Bare Steel | 1973-01-01 | Galvanized Steel | Safe Suction (Euro)
1490011 | 2UNLEAD | [5 empty] | Removed from Ground | Gas (Historical Use) | 8000 | Bare Steel | 1973-01-01 | Galvanized Steel | Pressurized
1490011 | REGULAR | [5 empty] | Removed from Ground | Gas (Historical Use) | 8000 | Epoxy | 1973-01-01 | Galvanized Steel | Pressurized
1490011 | SUPER | [5 empty] | Removed from Ground | Gas (Historical Use) | 8000 | Epoxy | 1973-01-01 | Galvanized Steel | Pressurized
1490012 | 1 | Flapper Valve | 1998-12-22 | no | 1998-12-22 | no | Currently in Use | Regular | 6000 | Steel-Impressed Current | 1984-01-01 | Steel (Impressed Current) | Suction (American)
1490012 | 2 | Flapper Valve | 1998-12-22 | no | 1998-12-22 | no | Currently in Use | Regular | 2000 | Steel-Impressed Current | 1998-12-22 | Steel (Impressed Current) | Suction (American)
1490012 | 3 | Flapper Valve | 1998-12-22 | no | 1998-12-22 | no | Currently in Use | Diesel | 2000 | Steel-Impressed Current | 1998-12-22 | Steel (Impressed Current) | Suction (American)
1490012 | EXTRA-4 |  |  | no |  | no | Removed from Ground | Gas (Historical Use) | 2000 | Bare Steel | 1998-12-01 | Galvanized Steel | Safe Suction (Euro)
1490014 | BOILER | [5 empty] | Removed from Ground | Diesel | 4000 | Bare Steel | 1995-04-28 | Galvanized Steel | Safe Suction (Euro)
1490014 | DIESEL | [5 empty] | Removed from Ground | Diesel | 2000 | Bare Steel | 1987-01-01 | Galvanized Steel
1490014 | REGULAR | [5 empty] | Removed from Ground | Gas (Historical Use) | 2000 | Bare Steel | 1987-01-01 | Galvanized Steel
1490015 | DIESEL | [5 empty] | Removed from Ground | Gas (Historical Use) | 2000 | Bare Steel | 1973-01-01 | Galvanized Steel | Safe Suction (Euro)
1490015 | EXTRA | [5 empty] | Removed from Ground | Gas (Historical Use) | 3000 | Bare Steel | 1973-01-01 | Galvanized Steel | Safe Suction (Euro)
1490017 | 1 | [5 empty] | Currently in Use | Other | 500 | Bare Steel | 1980-01-01 | Galvanized Steel
1490018 | 1 | [5 empty] | Currently in Use | Other | 250 | Bare Steel | 1980-01-01 | Galvanized Steel
1490019 | 1 | [5 empty] | Currently in Use | Other | 250 | Bare Steel | 1980-01-01 | Galvanized Steel
1490021 | 1 | [5 empty] | Removed from Ground | Gas (Historical Use) | 3000 | Cathodically Protected Steel | 1974-01-01 | Galvanized Steel
1490021 | 2 | [5 empty] | Removed from Ground | Diesel | 12000 | Cathodically Protected Steel | 1965-01-01 | Galvanized Steel
1490022 | 1-GAS | [5 empty] | Removed from Ground | Gas (Historical Use) | 3000 | Bare Steel | 1970-01-01 | Galvanized Steel
1490022 | 2-DIESEL | [5 empty] | Removed from Ground | Diesel | 3000 | Bare Steel | 1970-01-01 | Galvanized Steel
1490022 | 3 |  | 1993-02-01 |  | 1993-02-01 |  | Removed from Ground | Diesel | 3000 | Cathodically Protected Steel | 1990-02-01 | Fiberglass Reinforced Plastic | Pressurized
1490022 | 4 |  | 1993-02-01 |  | 1993-02-01 |  | Removed from Ground | Gas (Historical Use) | 3000 | Cathodically Protected Steel | 1993-02-01 | Fiberglass Reinforced Plastic | Safe Suction (Euro)
1490024 | 1 | [5 empty] | Removed from Ground | Diesel | 12000 | Bare Steel | 1956-01-01 | Galvanized Steel
1490024 | 2 | [5 empty] | Removed from Ground | Diesel | 8000 | Bare Steel | 1956-01-01 | Galvanized Steel
1490024 | 3 | [5 empty] | Removed from Ground | Diesel | 2500 | Bare Steel | 1956-01-01 | Galvanized Steel
1490025 | 1 | [5 empty] | Removed from Ground | Gas (Historical Use) | 2500 | Bare Steel | 1966-01-01 | Galvanized Steel
1490025 | 2 | [5 empty] | Removed from Ground | Gas (Historical Use) | 2500 | Bare Steel | 1966-01-01 | Galvanized Steel
1490025 | 3 | [5 empty] | Removed from Ground | Gas (Historical Use) | 1000 | Bare Steel | 1966-01-01 | Galvanized Steel
1490025 | 4 | [5 empty] | Removed from Ground | Diesel | 500 | Bare Steel | 1956-01-01 | Galvanized Steel
1490025 | 5 | [5 empty] | Removed from Ground | Diesel | 500 | Bare Steel | 1956-01-01 | Galvanized Steel
1490025 | 6 | [5 empty] | Removed from Ground | Diesel | 500 | Bare Steel | 1956-01-01 | Galvanized Steel
1490025 | 7 |  |  | yes |  | yes | Removed from Ground | Used Oil | 500 | Bare Steel | 1946-01-01 | Galvanized Steel
1490025 | 8 |  |  | yes |  | yes | Removed from Ground | Used Oil | 500 | Bare Steel | 1946-01-01 | Galvanized Steel
1490026 | 1 | [5 empty] | Removed from Ground | Diesel | 2000 | Bare Steel | 1976-01-01 | Galvanized Steel
1490027 | 1 | [5 empty] | Removed from Ground | Gas (Historical Use) | 1000 | Bare Steel | 1974-01-01 | Galvanized Steel
1490027 | 2 | [5 empty] | Removed from Ground | Gas (Historical Use) | 3000 | Bare Steel | 1980-01-01 | Galvanized Steel
1490027 | 3 | [5 empty] | Removed from Ground | Empty | 550 | Bare Steel | 1974-01-01 | Galvanized Steel
1490027 | 4 | [5 empty] | Removed from Ground | Empty | 0 | Bare Steel | 1999-08-17 | Galvanized Steel
1490028 | 1 | [5 empty] | Removed from Ground | Diesel | 2000 | Bare Steel | 1995-12-01 | Galvanized Steel | Safe Suction (Euro)
1492000 | 1 | Flapper Valve | 1998-02-20 | no | 1998-02-20 | no | Currently in Use | Diesel On Road | 8000 | Galvanic (STIP-3) | 1987-06-01 | Fiberglass Reinforced Plastic | Pressurized
1492000 | 2 | Flapper Valve | 1998-02-20 | no | 1998-02-20 | no | Currently in Use | Premium | 8000 | Galvanic (STIP-3) | 1987-06-01 | Fiberglass Reinforced Plastic | Pressurized
1492000 | 3 | Flapper Valve | 1998-02-20 | no | 1998-02-20 | no | Currently in Use | Regular | 8000 | Galvanic (STIP-3) | 1987-06-01 | Fiberglass Reinforced Plastic | Pressurized
1492000 | 4 | Flapper Valve | 1998-02-20 | no | 1998-02-20 | no | Currently in Use | Plus | 5000 | Galvanic (STIP-3) | 1987-06-01 | Fiberglass Reinforced Plastic | Pressurized
1500002 | 1 | [5 empty] | Removed from Ground | Diesel | 1000 | Bare Steel | 1972-04-24 | Galvanized Steel
1500004 | 1 | [5 empty] | Removed from Ground | Diesel | 4000 | Bare Steel | 1986-02-10 | Galvanized Steel | Suction (American)
1500005 | 1 | Ball Float | 1996-04-01 | no | 1996-04-01 | no | Currently in Use | Gas (Historical Use) | 10000 | Steel-Impressed Current | 1984-03-03 | Double-Walled Flex | Pressurized
1500005 | 2 | Ball Float | 1996-04-01 | no | 1996-04-01 | no | Currently in Use | Gas (Historical Use) | 8000 | Steel-Impressed Current | 1984-03-03 | Double-Walled Flex | Pressurized
1500005 | 3 | Ball Float | 1996-04-01 | no | 1996-04-01 | no | Currently in Use | Gas (Historical Use) | 8000 | Steel-Impressed Current | 1984-03-03 | Double-Walled Flex | Pressurized
1500005 | 4 | Ball Float | 1996-04-01 | no | 1996-04-01 | no | Currently in Use | Diesel | 8000 | Steel-Impressed Current | 1984-03-03 | Double-Walled Flex | Pressurized
1500006 | 1 | [5 empty] | Removed from Ground | Gas (Historical Use) | 1 | Bare Steel | 1986-02-27 | Galvanized Steel
1500008 | 1 | [5 empty] | Removed from Ground | Diesel | 6000 | Bare Steel | 1977-02-28 | Galvanized Steel
1500008 | 2 | [5 empty] | Removed from Ground | Gas (Historical Use) | 6000 | Bare Steel | 1977-02-28 | Galvanized Steel
1500009 | 1 |  | 1996-12-01 |  | 1996-12-01 |  | Currently in Use | Diesel | 10000 | Steel-Impressed Current | 1984-12-05 | Fiberglass Reinforced Plastic | Safe Suction (Euro)
1500009 | 2 |  |  | yes |  | yes | Removed from Ground | Used Oil | 1000 | Cathodically Protected Steel | 1984-12-05 | Galvanized Steel | Suction (American)
1500009 | 3 | [5 empty] | Removed from Ground | Gas (Historical Use) | 7000 | Bare Steel | 1957-12-12 | Bare Steel
1500010 | 1 | [5 empty] | Removed from Ground | Gas (Historical Use) | 10000 | Bare Steel | 1974-03-27 | Galvanized Steel
1500010 | 2 | [5 empty] | Removed from Ground | Diesel | 10000 | Cathodically Protected Steel | 1977-03-26 | Galvanized Steel
1500010 | 3 | [5 empty] | Removed from Ground | Gas (Historical Use) | 0 | Bare Steel | 1966-03-29 | Bare Steel
1500011 | 1 | [5 empty] | Removed from Ground | Diesel | 1000 | Bare Steel | 1976-03-12 | Galvanized Steel
1500011 | 2 | [5 empty] | Removed from Ground | Gas (Historical Use) | 1000 | Bare Steel | 1981-01-01 | Galvanized Steel
1500011 | 3 | [5 empty] | Removed from Ground | Gas (Historical Use) | 560 | Bare Steel | 1976-03-12 | Galvanized Steel
1500016 | 1 | [5 empty] | Removed from Ground | Gas (Historical Use) | 500 | Marked Unknown | 1981-03-15 | Cathodically Protected | Suction (American)
1500016 | 2 | [5 empty] | Permanently Out of Use - historical purposes | Empty | 300 | Marked Unknown | 1983-03-15 | Unknown | Suction (American)
1500016 | 3 | [5 empty] | Removed from Ground | Diesel | 10000 | Marked Unknown | 1984-03-14 | Unknown | Suction (American)
1500017 | 1 |  | 1998-06-01 |  | 1998-06-01 |  | Removed from Ground | Gas (Historical Use) | 8000 | Steel-Impressed Current | 1978-04-23 | Fiberglass Reinforced Plastic | Pressurized
1500017 | 2 |  | 1998-06-01 |  | 1998-06-01 |  | Removed from Ground | Gas (Historical Use) | 5000 | Steel-Impressed Current | 1978-04-23 | Fiberglass Reinforced Plastic | Pressurized
1500017 | 3 |  | 1998-06-01 |  | 1998-06-01 |  | Removed from Ground | Gas (Historical Use) | 5000 | Steel-Impressed Current | 1978-04-23 | Fiberglass Reinforced Plastic | Pressurized
1500017 | 4 |  | 1998-06-01 |  | 1998-06-01 |  | Removed from Ground | Diesel | 3000 | Steel-Impressed Current | 1978-04-23 | Fiberglass Reinforced Plastic | Safe Suction (Euro)
1500018 | 1 | [5 empty] | Removed from Ground | Gas (Historical Use) | 560 | Bare Steel | 1951-05-01 | Galvanized Steel
1500018 | 2 | [5 empty] | Removed from Ground | Other | 6000 | Bare Steel | 1956-04-29 | Galvanized Steel
1500019 | 1 | [5 empty] | Removed from Ground | Gas (Historical Use) | 560 | Bare Steel | 1948-01-01 | Bare Steel | Safe Suction (Euro)
1500019 | 2 | [5 empty] | Removed from Ground | Diesel | 560 | Bare Steel | 1948-01-01 | Bare Steel | Safe Suction (Euro)
1500019 | 3 | [5 empty] | Removed from Ground | Gas (Historical Use) | 2000 | Bare Steel | 1974-04-25 | Galvanized Steel | Safe Suction (Euro)
1500019 | 4 | [5 empty] | Removed from Ground | Other | 250 | Bare Steel | 1955-01-01 | Unknown | Safe Suction (Euro)
1500019 | 5 |  | 1990-02-01 |  | 1990-02-01 |  | Removed from Ground | Gas (Historical Use) | 550 | Galvanic (STIP-3) | 1990-02-01 | Cathodically Protected | Safe Suction (Euro)
1500019 | 6 |  | 1990-02-10 |  | 1990-02-10 |  | Removed from Ground | Diesel | 2000 | Galvanic (STIP-3) | 1990-02-01 | Cathodically Protected | Safe Suction (Euro)
1500020 | 1 | [5 empty] | Currently in Use | Diesel | 1000 | Bare Steel | 1966-04-14 | Galvanized Steel
1500020 | 2 | [5 empty] | Currently in Use | Gas (Historical Use) | 550 | Bare Steel | 1966-04-14 | Galvanized Steel
1500022 | 1 |  | 1990-11-01 |  | 1990-11-01 |  | Removed from Ground | Gas (Historical Use) | 12000 | Steel-Impressed Current | 1980-04-08 | Cathodically Protected | Pressurized
1500022 | 2 |  | 1990-11-01 |  | 1990-11-01 |  | Removed from Ground | Diesel | 12000 | Steel-Impressed Current | 1980-04-08 | Cathodically Protected | Pressurized
1500023 | 1 | [5 empty] | Permanently Out of Use - historical purposes | Gas (Historical Use) | 10000 | Bare Steel | 1976-04-09 | Galvanized Steel
1500023 | 2 | [5 empty] | Permanently Out of Use - historical purposes | Gas (Historical Use) | 7000 | Bare Steel | 1960-04-13 | Galvanized Steel
1500024 | 10201-1 | [5 empty] | Removed from Ground | Empty | 3000 | Bare Steel | 1962-05-05 | Galvanized Steel
1500024 | 10201-2 | [5 empty] | Removed from Ground | Empty | 3000 | Bare Steel | 1962-05-05 | Galvanized Steel
1500024 | 10201-3 | [5 empty] | Removed from Ground | Empty | 1000 | Bare Steel | 1962-05-05 | Galvanized Steel
1500024 | 201D | Flapper Valve | 1997-07-01 | no | 1997-07-01 | no | Currently in Use | Diesel | 10000 | Fiberglass | 1997-07-01 | Double-Walled Fiberglass | Pressurized
1500024 | 201D1 | [5 empty] | Removed from Ground | Diesel | 3000 | Bare Steel | 1982-04-30 | Galvanized Steel
1500024 | 201G | Flapper Valve | 1997-07-01 | no | 1997-07-01 | no | Currently in Use | E-10 | 10000 | Fiberglass | 1997-07-01 | Double-Walled Fiberglass | Pressurized
1500024 | 201G1 | [5 empty] | Removed from Ground | Gas (Historical Use) | 10000 | Bare Steel | 1982-04-30 | Galvanized Steel
1500024 | 201G2 | [5 empty] | Removed from Ground | Gas (Historical Use) | 10000 | Bare Steel | 1982-04-30 | Galvanized Steel
1500024 | 5 | [5 empty] | Removed from Ground | Empty | 3000 | Bare Steel | 1962-05-05 | Galvanized Steel
1500026 | 10280-1 | [5 empty] | Closed in Ground | Other | 1000 | Bare Steel | 1974-05-02 | Galvanized Steel
1500026 | 10280-2 | [5 empty] | Closed in Ground | Other | 1000 | Bare Steel | 1974-05-02 | Galvanized Steel
1500027 | 1 | [5 empty] | Removed from Ground | Gas (Historical Use) | 500 | Bare Steel | 1961-05-05 | Galvanized Steel
1500027 | 10286-1 | [5 empty] | Removed from Ground | Gas (Historical Use) | 500 | Bare Steel | 1961-05-05 | Galvanized Steel
1500029 | 1 | [5 empty] | Removed from Ground | Gas (Historical Use) | 550 | Bare Steel | 1960-04-16 | Unknown
1500029 | 2 | [5 empty] | Removed from Ground | Diesel | 1050 | Bare Steel | 1960-04-16 | Unknown
1500030 | 1 |  |  | yes |  | yes | Removed from Ground | Used Oil | 1000 | Bare Steel | 1961-04-28 | Unknown
1500031 | 1 | Flapper Valve | 1998-07-14 | no | 1998-07-14 | no | Currently in Use | Regular | 8000 | Steel-Impressed Current | 1981-01-01 | Fiberglass Reinforced Plastic | Pressurized
1500031 | 2 |  | 1998-07-14 |  | 1998-07-14 |  | Currently in Use | Gas (Historical Use) | 8000 | Steel-Impressed Current | 1981-01-01 | Fiberglass Reinforced Plastic | Pressurized
1500031 | 3 | Flapper Valve | 1998-07-14 | no | 1998-07-14 | no | Currently in Use | Regular | 2000 | Steel-Impressed Current | 1981-01-01 | Fiberglass Reinforced Plastic | Safe Suction (Euro)
1500032 | 1 | [5 empty] | Removed from Ground | Empty | 2000 | Bare Steel | 1979-05-02 | Galvanized Steel
1500032 | 2 | [5 empty] | Removed from Ground | Empty | 12000 | Bare Steel | 1982-05-01 | Galvanized Steel
1500032 | 3 | [5 empty] | Removed from Ground | Empty | 10000 | Bare Steel | 1980-05-01 | Galvanized Steel
1500032 | 4 | [5 empty] | Removed from Ground | Empty | 2500 | Bare Steel | 1979-05-02 | Galvanized Steel
1500033 | 1 | [5 empty] | Removed from Ground | Gas (Historical Use) | 1000 | Bare Steel | 1956-04-09 | Galvanized Steel
1500033 | 2 | [5 empty] | Removed from Ground | Gas (Historical Use) | 3000 | Bare Steel | 1972-04-05 | Galvanized Steel
1500033 | 3 | [5 empty] | Removed from Ground | Gas (Historical Use) | 1000 | Bare Steel | 1982-04-03 | Galvanized Steel | Suction (American)
1500033 | 4 | [5 empty] | Removed from Ground | Diesel | 10000 | Bare Steel | 1982-04-03 | Galvanized Steel | Suction (American)
1500034 | 1 |  |  | no |  | no | Removed from Ground |  | 6000 | Bare Steel | 1982-04-30 | Galvanized Steel | Safe Suction (Euro)
1500034 | 10 |  |  | no |  | no | Removed from Ground |  | 4000 | Bare Steel | 1982-04-30 | Galvanized Steel | Safe Suction (Euro)
1500034 | 2 |  |  | no |  | no | Removed from Ground |  | 4000 | Bare Steel | 1982-04-30 | Galvanized Steel | Safe Suction (Euro)
1500034 | 3 |  |  | no |  | no | Removed from Ground |  | 4000 | Bare Steel | 1982-04-30 | Galvanized Steel | Safe Suction (Euro)
1500034 | 4 |  |  | no |  | no | Removed from Ground |  | 4000 | Bare Steel | 1982-04-30 | Galvanized Steel | Safe Suction (Euro)
1500034 | 5 |  |  | no |  | no | Removed from Ground |  | 2000 | Bare Steel | 1982-04-30 | Galvanized Steel | Safe Suction (Euro)
1500034 | 6 | Flapper Valve | 1998-06-01 | no | 1998-06-01 | no | Currently in Use | Diesel | 20000 | Steel-Impressed Current | 2000-09-26 | Fiberglass Reinforced Plastic | Pressurized
1500034 | 7 | Flapper Valve | 1998-06-01 | no | 1998-06-01 | no | Currently in Use | Diesel | 20000 | Steel-Impressed Current | 2000-09-26 | Fiberglass Reinforced Plastic | Pressurized
1500034 | 8 | Flapper Valve | 1998-06-01 | no | 1998-06-01 | no | Currently in Use | Regular | 12500 | Steel-Impressed Current | 2000-09-26 | Fiberglass Reinforced Plastic | Pressurized
1500034 | 9 | Flapper Valve | 1998-06-01 | no | 1998-06-01 | no | Currently in Use | Regular | 12500 | Steel-Impressed Current | 2000-09-26 | Fiberglass Reinforced Plastic | Pressurized
1500035 | 1 | [5 empty] | Removed from Ground | Gas (Historical Use) | 1000 | Bare Steel | 1978-05-01 | Galvanized Steel
1500035 | 2 | [5 empty] | Removed from Ground | Gas (Historical Use) | 1000 | Bare Steel | 1978-05-01 | Galvanized Steel
1500035 | 3 |  | 1999-03-26 | no | 1999-03-26 | no | Currently in Use | Gas (Historical Use) | 10000 | Composite | 1999-03-26 | Fiberglass Reinforced Plastic | Safe Suction (Euro)
1500037 | 1 | [5 empty] | Removed from Ground | Diesel | 1500 | Bare Steel | 1976-05-01 | Galvanized Steel
1500037 | 2 | [5 empty] | Removed from Ground | Gas (Historical Use) | 500 | Bare Steel | 1976-05-01 | Galvanized Steel
1500038 | 1 | [5 empty] | Removed from Ground | Diesel | 2000 | Bare Steel | 1981-04-30 | Galvanized Steel
1500038 | 2 | [5 empty] | Removed from Ground | Gas (Historical Use) | 1050 | Bare Steel | 1981-04-30 | Galvanized Steel
1500039 | 1 | [5 empty] | Removed from Ground | Gas (Historical Use) | 550 | Bare Steel | 1983-04-30 | Galvanized Steel | Safe Suction (Euro)
1500039 | 2 | [5 empty] | Removed from Ground | Gas (Historical Use) | 550 | Bare Steel | 1983-04-30 | Galvanized Steel | Safe Suction (Euro)
1500040 | 1 | [5 empty] | Removed from Ground | Gas (Historical Use) | 6000 | Bare Steel | 1977-05-01 | Galvanized Steel | Safe Suction (Euro)
1500040 | 2 | [5 empty] | Removed from Ground | Gas (Historical Use) | 6000 | Bare Steel | 1977-05-01 | Galvanized Steel | Safe Suction (Euro)
1500040 | 3 | [5 empty] | Removed from Ground | Gas (Historical Use) | 6000 | Bare Steel | 1977-05-01 | Galvanized Steel | Safe Suction (Euro)
1500040 | 4 |  | 1995-08-31 |  | 1995-08-31 |  | Currently in Use | Gas (Historical Use) | 10000 | Composite | 1995-08-31 | Double Walled | Pressurized
1500040 | 5 |  | 1995-08-31 |  | 1995-08-31 |  | Currently in Use | Gas (Historical Use) | 10000 | Composite | 1995-08-31 | Double Walled | Pressurized
1500041 | 1 |  | 1998-05-20 |  | 1998-05-20 |  | Currently in Use | Gas (Historical Use) | 10000 | Steel-Impressed Current | 1983-04-30 | Cathodically Protected | Pressurized
1500041 | 2 |  | 1998-05-20 |  | 1998-05-20 |  | Currently in Use | Gas (Historical Use) | 10000 | Steel-Impressed Current | 1983-04-30 | Cathodically Protected | Pressurized
1500041 | 3 |  | 1998-05-20 |  | 1998-05-20 |  | Currently in Use | Gas (Historical Use) | 4000 | Steel-Impressed Current | 1983-04-30 | Cathodically Protected | Pressurized
1500041 | 4 |  | 1998-05-20 |  | 1998-05-20 |  | Currently in Use | Diesel | 3000 | Steel-Impressed Current | 1983-04-30 | Cathodically Protected | Safe Suction (Euro)
1500041 | 5 |  | 1998-05-20 |  | 1998-05-20 |  | Currently in Use | Kerosene | 2000 | Steel-Impressed Current | 1985-04-29 | Cathodically Protected | Safe Suction (Euro)
1500042 | 1 | [5 empty] | Removed from Ground | Gas (Historical Use) | 500 | Bare Steel | 1971-05-03 | Galvanized Steel
1500042 | 2 | [5 empty] | Removed from Ground | Gas (Historical Use) | 500 | Bare Steel | 1971-05-03 | Galvanized Steel
1500043 | 1 | [5 empty] | Removed from Ground | Gas (Historical Use) | 1000 | Bare Steel | 1980-04-30 | Galvanized Steel
1500043 | 2 | [5 empty] | Removed from Ground | Diesel | 550 | Bare Steel | 1982-04-30 | Galvanized Steel
1500043 | 3 |  | 1998-06-01 |  | 1998-06-01 |  | Closed in Ground | Gas (Historical Use) | 3000 | Epoxy | 1988-07-07 | Fiberglass Reinforced Plastic | Safe Suction (Euro)
1500044 | PLANT-1 | [5 empty] | Removed from Ground | Gas (Historical Use) | 500 | Bare Steel | 1982-05-01 | Bare Steel
1500046 | 1 | [5 empty] | Removed from Ground | Gas (Historical Use) | 1000 | Bare Steel | 1959-05-07 | Galvanized Steel
1500047 | 1 | [5 empty] | Closed in Ground | Gas (Historical Use) | 10000 | Bare Steel | 1976-05-02 | Bare Steel
1500048 | 1 | [5 empty] | Removed from Ground | Gas (Historical Use) | 6000 | Bare Steel | 1974-05-04 | Galvanized Steel
1500048 | 2 | [5 empty] | Removed from Ground | Gas (Historical Use) | 6000 | Bare Steel | 1974-05-04 | Galvanized Steel
1500048 | 3 | [5 empty] | Removed from Ground | Gas (Historical Use) | 10000 | Marked Unknown | 1983-05-02 | Galvanized Steel
1500048 | 4 | [5 empty] | Removed from Ground | Gas (Historical Use) | 10000 | Marked Unknown | 1983-05-02 | Galvanized Steel
1500048 | 5 | [5 empty] | Removed from Ground | Diesel | 10000 | Marked Unknown | 1983-05-02 | Galvanized Steel
1500049 | 1 | [5 empty] | Currently in Use | Gas (Historical Use) | 2000 | Bare Steel | 1968-05-10 | Galvanized Steel
1500049 | 2 | [5 empty] | Currently in Use | Gas (Historical Use) | 1060 | Bare Steel | 1968-05-10 | Galvanized Steel
1500052 | 1 |  | 1998-02-20 |  | 1998-02-20 |  | Currently in Use | Gas (Historical Use) | 5000 | Cathodically Protected Steel | 1966-05-10 | Cathodically Protected | Safe Suction (Euro)
1500052 | 2 |  | 1998-02-20 |  | 1998-02-20 |  | Currently in Use | Gas (Historical Use) | 5000 | Cathodically Protected Steel | 1966-05-10 | Cathodically Protected | Safe Suction (Euro)
1500055 | 1 | [5 empty] | Currently in Use | Gas (Historical Use) | 1000 | Bare Steel | 1976-05-09 | Unknown
1500064 | 1 | Flapper Valve | 1990-11-16 |  | 1990-11-16 |  | Currently in Use | Gas (Historical Use) | 8000 | Steel-Impressed Current | 1980-05-08 | Steel (Impressed Current) | Pressurized
1500064 | 2 | Flapper Valve | 1990-11-16 |  | 1990-11-16 |  | Currently in Use | Gas (Historical Use) | 6000 | Steel-Impressed Current | 1980-05-08 | Steel (Impressed Current) | Pressurized
1500064 | 3 | Flapper Valve | 1990-11-16 |  | 1990-11-16 |  | Currently in Use | Gas (Historical Use) | 6000 | Steel-Impressed Current | 1980-05-08 | Steel (Impressed Current) | Pressurized
1500068 | 1 | [5 empty] | Closed in Ground | Gas (Historical Use) | 560 | Bare Steel | 1974-05-10 | Fiberglass Reinforced Plastic
1500068 | 2 | [5 empty] | Closed in Ground | Gas (Historical Use) | 560 | Bare Steel | 1974-05-10 | Bare Steel
1500068 | 3 | [5 empty] | Closed in Ground | Gas (Historical Use) | 560 | Bare Steel | 1974-05-10 | Bare Steel
1500071 | 1 | [5 empty] | Removed from Ground | Kerosene | 3000 | Cathodically Protected Steel | 1963-05-14 | Copper | Suction (American)
1500072 | 1 | Flapper Valve | 1993-05-01 |  | 1993-05-01 |  | Removed from Ground | Gas (Historical Use) | 8000 | Lined Interior | 1972-05-10 | Galvanized Steel | Pressurized
1500072 | 2 | Flapper Valve | 1993-05-01 |  | 1993-05-01 |  | Removed from Ground | Gas (Historical Use) | 8000 | Lined Interior | 1972-05-10 | Galvanized Steel | Pressurized
1500072 | 3 | Flapper Valve | 1993-05-01 |  | 1993-05-01 |  | Removed from Ground | Gas (Historical Use) | 8000 | Lined Interior | 1972-05-10 | Galvanized Steel | Pressurized
1500073 | 1 | [5 empty] | Removed from Ground | Kerosene | 1000 | Bare Steel | 1961-05-13 | Galvanized Steel | Suction (American)
1500074 | 1 | [5 empty] | Removed from Ground | Gas (Historical Use) | 2000 | Bare Steel | 1979-05-09 | Galvanized Steel
1500074 | 2 | [5 empty] | Removed from Ground | Gas (Historical Use) | 2000 | Bare Steel | 1979-05-09 | Galvanized Steel
1500075 | 1 |  | 1998-02-02 |  | 1998-02-02 |  | Currently in Use | Gas (Historical Use) | 10000 | Steel-Impressed Current | 1984-05-07 | Cathodically Protected | Pressurized
1500075 | 2 |  | 1998-02-02 |  | 1998-02-02 |  | Temporarily out of use | Gas (Historical Use) | 3000 | Steel-Impressed Current | 1984-05-07 | Cathodically Protected | Pressurized
1500075 | 3 |  | 1998-02-02 |  | 1998-02-02 |  | Currently in Use | Diesel | 8000 | Steel-Impressed Current | 1981-05-08 | Cathodically Protected | Suction (American)
1500075 | 4 |  | 1998-02-02 |  | 1998-02-02 |  | Currently in Use | Kerosene | 2000 | Steel-Impressed Current | 1981-05-08 | Cathodically Protected | Suction (American)
1500076 | 1 | [5 empty] | Removed from Ground | Empty | 1000 | Bare Steel | 1962-05-13 | Galvanized Steel
1500076 | 2 | [5 empty] | Removed from Ground | Empty | 550 | Bare Steel | 1962-05-13 | Galvanized Steel
1500076 | 3 | [5 empty] | Removed from Ground | Empty | 550 | Bare Steel | 1962-05-13 | Galvanized Steel
1500077 | 1 |  | 1998-01-22 |  | 1998-01-22 |  | Removed from Ground | Gas (Historical Use) | 2000 | Steel-Impressed Current | 1976-05-09 | Cathodically Protected | Suction (American)
1500077 | 2 |  | 1998-01-22 |  | 1998-01-22 |  | Removed from Ground | Gas (Historical Use) | 2000 | Steel-Impressed Current | 1976-05-09 | Cathodically Protected | Suction (American)
1500077 | 3 |  | 1998-01-22 |  | 1998-01-22 |  | Removed from Ground | Gas (Historical Use) | 1000 | Steel-Impressed Current | 1976-05-09 | Cathodically Protected | Suction (American)
1500077 | 4 | [5 empty] | Closed in Ground | Empty | 560 | Bare Steel | 1961-05-13 | Galvanized Steel
1500077 | 5 | [5 empty] | Closed in Ground | Empty | 560 | Bare Steel | 1961-05-13 | Galvanized Steel
1500077 | 6 | [5 empty] | Closed in Ground | Empty | 560 | Bare Steel | 1961-05-13 | Galvanized Steel
1500078 | 1 | [5 empty] | Removed from Ground | Other | 3000 | Bare Steel | 1978-05-09 | Galvanized Steel
1500078 | 2 | [5 empty] | Removed from Ground | Other | 3000 | Bare Steel | 1978-05-09 | Galvanized Steel
1500078 | 3 | [5 empty] | Removed from Ground | Other | 3000 | Bare Steel | 1978-05-09 | Galvanized Steel
1500078 | 4 | [5 empty] | Removed from Ground | Other | 6400 | Bare Steel | 1978-05-09 | Galvanized Steel
1500078 | 5 | [5 empty] | Removed from Ground | Other | 10000 | Bare Steel | 1978-05-09 | Galvanized Steel
1500078 | 6 | [5 empty] | Removed from Ground | Gas (Historical Use) | 10000 | Bare Steel | 1978-05-09 | Galvanized Steel
1500078 | 7 | [5 empty] | Removed from Ground | Diesel | 10000 | Bare Steel | 1978-05-09 | Galvanized Steel
1500078 | 8 |  |  | yes |  | yes | Removed from Ground | Used Oil | 3000 | Bare Steel | 1978-05-09 | Galvanized Steel
1500079 | 1 | [5 empty] | Removed from Ground | Gas (Historical Use) | 6000 | Bare Steel | 1965-05-12 | Galvanized Steel
1500079 | 2 | [5 empty] | Removed from Ground | Gas (Historical Use) | 6000 | Bare Steel | 1965-05-12 | Galvanized Steel
1500079 | 3 | [5 empty] | Permanently Out of Use - historical purposes | Empty | 4000 | Bare Steel | 1965-05-12 | Galvanized Steel
1500079 | 4 | [5 empty] | Removed from Ground | Gas (Historical Use) | 2000 | Bare Steel | 1977-05-09 | Galvanized Steel
1500079 | 5 |  |  | yes |  | yes | Removed from Ground | Used Oil | 550 | Bare Steel | 1965-05-12 | Galvanized Steel
1500079 | 6 | [5 empty] | Removed from Ground | Gas (Historical Use) | 6000 | Not Marked/Unknown | 1998-07-01 | Not Marked
1500079 | 7 | [5 empty] | Removed from Ground | Gas (Historical Use) | 6000 | Not Marked/Unknown | 1998-07-01 | Not Marked
1500079 | 8 | [5 empty] | Removed from Ground | Gas (Historical Use) | 4000 | Not Marked/Unknown | 1998-07-01 | Not Marked
1500080 | 1 |  | 1995-04-01 |  | 1995-04-01 |  | Temporarily out of use | Diesel | 20000 | Cathodically Protected Steel | 1985-05-08 | Fiberglass Reinforced Plastic | Pressurized
1500080 | 10 |  | 1995-04-01 |  | 1995-04-01 |  | Temporarily out of use | Other | 1000 | Epoxy | 1989-05-01 | Fiberglass Reinforced Plastic | Safe Suction (Euro)
1500080 | 11 |  | 1995-04-01 |  | 1995-04-01 |  | Temporarily out of use | Other | 1000 | Epoxy | 1985-05-01 | Fiberglass Reinforced Plastic | Safe Suction (Euro)
1500080 | 12 |  | 1995-04-01 |  | 1995-04-01 |  | Temporarily out of use | Other | 600 | Fiberglass | 1995-04-01 | Fiberglass Reinforced Plastic | Gravity Fed
1500080 | 13 |  | 2005-11-15 | yes | 1995-04-01 | yes | Temporarily out of use | Used Oil | 4000 | Fiberglass | 1995-04-01 | Fiberglass Reinforced Plastic | Gravity Fed
1500080 | 2 |  | 1995-04-01 |  | 1995-04-01 |  | Temporarily out of use | Diesel | 20000 | Cathodically Protected Steel | 1985-05-08 | Fiberglass Reinforced Plastic | Pressurized
1500080 | 3 |  | 1995-04-01 |  | 1995-04-01 |  | Temporarily out of use | Gas (Historical Use) | 10000 | Cathodically Protected Steel | 1985-05-08 | Fiberglass Reinforced Plastic | Pressurized
1500080 | 4 |  | 1995-04-01 |  | 1995-04-01 |  | Temporarily out of use | Diesel | 10000 | Cathodically Protected Steel | 1985-05-08 | Fiberglass Reinforced Plastic | Pressurized
1500080 | 5 |  | 1995-04-01 |  | 1995-04-01 |  | Temporarily out of use | Other | 6000 | Steel-Impressed Current | 1985-05-08 | Fiberglass Reinforced Plastic | Safe Suction (Euro)
1500080 | 6 |  | 1995-04-01 |  | 1995-04-01 |  | Temporarily out of use | Other | 6000 | Epoxy | 1985-05-08 | Fiberglass Reinforced Plastic | Safe Suction (Euro)
1500080 | 7 |  | 1995-04-01 |  | 1995-04-01 |  | Temporarily out of use | Other | 6000 | Epoxy | 1985-05-08 | Fiberglass Reinforced Plastic | Safe Suction (Euro)
1500080 | 8 |  | 1995-04-01 |  | 1995-04-01 |  | Temporarily out of use | Other | 500 | Epoxy | 1985-05-08 | Fiberglass Reinforced Plastic | Safe Suction (Euro)
1500080 | 9 |  | 1995-04-01 |  | 1995-04-01 |  | Temporarily out of use | Other | 1000 | Steel-Impressed Current | 1985-05-08 | Fiberglass Reinforced Plastic | Safe Suction (Euro)
1500081 | 1 |  | 1993-12-20 |  | 1993-12-20 |  | Currently in Use | Gas (Historical Use) | 20000 | Steel-Impressed Current | 1981-05-09 | Fiberglass Reinforced Plastic | Pressurized
1500081 | 2 |  | 1993-12-20 |  | 1993-12-20 |  | Currently in Use | Diesel | 20000 | Steel-Impressed Current | 1981-05-09 | Fiberglass Reinforced Plastic | Pressurized
1500081 | 3 |  | 1993-12-20 |  | 1990-12-20 |  | Currently in Use | Gas (Historical Use) | 10000 | Steel-Impressed Current | 1981-05-09 | Fiberglass Reinforced Plastic | Pressurized
1500081 | 4 |  | 1993-12-20 |  | 1993-12-20 |  | Currently in Use | Diesel | 10000 | Steel-Impressed Current | 1983-05-09 | Fiberglass Reinforced Plastic | Pressurized
1500084 | 1 | [5 empty] | Removed from Ground | Other | 1000 | Bare Steel | 1977-01-03 | Copper | Suction (American)
1500085 | 10237-1 | [5 empty] | Removed from Ground | Gas (Historical Use) | 500 | Bare Steel |  | Unknown
1500085 | 237D1 | [5 empty] | Removed from Ground | Diesel | 2000 | Cathodically Protected Steel | 1986-06-13 | Galvanized Steel | Suction (American)
1500085 | 237G1 | [5 empty] | Removed from Ground | Gas (Historical Use) | 2000 | Cathodically Protected Steel | 1986-06-13 | Galvanized Steel | Suction (American)
1500088 | 1 | [5 empty] | Removed from Ground | Gas (Historical Use) | 2000 | Cathodically Protected Steel | 1987-01-01 | Galvanized Steel
150025 | 10281-1 | [5 empty] | Removed from Ground | Gas (Historical Use) | 1000 | Bare Steel | 1961-05-05 | Galvanized Steel
150059 | 1 | [5 empty] | Removed from Ground | Gas (Historical Use) | 1000 | Bare Steel | 1982-05-08 | Bare Steel
150059 | 2 | [5 empty] | Removed from Ground | Diesel | 560 | Bare Steel | 1979-05-09 | Bare Steel
1510001 | 1 | [5 empty] | Removed from Ground | Gas (Historical Use) | 2000 | Bare Steel | 1981-04-23 | Galvanized Steel | Safe Suction (Euro)
1510001 | 2 | [5 empty] | Removed from Ground | Diesel | 560 | Bare Steel | 1961-04-28 | Galvanized Steel | Safe Suction (Euro)
1510001 | 3 |  | 1994-05-18 |  | 1994-05-18 |  | Removed from Ground | Gas (Historical Use) | 1000 | Galvanic (STIP-3) | 1994-05-18 | Cathodically Protected | Safe Suction (Euro)
1510001 | 4 |  | 1994-05-18 |  | 1994-05-18 |  | Removed from Ground | Diesel | 1000 | Galvanic (STIP-3) | 1994-05-18 | Cathodically Protected | Safe Suction (Euro)
1510002 | 1 | [5 empty] | Removed from Ground | Gas (Historical Use) | 4000 | Bare Steel | 1986-02-24 | Galvanized Steel
1510002 | 2 | [5 empty] | Removed from Ground | Gas (Historical Use) | 3000 | Bare Steel | 1986-02-24 | Galvanized Steel
1510006 | 1 |  | 1998-01-01 |  | 1998-01-01 |  | Removed from Ground | Gas (Historical Use) | 8000 | Steel-Impressed Current | 1974-02-27 | Cathodically Protected | Suction (American)
1510006 | 2 |  | 1998-01-01 |  | 1998-01-01 |  | Removed from Ground | Gas (Historical Use) | 6000 | Steel-Impressed Current | 1974-02-27 | Cathodically Protected | Suction (American)
1510007 | 1 | Flapper Valve | 1999-03-08 | no | 1999-03-08 | no | Currently in Use | Gas (Historical Use) | 8000 | Steel-Impressed Current | 1975-02-27 | Double-Walled Flex | Pressurized
1510007 | 2 | Flapper Valve | 1999-03-08 | no | 1999-03-08 | no | Currently in Use | Gas (Historical Use) | 6000 | Steel-Impressed Current | 1975-02-27 | Double-Walled Flex | Pressurized
1510008 | 1 | Flapper Valve | 1998-01-01 | no | 1998-01-01 | no | Temporarily out of use | Gas (Historical Use) | 6000 | Steel-Impressed Current | 1978-02-26 | Steel (Impressed Current) | Suction (American)
1510008 | 2 | Flapper Valve | 1998-01-01 |  | 1998-01-01 |  | Temporarily out of use | Gas (Historical Use) | 6000 | Steel-Impressed Current | 1978-02-26 | Steel (Impressed Current) | Suction (American)
1510008 | 3 | Flapper Valve | 1998-01-01 |  | 1998-01-01 |  | Temporarily out of use | Gas (Historical Use) | 6000 | Steel-Impressed Current | 1978-02-26 | Steel (Impressed Current) | Suction (American)
1510009 | 1 |  | 1998-01-01 |  | 1998-01-01 |  | Removed from Ground | Gas (Historical Use) | 6000 | Steel-Impressed Current | 1979-02-26 | Cathodically Protected | Suction (American)
1510009 | 2 |  | 1998-01-01 |  | 1998-01-01 |  | Removed from Ground | Gas (Historical Use) | 6000 | Steel-Impressed Current | 1979-02-26 | Cathodically Protected | Suction (American)
1510009 | 3 |  | 1998-01-01 |  | 1998-01-01 |  | Removed from Ground | Gas (Historical Use) | 6000 | Steel-Impressed Current | 1979-02-26 | Cathodically Protected | Suction (American)
1510012 | 1 | [5 empty] | Permanently Out of Use - historical purposes | Kerosene | 5000 | Bare Steel | 1955-01-23 | Bare Steel
1510012 | 2 | [5 empty] | Permanently Out of Use - historical purposes | Kerosene | 2000 | Bare Steel | 1963-01-21 | Galvanized Steel
1510012 | 3 | [5 empty] | Permanently Out of Use - historical purposes | Kerosene | 1060 | Bare Steel | 1963-01-21 | Bare Steel
1510020 | 1 | [5 empty] | Removed from Ground | Gas (Historical Use) | 200 | Bare Steel | 1961-03-02 | Galvanized Steel
1510020 | 2 | [5 empty] | Removed from Ground | Diesel | 1000 | Bare Steel | 1973-02-27 | Galvanized Steel | Safe Suction (Euro)
1510023 | 1 |  | 1997-12-28 |  | 1997-12-28 |  | Currently in Use | Diesel | 3000 | Steel-Impressed Current | 1970-03-17 | Cathodically Protected | Suction (American)
1510023 | 2 |  | 1997-12-28 |  | 1997-12-28 |  | Currently in Use | Diesel | 3000 | Steel-Impressed Current | 1970-03-17 | Cathodically Protected | Suction (American)
1510023 | 3 |  | 1997-12-28 |  | 1997-12-28 |  | Currently in Use | Gas (Historical Use) | 2000 | Steel-Impressed Current | 1970-03-17 | Cathodically Protected | Suction (American)
1510024 | 1 | [5 empty] | Removed from Ground | Gas (Historical Use) | 3000 | Bare Steel | 1983-03-25 | Galvanized Steel | Suction (American)
1510024 | 2 | [5 empty] | Removed from Ground | Diesel | 3000 | Bare Steel | 1983-03-25 | Galvanized Steel | Suction (American)
1510025 | 1 |  |  | yes |  | yes | Closed in Ground | Used Oil | 500 | Bare Steel | 1966-01-01 | Bare Steel
1510025 | 2 | [5 empty] | Closed in Ground | Empty | 3000 | Bare Steel | 1966-01-01 | Bare Steel
1510025 | 3 | [5 empty] | Closed in Ground | Empty | 3000 | Bare Steel | 1966-01-01 | Bare Steel
1510025 | 4 | [5 empty] | Closed in Ground | Empty | 3000 | Bare Steel | 1966-01-01 | Bare Steel
1510027 | 549D1 | [5 empty] | Removed from Ground | Diesel | 2000 | Cathodically Protected Steel | 1990-03-01 | Galvanized Steel | Safe Suction (Euro)
1510027 | 549G1 | [5 empty] | Removed from Ground | Gas (Historical Use) | 2000 | Cathodically Protected Steel | 1990-03-01 | Galvanized Steel | Safe Suction (Euro)
1510029 | 1 | [5 empty] | Removed from Ground | Gas (Historical Use) | 3000 | Bare Steel | 1985-03-25 | Galvanized Steel | Suction (American)
1510032 | 1 | [5 empty] | Removed from Ground | Gas (Historical Use) | 6000 | Bare Steel | 1979-04-04 | Galvanized Steel | Suction (American)
1510032 | 2 | [5 empty] | Removed from Ground | Gas (Historical Use) | 6000 | Bare Steel | 1979-04-04 | Galvanized Steel | Suction (American)
1510032 | 3 | [5 empty] | Removed from Ground | Diesel | 6000 | Bare Steel | 1982-04-03 | Galvanized Steel | Suction (American)
1510032 | 4 | Ball Float | 1999-01-01 | no | 1999-01-01 | no | Currently in Use | Regular | 10000 | Composite | 1999-01-01 | Fiberglass Reinforced Plastic | Pressurized
1510032 | 5 | Ball Float | 1999-01-01 | no | 1999-01-01 | no | Currently in Use | Premium | 6000 | Composite | 1999-01-01 | Fiberglass Reinforced Plastic | Pressurized
1510032 | 6 | Ball Float | 1999-01-01 | no | 1999-01-01 | no | Currently in Use | Diesel | 6000 | Composite | 1999-01-01 | Fiberglass Reinforced Plastic | Pressurized
1510036 | 1 | [5 empty] | Removed from Ground | Gas (Historical Use) | 1000 | Bare Steel | 1976-05-01 | Galvanized Steel
1510037 | 1 | [5 empty] | Removed from Ground | Gas (Historical Use) | 10000 | Bare Steel | 1975-05-02 | Unknown
1510037 | 2 | [5 empty] | Removed from Ground | Gas (Historical Use) | 3000 | Bare Steel | 1975-05-02 | Unknown
1510037 | 3 | [5 empty] | Removed from Ground | Gas (Historical Use) | 3000 | Bare Steel | 1975-05-02 | Cathodically Protected
1510037 | 4 | [5 empty] | Removed from Ground | Gas (Historical Use) | 1000 | Not Marked/Unknown | 1999-12-17 | Not Marked
1510037 | 5 | [5 empty] | Removed from Ground | Gas (Historical Use) | 2000 | Not Marked/Unknown | 1999-12-17 | Not Marked
1510040 | 1 | [5 empty] | Temporarily out of use | Gas (Historical Use) | 1000 | Bare Steel | 1973-05-02 | Unknown
1510040 | 2 | [5 empty] | Temporarily out of use | Gas (Historical Use) | 1000 | Bare Steel | 1973-05-02 | Unknown
1510041 | 1 | [5 empty] | Removed from Ground | Diesel | 3000 | Bare Steel | 1984-04-29 | Unknown
1510041 | 2 | [5 empty] | Removed from Ground | Gas (Historical Use) | 3000 | Bare Steel | 1984-04-29 | Unknown
1510041 | 3 | [5 empty] | Removed from Ground | Gas (Historical Use) | 6000 | Bare Steel | 1984-04-29 | Unknown
1510041 | 4 | [5 empty] | Removed from Ground | Gas (Historical Use) | 8000 | Bare Steel | 1984-04-29 | Unknown
1510041 | 5 | [5 empty] | Removed from Ground | Gas (Historical Use) | 8000 | Bare Steel | 1984-04-29 | Unknown
1510047 | 1 | [5 empty] | Currently in Use | Gas (Historical Use) | 3000 | Cathodically Protected Steel | 1985-04-29 | Cathodically Protected
1510048 | 1 | [5 empty] | Permanently Out Of Use | Gas (Historical Use) | 1000 | Bare Steel | 1972-05-02 | Unknown
1510049 | 1 | [5 empty] | Removed from Ground | Diesel | 1500 | Bare Steel | 1963-01-01 | Copper | Suction (American)
1510050 | 1 |  | 1990-09-01 | no | 1990-09-01 | no | Removed from Ground | Gas (Historical Use) | 6000 | Steel-Impressed Current | 1985-09-29 | Fiberglass Reinforced Plastic | Pressurized
1510050 | 2 |  | 1990-09-01 | no | 1990-09-01 | no | Removed from Ground | Gas (Historical Use) | 6000 | Steel-Impressed Current | 1985-09-29 | Fiberglass Reinforced Plastic | Pressurized
1510050 | 3 |  | 1990-09-01 | no | 1990-09-01 | no | Removed from Ground | Gas (Historical Use) | 6000 | Steel-Impressed Current | 1985-09-29 | Fiberglass Reinforced Plastic | Pressurized
1510051 | 1 |  | 1990-09-01 |  | 1990-09-01 |  | Currently in Use | Gas (Historical Use) | 6000 | Steel-Impressed Current | 1985-04-29 | Cathodically Protected | Pressurized
1510051 | 2 |  | 1990-09-01 |  | 1990-09-01 |  | Currently in Use | Gas (Historical Use) | 6000 | Steel-Impressed Current | 1985-04-29 | Cathodically Protected | Pressurized
1510051 | 3 |  | 1990-09-01 |  | 1990-09-01 |  | Currently in Use | Gas (Historical Use) | 6000 | Steel-Impressed Current | 1985-04-29 | Cathodically Protected | Pressurized
1510052 | 1 | [5 empty] | Removed from Ground | Gas (Historical Use) | 4000 | Bare Steel | 1964-05-05 | Galvanized Steel
1510052 | 2 | [5 empty] | Removed from Ground | Gas (Historical Use) | 3000 | Bare Steel | 1964-05-05 | Galvanized Steel
1510052 | 3 | [5 empty] | Removed from Ground | Gas (Historical Use) | 3000 | Bare Steel | 1964-05-05 | Galvanized Steel
1510053 | 1 | [5 empty] | Removed from Ground | Diesel | 8000 | Bare Steel | 1964-05-05 | Galvanized Steel
1510053 | 10 |  | 1994-02-15 |  | 1994-02-15 |  | Currently in Use | Diesel | 12000 | Composite | 1994-02-15 | Fiberglass Reinforced Plastic | Pressurized
1510053 | 11 |  | 1994-02-15 |  | 1994-02-15 |  | Currently in Use | Diesel | 8000 | Composite | 1994-02-15 | Fiberglass Reinforced Plastic | Pressurized
1510053 | 12 |  | 1994-02-15 |  | 1994-02-15 |  | Currently in Use | Kerosene | 4000 | Composite | 1994-02-15 | Fiberglass Reinforced Plastic | Pressurized
1510053 | 2 | [5 empty] | Removed from Ground | Gas (Historical Use) | 8000 | Bare Steel | 1964-05-05 | Galvanized Steel
1510053 | 3 | [5 empty] | Removed from Ground | Gas (Historical Use) | 6000 | Bare Steel | 1964-05-05 | Galvanized Steel
1510053 | 4 | [5 empty] | Removed from Ground | Diesel | 6000 | Bare Steel | 1964-05-05 | Galvanized Steel
1510053 | 5 | [5 empty] | Removed from Ground | Gas (Historical Use) | 4000 | Bare Steel | 1971-05-04 | Galvanized Steel
1510053 | 6 | [5 empty] | Removed from Ground | Kerosene | 2000 | Bare Steel | 1979-05-02 | Galvanized Steel
1510053 | 7 |  | 1994-02-15 |  | 1994-02-15 |  | Currently in Use | Gas (Historical Use) | 10000 | Composite | 1994-02-15 | Fiberglass Reinforced Plastic | Pressurized
1510053 | 8 |  | 1994-02-15 |  | 1994-02-15 |  | Currently in Use | Gas (Historical Use) | 10000 | Composite | 1994-02-15 | Fiberglass Reinforced Plastic | Pressurized
1510053 | 9 |  | 1998-02-15 |  | 1998-02-15 |  | Currently in Use | Gas (Historical Use) | 10000 | Composite | 1994-02-15 | Fiberglass Reinforced Plastic | Pressurized
1510055 | 1 | [5 empty] | Removed from Ground | Gas (Historical Use) | 4000 | Cathodically Protected Steel | 1966-05-04 | Cathodically Protected
1510055 | 2 | [5 empty] | Removed from Ground | Gas (Historical Use) | 3000 | Bare Steel | 1966-05-04 | Unknown
1510055 | 3 | [5 empty] | Removed from Ground | Gas (Historical Use) | 3000 | Bare Steel | 1966-05-04 | Unknown
1510056 | 1 | [5 empty] | Removed from Ground | Gas (Historical Use) | 1000 | Bare Steel | 1976-05-01 | Galvanized Steel
1510056 | 2 | [5 empty] | Removed from Ground | Gas (Historical Use) | 1000 | Bare Steel | 1976-05-01 | Galvanized Steel
1510056 | 3 | [5 empty] | Removed from Ground | Gas (Historical Use) | 1000 | Bare Steel | 1966-05-04 | Galvanized Steel
1510056 | 4 | [5 empty] | Removed from Ground | Gas (Historical Use) | 1000 | Bare Steel | 1966-05-04 | Galvanized Steel
1510056 | 5 | [5 empty] | Removed from Ground | Gas (Historical Use) | 1000 | Bare Steel | 1966-05-04 | Galvanized Steel
1510056 | 6 | [5 empty] | Removed from Ground | Diesel | 500 | Bare Steel | 1981-04-30 | Unknown
1510056 | 7A | Flapper Valve | 1998-11-04 | no | 1998-11-04 | no | Currently in Use | E-0 | 4000 | Composite | 1998-11-04 | Fiberglass Reinforced Plastic | Safe Suction (Euro)
1510056 | 7B | Flapper Valve | 1998-11-04 | no | 1998-11-04 | no | Currently in Use | Premium | 4000 | Composite | 1998-11-04 | Fiberglass Reinforced Plastic | Safe Suction (Euro)
1510057 | 1 |  | 1998-09-25 |  | 1998-09-25 |  | Removed from Ground | Gas (Historical Use) | 3000 | Not Marked/Unknown | 1966-05-04 | Fiberglass Reinforced Plastic | Suction (American)
1510057 | 2 |  | 1998-09-25 |  | 1998-09-25 |  | Removed from Ground | Gas (Historical Use) | 3000 | Not Marked/Unknown | 1966-05-04 | Fiberglass Reinforced Plastic | Suction (American)
1510057 | 3 | [5 empty] | Removed from Ground | Gas (Historical Use) | 1000 | Bare Steel | 1976-05-01 | Galvanized Steel | Safe Suction (Euro)
1510060 | 1 | [5 empty] | Removed from Ground | Gas (Historical Use) | 2000 | Bare Steel | 1986-04-30 | Unknown
1510060 | 2 | [5 empty] | Removed from Ground | Gas (Historical Use) | 1000 | Bare Steel | 1986-04-30 | Unknown
1510060 | 3 | [5 empty] | Removed from Ground | Diesel | 560 | Bare Steel | 1986-04-30 | Unknown
1510060 | 4 | [5 empty] | Permanently Out of Use - historical purposes | Diesel | 560 | Bare Steel | 1986-04-30 | Unknown
1510060 | 5 |  | 1999-03-18 | no | 1999-03-18 | no | Currently in Use | Diesel | 3000 | Composite | 1999-03-17 | Fiberglass Reinforced Plastic | Safe Suction (Euro)
1510060 | 6A |  | 1999-03-18 | no | 1999-03-18 | no | Currently in Use | Gas (Historical Use) | 4000 | Composite | 1999-03-17 | Fiberglass Reinforced Plastic | Safe Suction (Euro)
1510060 | 6B |  | 1999-03-18 | no | 1999-03-18 | no | Currently in Use | Gas (Historical Use) | 4000 | Composite | 1999-03-17 | Fiberglass Reinforced Plastic | Safe Suction (Euro)
1510061 | 1 | [5 empty] | Removed from Ground | Gas (Historical Use) | 1000 | Bare Steel | 1974-05-03 | Galvanized Steel
1510061 | 2 | [5 empty] | Removed from Ground | Gas (Historical Use) | 2000 | Bare Steel | 1974-05-03 | Galvanized Steel
1510063 | 1 | [5 empty] | Removed from Ground | Gas (Historical Use) | 5000 | Bare Steel | 1971-05-11 | Unknown | Pressurized
1510067 | 1 | [5 empty] | Removed from Ground | Gas (Historical Use) | 520 | Bare Steel | 1985-01-01 | Galvanized Steel
1510067 | 2 | [5 empty] | Removed from Ground | Diesel | 1000 | Bare Steel | 1976-05-10 | Galvanized Steel
1510068 | 1 | [5 empty] | Removed from Ground | Gas (Historical Use) | 520 | Bare Steel | 1976-05-10 | Galvanized Steel
1510068 | 2 | [5 empty] | Removed from Ground | Diesel | 520 | Bare Steel | 1976-05-10 | Galvanized Steel
1510069 | 1 | [5 empty] | Removed from Ground | Diesel | 520 | Bare Steel | 1977-05-10 | Galvanized Steel
1510070 | 1 | [5 empty] | Removed from Ground | Gas (Historical Use) | 5000 | Bare Steel | 1953-05-16 | Galvanized Steel | Suction (American)
1510070 | 2 | [5 empty] | Removed from Ground | Gas (Historical Use) | 5000 | Bare Steel | 1953-05-16 | Galvanized Steel | Suction (American)
1510070 | 3 |  | 1999-01-12 | no | 1999-01-12 | no | Removed from Ground | Gas (Historical Use) | 2000 | Steel-Impressed Current | 1953-05-16 | Steel (Impressed Current) | Pressurized
1510070 | 4 | [5 empty] | Removed from Ground | Gas (Historical Use) | 8000 | Bare Steel | 1953-05-16 | Galvanized Steel
1510070 | 5 |  | 1999-01-12 | no | 1999-01-12 | no | Removed from Ground | Gas (Historical Use) | 5000 | Steel-Impressed Current | 1953-05-16 | Steel (Impressed Current) | Pressurized
1510070 | 7 |  | 1999-01-12 | no | 1999-01-12 | no | Removed from Ground | Gas (Historical Use) | 5000 | Steel-Impressed Current | 1998-12-02 | Steel (Impressed Current) | Pressurized
1510070 | 8 |  | 1999-01-12 | no | 1999-01-12 | no | Removed from Ground | Diesel | 5000 | Steel-Impressed Current | 1983-01-01 | Steel (Impressed Current) | Suction (American)
1510071 | 1 | [5 empty] | Removed from Ground | Gas (Historical Use) | 3000 | Bare Steel | 1959-05-15 | Galvanized Steel
1510071 | 2 | [5 empty] | Removed from Ground | Gas (Historical Use) | 3000 | Bare Steel | 1959-05-15 | Galvanized Steel
1510071 | 3 | [5 empty] | Removed from Ground | Gas (Historical Use) | 3000 | Bare Steel | 1959-05-15 | Galvanized Steel
1510073 | 1 | [5 empty] | Removed from Ground | Gas (Historical Use) | 4000 | Bare Steel | 1955-05-16 | Galvanized Steel
1510073 | 2 | [5 empty] | Removed from Ground | Gas (Historical Use) | 4000 | Bare Steel | 1955-05-16 | Galvanized Steel
1510073 | 3 | [5 empty] | Removed from Ground | Gas (Historical Use) | 4000 | Bare Steel | 1955-05-16 | Galvanized Steel
1510073 | 4 |  |  | yes |  | yes | Removed from Ground | Used Oil | 500 | Marked Unknown | 1995-09-05 | Unknown
1510073 | 5 | [5 empty] | Removed from Ground | Diesel | 500 | Marked Unknown | 1995-09-05 | Unknown
1510074 | 1 | [5 empty] | Temporarily out of use | Gas (Historical Use) | 3000 | Bare Steel | 1958-05-15 | Galvanized Steel
1510074 | 2 | [5 empty] | Temporarily out of use | Gas (Historical Use) | 3000 | Bare Steel | 1958-05-15 | Galvanized Steel
1510074 | 3 | [5 empty] | Temporarily out of use | Gas (Historical Use) | 3000 | Bare Steel | 1958-05-15 | Galvanized Steel
1510074 | 4 | [5 empty] | Temporarily out of use | Gas (Historical Use) | 3000 | Bare Steel | 1958-05-15 | Galvanized Steel
1510074 | 5 | [5 empty] | Temporarily out of use | Gas (Historical Use) | 3000 | Bare Steel | 1958-05-15 | Galvanized Steel
1510075 | 1 | [5 empty] | Removed from Ground | Gas (Historical Use) | 8000 | Bare Steel | 1965-05-13 | Galvanized Steel
1510075 | 2 | [5 empty] | Removed from Ground | Gas (Historical Use) | 6000 | Bare Steel | 1965-05-13 | Galvanized Steel
1510075 | 3 | [5 empty] | Removed from Ground | Gas (Historical Use) | 4000 | Bare Steel | 1965-05-13 | Galvanized Steel
1510075 | 4 | [5 empty] | Removed from Ground | Gas (Historical Use) | 4000 | Bare Steel | 1965-05-13 | Galvanized Steel
1510075 | 5 | [5 empty] | Removed from Ground | Gas (Historical Use) | 1000 | Bare Steel | 1965-05-13 | Galvanized Steel
1510075 | 6 | [5 empty] | Removed from Ground | Gas (Historical Use) | 4000 | Bare Steel | 1965-05-13 | Galvanized Steel
1510075 | 7 | [5 empty] | Removed from Ground | Gas (Historical Use) | 1000 | Bare Steel | 1965-05-13 | Galvanized Steel
1510075 | 8 | Flapper Valve | 1992-12-07 |  | 1992-12-07 |  | Currently in Use | Gas (Historical Use) | 8000 | Composite | 1992-12-07 | Fiberglass Reinforced Plastic | Pressurized
1510075 | 9 | Flapper Valve | 1992-12-07 |  | 1992-12-07 |  | Currently in Use | Gas (Historical Use) | 6000 | Composite | 1992-12-07 | Fiberglass Reinforced Plastic | Pressurized
1510077 | 1 | [5 empty] | Removed from Ground | Gas (Historical Use) | 4000 | Cathodically Protected Steel | 1985-06-30 | Galvanized Steel | Suction (American)
1510077 | 2 | [5 empty] | Removed from Ground | Gas (Historical Use) | 4000 | Cathodically Protected Steel | 1985-06-30 | Galvanized Steel | Suction (American)
1510077 | 3 | [5 empty] | Removed from Ground | Empty | 4000 | Cathodically Protected Steel | 1985-06-30 | Galvanized Steel | Suction (American)
1510078 | 1 | [5 empty] | Removed from Ground | Gas (Historical Use) | 1000 | Bare Steel | 1970-05-12 | Galvanized Steel
1510079 | 1 | [5 empty] | Removed from Ground | Empty | 1000 | Bare Steel | 1959-05-15 | Unknown | Suction (American)
1510081 | 1 | [5 empty] | Permanently Out of Use - historical purposes | Diesel | 4000 | Bare Steel | 1976-05-10 | Galvanized Steel
1510081 | 2 | [5 empty] | Permanently Out of Use - historical purposes | Diesel | 4000 | Bare Steel | 1976-05-10 | Galvanized Steel
1510081 | 3 | [5 empty] | Permanently Out of Use - historical purposes | Diesel | 4000 | Bare Steel | 1976-05-10 | Galvanized Steel
1510081 | 4 | [5 empty] | Permanently Out of Use - historical purposes | Diesel | 4000 | Bare Steel | 1976-05-10 | Galvanized Steel
1510081 | 5 | [5 empty] | Permanently Out of Use - historical purposes | Diesel | 4000 | Bare Steel | 1976-05-10 | Galvanized Steel
1510081 | 6 | [5 empty] | Permanently Out of Use - historical purposes | Diesel | 5000 | Bare Steel | 1976-05-10 | Galvanized Steel
1510081 | 7 | [5 empty] | Permanently Out of Use - historical purposes | Diesel | 5000 | Bare Steel | 1976-05-10 | Galvanized Steel
1510082 | 1 | [5 empty] | Permanently Out Of Use | Empty | 4000 | Bare Steel | 1976-05-10 | Galvanized Steel
1510082 | 2 | [5 empty] | Permanently Out Of Use | Empty | 4000 | Bare Steel | 1976-05-10 | Galvanized Steel
1510082 | 3 | [5 empty] | Permanently Out Of Use | Empty | 4000 | Bare Steel | 1976-05-10 | Galvanized Steel
1510082 | 4 | [5 empty] | Permanently Out Of Use | Empty | 4000 | Bare Steel | 1976-05-10 | Galvanized Steel
1510083 | 1 | [5 empty] | Removed from Ground | Empty | 4000 | Bare Steel | 1976-05-10 | Galvanized Steel
1510083 | 2 | [5 empty] | Removed from Ground | Empty | 5000 | Bare Steel | 1976-05-10 | Galvanized Steel
1510083 | 3 | [5 empty] | Removed from Ground | Empty | 5000 | Bare Steel | 1976-05-10 | Galvanized Steel
1510083 | 4 | [5 empty] | Removed from Ground | Empty | 4000 | Bare Steel | 1976-05-10 | Galvanized Steel
1510083 | 5 | [5 empty] | Removed from Ground | Empty | 2000 | Bare Steel | 1976-05-10 | Galvanized Steel
1510083 | 6 | [5 empty] | Removed from Ground | Empty | 5000 | Bare Steel | 1976-05-10 | Galvanized Steel
1510083 | 7 | [5 empty] | Removed from Ground | Empty | 4000 | Bare Steel | 1976-05-10 | Galvanized Steel
1510084 | 1 | [5 empty] | Permanently Out of Use - historical purposes | Empty | 2000 | Bare Steel | 1976-05-10 | Galvanized Steel
1510084 | 2 | [5 empty] | Permanently Out of Use - historical purposes | Empty | 2000 | Bare Steel | 1976-05-10 | Galvanized Steel
1510085 | 1 | [5 empty] | Permanently Out of Use - historical purposes | Empty | 4000 | Bare Steel | 1976-05-10 | Galvanized Steel
1510085 | 2 | [5 empty] | Permanently Out of Use - historical purposes | Empty | 4000 | Bare Steel | 1976-05-10 | Galvanized Steel
1510085 | 3 | [5 empty] | Permanently Out of Use - historical purposes | Empty | 4000 | Bare Steel | 1976-05-10 | Galvanized Steel
1510089 | 1 | [5 empty] | Removed from Ground | Gas (Historical Use) | 6000 | Cathodically Protected Steel | 1985-05-08 | Galvanized Steel
1510089 | 2 | [5 empty] | Removed from Ground | Gas (Historical Use) | 6000 | Cathodically Protected Steel | 1985-05-08 | Galvanized Steel
1510089 | 3 | [5 empty] | Removed from Ground | Gas (Historical Use) | 8000 | Cathodically Protected Steel | 1985-05-08 | Galvanized Steel
1510089 | 4 | Flapper Valve | 1999-04-21 | no | 1999-04-21 | no | Currently in Use | Gas (Historical Use) | 12000 | Composite Double Walled | 1999-04-21 | Flex | Pressurized
1510089 | 5 | Flapper Valve | 1999-04-21 | no | 1999-04-21 | no | Currently in Use | Gas (Historical Use) | 12000 | Composite Double Walled | 1999-04-21 | Flex | Pressurized
1510090 | 1 | [5 empty] | Removed from Ground | Gas (Historical Use) | 12000 | Bare Steel | 1981-01-02 | Galvanized Steel | Pressurized
1510093 | 1 | [5 empty] | Removed from Ground | Diesel | 250 | Bare Steel | 1985-01-01 | Bare Steel | Suction (American)
1510094 | 1 | [5 empty] | Removed from Ground | Diesel | 300 | Bare Steel | 1985-01-01 | Bare Steel
1520001 | 1 | [5 empty] | Removed from Ground | Gas (Historical Use) | 2000 | Bare Steel | 1983-03-18 | Fiberglass Reinforced Plastic | Suction (American)
1520001 | 2 | [5 empty] | Removed from Ground | Diesel | 1000 | Not Marked/Unknown | 1983-03-18 | Not Marked
1520001 | 3 | [5 empty] | Removed from Ground | Gas (Historical Use) | 2000 | Bare Steel | 1983-03-18 | Galvanized Steel
1520001 | 4 | [5 empty] | Removed from Ground | Gas (Historical Use) | 4000 | Bare Steel | 1966-03-22 | Not Marked
1520001 | 5 | [5 empty] | Removed from Ground | Gas (Historical Use) | 8000 | Bare Steel | 1966-03-22 | Not Marked
1520001 | 6 | [5 empty] | Removed from Ground | Gas (Historical Use) | 2000 | Bare Steel | 1983-03-18 | Galvanized Steel
1520001 | 7A |  | 1995-03-01 |  | 1995-03-01 |  | Currently in Use | Gas (Historical Use) | 10000 | Composite | 1995-03-01 | Fiberglass Reinforced Plastic | Safe Suction (Euro)
1520001 | 7B |  | 1995-03-01 | no | 1995-03-01 | no | Currently in Use | Gas (Historical Use) | 2000 | Composite | 1995-03-01 | Fiberglass Reinforced Plastic | Safe Suction (Euro)
1520001 | 7C |  | 1995-03-01 | no | 1995-03-01 | no | Currently in Use | Gas (Historical Use) | 4000 | Composite | 1995-03-01 | Fiberglass Reinforced Plastic | Safe Suction (Euro)
1520001 | 8 |  | 1995-03-01 |  | 1995-03-01 |  | Currently in Use | Diesel | 2000 | Composite | 1995-03-01 | Fiberglass Reinforced Plastic | Safe Suction (Euro)
1520001 | 9 |  | 1995-03-01 |  | 1995-03-01 |  | Currently in Use | Diesel | 1000 | Composite | 1995-03-01 | Fiberglass Reinforced Plastic | Safe Suction (Euro)
1520002 | 1 | [5 empty] | Removed from Ground | Diesel | 10000 | Bare Steel | 1973-03-20 | Galvanized Steel
1520002 | 10 | Overfill Alarm | 1992-02-01 | no | 1992-02-01 | no | Currently in Use | Gas (Historical Use) | 8000 | Galvanic (STIP-3) | 1992-02-01 | Aboveground | Suction (American)
1520002 | 11 | Overfill Alarm | 1992-02-01 | no | 1992-02-01 | no | Currently in Use | Diesel | 10000 | Composite | 1992-02-01 | Aboveground | Pressurized
1520002 | 2 | [5 empty] | Removed from Ground | Diesel | 10000 | Bare Steel | 1973-03-20 | Galvanized Steel
1520002 | 3 | [5 empty] | Removed from Ground | Kerosene | 10000 | Bare Steel | 1973-03-20 | Galvanized Steel
1520002 | 4 | [5 empty] | Removed from Ground | Kerosene | 10000 | Bare Steel | 1973-03-20 | Galvanized Steel
1520002 | 5 | [5 empty] | Removed from Ground | Kerosene | 10000 | Bare Steel | 1973-03-20 | Galvanized Steel
1520002 | 6 | [5 empty] | Removed from Ground | Gas (Historical Use) | 4000 | Bare Steel | 1973-03-20 | Galvanized Steel
1520002 | 7 | Overfill Alarm | 1992-02-10 | no | 1992-02-10 | no | Currently in Use | Diesel | 8000 | Galvanic (STIP-3) | 1992-02-01 | Aboveground | Pressurized
1520002 | 8 | Overfill Alarm | 1992-02-10 | no | 1992-02-10 | no | Currently in Use | Diesel | 8000 | Galvanic (STIP-3) | 1992-02-01 | Aboveground | Pressurized
1520002 | 9 | Overfill Alarm | 1992-02-10 | no | 1992-02-10 | no | Currently in Use | Gas (Historical Use) | 8000 | Galvanic (STIP-3) | 1992-02-01 | Aboveground | Suction (American)
1520003 | 1 | [5 empty] | Removed from Ground | Gas (Historical Use) | 1000 | Bare Steel | 1977-03-07 | Galvanized Steel
1520003 | 2 | [5 empty] | Removed from Ground | Gas (Historical Use) | 1000 | Bare Steel | 1977-03-07 | Galvanized Steel
1520003 | 3 | [5 empty] | Removed from Ground | Gas (Historical Use) | 1000 | Bare Steel | 1977-03-07 | Galvanized Steel
1520003 | 4 | [5 empty] | Removed from Ground | Diesel | 1000 | Bare Steel | 1977-03-07 | Galvanized Steel
1520003 | 5 |  |  | yes |  | yes | Removed from Ground | Used Oil | 1000 | Bare Steel | 1977-03-07 | Galvanized Steel
1520003 | 6 |  | 1995-04-01 |  | 1995-04-01 |  | Currently in Use | Gas (Historical Use) | 10000 | Composite | 1995-04-01 | Double Walled | Pressurized
1520003 | 7 |  | 1995-04-01 |  | 1995-04-01 |  | Currently in Use | Gas (Historical Use) | 6000 | Composite | 1995-04-01 | Double Walled | Pressurized
1520003 | 8 |  | 1995-04-01 |  | 1995-04-01 |  | Currently in Use | Diesel | 6000 | Composite | 1995-04-01 | Double Walled | Pressurized
1520004 | 1 | [5 empty] | Permanently Out Of Use | Gas (Historical Use) | 2000 | Bare Steel | 1980-12-01 | Bare Steel | Safe Suction (Euro)
1520004 | 2 |  | 1992-07-01 |  | 1992-07-01 |  | Currently in Use | Gas (Historical Use) | 8000 | Galvanic (STIP-3) | 1992-07-01 | Fiberglass Reinforced Plastic | Pressurized
1520004 | 3 |  | 1992-07-01 |  | 1992-07-01 |  | Currently in Use | Gas (Historical Use) | 8000 | Galvanic (STIP-3) | 1992-07-01 | Fiberglass Reinforced Plastic | Pressurized
1520004 | 4 |  | 1992-07-01 |  | 1992-07-01 |  | Currently in Use | Gas (Historical Use) | 8000 | Galvanic (STIP-3) | 1992-07-01 | Fiberglass Reinforced Plastic | Pressurized
1520005 | 1 |  |  | yes |  | yes | Closed in Ground | Used Oil | 2500 | Bare Steel | 1941-03-30 | Not Marked
1520005 | 2 | [5 empty] | Closed in Ground | Empty | 1500 | Bare Steel | 1941-03-30 | Galvanized Steel
1520005 | 3 | [5 empty] | Permanently Out Of Use | Empty | 100 | Bare Steel | 1941-03-30 | Galvanized Steel
1520006 | 1 | [5 empty] | Closed in Ground | Diesel | 0 | Bare Steel |  | Galvanized Steel
1520007 | 10393-1 | [5 empty] | Removed from Ground | Gas (Historical Use) | 1064 | Bare Steel | 1972-05-02 | Galvanized Steel | Safe Suction (Euro)
1520007 | 10393-2 | [5 empty] | Removed from Ground | Other | 1 | Marked Unknown |  | Unknown
1520008 | 1 | [5 empty] | Removed from Ground | Gas (Historical Use) | 10000 | Bare Steel | 1975-04-04 | Galvanized Steel | Suction (American)
1520008 | 2 | [5 empty] | Removed from Ground | Diesel | 10000 | Bare Steel | 1975-04-04 | Galvanized Steel | Suction (American)
1520009 | 1 | [5 empty] | Removed from Ground | Diesel | 500 | Bare Steel | 1983-05-07 | Copper
1520010 | 1 | [5 empty] | Removed from Ground | Gas (Historical Use) | 1000 | Bare Steel | 1971-05-09 | Galvanized Steel
1520010 | 2 | [5 empty] | Removed from Ground | Gas (Historical Use) | 1000 | Bare Steel | 1971-05-09 | Galvanized Steel
1520010 | 3 | [5 empty] | Removed from Ground | Diesel | 3000 | Bare Steel | 1976-05-07 | Galvanized Steel
1520011 | 1 | [5 empty] | Removed from Ground | Gas (Historical Use) | 1000 | Bare Steel | 1974-05-09 | Galvanized Steel
1520011 | 2 | [5 empty] | Removed from Ground | Gas (Historical Use) | 2000 | Bare Steel | 1974-05-09 | Galvanized Steel
1520011 | 3 | [5 empty] | Removed from Ground | Gas (Historical Use) | 2000 | Bare Steel | 1974-05-09 | Galvanized Steel
1520012 | 1 |  | 1999-05-18 |  | 1999-05-18 |  | Currently in Use | Gas (Historical Use) | 6000 | Steel-Impressed Current | 1982-05-09 | Steel (Impressed Current) | Safe Suction (Euro)
1520012 | 2 |  | 1999-05-18 |  | 1999-05-18 |  | Currently in Use | Gas (Historical Use) | 6000 | Steel-Impressed Current | 1982-05-09 | Steel (Impressed Current) | Safe Suction (Euro)
1520012 | 3 |  | 1999-05-18 |  | 1999-05-18 |  | Currently in Use | Diesel | 4000 | Steel-Impressed Current | 1982-05-09 | Steel (Impressed Current) | Safe Suction (Euro)
1520013 | 1 | [5 empty] | Removed from Ground | Gas (Historical Use) | 1000 | Bare Steel | 1981-01-02 | Galvanized Steel
1520013 | 2 | [5 empty] | Removed from Ground | Diesel | 1000 | Bare Steel | 1981-01-02 | Galvanized Steel
1520014 | 329D1 | [5 empty] | Removed from Ground | Diesel | 2000 | Cathodically Protected Steel | 1986-01-01 | Galvanized Steel | Safe Suction (Euro)
1520014 | 329G1 | [5 empty] | Removed from Ground | Gas (Historical Use) | 2000 | Cathodically Protected Steel | 1986-01-01 | Galvanized Steel | Safe Suction (Euro)
1520016 | 1 | [5 empty] | Removed from Ground | Gas (Historical Use) | 1000 | Bare Steel | 1969-05-12 | Galvanized Steel
1520016 | 2 | [5 empty] | Removed from Ground | Diesel | 1000 | Bare Steel | 1969-05-12 | Galvanized Steel
1520017 | 1 | [5 empty] | Removed from Ground | Gas (Historical Use) | 2000 | Bare Steel | 1961-05-14 | Galvanized Steel
1520017 | 2 | [5 empty] | Removed from Ground | Gas (Historical Use) | 2000 | Bare Steel | 1961-05-14 | Galvanized Steel
1520017 | 3 | [5 empty] | Removed from Ground | Gas (Historical Use) | 2000 | Bare Steel | 1961-05-14 | Galvanized Steel
1530001 | 1 | [5 empty] | Closed in Ground | Gas (Historical Use) | 560 | Bare Steel | 1976-01-01 | Galvanized Steel | Suction (American)
1530001 | 4 | Flapper Valve | 2001-09-01 | no | 2001-09-01 | no | Currently in Use | E-10 | 2500 | Fiberglass Double Walled | 2001-09-01 | Fiberglass Reinforced Plastic | Safe Suction (Euro)
1530003 | 1 | [5 empty] | Removed from Ground | Gas (Historical Use) | 0 | Bare Steel | 1986-02-21 | Galvanized Steel | Suction (American)
1530003 | 2 | [5 empty] | Removed from Ground | Gas (Historical Use) | 0 | Bare Steel | 1986-02-21 | Galvanized Steel | Suction (American)
1530003 | 3 | [5 empty] | Removed from Ground | Gas (Historical Use) | 9000 | Bare Steel | 1966-02-26 | Galvanized Steel | Suction (American)
1530003 | 4A |  | 1998-11-23 |  | 1998-11-23 |  | Removed from Ground | Gas (Historical Use) | 2000 | Steel-Impressed Current | 1998-11-23 | Cathodically Protected | Suction (American)
1530003 | 4B |  | 1998-11-23 |  | 1998-11-23 |  | Removed from Ground | Gas (Historical Use) | 2000 | Steel-Impressed Current | 1998-11-23 | Cathodically Protected | Suction (American)
1530003 | 5 |  | 1998-11-23 |  | 1998-11-23 |  | Removed from Ground | Gas (Historical Use) | 3000 | Steel-Impressed Current | 1998-11-23 | Cathodically Protected | Suction (American)
1530004 | 1 | [5 empty] | Removed from Ground | Diesel | 500 | Bare Steel | 1981-03-07 | Bare Steel
1530004 | 2 | [5 empty] | Removed from Ground | Gas (Historical Use) | 300 | Bare Steel | 1981-03-07 | Bare Steel
1530004 | 3 | [5 empty] | Removed from Ground | Gas (Historical Use) | 300 | Bare Steel | 1982-03-07 | Bare Steel
1530004 | 4 | [5 empty] | Removed from Ground | Gas (Historical Use) | 250 | Bare Steel | 1984-03-06 | Bare Steel
1530009 | 1 | [5 empty] | Removed from Ground | Gas (Historical Use) | 560 | Bare Steel | 1961-04-28 | Galvanized Steel | Safe Suction (Euro)
1530009 | 2 | [5 empty] | Removed from Ground | Diesel | 560 | Bare Steel | 1968-04-26 | Galvanized Steel | Safe Suction (Euro)
1530009 | 219926 |  | 1993-09-10 |  | 1993-09-10 |  | Removed from Ground | Gas (Historical Use) | 1000 | Galvanic (STIP-3) | 1993-09-10 | Cathodically Protected | Safe Suction (Euro)
1530009 | 219949 |  | 1993-09-10 |  | 1993-09-10 |  | Removed from Ground | Diesel | 1000 | Galvanic (STIP-3) | 1993-09-10 | Cathodically Protected | Safe Suction (Euro)
1530009 | DO4 |  | 2004-03-10 | no | 2004-03-10 | no | Currently in Use | Diesel | 2500 | Fiberglass Double Walled | 2004-03-10 | Double-Walled Fiberglass | Safe Suction (Euro)
1530010 | 1 | [5 empty] | Removed from Ground | Gas (Historical Use) | 560 | Bare Steel | 1960-04-28 | Galvanized Steel
1530011 | 1 | [5 empty] | Removed from Ground | Empty | 560 | Bare Steel | 1957-05-01 | Unknown
1530011 | 2 | [5 empty] | Removed from Ground | Empty | 560 | Bare Steel | 1972-04-13 | Unknown
1530013 | 1 | Flapper Valve | 1995-02-15 |  | 1995-02-15 |  | Currently in Use | Gas (Historical Use) | 4000 | Steel-Impressed Current | 1984-04-30 | Fiberglass Reinforced Plastic | Pressurized
1530013 | 2 | Flapper Valve | 1995-02-15 |  | 1995-02-15 |  | Currently in Use | Gas (Historical Use) | 4000 | Steel-Impressed Current | 1984-04-30 | Fiberglass Reinforced Plastic | Pressurized
1530013 | 3 | Flapper Valve | 1995-02-15 |  | 1995-02-15 |  | Currently in Use | Gas (Historical Use) | 4000 | Steel-Impressed Current | 1984-04-30 | Fiberglass Reinforced Plastic | Pressurized
1530013 | 4 | Flapper Valve | 1995-02-15 |  | 1995-02-15 |  | Currently in Use | Gas (Historical Use) | 4000 | Steel-Impressed Current | 1984-04-30 | Fiberglass Reinforced Plastic | Pressurized
1530013 | 5 | Flapper Valve | 1995-02-15 |  | 1995-02-15 |  | Currently in Use | Diesel | 4000 | Steel-Impressed Current | 1984-04-30 | Fiberglass Reinforced Plastic | Pressurized
1530013 | 6 | Flapper Valve | 1995-02-15 |  | 1995-02-15 |  | Currently in Use | Diesel | 4000 | Steel-Impressed Current | 1984-04-30 | Fiberglass Reinforced Plastic | Pressurized
1530014 | 1 |  | 1997-09-03 |  | 1997-09-03 |  | Removed from Ground | Empty | 2000 | Cathodically Protected Steel | 1979-05-02 | Cathodically Protected | Safe Suction (Euro)
1530014 | 2 |  | 1997-09-03 |  | 1997-09-03 |  | Removed from Ground | Gas (Historical Use) | 2000 | Steel-Impressed Current | 1979-05-02 | Cathodically Protected | Safe Suction (Euro)
1530014 | 3 |  | 1997-09-03 |  | 1997-09-03 |  | Removed from Ground | Gas (Historical Use) | 2000 | Steel-Impressed Current | 1979-05-02 | Cathodically Protected | Safe Suction (Euro)
1530015 | 1 | Flapper Valve | 1995-02-09 |  | 1995-02-09 |  | Currently in Use | Gas (Historical Use) | 6000 | Bare Steel | 1984-04-30 | Double-Walled Flex | Pressurized
1530015 | 2 | Flapper Valve | 1995-02-09 |  | 1995-02-09 |  | Currently in Use | Gas (Historical Use) | 6000 | Bare Steel | 1984-04-30 | Double-Walled Flex | Pressurized
1530015 | 3 | Flapper Valve | 1995-02-09 |  | 1995-02-09 |  | Currently in Use | Gas (Historical Use) | 6000 | Bare Steel | 1984-04-30 | Double-Walled Flex | Pressurized
1530024 | 1 | [5 empty] | Removed from Ground | Gas (Historical Use) | 550 | Bare Steel | 1974-05-11 | Galvanized Steel | Safe Suction (Euro)
1530026 | 1 | [5 empty] | Removed from Ground | Gas (Historical Use) | 560 | Bare Steel | 1987-10-16 | Galvanized Steel | Safe Suction (Euro)
1530031 | 1 | [5 empty] | Removed from Ground | Gas (Historical Use) | 550 | Bare Steel | 1971-05-12 | Galvanized Steel | Suction (American)
1530031 | 2 | [5 empty] | Removed from Ground | Gas (Historical Use) | 550 | Bare Steel | 1971-05-12 | Galvanized Steel | Suction (American)
1530039 | 1 | [5 empty] | Removed from Ground | Gas (Historical Use) | 1000 | Bare Steel | 1956-05-12 | Galvanized Steel
1530039 | 2 | [5 empty] | Removed from Ground | Gas (Historical Use) | 560 | Bare Steel | 1956-05-12 | Galvanized Steel
1530039 | 3 | [5 empty] | Removed from Ground | Gas (Historical Use) | 560 | Bare Steel | 1956-05-12 | Galvanized Steel
1530041 | 1 | [5 empty] | Removed from Ground | Gas (Historical Use) | 3000 | Bare Steel | 1998-05-22 | Galvanized Steel
1530042 | 1 | [5 empty] | Removed from Ground | Gas (Historical Use) | 6000 | Bare Steel | 1984-05-08 | Galvanized Steel
1530042 | 2 | [5 empty] | Removed from Ground | Gas (Historical Use) | 6000 | Bare Steel | 1984-05-08 | Galvanized Steel
1530042 | 3 | [5 empty] | Removed from Ground | Gas (Historical Use) | 6000 | Bare Steel | 1984-05-08 | Galvanized Steel
1530044 | 1 | [5 empty] | Removed from Ground | Empty | 550 | Bare Steel | 1966-05-10 | Bare Steel
1530047 | 1 | [5 empty] | Removed from Ground | Diesel | 250 | Bare Steel | 1984-01-01 | Bare Steel | Suction (American)
1540001 | 1 |  | 1994-11-01 |  | 1994-11-01 |  | Removed from Ground | Gas (Historical Use) | 6000 | Steel-Impressed Current | 1984-05-08 | Fiberglass Reinforced Plastic | Pressurized
1540001 | 2 |  | 1994-11-01 |  | 1994-11-01 |  | Removed from Ground | Gas (Historical Use) | 6000 | Steel-Impressed Current | 1984-05-08 | Fiberglass Reinforced Plastic | Pressurized
1540001 | 3 |  | 1994-11-01 |  | 1994-11-01 |  | Removed from Ground | Gas (Historical Use) | 2000 | Steel-Impressed Current | 1961-05-14 | Fiberglass Reinforced Plastic | Pressurized
1540001 | 4 |  | 1994-11-01 |  | 1994-11-01 |  | Removed from Ground | Diesel | 3000 | Steel-Impressed Current | 1961-05-14 | Fiberglass Reinforced Plastic | Pressurized
1540001 | 5 | [5 empty] | Permanently Out of Use - historical purposes | Diesel | 1000 | Not Marked/Unknown | 1961-05-14 | Not Marked
1540002 | 1 | [5 empty] | Removed from Ground | Gas (Historical Use) | 6000 | Bare Steel | 1983-05-09 | Galvanized Steel
1540002 | 2 | [5 empty] | Removed from Ground | Gas (Historical Use) | 2000 | Bare Steel | 1976-05-10 | Galvanized Steel
1540002 | 3 | [5 empty] | Removed from Ground | Gas (Historical Use) | 2000 | Bare Steel | 1976-05-10 | Galvanized Steel
1540002 | 4 | [5 empty] | Removed from Ground | Gas (Historical Use) | 3000 | Bare Steel | 1983-05-09 | Galvanized Steel
1540002 | 5 | [5 empty] | Removed from Ground | Diesel | 1000 | Bare Steel | 1961-05-14 | Galvanized Steel
1540002 | 6 | [5 empty] | Removed from Ground | Empty | 1000 | Bare Steel | 1961-05-14 | Galvanized Steel
1540002 | 7 | [5 empty] | Removed from Ground | Empty | 1000 | Bare Steel | 1961-05-14 | Galvanized Steel
1540003 | 1 | Flapper Valve | 1997-11-15 |  | 1997-11-15 |  | Removed from Ground | Gas (Historical Use) | 10000 | Composite | 1985-06-16 | Fiberglass Reinforced Plastic | Pressurized
1540003 | 2 | Flapper Valve | 1997-11-15 |  | 1997-11-15 |  | Removed from Ground | Gas (Historical Use) | 10000 | Composite | 1985-06-16 | Fiberglass Reinforced Plastic | Pressurized
1540003 | 3 | Flapper Valve | 1997-11-15 |  | 1997-11-15 |  | Removed from Ground | Gas (Historical Use) | 10000 | Composite | 1985-06-16 | Fiberglass Reinforced Plastic | Pressurized
1540003 | 4 | Flapper Valve | 1997-11-15 |  | 1997-11-15 |  | Removed from Ground | Kerosene | 2000 | Composite | 1986-06-16 | Fiberglass Reinforced Plastic | Safe Suction (Euro)
1540003 | 5 |  | 1997-11-15 |  | 1997-11-15 |  | Removed from Ground | Diesel | 4000 | Composite | 1986-06-16 | Fiberglass Reinforced Plastic | Pressurized
1540003 | 6 | [5 empty] | Removed from Ground | Empty | 6000 | Bare Steel | 1972-06-16 | Galvanized Steel
1540003 | 7 | [5 empty] | Removed from Ground | Empty | 8000 | Bare Steel | 1972-06-16 | Galvanized Steel
1540003 | 8 | [5 empty] | Removed from Ground | Empty | 8000 | Bare Steel | 1972-06-16 | Galvanized Steel
1540003 | 9 | [5 empty] | Removed from Ground | Empty | 550 | Bare Steel | 1972-06-16 | Galvanized Steel
1540004 | 1 | [5 empty] | Removed from Ground | Gas (Historical Use) | 8000 | Bare Steel | 1976-05-01 | Galvanized Steel
1540004 | 2 | [5 empty] | Removed from Ground | Gas (Historical Use) | 4000 | Bare Steel | 1976-05-01 | Galvanized Steel
1540004 | 3 | [5 empty] | Removed from Ground | Gas (Historical Use) | 8000 | Bare Steel | 1976-05-01 | Galvanized Steel
1540005 | 1 | [5 empty] | Removed from Ground | Empty | 3000 | Bare Steel | 1976-05-01 | Galvanized Steel
1540005 | 2 | [5 empty] | Removed from Ground | Empty | 3000 | Bare Steel | 1976-05-01 | Galvanized Steel
1540006 | 122D1 | [5 empty] | Removed from Ground | Diesel | 1000 | Bare Steel | 1967-05-04 | Galvanized Steel | Suction (American)
1540006 | 122G1 | [5 empty] | Removed from Ground | Gas (Historical Use) | 2000 | Bare Steel | 1967-05-04 | Galvanized Steel | Suction (American)
1540007 | 1 | [5 empty] | Removed from Ground | Diesel | 2000 | Bare Steel | 1984-04-23 | Galvanized Steel
1540007 | 2 | [5 empty] | Removed from Ground | Gas (Historical Use) | 8000 | Bare Steel | 1984-04-23 | Galvanized Steel
1540007 | 3 | [5 empty] | Removed from Ground | Gas (Historical Use) | 8000 | Bare Steel | 1984-04-23 | Galvanized Steel
1540009 | 1 | [5 empty] | Removed from Ground | Gas (Historical Use) | 1060 | Bare Steel | 1961-04-17 | Galvanized Steel
1540009 | 2 | [5 empty] | Removed from Ground | Gas (Historical Use) | 1060 | Bare Steel | 1961-04-17 | Galvanized Steel
1540010 | 1 | [5 empty] | Removed from Ground | Diesel | 110 | Marked Unknown | 1982-02-14 | Galvanized Steel
1540011 | 1 | [5 empty] | Removed from Ground | Gas (Historical Use) | 1011 | Bare Steel | 1975-01-25 | Galvanized Steel | Suction (American)
1540011 | 10 | [5 empty] | Currently in Use | LP GAS | 500 | Bare Steel | 1973-01-25 | Unknown
1540011 | 11 | [5 empty] | Currently in Use | LP GAS | 500 | Bare Steel | 1983-01-23 | Unknown
1540011 | 2 | [5 empty] | Removed from Ground | Gas (Historical Use) | 2005 | Bare Steel | 1975-01-25 | Galvanized Steel | Suction (American)
1540011 | 3 | [5 empty] | Removed from Ground | Gas (Historical Use) | 4010 | Bare Steel | 1975-01-25 | Galvanized Steel | Suction (American)
1540011 | 4 | [5 empty] | Currently in Use | LP GAS | 1000 | Bare Steel | 1973-01-25 | Unknown
1540011 | 5 | [5 empty] | Currently in Use | LP GAS | 1000 | Bare Steel | 1981-01-23 | Unknown
1540011 | 6 | [5 empty] | Currently in Use | LP GAS | 1000 | Bare Steel | 1981-01-23 | Unknown
1540011 | 7 | [5 empty] | Currently in Use | LP GAS | 1000 | Bare Steel | 1983-01-23 | Unknown
1540011 | 8 | [5 empty] | Installed | LP GAS | 500 | Bare Steel | 1983-01-23 | Unknown
1540011 | 9 | [5 empty] | Currently in Use | LP GAS | 500 | Bare Steel | 1983-01-23 | Unknown
1540012 | 1 | [5 empty] | Removed from Ground | Diesel | 2500 | Not Marked/Unknown |  | Not Marked
1540015 | 1 | Flapper Valve | 1997-06-23 |  | 1997-06-23 |  | Currently in Use | Diesel | 10000 | Steel-Impressed Current | 1975-01-12 | Steel (Impressed Current) | Safe Suction (Euro)
1540015 | 2 |  |  | yes |  | yes | Removed from Ground | Used Oil | 10000 | Concrete | 1975-01-12 | Unknown | Gravity Fed
1540017 | 2 |  |  | yes |  | yes | Closed in Ground | Used Oil | 185 | Concrete | 1973-01-12 | Bare Steel | Gravity Fed
1540019 | 1 | [5 empty] | Removed from Ground | Gas (Historical Use) | 500 | Bare Steel | 1986-05-07 | Galvanized Steel
1540019 | 2 | [5 empty] | Removed from Ground | Gas (Historical Use) | 1000 | Bare Steel | 1986-05-07 | Galvanized Steel
1540019 | 3 | [5 empty] | Removed from Ground | Gas (Historical Use) | 1000 | Bare Steel | 1986-05-07 | Galvanized Steel
1540020 | 1 | [5 empty] | Closed in Ground | Gas (Historical Use) | 1000 | Bare Steel | 1985-08-20 | Galvanized Steel
1540020 | 2 | [5 empty] | Removed from Ground | Gas (Historical Use) | 3000 | Bare Steel | 1985-08-20 | Galvanized Steel
1540020 | 3 | [5 empty] | Removed from Ground | Gas (Historical Use) | 3000 | Bare Steel | 1985-08-20 | Galvanized Steel
1540021 | 1 | [5 empty] | Removed from Ground | Gas (Historical Use) | 1100 | Bare Steel | 1976-05-10 | Unknown
1540021 | 2 | [5 empty] | Removed from Ground | Gas (Historical Use) | 1100 | Bare Steel | 1976-05-10 | Unknown
1540021 | 3 | [5 empty] | Removed from Ground | Gas (Historical Use) | 1100 | Bare Steel | 1976-05-10 | Unknown
1540022 | 1 | [5 empty] | Closed in Ground | Gas (Historical Use) | 2200 | Bare Steel | 1976-05-10 | Unknown
1540022 | 2 | [5 empty] | Closed in Ground | Gas (Historical Use) | 2200 | Bare Steel | 1976-05-10 | Unknown
1540023 | 1 | [5 empty] | Removed from Ground | Gas (Historical Use) | 1100 | Bare Steel | 1949-05-17 | Unknown
1540023 | 2 | [5 empty] | Removed from Ground | Gas (Historical Use) | 1100 | Bare Steel | 1949-05-17 | Unknown
1540023 | 3 | [5 empty] | Removed from Ground | Gas (Historical Use) | 1100 | Bare Steel | 1957-05-15 | Unknown
1540023 | 4 | [5 empty] | Removed from Ground | Gas (Historical Use) | 1100 | Bare Steel | 1968-05-12 | Unknown
1540023 | 5 | [5 empty] | Removed from Ground | Diesel | 1100 | Bare Steel | 1968-05-12 | Unknown
1540023 | 6 | [5 empty] | Removed from Ground | Diesel | 550 | Bare Steel | 1968-05-12 | Unknown
1540023 | 7 | [5 empty] | Removed from Ground | Gas (Historical Use) | 2200 | Bare Steel | 1965-05-13 | Unknown
1540024 | 1 | [5 empty] | Removed from Ground | Gas (Historical Use) | 1000 | Bare Steel | 1966-05-12 | Galvanized Steel
1540024 | 2 | [5 empty] | Removed from Ground | Gas (Historical Use) | 1000 | Bare Steel | 1966-05-12 | Galvanized Steel
1540024 | 3 | [5 empty] | Removed from Ground | Gas (Historical Use) | 3000 | Bare Steel | 1971-05-11 | Galvanized Steel
1540025 | 1 |  | 1994-06-14 |  | 1994-06-14 |  | Currently in Use | Gas (Historical Use) | 8000 | Steel-Impressed Current | 1983-05-08 | Cathodically Protected | Pressurized
1540025 | 2 |  | 1994-06-14 |  | 1994-06-14 |  | Temporarily out of use | Gas (Historical Use) | 8000 | Steel-Impressed Current | 1983-05-08 | Cathodically Protected | Pressurized
1540025 | 3 |  | 1994-06-14 |  | 1994-06-14 |  | Currently in Use | Gas (Historical Use) | 8000 | Steel-Impressed Current | 1983-05-08 | Cathodically Protected | Pressurized
1540026 | 1 | [5 empty] | Removed from Ground | Gas (Historical Use) | 3000 | Bare Steel | 1976-01-04 | Bare Steel | Suction (American)
1540026 | 2 | [5 empty] | Removed from Ground | Gas (Historical Use) | 3000 | Bare Steel | 1976-01-04 | Bare Steel | Suction (American)
1540026 | 3 | [5 empty] | Removed from Ground | Gas (Historical Use) | 4000 | Bare Steel | 1976-01-04 | Bare Steel | Suction (American)
1540027 | 1 | [5 empty] | Removed from Ground | Gas (Historical Use) | 2000 | Bare Steel | 1971-01-05 | Galvanized Steel
1540027 | 2 | [5 empty] | Removed from Ground | Gas (Historical Use) | 1000 | Bare Steel | 1971-01-05 | Galvanized Steel
1540027 | 3 | [5 empty] | Removed from Ground | Gas (Historical Use) | 1000 | Bare Steel | 1971-01-05 | Galvanized Steel
1540027 | 4 | [5 empty] | Removed from Ground | Diesel | 1000 | Bare Steel | 1971-01-05 | Galvanized Steel
1540028 | 1 | [5 empty] | Removed from Ground | Gas (Historical Use) | 2000 | Bare Steel | 1980-01-03 | Galvanized Steel
1540028 | 2 | [5 empty] | Removed from Ground | Gas (Historical Use) | 1000 | Bare Steel | 1976-01-04 | Galvanized Steel
1540028 | 3 | [5 empty] | Removed from Ground | Gas (Historical Use) | 1000 | Bare Steel | 1976-01-04 | Galvanized Steel
1540029 | 1 |  | 1995-09-01 |  | 1995-09-01 |  | Currently in Use | Gas (Historical Use) | 8000 | Steel-Impressed Current | 1975-01-04 | Cathodically Protected | Pressurized
1540029 | 2 |  | 1995-09-01 |  | 1995-09-01 |  | Currently in Use | Gas (Historical Use) | 8000 | Steel-Impressed Current | 1975-01-04 | Cathodically Protected | Pressurized
1540029 | 3 | [5 empty] | Removed from Ground | Gas (Historical Use) | 1000 | Bare Steel | 1975-01-04 | Galvanized Steel
1540029 | 4 | [5 empty] | Removed from Ground | Gas (Historical Use) | 1000 | Bare Steel | 1975-01-04 | Galvanized Steel
1540029 | 5 |  | 1995-09-01 |  | 1995-09-01 |  | Currently in Use | Gas (Historical Use) | 8000 | Steel-Impressed Current | 1988-06-01 | Cathodically Protected | Pressurized
1540029 | 6 |  | 1995-09-01 |  | 1995-09-01 |  | Currently in Use | Diesel | 8000 | Steel-Impressed Current | 1988-06-01 | Cathodically Protected | Suction (American)
1540030 | 1 | [5 empty] | Removed from Ground | Gas (Historical Use) | 15000 | Bare Steel | 1982-01-02 | Bare Steel
1540030 | 2 | [5 empty] | Removed from Ground | Gas (Historical Use) | 15000 | Bare Steel | 1982-01-02 | Bare Steel
1540033 | 1 | [5 empty] | Closed in Ground | Gas (Historical Use) | 1 | Bare Steel | 1961-03-02 | Bare Steel
1540033 | 2 | [5 empty] | Removed from Ground | Gas (Historical Use) | 1 | Bare Steel | 1985-08-20 | Bare Steel
1540033 | 3 | [5 empty] | Removed from Ground | Gas (Historical Use) | 1 | Bare Steel | 1985-08-20 | Bare Steel
1550001 | 1 | Ball Float | 1998-12-01 |  | 1998-12-01 |  | Removed from Ground | Gas (Historical Use) | 10000 | Steel-Impressed Current | 1974-05-11 | Steel/FG Secondary containment | Pressurized
1550001 | 2 | Ball Float | 1998-12-01 |  | 1998-12-01 |  | Removed from Ground | Gas (Historical Use) | 10000 | Steel-Impressed Current | 1974-05-11 | Steel/FG Secondary containment | Pressurized
1550001 | 3 | Ball Float | 1998-12-01 |  | 1998-12-01 |  | Removed from Ground | Gas (Historical Use) | 10000 | Steel-Impressed Current | 1974-05-11 | Steel/FG Secondary containment | Pressurized
1550002 | 1 | Flapper Valve | 1994-11-14 | no | 1994-11-14 | no | Currently in Use | Regular | 12000 | Steel-Impressed Current | 1984-05-08 | Fiberglass Reinforced Plastic | Pressurized
1550002 | 2 | Flapper Valve | 1994-11-14 | no | 1994-11-14 | no | Currently in Use | Plus | 12000 | Steel-Impressed Current | 1984-05-08 | Fiberglass Reinforced Plastic | Pressurized
1550002 | 3 | Flapper Valve | 1994-11-14 | no | 1994-11-14 | no | Currently in Use | Premium | 8000 | Steel-Impressed Current | 1984-05-08 | Fiberglass Reinforced Plastic | Pressurized
1550002 | 4 | Flapper Valve | 1994-11-14 | no | 1994-11-14 | no | Currently in Use | Diesel | 6000 | Steel-Impressed Current | 1984-05-08 | Fiberglass Reinforced Plastic | Pressurized
1550002 | 5 | Flapper Valve | 1994-11-14 | no | 1994-11-14 | no | Currently in Use | Kerosene | 4000 | Steel-Impressed Current | 1984-05-08 | Fiberglass Reinforced Plastic | Pressurized
1550003 | 1 |  | 1998-12-18 |  | 1998-12-18 |  | Currently in Use | Diesel | 8000 | Steel-Impressed Current | 1968-05-05 | Double-Walled Flex | Pressurized
1550003 | 2 |  | 1998-12-18 |  | 1998-12-18 |  | Removed from Ground | Gas (Historical Use) | 6000 | Steel-Impressed Current | 1968-05-05 | Cathodically Protected | Pressurized
1550003 | 3 |  | 1998-12-18 |  | 1998-12-18 |  | Removed from Ground | Gas (Historical Use) | 6000 | Steel-Impressed Current | 1968-05-05 | Cathodically Protected | Pressurized
1550003 | 4 |  |  | yes |  | yes | Removed from Ground | Used Oil | 500 | Steel-Impressed Current | 1963-05-07 | Cathodically Protected
1550003 | 5A |  | 2006-05-15 | no | 2006-05-15 | no | Currently in Use | Gas (Historical Use) | 10000 | Composite | 2006-05-15 | Double-Walled Flex | Pressurized
1550003 | 5B |  | 2006-05-15 | no | 2006-05-15 | no | Currently in Use | Gas (Historical Use) | 5000 | Composite | 2006-05-15 | Double-Walled Flex | Pressurized
1550005 | 1 | [5 empty] | Removed from Ground | Empty | 10000 | Bare Steel | 1969-05-09 | Galvanized Steel
1550005 | 2 | [5 empty] | Removed from Ground | Empty | 10000 | Bare Steel | 1969-05-09 | Galvanized Steel
1550005 | 3 | [5 empty] | Removed from Ground | Empty | 10000 | Bare Steel | 1969-05-09 | Galvanized Steel
1550005 | 4 | [5 empty] | Removed from Ground | Empty | 10000 | Bare Steel | 1969-05-09 | Galvanized Steel
1550007 | 1 | [5 empty] | Removed from Ground | Gas (Historical Use) | 10000 | Bare Steel | 1974-05-02 | Galvanized Steel
1550007 | 2 | [5 empty] | Removed from Ground | Gas (Historical Use) | 10000 | Bare Steel | 1974-05-02 | Galvanized Steel
1550007 | 3 | [5 empty] | Removed from Ground | Gas (Historical Use) | 10000 | Bare Steel | 1974-05-02 | Galvanized Steel
1550007 | 4 | [5 empty] | Removed from Ground | Kerosene | 4000 | Bare Steel | 1974-05-02 | Galvanized Steel
1550007 | 5 | [5 empty] | Removed from Ground | Diesel | 3000 | Bare Steel | 1974-05-02 | Galvanized Steel
1550007 | 6 | Ball Float | 1997-03-17 | no | 1997-03-17 | no | Currently in Use | Regular | 15000 | Fiberglass Double Walled | 1997-03-17 | Flex | Pressurized
1550007 | 7 | Ball Float | 1997-03-17 | no | 1997-03-17 | no | Currently in Use | Premium | 12000 | Fiberglass Double Walled | 1997-03-17 | Flex | Pressurized
1550007 | 8 | Ball Float | 1997-03-17 | no | 1997-03-17 | no | Currently in Use | Diesel | 10000 | Fiberglass Double Walled | 1997-03-17 | Flex | Pressurized
1550007 | 9 | Ball Float | 1997-03-17 | no | 1997-03-17 | no | Currently in Use | Kerosene | 6000 | Fiberglass Double Walled | 1997-03-17 | Flex | Pressurized
1550008 | 1 | [5 empty] | Removed from Ground | Gas (Historical Use) | 10000 | Bare Steel | 1967-05-04 | Galvanized Steel | Pressurized
1550008 | 2 | [5 empty] | Removed from Ground | Gas (Historical Use) | 10000 | Bare Steel | 1967-05-04 | Galvanized Steel | Pressurized
1550008 | 3 | [5 empty] | Removed from Ground | Gas (Historical Use) | 10000 | Bare Steel | 1967-05-04 | Galvanized Steel | Pressurized
1550008 | 4 | [5 empty] | Removed from Ground | Kerosene | 6000 | Bare Steel | 1967-05-04 | Galvanized Steel | Pressurized
1550008 | 5 | [5 empty] | Removed from Ground | Diesel | 3000 | Bare Steel | 1967-05-04 | Galvanized Steel | Pressurized
1550009 | 1 | [5 empty] | Removed from Ground | Diesel | 8000 | Bare Steel | 1970-03-31 | Galvanized Steel
1550009 | 2 | Flapper Valve | 1997-08-20 |  | 1997-08-20 | yes | Removed from Ground | Diesel | 2000 | Galvanic (STIP-3) | 1989-07-12 | Galvanized Steel | Suction (American)
1550009 | 3 | Flapper Valve | 1997-08-20 |  | 1997-08-20 | yes | Removed from Ground | Diesel | 10000 | Composite | 1997-08-20 | Fiberglass Reinforced Plastic | Suction (American)
1550009 | 4 |  | 1997-08-20 |  | 1997-08-20 |  | Removed from Ground | Gas (Historical Use) | 2000 | Cathodically Protected Steel | 1997-07-12 | Fiberglass Reinforced Plastic | Suction (American)
1550010 | 1 | [5 empty] | Removed from Ground | Empty | 1000 | Bare Steel | 1966-04-07 | Bare Steel
1550011 | 1 |  |  | yes |  | yes | Removed from Ground | Used Oil | 500 | Bare Steel | 1971-04-11 | Bare Steel | Gravity Fed
1550015 | 1 | [5 empty] | Closed in Ground | Empty | 12000 | Bare Steel | 1952-05-08 | Not Marked
1550015 | 10 | [5 empty] | Closed in Ground | Empty | 3653 | Bare Steel | 1974-05-03 | Not Marked
1550015 | 2 | [5 empty] | Closed in Ground | Empty | 12000 | Bare Steel | 1952-05-08 | Not Marked
1550015 | 3 | [5 empty] | Closed in Ground | Empty | 12000 | Bare Steel | 1952-05-08 | Not Marked
1550015 | 4 | [5 empty] | Closed in Ground | Empty | 12000 | Bare Steel | 1952-05-08 | Not Marked
1550015 | 5 | [5 empty] | Closed in Ground | Empty | 11100 | Bare Steel | 1954-05-08 | Not Marked
1550015 | 6 | [5 empty] | Closed in Ground | Empty | 11100 | Bare Steel | 1954-05-08 | Not Marked
1550015 | 7 | [5 empty] | Closed in Ground | Empty | 104000 | Bare Steel | 1952-05-08 | Not Marked
1550015 | 8 | [5 empty] | Closed in Ground | Empty | 18000 | Bare Steel | 1974-05-03 | Not Marked
1550015 | 9 | [5 empty] | Closed in Ground | Empty | 18000 | Bare Steel | 1974-05-03 | Not Marked
1550015 | DUP236 | [5 empty] | Closed in Ground | Empty | 3653 | Bare Steel | 1974-05-03 | Not Marked
1550016 | 1 | [5 empty] | Removed from Ground | Diesel | 10000 | Bare Steel | 1966-05-05 | Galvanized Steel | Suction (American)
1550016 | 2 | [5 empty] | Removed from Ground | Empty | 500 | Bare Steel | 1966-05-05 | Galvanized Steel | Suction (American)
1550017 | 1 | Ball Float | 1997-02-16 | no | 1997-02-16 | no | Currently in Use | Regular | 10277 | Composite | 1997-02-02 | Double-Walled Flex | Pressurized
1550017 | 2 | Ball Float | 1997-02-16 | no | 1997-02-16 | no | Currently in Use | Premium | 10293 | Composite | 1997-02-02 | Double-Walled Flex | Pressurized
1550017 | 3 | Ball Float | 1997-02-16 | no | 1997-02-16 | no | Currently in Use | Diesel | 10277 | Composite | 1997-02-02 | Double-Walled Flex | Pressurized
1550017 | DSL | [5 empty] | Removed from Ground | Diesel | 11681 | Composite | 1981-01-27 | Fiberglass Reinforced Plastic | Pressurized
1550017 | R | [5 empty] | Removed from Ground | Gas (Historical Use) | 10152 | Bare Steel | 1989-01-01 | Fiberglass Reinforced Plastic
1550017 | R-1 | [5 empty] | Removed from Ground | Gas (Historical Use) | 10152 | Bare Steel | 1971-05-04 | Galvanized Steel
1550017 | R-2 | [5 empty] | Removed from Ground | Gas (Historical Use) | 10152 | Bare Steel | 1971-05-04 | Galvanized Steel
1550017 | S/U | [5 empty] | Removed from Ground | Gas (Historical Use) | 10152 | Composite | 1989-01-01 | Fiberglass Reinforced Plastic | Pressurized
1550017 | S/U-1 | [5 empty] | Removed from Ground | Gas (Historical Use) | 6047 | Bare Steel | 1971-05-04 | Galvanized Steel
1550017 | UL | [5 empty] | Removed from Ground | Gas (Historical Use) | 6047 | Bare Steel | 1971-05-04 | Galvanized Steel
1550017 | UNL | [5 empty] | Removed from Ground | Gas (Historical Use) | 10152 | Composite | 1989-01-01 | Fiberglass Reinforced Plastic | Pressurized
1550018 | 1 | [5 empty] | Removed from Ground | Gas (Historical Use) | 1000 | Bare Steel | 1980-04-23 | Galvanized Steel
1550018 | 2 | [5 empty] | Removed from Ground | Diesel | 1000 | Bare Steel | 1980-04-23 | Galvanized Steel
1550019 | 1 | [5 empty] | Permanently Out Of Use | Empty | 4000 | Bare Steel | 1966-04-28 | Unknown
1550019 | 2 | [5 empty] | Permanently Out Of Use | Empty | 6000 | Bare Steel | 1974-04-26 | Unknown
1550020 | 1 |  | 1998-12-01 |  | 1998-12-01 |  | Removed from Ground | Diesel | 10000 | Steel-Impressed Current | 1979-04-06 | Cathodically Protected | Pressurized
1550021 | 1 | [5 empty] | Removed from Ground | Gas (Historical Use) | 1200 | Bare Steel | 1965-05-06 | Unknown
1550022 | 2 | [5 empty] | Closed in Ground | Diesel | 6000 | Bare Steel | 1971-05-11 | Unknown | Pressurized
1550022 | 3 |  |  | yes |  | yes | Removed from Ground | Used Oil | 500 | Not Marked/Unknown | 1992-10-05 | Not Marked
1550022 | A | [5 empty] | Closed in Ground | Gas (Historical Use) | 10000 | Fiberglass | 1985-05-08 | Galvanized Steel | Pressurized
1550023 | 1 | [5 empty] | Removed from Ground | Gas (Historical Use) | 1000 | Bare Steel | 1966-05-06 | Galvanized Steel
1550024 | 1 | [5 empty] | Removed from Ground | Gas (Historical Use) | 2000 | Bare Steel | 1976-05-03 | Galvanized Steel
1550024 | 2 | [5 empty] | Removed from Ground | Gas (Historical Use) | 2000 | Bare Steel | 1976-05-03 | Galvanized Steel
1550025 | 1 | [5 empty] | Removed from Ground | Gas (Historical Use) | 2000 | Bare Steel | 1996-06-17 | Galvanized Steel
1550025 | 2 | [5 empty] | Removed from Ground | Diesel | 1000 | Bare Steel | 1996-06-13 | Galvanized Steel
1550026 | 1 | [5 empty] | Removed from Ground | Empty | 10000 | Cathodically Protected Steel | 1984-05-01 | Unknown
1550026 | 2 | [5 empty] | Removed from Ground | Diesel | 10000 | Cathodically Protected Steel | 1984-05-01 | Unknown
1550026 | 3 |  | 1998-07-01 | yes | 1989-07-01 | yes | Removed from Ground | Used Oil | 1000 | Composite | 2010-12-03 | Fiberglass Reinforced Plastic
1550026 | 4 | Flapper Valve | 1989-07-01 | yes | 1989-07-01 | yes | Removed from Ground | Diesel | 20000 | Composite | 2010-08-30 | Fiberglass Reinforced Plastic | Pressurized
1550026 | 5 | Flapper Valve | 1989-07-01 | yes | 1989-07-01 | yes | Removed from Ground |  | 1000 | Composite | 2010-12-03 | Fiberglass Reinforced Plastic | Suction (American)
1550028 | 1 | [5 empty] | Permanently Out Of Use | Gas (Historical Use) | 20000 | Bare Steel | 1970-05-11 | Galvanized Steel | Pressurized
1550028 | 2 | [5 empty] | Permanently Out Of Use | Gas (Historical Use) | 10000 | Bare Steel | 1970-05-11 | Galvanized Steel | Pressurized
1550028 | 3 | [5 empty] | Permanently Out Of Use | Gas (Historical Use) | 10000 | Bare Steel | 1970-05-11 | Galvanized Steel | Pressurized
1550028 | 4 | [5 empty] | Permanently Out Of Use | Diesel | 20000 | Bare Steel | 1970-05-11 | Galvanized Steel | Pressurized
1550029 | 1 | [5 empty] | Removed from Ground | Gas (Historical Use) | 8000 | Bare Steel | 1972-05-11 | Galvanized Steel | Suction (American)
1550029 | 2 | [5 empty] | Removed from Ground | Gas (Historical Use) | 8000 | Bare Steel | 1972-05-11 | Galvanized Steel | Suction (American)
1550029 | 3 | [5 empty] | Removed from Ground | Gas (Historical Use) | 8000 | Bare Steel | 1972-05-11 | Galvanized Steel | Suction (American)
1550029 | 4 | [5 empty] | Removed from Ground | Diesel | 8000 | Bare Steel | 1972-05-11 | Galvanized Steel | Suction (American)
1550030 | 1 | [5 empty] | Removed from Ground | Gas (Historical Use) | 6000 | Bare Steel | 1972-05-11 | Galvanized Steel | Safe Suction (Euro)
1550030 | 2 | [5 empty] | Removed from Ground | Gas (Historical Use) | 6000 | Bare Steel | 1972-05-11 | Galvanized Steel | Safe Suction (Euro)
1550032 | R | [5 empty] | Removed from Ground | Gas (Historical Use) | 8000 | Bare Steel | 1979-05-10 | Galvanized Steel
1550032 | U | [5 empty] | Removed from Ground | Gas (Historical Use) | 8000 | Bare Steel | 1979-05-10 | Galvanized Steel
1550033 | 1 | Flapper Valve | 1998-04-24 | no | 1998-04-24 | no | Currently in Use | Regular | 10000 |  | 1980-05-09 | Steel (Impressed Current) | Pressurized
1550033 | 2 | Flapper Valve | 1998-04-24 |  | 1998-04-24 |  | Currently in Use | Gas (Historical Use) | 10000 | Cathodically Protected Steel | 1980-05-09 | Steel (Impressed Current) | Pressurized
1550034 | 1 | [5 empty] | Removed from Ground | Gas (Historical Use) | 8000 | Bare Steel | 1972-05-11 | Galvanized Steel
1550034 | 2 | [5 empty] | Removed from Ground | Gas (Historical Use) | 3000 | Bare Steel | 1983-05-09 | Galvanized Steel
1550035 | 1 |  | 1998-11-16 |  | 1998-11-16 |  | Permanently Out of Use - historical purposes | Gas (Historical Use) | 8000 | Cathodically Protected Steel | 1979-05-10 | Cathodically Protected | Suction (American)
1550035 | 2 |  | 1998-11-16 |  | 1998-11-16 |  | Permanently Out of Use - historical purposes | Gas (Historical Use) | 6000 | Cathodically Protected Steel | 1979-05-10 | Cathodically Protected | Safe Suction (Euro)
1550035 | 3 |  | 1998-11-16 |  | 1998-11-16 |  | Permanently Out of Use - historical purposes | Gas (Historical Use) | 6000 | Cathodically Protected Steel | 1979-05-08 | Cathodically Protected | Safe Suction (Euro)
1550036 | 1 | Flapper Valve | 1998-04-14 | no | 1998-04-14 | no | Currently in Use | Regular | 10000 | Steel-Impressed Current | 1977-05-10 | Steel (Impressed Current) | Suction (American)
1550036 | 2 | Flapper Valve | 1998-04-14 |  | 1998-04-14 |  | Temporarily out of use | Gas (Historical Use) | 10000 | Steel-Impressed Current | 1977-05-10 | Steel (Impressed Current) | Suction (American)
1550036 | 3 | Flapper Valve | 1998-04-14 |  | 1998-04-14 |  | Temporarily out of use | Gas (Historical Use) | 10000 | Steel-Impressed Current | 1977-05-10 | Steel (Impressed Current) | Suction (American)
1550037 | 1 | [5 empty] | Removed from Ground | Gas (Historical Use) | 8000 | Bare Steel | 1978-05-10 | Galvanized Steel
1550037 | 2 | [5 empty] | Removed from Ground | Gas (Historical Use) | 8000 | Bare Steel | 1978-05-10 | Galvanized Steel
1550038 | 1 | [5 empty] | Removed from Ground | Gas (Historical Use) | 10008 | Bare Steel | 1981-05-09 | Galvanized Steel | Pressurized
1550038 | 2 | [5 empty] | Removed from Ground | Gas (Historical Use) | 10000 | Bare Steel | 1979-05-10 | Galvanized Steel | Pressurized
1550038 | 3 | [5 empty] | Removed from Ground | Gas (Historical Use) | 10000 | Bare Steel | 1979-05-10 | Galvanized Steel | Pressurized
1550038 | 4 | Ball Float | 1998-12-11 |  | 1998-12-11 |  | Currently in Use | Gas (Historical Use) | 10000 | Composite | 1998-12-11 | Double-Walled Flex | Pressurized
1550038 | 5 | Ball Float | 1998-12-11 |  | 1998-12-11 |  | Currently in Use | Gas (Historical Use) | 10000 | Composite | 1998-12-11 | Double-Walled Flex | Pressurized
1550038 | 6 | Ball Float | 1998-12-11 |  | 1998-12-11 |  | Currently in Use | Gas (Historical Use) | 10000 | Composite | 1998-12-11 | Double-Walled Flex | Pressurized
1550039 | 1 | Flapper Valve | 1993-01-08 |  | 1993-01-08 |  | Currently in Use | Gas (Historical Use) | 9994 | Steel-Impressed Current | 1979-05-10 | Steel (Impressed Current) | Pressurized
1550039 | 2 | Flapper Valve | 1993-01-08 |  | 1993-01-08 |  | Currently in Use | Diesel | 10008 | Steel-Impressed Current | 1979-05-10 | Steel (Impressed Current) | Pressurized
1550039 | 3 | Flapper Valve | 1993-01-08 |  | 1993-01-08 |  | Currently in Use | Gas (Historical Use) | 10008 | Steel-Impressed Current | 1986-05-08 | Steel (Impressed Current) | Pressurized
1550040 | 1 | [5 empty] | Removed from Ground | Empty | 10000 | Bare Steel | 1979-05-10 | Galvanized Steel
1550040 | 2 | [5 empty] | Removed from Ground | Empty | 10000 | Bare Steel | 1979-05-10 | Galvanized Steel
1550040 | 3 | [5 empty] | Removed from Ground | Empty | 10000 | Bare Steel | 1979-05-10 | Galvanized Steel
1550041 | REG | [5 empty] | Removed from Ground | Gas (Historical Use) | 10152 | Bare Steel | 1989-10-30 | Galvanized Steel
1550041 | SUL | [5 empty] | Removed from Ground | Gas (Historical Use) | 10152 | Bare Steel | 1989-10-30 | Galvanized Steel
1550041 | UNL | [5 empty] | Removed from Ground | Gas (Historical Use) | 10152 | Bare Steel | 1989-10-30 | Galvanized Steel
1550042 | 1 | Ball Float | 1992-03-31 | no | 1992-03-31 | no | Currently in Use | Regular | 10000 | Composite | 1992-03-31 | Fiberglass Reinforced Plastic | Pressurized
1550042 | 2 | Ball Float | 1992-03-31 | no | 1992-03-31 | no | Currently in Use | Plus | 10000 | Composite | 1992-03-31 | Fiberglass Reinforced Plastic | Pressurized
1550042 | 3 | Ball Float | 1992-03-31 | no | 1992-03-31 | no | Currently in Use | Premium | 10000 | Composite | 1992-03-31 | Fiberglass Reinforced Plastic | Pressurized
1550042 | 4 | Ball Float | 1992-03-31 | no | 1992-03-31 | no | Currently in Use | Diesel | 10000 | Composite | 1992-03-31 | Fiberglass Reinforced Plastic | Pressurized
1550042 | 5 | Ball Float | 1992-03-31 |  | 1992-03-31 |  | Currently in Use | Kerosene | 2000 | Composite | 1992-03-31 | Fiberglass Reinforced Plastic | Pressurized
1550044 | 1 | Ball Float | 1994-06-21 | no | 1994-06-21 | no | Currently in Use | Regular | 10152 | Galvanic (STIP-3) | 1985-05-08 | Fiberglass Reinforced Plastic | Pressurized
1550044 | 2 | Ball Float | 1994-06-21 | no | 1994-06-21 | no | Currently in Use | Plus | 10152 | Galvanic (STIP-3) | 1985-05-08 | Fiberglass Reinforced Plastic | Pressurized
1550044 | 3 | Ball Float | 1994-06-21 | no | 1994-06-21 | no | Currently in Use | Premium | 10152 | Galvanic (STIP-3) | 1985-05-08 | Fiberglass Reinforced Plastic | Pressurized
1550045 | 1 | Flapper Valve | 1998-10-23 |  | 1998-10-23 |  | Currently in Use | Gas (Historical Use) | 10008 | Steel-Impressed Current | 1983-05-09 | Steel (Impressed Current) | Pressurized
1550045 | 2 | Flapper Valve | 1998-10-23 | no | 1998-10-23 | no | Currently in Use | Plus | 10008 | Steel-Impressed Current | 1983-05-09 | Steel (Impressed Current) | Pressurized
1550045 | 3 | Flapper Valve | 1998-10-23 |  | 1998-10-23 |  | Currently in Use | Gas (Historical Use) | 10008 | Steel-Impressed Current | 1983-05-09 | Steel (Impressed Current) | Pressurized
1550045 | 4 | Flapper Valve | 1990-05-30 | no | 1990-05-30 | no | Currently in Use | Diesel | 5000 | Steel-Impressed Current | 1983-05-09 | Steel (Impressed Current) | Pressurized
1550045 | 5 | Flapper Valve | 1990-05-30 | no | 1990-05-30 | no | Currently in Use | Diesel | 3000 | Steel-Impressed Current | 1983-05-09 | Steel (Impressed Current) | Pressurized
1550045 | DSL | [5 empty] | Removed from Ground | Empty | 3010 | Bare Steel | 1983-05-09 | Galvanized Steel
1550045 | K | [5 empty] | Removed from Ground | Empty | 3010 | Bare Steel | 1983-05-09 | Galvanized Steel
1550047 | 1S | [5 empty] | Closed in Ground | Gas (Historical Use) | 6000 | Bare Steel | 1978-04-12 | Galvanized Steel | Pressurized
1550047 | 2P |  | 1998-12-01 |  | 1998-12-01 |  | Removed from Ground | Gas (Historical Use) | 6000 | Cathodically Protected Steel | 1986-05-15 | Cathodically Protected | Pressurized
1550047 | 3R |  | 1998-12-01 |  | 1998-12-01 |  | Removed from Ground | Gas (Historical Use) | 6000 | Cathodically Protected Steel | 1986-05-15 | Cathodically Protected | Pressurized
1550047 | 4D |  | 1998-12-01 |  | 1998-12-01 |  | Removed from Ground | Diesel | 1000 | Steel-Impressed Current | 1978-04-12 | Cathodically Protected | Safe Suction (Euro)
1550047 | 5K |  | 1998-12-01 |  | 1998-12-01 |  | Removed from Ground | Kerosene | 2000 | Steel-Impressed Current | 1983-10-20 | Cathodically Protected | Safe Suction (Euro)
1550047 | 6S |  | 1993-02-26 |  | 1993-02-26 |  | Removed from Ground | Gas (Historical Use) | 6000 | Fiberglass | 1993-02-26 | Cathodically Protected | Pressurized
1550048 | 1 | [5 empty] | Removed from Ground | Gas (Historical Use) | 550 | Bare Steel | 1961-05-14 | Galvanized Steel
1550048 | 2 | [5 empty] | Removed from Ground | Gas (Historical Use) | 1000 | Bare Steel | 1976-05-10 | Galvanized Steel | Safe Suction (Euro)
1550048 | 3 | [5 empty] | Removed from Ground | Gas (Historical Use) | 2000 | Bare Steel | 1976-05-10 | Galvanized Steel | Safe Suction (Euro)
1550048 | 4 | Ball Float | 1995-03-01 | no | 1995-03-01 | no | Currently in Use | E-10 | 10000 | Composite | 1995-03-01 | Double-Walled Flex | Pressurized
1550048 | 5 | Ball Float | 1995-03-01 | no | 1995-03-01 | no | Currently in Use | E-0 | 10000 | Composite | 1995-03-01 | Double-Walled Flex | Pressurized
1550048 | 6A | Ball Float | 1995-03-01 | no | 1995-03-01 | no | Currently in Use | Diesel | 12000 | Composite | 1995-03-01 | Double-Walled Flex | Pressurized
1550048 | 6B | Ball Float | 1995-03-01 | no | 1995-03-01 | no | Currently in Use | Diesel | 0 | Composite | 1995-03-01 | Double-Walled Flex | Pressurized
1550049 | 1 | [5 empty] | Removed from Ground | Gas (Historical Use) | 1000 | Bare Steel | 1966-05-13 | Galvanized Steel
1550049 | 2 | [5 empty] | Removed from Ground | Gas (Historical Use) | 1000 | Bare Steel | 1966-05-13 | Galvanized Steel
1550050 | 1 | [5 empty] | Removed from Ground | Gas (Historical Use) | 1000 | Bare Steel | 1963-05-14 | Galvanized Steel
1550050 | 2 | [5 empty] | Removed from Ground | Gas (Historical Use) | 1000 | Bare Steel | 1963-05-14 | Galvanized Steel
1550051 | 1 | [5 empty] | Removed from Ground | Other | 4000 | Bare Steel | 1962-05-14 | Galvanized Steel
1550051 | 2 | [5 empty] | Removed from Ground | Other | 2000 | Bare Steel | 1966-05-13 | Galvanized Steel
1550053 | 1 | [5 empty] | Removed from Ground | Gas (Historical Use) | 3000 | Bare Steel | 1975-05-08 | Galvanized Steel
1550053 | 10 | Ball Float | 1988-05-01 | no | 1997-07-01 | no | Currently in Use | Gas (Historical Use) | 6000 | Fiberglass | 1988-05-01 | Flex | Pressurized
1550053 | 2 | [5 empty] | Removed from Ground | Gas (Historical Use) | 3000 | Bare Steel | 1967-05-10 | Galvanized Steel
1550053 | 3 |  |  | yes |  | yes | Removed from Ground | Used Oil | 500 | Bare Steel | 1967-05-10 | Galvanized Steel
1550053 | 4 | [5 empty] | Removed from Ground | Diesel | 1 | Not Marked/Unknown | 1988-05-01 | Not Marked
1550053 | 5 | [5 empty] | Removed from Ground | Hazardous Substance | 1 | Not Marked/Unknown | 1988-05-01 | Not Marked
1550053 | 6 | Ball Float | 1988-05-01 |  | 1997-07-01 |  | Currently in Use | Gas (Historical Use) | 10000 | Fiberglass | 1988-05-01 | Flex | Pressurized
1550053 | 7 | Ball Float | 1988-05-01 |  | 1997-07-01 |  | Currently in Use | Gas (Historical Use) | 10000 | Fiberglass | 1988-05-01 | Flex | Pressurized
1550053 | 8 | Ball Float | 1988-05-01 |  | 1997-07-01 |  | Currently in Use | Gas (Historical Use) | 10000 | Fiberglass | 1988-05-01 | Flex | Pressurized
1550053 | 9 | Ball Float | 1988-05-01 |  | 1997-07-01 |  | Currently in Use | Diesel | 6000 | Fiberglass | 1988-05-01 | Flex | Pressurized
1550054 | 1 |  | 1998-12-01 |  | 1998-12-01 |  | Currently in Use | Diesel | 2000 | Composite | 1986-05-08 | Fiberglass Reinforced Plastic | Pressurized
1550054 | 3 | [5 empty] | Removed from Ground | Gas (Historical Use) | 3000 | Bare Steel | 1986-05-08 | Galvanized Steel | Suction (American)
1550054 | 4 |  |  | yes |  | yes | Removed from Ground | Used Oil | 500 | Bare Steel | 1986-05-08 | Galvanized Steel
1550054 | 5 | [5 empty] | Removed from Ground | Gas (Historical Use) | 3000 | Bare Steel | 1986-05-08 | Galvanized Steel | Suction (American)
1550054 | 6A |  | 1998-12-26 |  | 1998-12-26 |  | Currently in Use | Gas (Historical Use) | 6000 | Composite | 1998-12-23 | Double Walled | Pressurized
1550054 | 6B |  | 1998-12-26 |  | 1998-12-26 |  | Currently in Use | Gas (Historical Use) | 4000 | Composite | 1998-12-23 | Double Walled | Pressurized
1550055 | 1 | [5 empty] | Removed from Ground | Diesel | 2000 | Cathodically Protected Steel | 1966-05-07 | Copper | Suction (American)
1550055 | 2 | [5 empty] | Removed from Ground | Diesel | 560 | Marked Unknown | 1966-05-07 | Unknown
1550057 | 1 |  |  | yes |  | yes | Removed from Ground | Used Oil | 500 | Unknown | 1985-05-06 | Not Marked | Gravity Fed
1550057 | 2 | [5 empty] | Removed from Ground | Gas (Historical Use) | 2000 | Bare Steel | 1990-06-07 | Galvanized Steel | Safe Suction (Euro)
1550058 | 2 | [5 empty] | Removed from Ground | Diesel | 10000 | Bare Steel | 1971-01-01 | Bare Steel | Safe Suction (Euro)
1550058 | 3 | [5 empty] | Removed from Ground | Diesel | 10000 | Bare Steel | 1971-01-01 | Bare Steel | Safe Suction (Euro)
1550088 | 1 | [5 empty] | Removed from Ground | Diesel | 10000 | Bare Steel | 1973-05-01 | Bare Steel | Suction (American)
1550088 | 2 | [5 empty] | Removed from Ground | Diesel | 10000 | Bare Steel | 1973-05-01 | Bare Steel | Suction (American)
1550088 | 3 | [5 empty] | Removed from Ground | Gas (Historical Use) | 1000 | Bare Steel |  | Bare Steel | Suction (American)
1550089 | 1 | [5 empty] | Closed in Ground | Gas (Historical Use) | 2000 | Bare Steel | 1978-05-10 | Galvanized Steel
1550090 | 1 | [5 empty] | Closed in Ground | Diesel | 1000 | Bare Steel | 1977-05-10 | Bare Steel
1550090 | 2 | [5 empty] | Closed in Ground | Gas (Historical Use) | 1000 | Bare Steel | 1977-05-10 | Bare Steel
1550091 | 1 | [5 empty] | Removed from Ground | Diesel | 1000 | Bare Steel | 1976-05-10 | Galvanized Steel
1550091 | 2 | [5 empty] | Removed from Ground | Gas (Historical Use) | 560 | Bare Steel | 1976-05-10 | Galvanized Steel
1550092 | 1 | [5 empty] | Removed from Ground | Diesel | 3000 | Marked Unknown | 1975-05-11 | Galvanized Steel
1550093 | 1 | [5 empty] | Closed in Ground | Gas (Historical Use) | 1000 | Bare Steel | 1976-05-10 | Galvanized Steel
1550095 | 1 | [5 empty] | Removed from Ground | Gas (Historical Use) | 560 | Bare Steel | 1976-05-10 | Galvanized Steel
1550095 | 2 | [5 empty] | Removed from Ground | Diesel | 560 | Bare Steel | 1976-05-10 | Galvanized Steel
1550096 | 1 | [5 empty] | Closed in Ground | Gas (Historical Use) | 1000 | Bare Steel | 1986-05-08 | Galvanized Steel
1550097 | 1 | [5 empty] | Removed from Ground | Gas (Historical Use) | 3000 | Bare Steel | 1978-05-10 | Galvanized Steel | Safe Suction (Euro)
1550097 | 2 | [5 empty] | Removed from Ground | Gas (Historical Use) | 0 | Bare Steel | 1998-01-29 | Bare Steel | Safe Suction (Euro)
1550097 | 3 | [5 empty] | Removed from Ground | Gas (Historical Use) | 0 | Bare Steel | 1998-01-29 | Bare Steel | Safe Suction (Euro)
1550098 | 1 | [5 empty] | Removed from Ground | Gas (Historical Use) | 1000 | Bare Steel | 1986-05-08 | Galvanized Steel
1550098 | 2 | [5 empty] | Removed from Ground | Gas (Historical Use) | 1000 | Bare Steel | 1986-05-08 | Galvanized Steel
1550099 | 1 | [5 empty] | Removed from Ground | Gas (Historical Use) | 1000 | Bare Steel | 1986-05-08 | Galvanized Steel
1550099 | 2 | [5 empty] | Removed from Ground | Gas (Historical Use) | 1000 | Bare Steel | 1983-05-09 | Galvanized Steel
1550100 | 1 | [5 empty] | Removed from Ground | Gas (Historical Use) | 1000 | Bare Steel | 1966-05-13 | Fiberglass Reinforced Plastic
1550101 | 1 | [5 empty] | Removed from Ground | Gas (Historical Use) | 8000 | Bare Steel | 1971-05-12 | Bare Steel
1550101 | 2 | [5 empty] | Removed from Ground | Gas (Historical Use) | 8000 | Bare Steel | 1971-05-12 | Bare Steel
1550101 | 3 | [5 empty] | Removed from Ground | Gas (Historical Use) | 8000 | Bare Steel | 1971-05-12 | Bare Steel
1550106 | 1 | [5 empty] | Removed from Ground | Empty | 2000 | Bare Steel | 1997-10-01 | Unknown
1550106 | 2 | [5 empty] | Removed from Ground | Empty | 2000 | Bare Steel | 1997-10-01 | Unknown
1550106 | 3 | Flapper Valve | 1990-04-01 |  | 1990-04-01 |  | Removed from Ground | Gas (Historical Use) | 15000 | Galvanic (STIP-3) | 1980-05-07 | Aboveground | Safe Suction (Euro)
1550106 | 4 | Flapper Valve | 1990-04-01 |  | 1998-05-01 |  | Removed from Ground | Aviation Gas/AV Gas | 12000 | Galvanic (STIP-3) | 1978-05-08 | Aboveground | Safe Suction (Euro)
1550107 | 1 |  |  | yes |  | yes | Removed from Ground | Used Oil | 500 | Bare Steel | 1980-05-08 | Galvanized Steel
1550107 | 2 | [5 empty] | Removed from Ground | Diesel | 40 | Not Marked/Unknown | 1994-09-19 | Not Marked
1550109 | 1 | [5 empty] | Removed from Ground | Gas (Historical Use) | 500 | Bare Steel | 1956-05-13 | Galvanized Steel
1550109 | 2 | [5 empty] | Removed from Ground | Gas (Historical Use) | 1000 | Bare Steel | 1956-05-13 | Galvanized Steel
1550109 | 3 | [5 empty] | Removed from Ground | Gas (Historical Use) | 1000 | Bare Steel | 1976-05-08 | Galvanized Steel
1550111 | 1 | [5 empty] | Removed from Ground | Diesel | 1000 | Bare Steel | 1979-05-15 | Galvanized Steel
1550112 | 1 | [5 empty] | Removed from Ground | Gas (Historical Use) | 250 | Bare Steel | 1966-05-18 | Galvanized Steel
1550112 | 2 | Flapper Valve | 1988-12-01 |  | 1988-12-01 |  | Removed from Ground | Gas (Historical Use) | 1000 | Galvanic (STIP-3) | 1988-12-01 | Galvanized Steel | Safe Suction (Euro)
1550113 | 1 |  | 1998-12-01 |  | 1998-12-01 |  | Removed from Ground | Gas (Historical Use) | 2000 | Steel-Impressed Current | 1979-05-15 | Cathodically Protected | Suction (American)
1550113 | 2 |  | 1998-12-01 |  | 1998-12-01 |  | Removed from Ground | Gas (Historical Use) | 1000 | Steel-Impressed Current | 1966-05-18 | Cathodically Protected | Suction (American)
1550113 | 3 | [5 empty] | Removed from Ground | Kerosene | 550 | Bare Steel | 1966-05-18 | Galvanized Steel
1550113 | 4 | [5 empty] | Removed from Ground | Gas (Historical Use) | 1000 | Bare Steel | 1976-05-15 | Galvanized Steel | Suction (American)
1550113 | 5 |  | 1998-12-01 |  | 1998-12-01 |  | Removed from Ground | Diesel | 1000 | Steel-Impressed Current | 1966-05-18 | Cathodically Protected | Suction (American)
1550113 | 6 |  |  | no |  | no | Removed from Ground | Kerosene | 500 | Bare Steel | 2012-03-15
1550114 | 1 | [5 empty] | Removed from Ground | Gas (Historical Use) | 10000 | Bare Steel | 1981-05-14 | Galvanized Steel
1550114 | 2 | [5 empty] | Removed from Ground | Gas (Historical Use) | 4000 | Bare Steel | 1968-05-17 | Galvanized Steel
1550114 | 3 | [5 empty] | Removed from Ground | Empty | 4000 | Bare Steel | 1968-05-17 | Galvanized Steel
1550114 | 4 | [5 empty] | Removed from Ground | Gas (Historical Use) | 2000 | Bare Steel | 1978-05-15 | Galvanized Steel
1550114 | 5 | [5 empty] | Removed from Ground | Kerosene | 1000 | Bare Steel | 1983-05-14 | Galvanized Steel
1550115 | 1 | Flapper Valve | 1998-11-01 |  | 1998-11-01 |  | Removed from Ground | Gas (Historical Use) | 2000 | Steel-Impressed Current | 1966-05-18 | Steel (Impressed Current) | Safe Suction (Euro)
1550115 | 2 | Flapper Valve | 1998-11-01 |  | 1998-11-01 |  | Removed from Ground | Diesel | 2000 | Steel-Impressed Current | 1966-05-18 | Steel (Impressed Current) | Safe Suction (Euro)
1550115 | 3 | Flapper Valve | 1998-11-01 |  | 1998-11-01 |  | Removed from Ground | Gas (Historical Use) | 2000 | Steel-Impressed Current | 1966-05-18 | Steel (Impressed Current) | Safe Suction (Euro)
1550115 | 4 | Flapper Valve | 1998-11-01 |  | 1998-11-01 |  | Removed from Ground | Gas (Historical Use) | 2000 | Steel-Impressed Current | 1966-05-18 | Steel (Impressed Current) | Safe Suction (Euro)
1550115 | 5 | [5 empty] | Removed from Ground | Diesel | 1060 | Bare Steel | 1979-05-15 | Galvanized Steel
1550115 | 6 | [5 empty] | Removed from Ground | Kerosene | 1000 | Bare Steel | 1981-05-14 | Galvanized Steel
1550116 | 1 | [5 empty] | Closed in Ground | Gas (Historical Use) | 4000 | Bare Steel | 1978-05-15 | Galvanized Steel
1550116 | 2 | [5 empty] | Closed in Ground | Gas (Historical Use) | 1000 | Bare Steel | 1961-05-19 | Galvanized Steel
1550116 | 3 | [5 empty] | Closed in Ground | Gas (Historical Use) | 1000 | Bare Steel | 1961-05-19 | Galvanized Steel
1550117 | 1 | [5 empty] | Removed from Ground | Gas (Historical Use) | 1000 | Bare Steel | 1966-05-18 | Galvanized Steel | Suction (American)
1550117 | 2 | [5 empty] | Removed from Ground | Gas (Historical Use) | 550 | Bare Steel | 1966-05-18 | Galvanized Steel | Suction (American)
1550117 | 3 | [5 empty] | Removed from Ground | Diesel | 500 | Bare Steel | 1966-05-18 | Galvanized Steel | Suction (American)
1550117 | 4 | [5 empty] | Removed from Ground | Other | 500 | Bare Steel | 1966-05-18 | Galvanized Steel | Suction (American)
1550119 | 1 | [5 empty] | Removed from Ground | Other | 3000 | Not Marked/Unknown | 1991-04-23 | Not Marked
1550119 | 2 | [5 empty] | Removed from Ground | Other | 3000 | Not Marked/Unknown | 1991-04-23 | Not Marked
1550119 | 3 | [5 empty] | Removed from Ground | Other | 3000 | Not Marked/Unknown | 1991-04-23 | Not Marked
1550119 | 4 | [5 empty] | Removed from Ground | Other | 3000 | Not Marked/Unknown | 1991-04-23 | Not Marked
1550120 | 1 | [5 empty] | Removed from Ground | Gas (Historical Use) | 1000 | Not Marked/Unknown | 1998-08-01 | Not Marked
1550120 | 2 | [5 empty] | Removed from Ground | Gas (Historical Use) | 1000 | Bare Steel | 1971-05-17 | Galvanized Steel | Suction (American)
1550120 | 3 | [5 empty] | Removed from Ground | Gas (Historical Use) | 550 | Bare Steel | 1971-05-17 | Galvanized Steel | Suction (American)
1550120 | 4 | [5 empty] | Removed from Ground | Empty | 275 | Bare Steel | 1971-05-17 | Galvanized Steel | Suction (American)
1550122 | 1 | Flapper Valve | 1988-12-01 |  | 1988-12-01 |  | Currently in Use | Gas (Historical Use) | 6000 | Fiberglass | 1988-12-01 | Fiberglass Reinforced Plastic | Safe Suction (Euro)
1550122 | 2 | Flapper Valve | 1988-12-01 |  | 1988-12-01 |  | Currently in Use | Gas (Historical Use) | 6000 | Fiberglass | 1988-12-01 | Fiberglass Reinforced Plastic | Safe Suction (Euro)
1550122 | 3 | Flapper Valve | 1988-12-01 |  | 1988-12-01 |  | Currently in Use | Gas (Historical Use) | 6000 | Fiberglass | 1988-12-01 | Fiberglass Reinforced Plastic | Safe Suction (Euro)
1550122 | 4 | Flapper Valve | 1988-12-01 |  | 1988-12-01 |  | Temporarily out of use | Kerosene | 1000 | Fiberglass | 1988-12-01 | Fiberglass Reinforced Plastic | Safe Suction (Euro)
1550122 | 5 | Flapper Valve | 1988-12-01 |  | 1988-12-01 |  | Temporarily out of use | Diesel | 1000 | Fiberglass | 1988-12-01 | Fiberglass Reinforced Plastic | Safe Suction (Euro)
1550123 | 1 |  | 1998-11-01 |  | 1998-11-01 |  | Removed from Ground | Gas (Historical Use) | 10000 | Steel-Impressed Current | 1971-05-17 | Cathodically Protected | Pressurized
1550123 | 2 |  | 1998-11-01 |  | 1998-11-01 |  | Removed from Ground | Diesel | 4000 | Steel-Impressed Current | 1971-05-17 | Cathodically Protected | Pressurized
1550123 | 3 |  | 1998-11-01 |  | 1998-11-01 |  | Removed from Ground | Gas (Historical Use) | 10000 | Steel-Impressed Current | 1971-05-17 | Cathodically Protected | Pressurized
1550123 | 4 | [5 empty] | Removed from Ground | Kerosene | 1000 | Bare Steel | 1971-05-17 | Galvanized Steel | Gravity Fed
1550123 | 5 |  |  | yes |  | yes | Removed from Ground | Used Oil | 560 | Bare Steel | 1971-05-17 | Galvanized Steel | Gravity Fed
1550124 | 1 | [5 empty] | Removed from Ground | Gas (Historical Use) | 3000 | Bare Steel | 1971-05-17 | Galvanized Steel
1550124 | 2 | [5 empty] | Removed from Ground | Gas (Historical Use) | 3000 | Bare Steel | 1971-05-17 | Galvanized Steel
1550125 | 1 |  | 1994-03-01 | no | 1994-03-01 | no | Currently in Use | Gas (Historical Use) | 12000 | Galvanic (STIP-3) | 1986-01-01 | Flex | Pressurized
1550125 | 2 |  | 1994-03-01 |  | 1994-03-01 |  | Currently in Use | Gas (Historical Use) | 10000 | Galvanic (STIP-3) | 1986-01-01 | Double-Walled Flex | Pressurized
1550125 | 3 |  | 1994-03-01 |  | 1994-03-01 |  | Currently in Use | Diesel | 5000 | Galvanic (STIP-3) | 1986-01-01 | Flex | Pressurized
1550125 | 4 |  | 1994-03-01 | no | 1994-03-01 | no | Currently in Use | Gas (Historical Use) | 8200 | Galvanic (STIP-3) | 1986-01-01 | Flex | Pressurized
1550125 | 5 | Flapper Valve | 1994-03-01 | no | 1994-03-01 | no | Currently in Use | Diesel Off Road | 3000 | Galvanic (STIP-3) | 1986-01-01 | Flex | Safe Suction (Euro)
1550125 | 6 | [5 empty] | Removed from Ground | Empty | 20000 | Bare Steel | 1974-05-02 | Galvanized Steel
1550125 | 7 | [5 empty] | Removed from Ground | Empty | 10000 | Bare Steel | 1974-05-02 | Galvanized Steel
1550125 | 8 | [5 empty] | Removed from Ground | Empty | 10000 | Bare Steel | 1974-05-02 | Galvanized Steel
1550126 | 1 | [5 empty] | Removed from Ground | Diesel | 10000 | Bare Steel | 1976-10-20 | Unknown
1550127 | 1 | [5 empty] | Removed from Ground | Other | 8000 | Bare Steel | 1981-01-02 | Galvanized Steel
1550127 | 2 | [5 empty] | Removed from Ground | Other | 8000 | Bare Steel | 1981-01-02 | Galvanized Steel
1550128 | 1 | [5 empty] | Removed from Ground | Diesel | 0 | Bare Steel | 1986-05-08 | Bare Steel
1550128 | 2 | [5 empty] | Removed from Ground | Gas (Historical Use) | 0 | Bare Steel | 1986-05-08 | Unknown
1550128 | 3 | [5 empty] | Removed from Ground | Diesel | 0 | Bare Steel | 1986-05-08 | Bare Steel
1550129 | 1 |  | 1998-12-17 |  | 1998-12-17 |  | Closed in Ground | Gas (Historical Use) | 1000 | Steel-Impressed Current | 1966-05-13 | Cathodically Protected | Safe Suction (Euro)
1550129 | 2 |  | 1998-12-22 |  | 1998-12-22 |  | Closed in Ground | Gas (Historical Use) | 1000 | Steel-Impressed Current | 1966-05-13 | Cathodically Protected | Safe Suction (Euro)
1550130 | 1 | [5 empty] | Removed from Ground | Hazardous Substance | 35050 | Cathodically Protected Steel | 1953-05-16 | Not Marked
1550130 | 2 | [5 empty] | Permanently Out of Use - historical purposes | Empty | 3000 | Bare Steel | 1967-05-13 | Galvanized Steel
1550131 | 1 | [5 empty] | Temporarily out of use | Empty | 10000 | Bare Steel | 1971-05-12 | Galvanized Steel
1550132 | 1 | [5 empty] | Removed from Ground | Gas (Historical Use) | 1000 | Bare Steel | 1969-12-08 | Galvanized Steel
1550133 | 1 | Flapper Valve | 1996-07-01 |  | 1996-07-01 |  | Removed from Ground | Gas (Historical Use) | 4000 | Steel-Impressed Current | 1973-06-05 | Steel (Impressed Current) | Pressurized
1550133 | 2 | Flapper Valve | 1996-07-01 |  | 1996-07-01 |  | Removed from Ground | Gas (Historical Use) | 4000 | Steel-Impressed Current | 1973-06-05 | Steel (Impressed Current) | Pressurized
1550133 | 3 | Flapper Valve | 1996-07-01 |  | 1996-07-01 |  | Removed from Ground | Gas (Historical Use) | 4000 | Steel-Impressed Current | 1966-06-07 | Steel (Impressed Current) | Pressurized
1550133 | 4 | Flapper Valve | 1996-07-01 |  | 1996-07-01 |  | Removed from Ground | Gas (Historical Use) | 4000 | Steel-Impressed Current | 1966-06-07 | Steel (Impressed Current) | Pressurized
1550133 | 5 | Flapper Valve | 1996-07-01 |  | 1996-07-01 |  | Removed from Ground | Gas (Historical Use) | 4000 | Steel-Impressed Current | 1966-06-07 | Steel (Impressed Current) | Pressurized
1550133 | 6 | Flapper Valve | 1996-07-01 |  | 1996-07-01 |  | Removed from Ground | Diesel | 4000 | Steel-Impressed Current | 1966-06-07 | Steel (Impressed Current) | Pressurized
1550133 | 7 |  |  | yes |  | yes | Removed from Ground | Used Oil | 1000 | Steel-Impressed Current | 1966-06-05 | Unknown | Gravity Fed
1550134 | 1 |  |  | yes |  | yes | Removed from Ground | Used Oil | 550 | Bare Steel | 1974-05-08 | Bare Steel | Gravity Fed
1550135 | 1 |  |  | yes |  | yes | Removed from Ground | Used Oil | 500 | Marked Unknown | 1985-05-08 | Not Marked | Gravity Fed
1550135 | 2 | [5 empty] | Removed from Ground | Gas (Historical Use) | 550 | Cathodically Protected Steel | 1985-05-08 | Galvanized Steel | Pressurized
1550136 | 1 |  | 1998-12-01 |  | 1998-12-01 |  | Removed from Ground | Gas (Historical Use) | 8000 | Steel-Impressed Current | 1976-05-10 | Cathodically Protected | Suction (American)
1550136 | 2 |  | 1998-12-01 |  | 1998-12-01 |  | Removed from Ground | Diesel | 6000 | Steel-Impressed Current | 1976-05-10 | Cathodically Protected | Suction (American)
1550136 | 3 | [5 empty] | Removed from Ground | Empty | 1000 | Bare Steel | 1976-05-10 | Galvanized Steel
1550136 | 4 | [5 empty] | Removed from Ground | Empty | 500 | Bare Steel | 1974-05-11 | Galvanized Steel
1550137 | 1 | [5 empty] | Removed from Ground | Diesel | 4000 | Bare Steel | 1976-05-10 | Galvanized Steel | Suction (American)
1550137 | 2 | [5 empty] | Removed from Ground | Gas (Historical Use) | 500 | Bare Steel | 1976-05-10 | Galvanized Steel | Suction (American)
1550138 | 1 |  | 1998-08-05 |  | 1998-05-05 |  | Removed from Ground | Diesel | 10000 | Steel-Impressed Current | 1976-05-10 | Cathodically Protected | Safe Suction (Euro)
1550139 | 1 | [5 empty] | Removed from Ground | Diesel | 6000 | Bare Steel | 1966-05-13 | Galvanized Steel | Suction (American)
1550139 | 2 | [5 empty] | Removed from Ground | Gas (Historical Use) | 1000 | Bare Steel | 1974-05-13 | Galvanized Steel | Suction (American)
1550139 | 3 | [5 empty] | Removed from Ground | Diesel | 2000 | Bare Steel | 1978-05-10 | Galvanized Steel | Suction (American)
1550140 | 1 | [5 empty] | Removed from Ground | Gas (Historical Use) | 2980 | Bare Steel | 1956-05-15 | Unknown
1550140 | 10 | Flapper Valve | 1995-05-15 | no | 1989-12-20 | no | Currently in Use | Gas (Historical Use) | 2000 | Composite | 1989-12-01 | Fiberglass Reinforced Plastic | Safe Suction (Euro)
1550140 | 2 | [5 empty] | Removed from Ground | Gas (Historical Use) | 2980 | Bare Steel | 1956-05-15 | Unknown
1550140 | 3 | [5 empty] | Removed from Ground | Gas (Historical Use) | 2980 | Bare Steel | 1956-05-15 | Unknown
1550140 | 4 | [5 empty] | Removed from Ground | Gas (Historical Use) | 2980 | Bare Steel | 1956-05-15 | Unknown
1550140 | 5 | [5 empty] | Removed from Ground | Diesel | 1000 | Bare Steel | 1966-05-13 | Unknown
1550140 | 6 |  |  | yes |  | yes | Removed from Ground | Used Oil | 560 | Bare Steel | 1956-05-15 | Galvanized Steel | Gravity Fed
1550140 | 8 | [5 empty] | Removed from Ground | Kerosene | 300 | Bare Steel | 1956-05-15 | Galvanized Steel | Safe Suction (Euro)
1550140 | 9 | Flapper Valve | 1995-05-15 | no | 1989-12-20 | no | Currently in Use | Gas (Historical Use) | 2000 | Composite | 1989-12-01 | Fiberglass Reinforced Plastic | Safe Suction (Euro)
1550145 | 1 | [5 empty] | Removed from Ground | Diesel | 1000 | Bare Steel | 1981-05-09 | Unknown
1550146 | 1 | [5 empty] | Removed from Ground | Diesel | 550 | Double Walled | 1988-10-28 | Fiberglass Reinforced Plastic | Pressurized
1550146 | 2 | [5 empty] | Removed from Ground | Diesel | 1000 | Bare Steel | 1976-05-10 | Galvanized Steel
1550147 | 1 |  |  |  | 1992-09-01 |  | Removed from Ground | Gas (Historical Use) | 10000 | Bare Steel | 1986-05-08 | Galvanized Steel | Suction (American)
1550147 | 2 | [5 empty] | Removed from Ground | Empty | 5000 | Bare Steel | 1976-05-08 | Unknown
1550148 | 1 | [5 empty] | Removed from Ground | Gas (Historical Use) | 7000 | Bare Steel | 1971-05-12 | Galvanized Steel
1550148 | 2 | [5 empty] | Removed from Ground | Other | 8000 | Bare Steel | 1971-05-12 | Galvanized Steel
1550148 | 3 | [5 empty] | Removed from Ground | Other | 7000 | Bare Steel | 1971-05-12 | Galvanized Steel
1550150 | 3 | [5 empty] | Removed from Ground | Diesel | 3000 | Marked Unknown | 1969-05-11 | Galvanized Steel
1550150 | 4 | [5 empty] | Removed from Ground | Diesel | 30000 | Bare Steel | 1969-05-11 | Bare Steel
1550156 | 1 |  | 1998-09-29 |  | 1998-09-29 |  | Removed from Ground | Gas (Historical Use) | 10000 | Steel-Impressed Current | 1984-05-08 | Cathodically Protected | Pressurized
1550156 | 2 |  | 1998-09-29 |  | 1998-09-29 |  | Removed from Ground | Diesel | 10000 | Steel-Impressed Current | 1984-05-08 | Cathodically Protected | Pressurized
1550156 | 3 | [5 empty] | Removed from Ground | Empty | 1000 | Bare Steel | 1979-05-10 | Galvanized Steel
1550157 | 1 |  | 1986-01-01 |  | 1986-01-01 |  | Installed | Gas (Historical Use) | 11600 | Fiberglass | 1986-05-08 | Fiberglass Reinforced Plastic | Pressurized
1550157 | 2 |  | 1986-01-01 |  | 1986-01-01 |  | Installed | Gas (Historical Use) | 11600 | Fiberglass | 1986-05-08 | Fiberglass Reinforced Plastic | Pressurized
1550157 | 3 |  | 1986-01-01 |  | 1986-01-01 |  | Installed | Gas (Historical Use) | 11600 | Fiberglass | 1986-05-08 | Fiberglass Reinforced Plastic | Pressurized
1550157 | 4 |  | 1986-01-01 |  | 1986-01-01 |  | Installed | Gas (Historical Use) | 11600 | Composite | 1983-01-01 | Fiberglass Reinforced Plastic | Pressurized
1550157 | 5 | Overfill Alarm | 2000-09-01 |  | 2000-09-01 |  | Currently in Use | Gas (Historical Use) | 20000 | Fiberglass Double Walled | 2000-09-01 | Double-Walled Fiberglass | Pressurized
1550157 | 6 | Overfill Alarm | 2000-09-01 |  | 2000-09-01 |  | Currently in Use | Diesel | 12000 | Fiberglass Double Walled | 2000-09-01 | Double-Walled Fiberglass | Pressurized
1550157 | 7 | Overfill Alarm | 2000-09-01 |  | 2000-09-01 |  | Currently in Use | Gas (Historical Use) | 12000 | Fiberglass Double Walled | 2000-09-01 | Double-Walled Fiberglass | Pressurized
1550158 | 1 |  | 1988-01-01 |  | 1988-01-01 |  | Removed from Ground | Gas (Historical Use) | 12000 | Steel-Impressed Current | 1981-05-09 | Fiberglass Reinforced Plastic | Pressurized
1550158 | 2 |  | 1988-01-01 |  | 1988-01-01 |  | Removed from Ground | Gas (Historical Use) | 12000 | Steel-Impressed Current | 1981-05-09 | Fiberglass Reinforced Plastic | Pressurized
1550158 | 3 |  | 1988-01-01 |  | 1988-01-01 |  | Removed from Ground | Gas (Historical Use) | 12000 | Steel-Impressed Current | 1981-05-09 | Fiberglass Reinforced Plastic | Pressurized
1550158 | 4 |  | 1988-01-01 |  | 1988-01-01 |  | Removed from Ground | Gas (Historical Use) | 12000 | Steel-Impressed Current | 1981-05-09 | Fiberglass Reinforced Plastic | Pressurized
1550158 | 5 | Overfill Alarm | 2000-07-01 |  | 2000-07-01 |  | Currently in Use | Gas (Historical Use) | 20000 | Fiberglass Double Walled | 2000-07-01 | Double-Walled Fiberglass | Pressurized
1550158 | 6 | Overfill Alarm | 2000-07-01 |  | 2000-07-01 |  | Currently in Use | Diesel | 12000 | Fiberglass Double Walled | 2000-07-01 | Double-Walled Fiberglass | Pressurized
1550158 | 7 | Overfill Alarm | 2000-07-01 |  | 2000-07-01 |  | Currently in Use | Gas (Historical Use) | 12000 | Fiberglass Double Walled | 2000-07-01 | Double-Walled Fiberglass | Pressurized
1550159 | 122-1 |  | 1991-06-01 |  | 1991-06-01 |  | Removed from Ground | Gas (Historical Use) | 8000 | Fiberglass | 1973-05-11 | Fiberglass Reinforced Plastic | Pressurized
1550159 | 122-2 |  | 1991-06-01 |  | 1991-06-01 |  | Removed from Ground | Diesel | 10000 | Fiberglass | 1973-05-11 | Fiberglass Reinforced Plastic | Pressurized
1550159 | 122-3 |  | 1991-06-01 |  | 1991-06-01 |  | Removed from Ground | Diesel | 10000 | Fiberglass | 1973-05-11 | Fiberglass Reinforced Plastic | Pressurized
1550159 | 122-4 | [5 empty] | Removed from Ground | Other | 6000 | Fiberglass | 1973-05-11 | Unknown
1550159 | 122-5 |  |  | yes |  | yes | Removed from Ground | Used Oil | 3000 | Fiberglass | 1973-05-11 | Unknown
1550159 | 6 | Flapper Valve | 2005-06-01 | no | 2005-06-01 | no | Currently in Use | Diesel | 20000 | Composite Double Walled | 2005-06-01 | Double-Walled Flex | Pressurized
1550160 | 1 |  |  | yes |  | yes | Removed from Ground | Used Oil | 1000 | Epoxy | 1985-05-01 | Galvanized Steel | Gravity Fed
1550160 | 2 | [5 empty] | Removed from Ground | E-10 | 6000 | Epoxy | 1971-05-12 | Fiberglass Reinforced Plastic | Pressurized
1550160 | 3 | [5 empty] | Removed from Ground | E-10 | 10000 | Epoxy | 1971-05-12 | Fiberglass Reinforced Plastic | Pressurized
1550160 | 4 | [5 empty] | Removed from Ground | E-10 | 10000 | Epoxy | 1971-05-12 | Fiberglass Reinforced Plastic | Pressurized
1550160 | 5 | [5 empty] | Removed from Ground | Diesel | 10000 | Epoxy | 1971-05-12 | Galvanized Steel | Pressurized
1550160 | 6 | [5 empty] | Removed from Ground | Diesel | 10000 | Epoxy | 1971-05-12 | Galvanized Steel | Pressurized
1550160 | 7 | [5 empty] | Removed from Ground | Diesel | 10000 | Epoxy | 1971-05-12 | Galvanized Steel | Pressurized
1550160 | 8 | [5 empty] | Removed from Ground | Diesel | 5000 | Epoxy | 1971-05-12 | Galvanized Steel | Suction (American)
1550160 | 9 | [5 empty] | Removed from Ground | Diesel | 5000 | Epoxy | 1971-05-12 | Galvanized Steel | Suction (American)
1550160 | 10 | [5 empty] | Removed from Ground | Kerosene | 1000 | Epoxy | 1992-07-29 | Galvanized Steel | Pressurized
1550160 | 11 | Overfill Alarm | 1992-09-23 |  | 1992-09-23 |  | Currently in Use | Diesel | 20000 | Fiberglass | 1992-09-23 | Double-Walled Fiberglass | Pressurized
1550160 | 12 | Overfill Alarm | 1992-09-23 |  | 1992-09-23 |  | Currently in Use | Diesel | 20000 | Fiberglass | 1992-09-23 | Double-Walled Fiberglass | Pressurized
1550160 | 13 | Overfill Alarm | 1992-09-23 |  | 1992-09-23 |  | Currently in Use | Diesel | 20000 | Fiberglass | 1992-09-23 | Double-Walled Fiberglass | Pressurized
1550160 | 14 | Overfill Alarm | 1992-09-23 |  | 1992-09-23 |  | Currently in Use | Diesel | 12000 | Fiberglass | 1992-09-23 | Double-Walled Fiberglass | Pressurized
1550160 | 15 | Overfill Alarm | 1992-09-23 |  | 1992-09-23 |  | Currently in Use | Gas (Historical Use) | 10000 | Epoxy | 1992-09-23 | Double-Walled Fiberglass | Pressurized
1550160 | 16 | Overfill Alarm | 1992-09-23 |  | 1992-09-23 |  | Currently in Use | Gas (Historical Use) | 10000 | Fiberglass | 1992-09-23 | Double-Walled Fiberglass | Pressurized
1550160 | 17 | Overfill Alarm | 1992-09-23 |  | 1992-09-23 |  | Currently in Use | Gas (Historical Use) | 4000 | Fiberglass | 1992-09-23 | Double-Walled Fiberglass | Pressurized
1550160 | 18 | Overfill Alarm | 1992-09-23 |  | 1992-09-23 |  | Currently in Use | Diesel | 20000 | Fiberglass | 1992-09-23 | Double-Walled Fiberglass | Pressurized
1550162 | 1 | [5 empty] | Removed from Ground | Diesel | 10000 | Bare Steel | 1981-02-06 | Galvanized Steel
1550164 | 1 | [5 empty] | Removed from Ground | Gas (Historical Use) | 560 | Bare Steel | 1974-03-01 | Galvanized Steel
1550164 | 2 | [5 empty] | Removed from Ground | Gas (Historical Use) | 560 | Bare Steel | 1974-03-01 | Galvanized Steel
1550166 | 1 | [5 empty] | Removed from Ground | Gas (Historical Use) | 10000 | Bare Steel | 1974-04-12 | Galvanized Steel | Suction (American)
1550166 | 2 | [5 empty] | Removed from Ground | Gas (Historical Use) | 4000 | Bare Steel | 1974-04-12 | Galvanized Steel | Suction (American)
1550166 | 3 | [5 empty] | Removed from Ground | Gas (Historical Use) | 10000 | Bare Steel | 1976-04-12 | Galvanized Steel | Suction (American)
1550166 | 4 | [5 empty] | Removed from Ground | Empty | 1000 | Bare Steel | 1961-08-06 | Galvanized Steel | Suction (American)
1550166 | 5 | [5 empty] | Removed from Ground | Empty | 1000 | Composite | 1974-08-06 | Galvanized Steel | Suction (American)
1550166 | 6 | [5 empty] | Removed from Ground | Gas (Historical Use) | 1000 | Bare Steel | 1974-01-01 | Galvanized Steel | Suction (American)
1550166 | 7 | [5 empty] | Removed from Ground | Kerosene | 550 | Bare Steel | 1974-01-01 | Galvanized Steel | Suction (American)
1550167 | 1 |  | 1998-08-01 |  | 1998-08-01 |  | Removed from Ground | Gas (Historical Use) | 2000 | Steel-Impressed Current | 1973-03-02 | Cathodically Protected | Suction (American)
1550167 | 2 | [5 empty] | Removed from Ground | Gas (Historical Use) | 500 | Bare Steel | 1984-02-28 | Galvanized Steel
1550168 | 1 | [5 empty] | Removed from Ground | Gas (Historical Use) | 2000 | Bare Steel | 1977-03-01 | Galvanized Steel
1550168 | 2 | [5 empty] | Removed from Ground | Gas (Historical Use) | 500 | Bare Steel | 1979-03-01 | Galvanized Steel
1550169 | 1 | [5 empty] | Removed from Ground | Diesel | 1000 | Bare Steel | 1969-02-07 | Galvanized Steel
1550169 | 2 | [5 empty] | Removed from Ground | Empty | 100 | Bare Steel | 1994-11-01 | Unknown
1550170 | 1 | [5 empty] | Removed from Ground | Diesel | 15000 | Bare Steel | 1980-02-05 | Galvanized Steel | Safe Suction (Euro)
1550170 | 2 | [5 empty] | Removed from Ground | Diesel | 15000 | Bare Steel | 1980-02-05 | Galvanized Steel | Safe Suction (Euro)
1550170 | 3 | [5 empty] | Removed from Ground | Gas (Historical Use) | 5000 | Bare Steel | 1980-02-05 | Galvanized Steel | Safe Suction (Euro)
1550174 | 3 | [5 empty] | Closed in Ground | Diesel | 1000 | Bare Steel | 1985-03-05 | Galvanized Steel
1550174 | 4 | [5 empty] | Closed in Ground | Gas (Historical Use) | 1000 | Bare Steel | 1976-03-07 | Galvanized Steel
1550174 | 5 | [5 empty] | Closed in Ground | Gas (Historical Use) | 8000 | Bare Steel | 1971-03-09 | Galvanized Steel
1550176 | 1 | [5 empty] | Closed in Ground | Gas (Historical Use) | 500 | Bare Steel | 1974-01-09 | Bare Steel
1550176 | 2 | Flapper Valve | 2007-01-20 | no | 2007-01-20 | no | Currently in Use | Diesel | 2500 | Fiberglass Double Walled | 2007-01-15 | Fiberglass Reinforced Plastic | Safe Suction (Euro)
1550176 | 3 | Flapper Valve | 2007-01-20 | no | 2007-01-20 | no | Currently in Use | Gas (Historical Use) | 2500 | Fiberglass Double Walled | 2007-01-15 | Fiberglass Reinforced Plastic | Safe Suction (Euro)
1550178 | 1 | [5 empty] | Removed from Ground | Empty | 500 | Bare Steel | 1970-03-07 | Galvanized Steel
1550179 | 1 | [5 empty] | Removed from Ground | Gas (Historical Use) | 1000 | Fiberglass | 1976-03-05 | Galvanized Steel
1550180 | 1 | [5 empty] | Removed from Ground | Gas (Historical Use) | 2005 | Bare Steel | 1980-03-04 | Galvanized Steel
1550181 | 1 | [5 empty] | Removed from Ground | Gas (Historical Use) | 6000 | Bare Steel | 1973-03-09 | Unknown
1550182 | 1 | [5 empty] | Closed in Ground | Diesel | 12000 | Bare Steel | 1978-02-09 | Bare Steel | Suction (American)
1550183 | 1AST | [5 empty] | Currently in Use | Diesel | 1000 | Bare Steel | 1974-03-09 | Galvanized Steel
1550184 | 373052-1 | [5 empty] | Removed from Ground | Diesel | 2000 | Bare Steel | 1977-10-01 | Unknown
1550189 | 1 | [5 empty] | Removed from Ground | Gas (Historical Use) | 1000 | Bare Steel | 1948-03-07 | Galvanized Steel
1550189 | 2 | [5 empty] | Removed from Ground | Gas (Historical Use) | 1000 | Bare Steel | 1948-03-07 | Galvanized Steel
1550189 | 3 | [5 empty] | Removed from Ground | Gas (Historical Use) | 1000 | Bare Steel | 1948-03-07 | Galvanized Steel
1550190 | 4 | [5 empty] | Removed from Ground | Diesel | 5000 | Bare Steel | 1975-02-27 | Bare Steel
1550190 | 5 | [5 empty] | Closed in Ground | Gas (Historical Use) | 4000 | Bare Steel | 1977-02-26 | Bare Steel
1550192 | 1 | [5 empty] | Removed from Ground | Gas (Historical Use) | 5000 | Bare Steel | 1974-03-06 | Unknown
1550192 | 2 | [5 empty] | Removed from Ground | Gas (Historical Use) | 6000 | Bare Steel | 1974-03-06 | Unknown
1550194 | 1 | [5 empty] | Removed from Ground | Gas (Historical Use) | 500 | Bare Steel | 1974-03-02 | Galvanized Steel
1550194 | 2 | [5 empty] | Removed from Ground | Gas (Historical Use) | 500 | Bare Steel | 1974-03-02 | Galvanized Steel
1550195 | 1-REG | [5 empty] | Removed from Ground | Gas (Historical Use) | 500 | Bare Steel | 1984-09-01 | Galvanized Steel
1550195 | 2-UNL | [5 empty] | Removed from Ground | Gas (Historical Use) | 1000 | Bare Steel | 1984-09-01 | Galvanized Steel
1550197 | 1 | [5 empty] | Removed from Ground | Gas (Historical Use) | 8000 | Bare Steel | 1975-03-27 | Galvanized Steel | Pressurized
1550197 | 2 | [5 empty] | Removed from Ground | Gas (Historical Use) | 8000 | Bare Steel | 1975-03-27 | Galvanized Steel | Pressurized
1550197 | 3 | [5 empty] | Removed from Ground | Gas (Historical Use) | 8000 | Cathodically Protected Steel | 1985-03-24 | Galvanized Steel | Pressurized
1550197 | 4 | [5 empty] | Removed from Ground | Kerosene | 2000 | Cathodically Protected Steel | 1985-03-24 | Galvanized Steel | Pressurized
1550197 | 5A | Ball Float | 1991-10-24 | no | 1991-10-24 | no | Currently in Use | Regular | 10000 | Composite | 1991-10-24 | Double-Walled Flex | Pressurized
1550197 | 5B | Ball Float | 1991-10-24 | no | 1991-10-24 | no | Currently in Use | Plus | 5000 | Composite | 1991-10-24 | Double-Walled Flex | Pressurized
1550197 | 5C | Ball Float | 1991-10-24 | no | 1991-10-24 | no | Currently in Use | Premium | 5000 | Composite | 1991-10-24 | Double-Walled Flex | Pressurized
1550197 | 6 | Flapper Valve | 1991-10-24 | no | 1991-10-24 | no | Currently in Use | Kerosene | 2000 | Composite | 1991-10-24 | Double-Walled Flex | Pressurized
1550198 | 1 | [5 empty] | Removed from Ground | Gas (Historical Use) | 8000 | Bare Steel | 1975-03-27 | Galvanized Steel | Pressurized
1550198 | 2 | [5 empty] | Removed from Ground | Gas (Historical Use) | 8000 | Bare Steel | 1975-03-27 | Galvanized Steel | Pressurized
1550198 | 3 | [5 empty] | Removed from Ground | Gas (Historical Use) | 8000 | Cathodically Protected Steel | 1985-03-24 | Galvanized Steel | Pressurized
1550198 | 4 | [5 empty] | Removed from Ground | Kerosene | 2000 | Cathodically Protected Steel | 1985-03-24 | Galvanized Steel | Suction (American)
1550198 | 5 | Flapper Valve | 1995-09-12 | no | 1995-09-12 | no | Currently in Use | Gas (Historical Use) | 10000 | Composite | 1995-09-12 | Double-Walled Flex | Pressurized
1550198 | 6 | Ball Float | 1995-09-12 | no | 1995-09-12 | no | Currently in Use | Gas (Historical Use) | 10000 | Composite | 1995-09-12 | Double-Walled Flex | Pressurized
1550198 | 7 | Ball Float | 1995-09-12 | no | 1995-09-12 | no | Currently in Use | Gas (Historical Use) | 10000 | Composite | 1995-09-12 | Double-Walled Flex | Pressurized
1550198 | 8 | Ball Float | 1995-09-12 | no | 1995-09-12 | no | Currently in Use | Kerosene | 2000 | Composite | 1995-09-12 | Double-Walled Flex | Pressurized
1550199 | 1 | [5 empty] | Removed from Ground | Gas (Historical Use) | 8000 | Bare Steel | 1975-03-27 | Galvanized Steel | Pressurized
1550199 | 2 | [5 empty] | Removed from Ground | Gas (Historical Use) | 8000 | Bare Steel | 1975-03-27 | Galvanized Steel | Pressurized
1550199 | 3 | [5 empty] | Removed from Ground | Gas (Historical Use) | 8000 | Cathodically Protected Steel | 1985-03-24 | Galvanized Steel | Pressurized
1550199 | 4 | [5 empty] | Removed from Ground | Kerosene | 2000 | Cathodically Protected Steel | 1985-03-24 | Galvanized Steel | Suction (American)
1550199 | 5 | Ball Float | 1992-04-06 |  | 1992-04-06 |  | Currently in Use | Gas (Historical Use) | 10000 | Composite | 1992-04-06 | Double-Walled Flex | Pressurized
1550199 | 6 | Ball Float | 1992-04-06 |  | 1992-04-06 |  | Currently in Use | Gas (Historical Use) | 10000 | Composite | 1992-04-06 | Double-Walled Flex | Pressurized
1550199 | 7 | Ball Float | 1992-04-06 |  | 1992-04-06 |  | Currently in Use | Gas (Historical Use) | 10000 | Composite | 1992-04-06 | Double-Walled Flex | Pressurized
1550199 | 8 | Ball Float | 1992-11-03 |  | 1992-11-03 |  | Currently in Use | Kerosene | 2000 | Composite | 1992-11-03 | Double-Walled Flex | Pressurized
1550200 | 1 | Flapper Valve | 1997-07-28 |  | 1997-07-28 |  | Currently in Use | Gas (Historical Use) | 8000 | Cathodically Protected Steel | 1975-03-27 | Steel (Impressed Current) | Pressurized
1550200 | 2 | Flapper Valve | 1997-07-28 |  | 1997-07-28 |  | Currently in Use | Gas (Historical Use) | 8000 | Cathodically Protected Steel | 1975-03-27 | Steel (Impressed Current) | Pressurized
1550200 | 3 | Flapper Valve | 1997-07-28 |  | 1997-07-28 |  | Currently in Use | Gas (Historical Use) | 8000 | Cathodically Protected Steel | 1985-03-24 | Steel (Impressed Current) | Pressurized
1550200 | 4 | Flapper Valve | 1997-07-28 |  | 1997-07-28 |  | Currently in Use | Kerosene | 2000 | Cathodically Protected Steel | 1985-03-24 | Steel (Impressed Current) | Suction (American)
1550203 | 1 | Ball Float | 1996-04-01 | no | 1996-04-01 | no | Currently in Use | Regular | 10000 | Steel-Impressed Current | 1979-03-26 | Fiberglass Reinforced Plastic | Pressurized
1550203 | 2 | Flapper Valve | 1996-04-01 | no | 1996-04-01 | no | Currently in Use | Diesel | 10000 | Steel-Impressed Current | 1979-03-26 | Fiberglass Reinforced Plastic | Pressurized
1550203 | 3 | Flapper Valve | 1996-04-01 | no | 1996-04-01 | no | Currently in Use | Premium | 10000 | Steel-Impressed Current | 1979-03-26 | Fiberglass Reinforced Plastic | Pressurized
1550203 | 4 | Flapper Valve | 1996-04-01 |  | 1996-04-01 |  | Removed from Ground | Kerosene | 2000 | Cathodically Protected Steel | 1987-11-01 | Fiberglass Reinforced Plastic | Pressurized
1550204 | 1 | Flapper Valve | 1997-06-01 |  | 1997-06-01 |  | Currently in Use | Gas (Historical Use) | 6000 | Steel-Impressed Current | 1981-03-25 | Steel (Impressed Current) | Safe Suction (Euro)
1550204 | 2 | Flapper Valve | 1997-06-01 |  | 1997-06-01 |  | Currently in Use | Gas (Historical Use) | 6000 | Steel-Impressed Current | 1981-03-25 | Steel (Impressed Current) | Safe Suction (Euro)
1550204 | 3 | Flapper Valve | 1997-06-01 |  | 1997-06-01 |  | Temporarily out of use | Gas (Historical Use) | 6000 | Steel-Impressed Current | 1981-03-25 | Steel (Impressed Current) | Safe Suction (Euro)
1550205 | 1 | Flapper Valve | 1999-01-01 |  | 1999-01-01 |  | Removed from Ground | Gas (Historical Use) | 4000 | Steel-Impressed Current | 1966-03-15 | Cathodically Protected | Safe Suction (Euro)
1550205 | 2 | Flapper Valve | 1999-01-01 |  | 1999-01-01 |  | Removed from Ground | Gas (Historical Use) | 4000 | Steel-Impressed Current | 1966-03-15 | Cathodically Protected | Safe Suction (Euro)
1550205 | 3 |  |  | yes |  | yes | Removed from Ground | Used Oil | 500 | Bare Steel | 1966-03-15 | Galvanized Steel
1550206 | 1 | [5 empty] | Removed from Ground | Empty | 250 | Cathodically Protected Steel | 1967-03-15 | Galvanized Steel
1550206 | 2 |  |  | yes |  | yes | Removed from Ground | Used Oil | 250 | Bare Steel | 1974-03-13 | Unknown
1550206 | 3 | [5 empty] | Removed from Ground | Empty | 250 | Bare Steel | 1974-03-13 | Unknown
1550207 | 1 | [5 empty] | Removed from Ground | Gas (Historical Use) | 10152 | Bare Steel | 1974-03-20 | Galvanized Steel
1550210 | 1 | [5 empty] | Removed from Ground | Gas (Historical Use) | 10000 | Bare Steel | 1973-03-22 | Galvanized Steel
1550210 | 2 | [5 empty] | Removed from Ground | Empty | 10000 | Bare Steel | 1973-03-22 | Galvanized Steel
1550210 | 3 | [5 empty] | Removed from Ground | Empty | 1000 | Bare Steel | 1971-03-23 | Galvanized Steel
1550210 | 4 | [5 empty] | Removed from Ground | Empty | 1000 | Bare Steel | 1971-03-23 | Galvanized Steel
1550210 | 5 | Flapper Valve | 1991-02-28 | no | 1991-02-28 | no | Removed from Ground | Gas (Historical Use) | 10000 | Galvanic (STIP-3) | 1991-02-28 | Fiberglass Reinforced Plastic | Safe Suction (Euro)
1550210 | 6 | Flapper Valve | 1997-02-28 | no | 1991-02-28 | no | Removed from Ground | Diesel | 10000 | Galvanic (STIP-3) | 1991-02-28 | Fiberglass Reinforced Plastic | Safe Suction (Euro)
1550210 | DUP238 | [5 empty] | Removed from Ground | Diesel | 10000 | Bare Steel | 1973-03-22 | Galvanized Steel
1550211 | 1 | [5 empty] | Removed from Ground | Diesel | 8000 | Bare Steel | 1979-03-19 | Galvanized Steel
1550212 | 1 | [5 empty] | Removed from Ground | Diesel | 10000 | Bare Steel | 1974-03-20 | Bare Steel | Pressurized
1550212 | 2 | [5 empty] | Removed from Ground | Diesel | 10000 | Bare Steel | 1974-03-20 | Not Marked
1550212 | 3 | [5 empty] | Removed from Ground | Gas (Historical Use) | 10000 | Bare Steel | 1974-03-20 | Galvanized Steel
1550212 | 4 | [5 empty] | Removed from Ground | Other | 4000 | Bare Steel | 1974-03-20 | Bare Steel | Suction (American)
1550212 | 5 |  |  | yes |  | yes | Removed from Ground | Used Oil | 2000 | Bare Steel | 1974-03-20 | Galvanized Steel
1550213 | 1 | [5 empty] | Removed from Ground | Gas (Historical Use) | 1000 | Bare Steel | 1961-04-19 | Bare Steel
1550213 | 2 | [5 empty] | Removed from Ground | Diesel | 2000 | Bare Steel | 1976-04-15 | Bare Steel
1550214 | 1 | [5 empty] | Removed from Ground | Diesel | 2000 | Bare Steel | 1969-04-18 | Unknown
1550214 | 2 | [5 empty] | Removed from Ground | Gas (Historical Use) | 1000 | Bare Steel | 1969-04-18 | Unknown
1550214 | 3 |  |  | yes |  | yes | Removed from Ground | Used Oil | 1000 | Bare Steel | 1990-05-08 | Unknown
1550215 | 1 | [5 empty] | Removed from Ground | Other | 3000 | Bare Steel | 1966-04-20 | Galvanized Steel | Suction (American)
1550215 | 2 |  |  | yes |  | yes | Removed from Ground | Used Oil | 1000 | Bare Steel | 1966-04-20 | Galvanized Steel | Gravity Fed
1550215 | 3 |  |  |  | 1991-06-08 |  | Removed from Ground | Diesel | 10000 | Cathodically Protected Steel | 1971-01-01 | Galvanized Steel | Safe Suction (Euro)
1550215 | 4 |  |  |  | 1991-06-08 |  | Removed from Ground | Diesel | 10000 | Cathodically Protected Steel | 1971-01-01 | Galvanized Steel | Safe Suction (Euro)
1550215 | 5 | [5 empty] | Removed from Ground | Gas (Historical Use) | 1000 | Cathodically Protected Steel | 1979-01-01 | Galvanized Steel | Suction (American)
1550216 | 1 | [5 empty] | Currently in Use | Other | 1000 | Bare Steel | 1972-04-18 | Galvanized Steel | Safe Suction (Euro)
1550216 | 2 | [5 empty] | Currently in Use | Other | 1000 | Bare Steel | 1972-04-18 | Galvanized Steel
1550216 | 3 | [5 empty] | Currently in Use | Other | 500 | Bare Steel | 1982-04-16 | Galvanized Steel | Safe Suction (Euro)
1550217 | 1 | [5 empty] | Removed from Ground | Gas (Historical Use) | 1000 | Bare Steel | 1978-04-16 | Bare Steel | Suction (American)
1550217 | 2 | [5 empty] | Removed from Ground | Diesel | 4000 | Bare Steel | 1982-04-15 | Bare Steel | Suction (American)
1550219 | 1 | [5 empty] | Removed from Ground | Gas (Historical Use) | 1 | Bare Steel | 1968-04-18 | Galvanized Steel
1550219 | 2 | [5 empty] | Removed from Ground | Diesel | 1 | Bare Steel | 1974-04-17 | Galvanized Steel
1550220 | 1 | Flapper Valve | 1998-03-19 |  | 1998-03-19 |  | Currently in Use | Gas (Historical Use) | 8000 | Steel-Impressed Current | 1973-04-24 | Steel (Impressed Current) | Safe Suction (Euro)
1550220 | 2 | Flapper Valve | 1998-03-01 |  | 1998-03-01 |  | Currently in Use | Diesel | 12000 | Steel-Impressed Current | 1979-04-23 | Steel (Impressed Current) | Safe Suction (Euro)
1550223 | 1 | [5 empty] | Removed from Ground | Empty | 20000 | Bare Steel | 1976-04-20 | Galvanized Steel | Safe Suction (Euro)
1550226 | 1 | [5 empty] | Removed from Ground | Gas (Historical Use) | 1000 | Marked Unknown | 1986-04-18 | Galvanized Steel
1550226 | 2 | [5 empty] | Removed from Ground | Diesel | 12000 | Marked Unknown | 1986-04-18 | Galvanized Steel
1550228 | 1 |  | 1991-06-01 |  | 1991-06-01 |  | Removed from Ground | Gas (Historical Use) | 10000 | Fiberglass | 1969-04-15 | Galvanized Steel | Pressurized
1550228 | 2 |  | 1991-06-01 |  | 1991-06-01 |  | Removed from Ground | Gas (Historical Use) | 10000 | Fiberglass | 1969-04-15 | Galvanized Steel | Pressurized
1550228 | 3 |  | 1991-06-01 |  | 1991-06-01 |  | Removed from Ground | Gas (Historical Use) | 10000 | Fiberglass | 1969-04-15 | Galvanized Steel | Pressurized
1550228 | 4 | [5 empty] | Removed from Ground | Kerosene | 10000 | Fiberglass | 1969-04-15 | Galvanized Steel | Pressurized
1550231 | 1 | [5 empty] | Removed from Ground | Gas (Historical Use) | 10000 | Fiberglass | 1982-04-24 | Fiberglass Reinforced Plastic
1550231 | 2 | [5 empty] | Removed from Ground | Gas (Historical Use) | 10000 | Fiberglass | 1982-04-24 | Fiberglass Reinforced Plastic
1550231 | 3 | [5 empty] | Removed from Ground | Gas (Historical Use) | 10000 | Fiberglass | 1982-04-24 | Fiberglass Reinforced Plastic
1550231 | 4 |  |  | yes |  | yes | Removed from Ground | Used Oil | 1000 | Fiberglass | 1982-04-24 | Fiberglass Reinforced Plastic
1550232 | 1 | [5 empty] | Removed from Ground | Gas (Historical Use) | 10000 | Cathodically Protected Steel | 1996-11-22 | Galvanized Steel
1550232 | 2 | [5 empty] | Removed from Ground | Gas (Historical Use) | 10000 | Cathodically Protected Steel | 1996-11-22 | Galvanized Steel
1550232 | 3 | [5 empty] | Removed from Ground | Gas (Historical Use) | 5000 | Cathodically Protected Steel | 1996-11-22 | Galvanized Steel
1550232 | 4 |  |  | yes |  | yes | Removed from Ground | Used Oil | 550 | Cathodically Protected Steel | 1996-11-22 | Galvanized Steel
1550233 | 1 | [5 empty] | Removed from Ground | Gas (Historical Use) | 10000 | Bare Steel | 1969-04-27 | Galvanized Steel
1550233 | 2 | [5 empty] | Removed from Ground | Gas (Historical Use) | 10000 | Bare Steel | 1969-04-27 | Galvanized Steel
1550233 | 3 | [5 empty] | Removed from Ground | Gas (Historical Use) | 5000 | Bare Steel | 1969-04-27 | Galvanized Steel
1550233 | 4 |  |  | yes |  | yes | Removed from Ground | Used Oil | 550 | Bare Steel | 1969-04-27 | Galvanized Steel
1550233 | 5 |  | 1997-05-01 |  | 1997-05-01 |  | Removed from Ground | Gas (Historical Use) | 10000 | Fiberglass | 1986-11-03 | Fiberglass Reinforced Plastic | Pressurized
1550233 | 6 |  | 1997-05-01 |  | 1997-05-01 |  | Removed from Ground | Gas (Historical Use) | 10000 | Fiberglass | 1986-11-03 | Fiberglass Reinforced Plastic | Pressurized
1550233 | 7 |  | 1997-05-01 |  | 1997-05-01 |  | Removed from Ground | Gas (Historical Use) | 10000 | Fiberglass | 1986-11-03 | Fiberglass Reinforced Plastic | Pressurized
1550234 | 1 | [5 empty] | Removed from Ground | Gas (Historical Use) | 3000 | Bare Steel | 1960-04-29 | Galvanized Steel
1550234 | 2 | Flapper Valve | 1998-11-13 |  | 1998-11-13 |  | Currently in Use | Gas (Historical Use) | 10000 | Fiberglass | 1979-04-25 | Fiberglass Reinforced Plastic | Pressurized
1550234 | 3 | Flapper Valve | 1998-11-13 |  | 1998-11-13 |  | Currently in Use | Gas (Historical Use) | 10000 | Fiberglass | 1979-04-25 | Fiberglass Reinforced Plastic | Pressurized
1550234 | 4 |  |  | yes |  | yes | Removed from Ground | Used Oil | 550 | Bare Steel | 1979-04-25 | Galvanized Steel
1550234 | 5 | [5 empty] | Removed from Ground | Gas (Historical Use) | 3000 | Bare Steel | 1967-04-28 | Galvanized Steel
1550234 | 6 | [5 empty] | Removed from Ground | Gas (Historical Use) | 2000 | Bare Steel | 1967-04-28 | Galvanized Steel
1550234 | 7 | [5 empty] | Removed from Ground | Gas (Historical Use) | 2000 | Bare Steel | 1967-04-28 | Galvanized Steel
1550234 | 8 | Flapper Valve | 1998-11-13 |  | 1998-11-13 |  | Currently in Use | Gas (Historical Use) | 8000 | Fiberglass | 1985-11-01 | Fiberglass Reinforced Plastic | Pressurized
1550235 | 1 | Flapper Valve | 1993-12-20 |  | 1993-12-20 |  | Removed from Ground | Gas (Historical Use) | 10000 | Steel-Impressed Current | 1984-04-23 | Steel (Impressed Current) | Pressurized
1550235 | 2 | Flapper Valve | 1993-12-20 |  | 1993-12-20 |  | Removed from Ground | Gas (Historical Use) | 12000 | Steel-Impressed Current | 1984-04-24 | Steel (Impressed Current) | Pressurized
1550235 | 3 | Flapper Valve | 1993-12-20 |  | 1993-12-20 |  | Removed from Ground | Diesel | 20000 | Steel-Impressed Current | 1984-04-23 | Steel (Impressed Current) | Pressurized
1550235 | 4 | Flapper Valve | 1993-12-20 |  | 1993-12-20 |  | Removed from Ground | Diesel | 10000 | Steel-Impressed Current | 1984-04-23 | Steel (Impressed Current) | Pressurized
1550235 | 5 | Flapper Valve | 1993-12-20 |  | 1993-12-20 |  | Removed from Ground | Kerosene | 10000 | Steel-Impressed Current | 1984-04-23 | Steel (Impressed Current) | Pressurized
1550235 | 6 | [5 empty] | Removed from Ground | Gas (Historical Use) | 2000 | Bare Steel | 1976-04-25 | Galvanized Steel
1550235 | 7 |  |  | no |  | no | Removed from Ground |  | 1500 | Unknown | 2010-03-15 | Unknown
1550236 | 1 | [5 empty] | Removed from Ground | Gas (Historical Use) | 2000 | Bare Steel | 1981-06-01 | Galvanized Steel | Safe Suction (Euro)
1550236 | 2 | [5 empty] | Removed from Ground | Diesel | 560 | Bare Steel | 1981-06-01 | Galvanized Steel | Safe Suction (Euro)
1550236 | 205932 |  | 1992-12-06 |  | 1992-12-06 |  | Removed from Ground | Gas (Historical Use) | 1000 | Galvanic (STIP-3) | 1992-12-06 | Cathodically Protected | Safe Suction (Euro)
1550236 | 205934 |  | 1992-12-06 |  | 1992-12-06 |  | Removed from Ground | Diesel | 1000 | Galvanic (STIP-3) | 1992-12-06 | Cathodically Protected | Safe Suction (Euro)
1550239 | 1 | [5 empty] | Removed from Ground | Gas (Historical Use) | 1000 | Bare Steel | 1980-04-11 | Galvanized Steel
1550239 | 2 | [5 empty] | Removed from Ground | Gas (Historical Use) | 5000 | Bare Steel | 1980-04-10 | Galvanized Steel
1550239 | 3 | [5 empty] | Removed from Ground | Diesel | 5000 | Bare Steel | 1980-04-10 | Galvanized Steel
1550240 | 1 | [5 empty] | Removed from Ground | Diesel | 1000 | Not Marked/Unknown | 1970-04-04 | Not Marked
1550240 | 2 | [5 empty] | Removed from Ground | Diesel | 1000 | Not Marked/Unknown | 1970-04-04 | Not Marked
1550240 | 3 | [5 empty] | Removed from Ground | Diesel | 3000 | Not Marked/Unknown | 1974-04-03 | Not Marked
1550240 | 4 |  | 1989-04-25 |  | 1989-04-25 |  | Removed from Ground | Gas (Historical Use) | 3000 | Bare Steel | 1984-03-31 | Galvanized Steel | Safe Suction (Euro)
1550240 | 5 | [5 empty] | Removed from Ground | Diesel | 2000 | Not Marked/Unknown | 1966-04-05 | Not Marked
1550240 | 6 |  | 1989-04-25 |  | 1989-04-25 |  | Removed from Ground | Diesel | 3000 | Cathodically Protected Steel | 1989-04-25 | Galvanized Steel | Safe Suction (Euro)
1550242 | 1 | [5 empty] | Removed from Ground | Diesel | 2500 | Bare Steel | 1973-05-04 | Galvanized Steel
1550242 | 2 |  | 1998-04-15 |  | 1998-04-15 |  | Permanently Out Of Use | Diesel | 10000 | Cathodically Protected Steel | 1984-05-01 | Double Walled | Pressurized
1550242 | 3 | [5 empty] | Removed from Ground | Gas (Historical Use) | 1000 | Bare Steel | 1978-05-11 | Galvanized Steel
1550243 | 61501 | [5 empty] | Removed from Ground | Gas (Historical Use) | 1000 | Bare Steel | 1986-04-29 | Galvanized Steel
1550244 | 1 | Flapper Valve | 1996-06-01 |  | 1996-06-01 |  | Currently in Use | Gas (Historical Use) | 8000 | Steel-Impressed Current | 1979-04-06 | Fiberglass Reinforced Plastic | Pressurized
1550244 | 2 | Flapper Valve | 1996-06-01 |  | 1996-06-01 |  | Currently in Use | Gas (Historical Use) | 8000 | Steel-Impressed Current | 1979-04-06 | Fiberglass Reinforced Plastic | Pressurized
1550244 | 3 | Flapper Valve | 1996-06-01 |  | 1996-06-01 |  | Currently in Use | Gas (Historical Use) | 8000 | Steel-Impressed Current | 1979-04-06 | Fiberglass Reinforced Plastic | Pressurized
1550244 | 4 |  |  | yes |  | yes | Removed from Ground | Used Oil | 500 | Bare Steel | 1976-04-06 | Galvanized Steel | Gravity Fed
1550244 | 5 | Flapper Valve | 1992-08-31 |  | 1992-08-31 |  | Currently in Use | Diesel | 3000 | Steel-Impressed Current | 1992-08-31 | Fiberglass Reinforced Plastic | Suction (American)
1550245 | 1 | [5 empty] | Removed from Ground | Other | 1000 | Bare Steel | 1971-04-08 | Bare Steel
1550245 | 2 | [5 empty] | Removed from Ground | Other | 1000 | Bare Steel | 1961-04-10 | Bare Steel
1550245 | 3 | [5 empty] | Removed from Ground | Other | 1000 | Bare Steel | 1971-04-08 | Bare Steel
1550245 | 4 |  | 1992-02-05 |  | 1992-02-05 |  | Removed from Ground | Diesel | 5000 | Galvanic (STIP-3) | 1992-02-05 | Galvanized Steel
1550249 | 1 | [5 empty] | Permanently Out of Use - historical purposes | Diesel | 8000 | Bare Steel | 1961-05-06 | Galvanized Steel
1550250 | 1 | Flapper Valve | 1992-10-20 |  | 1992-10-20 |  | Currently in Use | Diesel | 10000 | Steel-Impressed Current | 1992-10-01 | Fiberglass Reinforced Plastic | Safe Suction (Euro)
1550251 | 1 | [5 empty] | Removed from Ground | Gas (Historical Use) | 8000 | Bare Steel | 1962-05-06 | Bare Steel
1550251 | 2 | [5 empty] | Removed from Ground | Diesel | 12000 | Bare Steel | 1981-05-01 | Bare Steel
1550251 | 3 | [5 empty] | Removed from Ground | Gas (Historical Use) | 8000 | Bare Steel | 1979-05-02 | Bare Steel
1550251 | BG1 | Flapper Valve | 1994-11-01 |  | 1994-11-01 |  | Currently in Use | Diesel | 15000 | Galvanic (STIP-3) | 1994-11-01 | Fiberglass Reinforced Plastic | Safe Suction (Euro)
1550251 | BG2 | Flapper Valve | 1994-11-01 |  | 1994-11-01 |  | Currently in Use | Gas (Historical Use) | 10000 | Galvanic (STIP-3) | 1994-11-01 | Fiberglass Reinforced Plastic | Safe Suction (Euro)
1550252 | 1 | [5 empty] | Removed from Ground | Gas (Historical Use) | 8000 | Bare Steel | 1955-05-08 | Galvanized Steel
1550252 | 2 | [5 empty] | Removed from Ground | Diesel | 12000 | Bare Steel | 1996-12-18 | Bare Steel
1550252 | 3 | Flapper Valve | 1993-07-01 |  | 1993-07-01 |  | Currently in Use | Diesel | 10000 | Steel-Impressed Current | 1993-07-01 | Fiberglass Reinforced Plastic | Safe Suction (Euro)
1550252 | 4 | Flapper Valve | 1993-07-01 |  | 1993-07-01 |  | Currently in Use | Diesel | 8000 | Steel-Impressed Current | 1993-07-01 | Fiberglass Reinforced Plastic | Safe Suction (Euro)
1550253 | 1 | [5 empty] | Removed from Ground | Diesel | 8000 | Bare Steel | 1962-05-06 | Bare Steel
1550254 | 1 | [5 empty] | Removed from Ground | Gas (Historical Use) | 8000 | Bare Steel | 1962-05-06 | Bare Steel
1550255 | 5 | [5 empty] | Removed from Ground | Gas (Historical Use) | 2000 | Bare Steel | 1974-05-04 | Unknown
1550255 | 6 | [5 empty] | Removed from Ground | Empty | 1000 | Bare Steel | 1961-05-07 | Unknown
1550256 | 1 | [5 empty] | Removed from Ground | Gas (Historical Use) | 1000 | Bare Steel | 1973-05-04 | Unknown
1550257 | 2 | [5 empty] | Permanently Out of Use - historical purposes | Empty | 1000 | Bare Steel | 1973-05-04 | Unknown
1550259 | 1 |  | 1998-07-01 |  | 1993-07-20 |  | Removed from Ground | Gas (Historical Use) | 10000 | Steel-Impressed Current | 1982-04-30 | Cathodically Protected | Pressurized
1550259 | 2 |  | 1998-07-01 |  | 1993-07-20 |  | Removed from Ground | Gas (Historical Use) | 4000 | Steel-Impressed Current | 1966-05-04 | Cathodically Protected | Pressurized
1550259 | 3 |  | 1998-07-01 |  | 1993-07-20 |  | Removed from Ground | Gas (Historical Use) | 4000 | Steel-Impressed Current | 1966-05-04 | Cathodically Protected | Pressurized
1550259 | 4 |  | 1998-07-01 |  | 1993-07-20 |  | Removed from Ground | Gas (Historical Use) | 4000 | Steel-Impressed Current | 1966-05-04 | Cathodically Protected | Pressurized
1550259 | 5 |  | 1998-07-01 |  | 1993-07-20 |  | Removed from Ground | Diesel | 2000 | Steel-Impressed Current | 1982-04-30 | Cathodically Protected | Pressurized
1550259 | 6 |  |  | no |  | no | Removed from Ground | Used Oil | 500 | Unknown | 2003-07-25
1550260 | DIESEL | [5 empty] | Removed from Ground | Diesel | 1000 | Bare Steel | 1981-04-30 | Unknown | Suction (American)
1550260 | KERO | [5 empty] | Removed from Ground | Kerosene | 1000 | Bare Steel | 1981-04-30 | Unknown | Suction (American)
1550260 | PRE | [5 empty] | Removed from Ground | Gas (Historical Use) | 1000 | Bare Steel | 1971-05-03 | Unknown | Suction (American)
1550260 | REG | [5 empty] | Removed from Ground | Gas (Historical Use) | 1000 | Bare Steel | 1971-05-03 | Unknown | Suction (American)
1550260 | UL | [5 empty] | Removed from Ground | Gas (Historical Use) | 1000 | Bare Steel | 1971-05-03 | Unknown | Suction (American)
1550262 | 1 | [5 empty] | Removed from Ground | Gas (Historical Use) | 1000 | Bare Steel | 1971-05-05 | Unknown
1550262 | 2 | [5 empty] | Removed from Ground | Gas (Historical Use) | 1000 | Bare Steel | 1971-05-05 | Unknown
1550262 | 3 | [5 empty] | Removed from Ground | Diesel | 10000 | Bare Steel | 1971-05-05 | Unknown
1550263 | 1 | [5 empty] | Removed from Ground | Diesel | 3000 | Bare Steel | 1990-05-09 | Unknown
1550263 | 2 | [5 empty] | Removed from Ground | Diesel | 3000 | Bare Steel | 1990-05-09 | Unknown
1550263 | 3 | [5 empty] | Removed from Ground | Diesel | 3000 | Bare Steel | 1990-05-09 | Unknown
1550263 | 4 | [5 empty] | Removed from Ground | Gas (Historical Use) | 2000 | Bare Steel | 1990-05-09 | Unknown
1550263 | 5 | [5 empty] | Removed from Ground | Empty | 1000 | Bare Steel | 1990-05-09 | Unknown
1550264 | 1 |  |  | yes |  | yes | Currently in Use | Used Oil | 1000 | Fiberglass | 1985-05-06 | Fiberglass Reinforced Plastic | Gravity Fed
1550264 | 2 | Flapper Valve | 1998-12-16 | yes | 1998-12-16 | yes | Currently in Use | Gas (Historical Use) | 10000 | Fiberglass | 1985-05-06 | Fiberglass Reinforced Plastic | Pressurized
1550264 | 3 | Flapper Valve | 1998-12-16 | yes | 1998-12-16 | yes | Currently in Use | Diesel | 10000 | Fiberglass | 1985-05-06 | Fiberglass Reinforced Plastic | Pressurized
1550264 | 4 | Flapper Valve | 1998-12-16 | yes | 1998-12-16 | yes | Currently in Use | Gas (Historical Use) | 10000 | Fiberglass | 1985-05-06 | Fiberglass Reinforced Plastic | Pressurized
1550266 | 1 |  |  | yes |  | yes | Removed from Ground | Used Oil | 550 | Cathodically Protected Steel | 1969-05-10 | Fiberglass Reinforced Plastic
1550266 | 2 |  | 1987-11-30 |  | 1987-11-30 |  | Removed from Ground | Gas (Historical Use) | 6000 | Cathodically Protected Steel | 1969-05-10 | Fiberglass Reinforced Plastic
1550266 | 3 |  | 1987-11-30 |  | 1987-11-30 |  | Removed from Ground | Gas (Historical Use) | 6000 | Cathodically Protected Steel | 1969-05-10 | Fiberglass Reinforced Plastic
1550266 | 4 |  | 1987-11-30 |  | 1987-11-30 |  | Removed from Ground | Gas (Historical Use) | 6000 | Cathodically Protected Steel | 1969-05-10 | Fiberglass Reinforced Plastic
1550267 | 1 | [5 empty] | Closed in Ground | Diesel | 30310 | Bare Steel | 1970-04-27 | Bare Steel
1550267 | 2 | [5 empty] | Removed from Ground | Gas (Historical Use) | 1000 | Bare Steel | 1970-04-27 | Galvanized Steel
1550267 | 3 | [5 empty] | Removed from Ground | Diesel | 1000 | Bare Steel | 1970-04-27 | Galvanized Steel
1550267 | 4 |  |  | yes |  | yes | Removed from Ground | Used Oil | 12142 | Bare Steel | 1979-04-25 | Bare Steel
1550267 | 5 | [5 empty] | Removed from Ground | Gas (Historical Use) | 1000 | Bare Steel | 1984-04-23 | Galvanized Steel
1550267 | 6 | [5 empty] | Removed from Ground | Diesel | 1000 | Bare Steel | 1984-04-23 | Galvanized Steel
1550270 | 1 | [5 empty] | Removed from Ground | Diesel | 2000 | Bare Steel | 1976-01-01 | Galvanized Steel
1550271 | 1 | [5 empty] | Removed from Ground | Gas (Historical Use) | 2000 | Bare Steel | 2000-04-26 | Galvanized Steel | Suction (American)
1550271 | 2 | [5 empty] | Removed from Ground | Gas (Historical Use) | 2000 | Bare Steel | 2000-04-26 | Galvanized Steel | Suction (American)
1550271 | 3 | [5 empty] | Removed from Ground | Gas (Historical Use) | 1000 | Bare Steel | 1996-07-01 | Galvanized Steel | Suction (American)
1550272 | 3 | [5 empty] | Removed from Ground | Gas (Historical Use) | 2000 | Bare Steel | 1974-01-01 | Galvanized Steel
1550272 | 4 | Flapper Valve | 1998-03-05 |  | 1998-03-05 |  | Currently in Use | Diesel | 1000 | Galvanic (STIP-3) | 1985-03-04 | Double-Walled Flex | Safe Suction (Euro)
1550272 | 5 | Flapper Valve | 1998-03-05 |  | 1998-03-05 |  | Currently in Use | Gas (Historical Use) | 12000 | Galvanic (STIP-3) | 1998-02-16 | Double-Walled Flex | Pressurized
1550272 | 6 | Flapper Valve | 1998-02-16 |  | 1998-02-16 |  | Currently in Use | Gas (Historical Use) | 6000 | Galvanic (STIP-3) | 1998-02-16 | Double-Walled Flex | Pressurized
1550272 | 7 | Flapper Valve | 1998-02-16 |  | 1998-02-16 |  | Currently in Use | Diesel | 8000 | Galvanic (STIP-3) | 1998-02-16 | Double-Walled Flex | Pressurized
1550273 | 1 | [5 empty] | Removed from Ground | Gas (Historical Use) | 10000 | Bare Steel | 1977-01-03 | Galvanized Steel | Pressurized
1550273 | 2 | [5 empty] | Removed from Ground | Gas (Historical Use) | 10000 | Bare Steel | 1977-01-03 | Galvanized Steel | Pressurized
1550273 | 3 | [5 empty] | Removed from Ground | Gas (Historical Use) | 10000 | Bare Steel | 1977-01-03 | Galvanized Steel | Pressurized
1550273 | 4 | [5 empty] | Removed from Ground | Kerosene | 2000 | Cathodically Protected Steel | 1987-01-01 | Fiberglass Reinforced Plastic | Pressurized
1550273 | 5 | Flapper Valve | 1997-08-29 | no | 1997-08-29 | no | Currently in Use | Regular | 15000 | Composite | 1997-08-29 | Double-Walled Flex | Pressurized
1550273 | 6 | Flapper Valve | 1997-08-29 | no | 1997-08-29 | no | Currently in Use | Premium | 12000 | Composite | 1997-08-29 | Double-Walled Flex | Pressurized
1550273 | 7 | Flapper Valve | 1997-08-29 | no | 1997-08-29 | no | Currently in Use | Kerosene | 2000 | Composite | 1997-08-29 | Double-Walled Flex | Pressurized
1550274 | 1 | Flapper Valve | 1997-11-10 | no | 1997-11-10 | no | Currently in Use | Regular | 10000 | Steel-Impressed Current | 1978-01-03 | Steel (Impressed Current) | Pressurized
1550274 | 2 | Flapper Valve | 1997-11-10 | no | 1997-11-10 | no | Currently in Use | Premium | 10000 | Steel-Impressed Current | 1978-01-03 | Steel (Impressed Current) | Pressurized
1550274 | 3 | Flapper Valve | 1997-11-10 | no | 1997-11-10 | no | Currently in Use | Diesel | 10000 | Steel-Impressed Current | 1978-01-03 | Steel (Impressed Current) | Pressurized
1550274 | 4 | Flapper Valve | 1997-11-10 | no | 1997-11-10 | no | Currently in Use | Kerosene | 4000 | Steel-Impressed Current | 1987-01-01 | Steel (Impressed Current) | Pressurized
1550274 | 5 | Flapper Valve | 1997-11-10 | no | 1997-11-10 | no | Currently in Use | E-0 | 2000 | Steel-Impressed Current | 1987-01-01 | Steel (Impressed Current) | Pressurized
1550277 | 1 | Flapper Valve | 1987-01-01 |  | 1987-01-01 |  | Currently in Use | Gas (Historical Use) | 6000 | Steel-Impressed Current | 1987-01-01 | Steel (Impressed Current) | Pressurized
1550277 | 2 | Flapper Valve | 1987-01-01 |  | 1987-01-01 |  | Currently in Use | Diesel | 2000 | Steel-Impressed Current | 1987-01-01 | Steel (Impressed Current) | Pressurized
1550277 | 3 | Flapper Valve | 1987-01-01 |  | 1987-01-01 |  | Currently in Use | Gas (Historical Use) | 2000 | Steel-Impressed Current | 1987-01-01 | Steel (Impressed Current) | Pressurized
1550277 | 4 | Flapper Valve | 1987-01-01 |  | 1987-01-01 |  | Temporarily out of use | Diesel | 2000 | Steel-Impressed Current | 1987-01-01 | Steel (Impressed Current) | Safe Suction (Euro)
1550278 | 1 | [5 empty] | Removed from Ground | Diesel | 4000 | Bare Steel | 1981-05-29 | Galvanized Steel
1550278 | 2 | [5 empty] | Removed from Ground | Gas (Historical Use) | 500 | Bare Steel | 1985-05-28 | Galvanized Steel
1550279 | 1 | [5 empty] | Closed in Ground | Diesel | 110 | Bare Steel | 1981-05-15 | Copper | Safe Suction (Euro)
1550280 | 1 | [5 empty] | Closed in Ground | Empty | 10000 | Fiberglass | 1974-05-19 | Fiberglass Reinforced Plastic
1550281 | 1 | [5 empty] | Removed from Ground | Diesel | 10000 | Epoxy | 1989-01-01 | Fiberglass Reinforced Plastic | Suction (American)
1550281 | 2 | [5 empty] | Removed from Ground | Gas (Historical Use) | 20000 | Epoxy | 1989-01-01 | Fiberglass Reinforced Plastic | Suction (American)
1550281 | 3 | [5 empty] | Removed from Ground | Gas (Historical Use) | 4000 | Bare Steel | 1970-05-18 | Galvanized Steel
1550281 | 4 | [5 empty] | Removed from Ground | Gas (Historical Use) | 8000 | Bare Steel | 1970-05-18 | Galvanized Steel
1550281 | 5 | [5 empty] | Removed from Ground | Empty | 6000 | Bare Steel | 1970-05-18 | Galvanized Steel
1550281 | 6 | [5 empty] | Removed from Ground | Empty | 6000 | Bare Steel | 1970-05-18 | Galvanized Steel
1550281 | 7 | Ball Float | 1989-09-21 | no | 1989-09-21 | no | Currently in Use | Gas (Historical Use) | 20000 | Epoxy | 1989-09-21 | Fiberglass Reinforced Plastic | Pressurized
1550281 | 8 | Ball Float | 1989-09-21 | no | 1989-09-21 | no | Currently in Use | Diesel | 10000 | Epoxy | 1989-09-21 | Fiberglass Reinforced Plastic | Pressurized
1550281 | 9 | Ball Float | 2006-03-15 | no | 2006-03-15 | no | Currently in Use | Diesel | 20000 | Composite | 2006-03-15 | Double-Walled Fiberglass | Pressurized
1550282 | 1 |  | 1989-09-01 |  | 1989-09-01 |  | Removed from Ground | Diesel | 550 | Double Walled | 1989-09-01 | Fiberglass Reinforced Plastic | Safe Suction (Euro)
1550282 | 3734.1 | [5 empty] | Removed from Ground | Diesel | 500 | Bare Steel | 1973-11-07 | Unknown
1550283 | 1 | [5 empty] | Removed from Ground | Diesel | 1500 | Cathodically Protected Steel | 1990-09-01 | Fiberglass Reinforced Plastic | Suction (American)
1550283 | 3733-1 | [5 empty] | Removed from Ground | Diesel | 5000 | Bare Steel | 1975-11-07 | Unknown
1550284 | 1 | Flapper Valve | 2012-12-31 |  | 2012-12-31 |  | Currently in Use | Diesel | 10000 | Fiberglass Double Walled | 1989-09-01 | Fiberglass Reinforced Plastic | Safe Suction (Euro)
1550284 | 3732-1 | [5 empty] | Removed from Ground | Diesel | 15000 | Bare Steel | 1974-11-07 | Unknown
1552000 | 1 | [5 empty] | Removed from Ground | Diesel | 15000 | Bare Steel | 1966-02-08 | Galvanized Steel
1552000 | 2 | [5 empty] | Closed in Ground | Diesel | 8000 | Bare Steel | 1980-02-05 | Galvanized Steel | Suction (American)
1552002 | 1 | Ball Float | 1987-11-04 | no | 1987-11-04 | no | Currently in Use | Regular | 10000 | Composite | 1987-11-04 | Double-Walled Fiberglass | Pressurized
1552002 | 2 | Ball Float | 1987-11-04 | no | 1987-11-04 | no | Currently in Use | Plus | 10000 | Composite | 1987-11-04 | Double-Walled Fiberglass | Pressurized
1552002 | 3 | Ball Float | 1987-11-04 | no | 1987-11-04 | no | Currently in Use | Premium | 10000 | Composite | 1987-11-04 | Double-Walled Fiberglass | Pressurized
1552002 | 4 | Ball Float | 1987-11-04 | no | 1987-11-04 | no | Currently in Use | Diesel | 20000 | Composite | 1987-11-04 | Double-Walled Fiberglass | Pressurized
1552002 | 5 | Ball Float | 1987-11-04 | no | 1987-11-04 | no | Currently in Use | Biodiesel | 4000 | Composite | 1988-11-03 | Double-Walled Fiberglass | Pressurized
1552004 | 1 | [5 empty] | Removed from Ground | Diesel | 12000 | Bare Steel | 1978-11-06 | Unknown | Safe Suction (Euro)
1552004 | 2 | [5 empty] | Removed from Ground | Diesel | 15000 | Bare Steel | 1978-11-06 | Unknown | Safe Suction (Euro)
1552004 | 3 | [5 empty] | Removed from Ground | Gas (Historical Use) | 5000 | Bare Steel | 1978-11-06 | Unknown | Safe Suction (Euro)
1552004 | 4 | [5 empty] | Removed from Ground | Empty | 5000 | Bare Steel | 1978-11-06 | Galvanized Steel
1552004 | 5 | [5 empty] | Removed from Ground | Empty | 2000 | Bare Steel | 1976-02-06 | Galvanized Steel
1560001 | 1 | [5 empty] | Removed from Ground | Diesel | 2000 | Bare Steel | 1961-01-12 | Galvanized Steel
1560003 | 1 | [5 empty] | Removed from Ground | Gas (Historical Use) | 4000 | Bare Steel | 1971-03-24 | Galvanized Steel
1560003 | 2 | [5 empty] | Removed from Ground | Gas (Historical Use) | 4000 | Bare Steel | 1985-03-20 | Galvanized Steel
1560004 | 1 | [5 empty] | Removed from Ground | Gas (Historical Use) | 3000 | Bare Steel | 1956-03-27 | Galvanized Steel
1560004 | 2 | [5 empty] | Removed from Ground | Gas (Historical Use) | 3000 | Bare Steel | 1956-03-27 | Galvanized Steel
1560004 | 3 | [5 empty] | Removed from Ground | Diesel | 3000 | Bare Steel | 1985-03-20 | Galvanized Steel
1560005 | 1 | [5 empty] | Removed from Ground | Empty | 1 | Bare Steel | 1966-03-25 | Galvanized Steel
1560005 | 2 | [5 empty] | Removed from Ground | Empty | 1 | Bare Steel | 1966-03-25 | Galvanized Steel
1560007 | 1 | [5 empty] | Removed from Ground | Gas (Historical Use) | 2000 | Bare Steel | 1984-04-22 | Galvanized Steel | Safe Suction (Euro)
1560007 | 2 | [5 empty] | Removed from Ground | Diesel | 560 | Bare Steel | 1984-04-22 | Galvanized Steel | Safe Suction (Euro)
1560007 | 214934 |  | 1993-09-24 |  | 1993-09-24 |  | Temporarily out of use | Gas (Historical Use) | 1000 | Galvanic (STIP-3) | 1993-09-24 | Cathodically Protected | Safe Suction (Euro)
1560007 | 214936 |  | 1993-09-24 |  | 1993-09-24 |  | Temporarily out of use | Diesel | 1000 | Galvanic (STIP-3) | 1993-09-24 | Cathodically Protected | Safe Suction (Euro)
1560008 | 10457-2 | [5 empty] | Removed from Ground | Gas (Historical Use) | 1000 | Bare Steel | 1980-11-15 | Unknown
1560008 | 457G1 |  | 1988-11-15 |  | 1988-11-15 |  | Removed from Ground | Gas (Historical Use) | 1000 | Cathodically Protected Steel | 1988-11-15 | Galvanized Steel | Suction (American)
1560009 | 10476-1 | [5 empty] | Removed from Ground | Gas (Historical Use) | 1000 | Bare Steel | 1971-05-03 | Galvanized Steel
1560011 | 1 | [5 empty] | Removed from Ground | Diesel | 4000 | Bare Steel | 1980-05-01 | Galvanized Steel | Safe Suction (Euro)
1560012 | 1 | [5 empty] | Removed from Ground | Gas (Historical Use) | 1000 | Bare Steel | 1955-04-25 | Galvanized Steel | Safe Suction (Euro)
1560012 | 2 | [5 empty] | Removed from Ground | Gas (Historical Use) | 1000 | Bare Steel | 1955-04-25 | Galvanized Steel | Safe Suction (Euro)
1560012 | 3 | [5 empty] | Removed from Ground | Gas (Historical Use) | 1000 | Bare Steel | 1955-04-25 | Galvanized Steel | Safe Suction (Euro)
1560012 | 4 | [5 empty] | Removed from Ground | Empty | 500 | Bare Steel | 1955-04-25 | Not Marked
1560012 | 5 | Flapper Valve | 1997-07-02 |  | 1997-07-02 |  | Currently in Use | Gas (Historical Use) | 12000 | Epoxy | 1997-07-02 | Fiberglass Reinforced Plastic | Pressurized
1560012 | 6 | Flapper Valve | 1997-07-02 |  | 1997-07-02 |  | Currently in Use | Diesel | 6000 | Epoxy | 1997-07-02 | Fiberglass Reinforced Plastic | Pressurized
1560013 | 1 | [5 empty] | Removed from Ground | Gas (Historical Use) | 1000 | Bare Steel | 1986-05-01 | Galvanized Steel
1560016 | 1 | [5 empty] | Removed from Ground | Gas (Historical Use) | 550 | Bare Steel | 1984-05-07 | Galvanized Steel
1560018 | 1 | [5 empty] | Removed from Ground | Gas (Historical Use) | 10000 | Bare Steel | 1977-05-09 | Galvanized Steel | Safe Suction (Euro)
1560018 | 2 | [5 empty] | Removed from Ground | Gas (Historical Use) | 10000 | Bare Steel | 1977-05-09 | Galvanized Steel | Safe Suction (Euro)
1560018 | 3 |  | 1995-08-01 |  | 1995-08-01 |  | Currently in Use | Diesel | 3000 | Steel-Impressed Current | 1995-08-01 | Galvanized Steel | Pressurized
1560018 | 4 | Flapper Valve | 1995-08-01 |  | 1995-08-01 |  | Currently in Use | Gas (Historical Use) | 10000 | Steel-Impressed Current | 1995-08-01 | Galvanized Steel | Pressurized
1560018 | 5 |  | 1995-08-01 |  | 1995-08-01 |  | Currently in Use | Gas (Historical Use) | 10000 | Steel-Impressed Current | 1995-08-01 | Galvanized Steel | Pressurized
1560018 | 6 | Flapper Valve | 1995-08-01 |  | 1995-08-01 |  | Currently in Use | Diesel | 2000 | Cathodically Protected Steel | 1995-08-01 | Galvanized Steel | Safe Suction (Euro)
1560018 | 7 |  | 1995-08-01 |  | 1995-08-01 |  | Currently in Use | Kerosene | 1000 | Cathodically Protected Steel | 1995-08-01 | Galvanized Steel | Safe Suction (Euro)
1560019 | 1 | Flapper Valve | 1996-05-15 | no | 1996-05-15 | no | Currently in Use | Gas (Historical Use) | 10000 | Steel-Impressed Current | 1978-05-09 | Fiberglass Reinforced Plastic | Pressurized
1560019 | 2 | Flapper Valve | 1996-05-15 | no | 1996-05-15 | no | Currently in Use | Gas (Historical Use) | 6000 | Steel-Impressed Current | 1978-05-09 | Fiberglass Reinforced Plastic | Pressurized
1560019 | 3 | Flapper Valve | 1996-05-15 | no | 1996-05-15 | no | Currently in Use | Diesel | 6000 | Steel-Impressed Current | 1978-05-09 | Fiberglass Reinforced Plastic | Pressurized
1560020 | 1 | [5 empty] | Permanently Out of Use - historical purposes | Diesel | 8000 | Bare Steel | 1986-05-05 | Unknown
1560021 | 1 | [5 empty] | Removed from Ground | Diesel | 285 | Bare Steel | 1984-01-02 | Bare Steel
1560022 | 1 | [5 empty] | Removed from Ground | Diesel | 250 | Bare Steel | 1985-01-01 | Bare Steel | Suction (American)
1560023 | 1 | [5 empty] | Removed from Ground | Diesel | 250 | Bare Steel | 1985-01-01 | Bare Steel | Suction (American)
1560024 | 1 | [5 empty] | Removed from Ground | Gas (Historical Use) | 5000 | Bare Steel | 1980-01-03 | Galvanized Steel | Suction (American)
1560024 | 2 | [5 empty] | Removed from Ground | Gas (Historical Use) | 4000 | Bare Steel | 1980-01-03 | Galvanized Steel | Suction (American)
1560024 | 3 | [5 empty] | Removed from Ground | Gas (Historical Use) | 4000 | Bare Steel | 1980-01-03 | Galvanized Steel | Suction (American)
1560024 | 4 | [5 empty] | Removed from Ground | Diesel | 4000 | Bare Steel | 1980-01-03 | Galvanized Steel | Suction (American)
1570001 | 1 | [5 empty] | Removed from Ground | Gas (Historical Use) | 1000 | Bare Steel | 1966-05-07 | Unknown
1570001 | 2 | [5 empty] | Removed from Ground | Diesel | 550 | Bare Steel | 1966-05-07 | Unknown
1570001 | 3 |  | 1999-02-16 |  | 1999-02-16 |  | Currently in Use | Gas (Historical Use) | 2000 | Steel-Impressed Current | 1986-01-01 | Cathodically Protected | Safe Suction (Euro)
1570001 | 4 |  | 1999-02-16 |  | 1999-02-16 |  | Currently in Use | Diesel | 1000 | Steel-Impressed Current | 1986-01-01 | Cathodically Protected | Safe Suction (Euro)
1570002 | 1 | [5 empty] | Removed from Ground | Gas (Historical Use) | 1000 | Bare Steel | 1983-05-08 | Galvanized Steel | Suction (American)
1570002 | 2 | [5 empty] | Removed from Ground | Gas (Historical Use) | 1000 | Bare Steel | 1983-05-08 | Galvanized Steel | Suction (American)
1570002 | 3 | [5 empty] | Removed from Ground | Gas (Historical Use) | 550 | Bare Steel | 1983-05-08 | Galvanized Steel | Suction (American)
1570004 | 1 | [5 empty] | Removed from Ground | Gas (Historical Use) | 2000 | Bare Steel | 1956-05-14 | Galvanized Steel | Suction (American)
1570004 | 2 | [5 empty] | Removed from Ground | Diesel | 2000 | Bare Steel | 1956-05-14 | Galvanized Steel | Suction (American)
1570004 | 3 | [5 empty] | Removed from Ground | Gas (Historical Use) | 2000 | Bare Steel | 1956-05-14 | Galvanized Steel | Suction (American)
1570004 | 4 | [5 empty] | Removed from Ground | Gas (Historical Use) | 2000 | Bare Steel | 1984-05-07 | Galvanized Steel | Suction (American)
1570004 | 5 |  |  | yes |  | yes | Removed from Ground | Used Oil | 550 | Bare Steel | 1956-05-14 | Galvanized Steel
1570004 | 6A |  | 1999-01-04 |  | 1999-01-04 |  | Currently in Use | Gas (Historical Use) | 6000 | Composite | 1999-01-04 | Fiberglass Reinforced Plastic | Pressurized
1570004 | 6B |  | 1999-01-04 |  | 1999-01-04 |  | Currently in Use | Diesel | 4000 | Composite | 1999-01-04 | Fiberglass Reinforced Plastic | Pressurized
1570004 | 7 |  | 1999-01-04 |  | 1999-01-04 |  | Currently in Use | Gas (Historical Use) | 8000 | Composite | 1999-01-04 | Fiberglass Reinforced Plastic | Pressurized
1570005 | 1 |  | 1998-03-01 |  | 1998-03-01 |  | Removed from Ground | Gas (Historical Use) | 2000 | Steel-Impressed Current | 1963-05-13 | Cathodically Protected | Pressurized
1570005 | 2 |  | 1998-03-01 |  | 1998-03-01 |  | Removed from Ground | Gas (Historical Use) | 2000 | Steel-Impressed Current | 1963-05-13 | Cathodically Protected | Pressurized
1570005 | 3 |  | 1998-03-01 |  | 1998-03-01 |  | Removed from Ground | Gas (Historical Use) | 2000 | Steel-Impressed Current | 1963-05-13 | Cathodically Protected | Pressurized
1570005 | 4 |  | 1998-03-01 |  | 1998-03-01 |  | Removed from Ground | Gas (Historical Use) | 3000 | Steel-Impressed Current | 1986-05-07 | Cathodically Protected | Suction (American)
1570005 | 5 |  |  | yes |  | yes | Removed from Ground | Used Oil | 550 | Steel-Impressed Current | 1963-05-13 | Cathodically Protected
1570005 | 6A |  | 2014-09-17 | no | 2014-09-17 | no | Currently in Use | Gas (Historical Use) | 8000 | Composite Double Walled | 2014-09-17 | Double-Walled Fiberglass | Pressurized
1570005 | 6B |  | 2014-09-17 | no | 2014-09-17 | no | Currently in Use | Gas (Historical Use) | 2000 | Composite Double Walled | 2014-09-17 | Double-Walled Fiberglass | Pressurized
1570006 | 1 | [5 empty] | Removed from Ground | Gas (Historical Use) | 1000 | Bare Steel | 1971-05-11 | Unknown
1570006 | 2 | [5 empty] | Removed from Ground | Gas (Historical Use) | 550 | Bare Steel | 1963-05-13 | Unknown
1570007 | 1 | [5 empty] | Removed from Ground | Gas (Historical Use) | 1000 | Bare Steel | 1972-05-10 | Unknown | Suction (American)
1570007 | 2 | [5 empty] | Removed from Ground | Gas (Historical Use) | 550 | Bare Steel | 1972-05-10 | Unknown | Suction (American)
1570007 | 3 |  | 1998-06-10 | no | 1998-06-10 | no | Removed from Ground | Gas (Historical Use) | 2000 | Composite | 1998-06-10 | Aboveground | Safe Suction (Euro)
1570007 | 3A |  | 1998-06-10 | no | 1998-06-10 | no | Removed from Ground | Gas (Historical Use) | 1000 | Composite | 1998-06-10 | Aboveground | Safe Suction (Euro)
1570008 | 1 | [5 empty] | Removed from Ground | Gas (Historical Use) | 1000 | Epoxy | 1976-05-09 | Galvanized Steel | Suction (American)
1570008 | 2 | [5 empty] | Removed from Ground | Gas (Historical Use) | 560 | Bare Steel | 1966-05-12 | Unknown | Suction (American)
1570009 | 1 | [5 empty] | Removed from Ground | Gas (Historical Use) | 560 | Bare Steel | 1956-05-14 | Unknown
1570010 | 1 |  | 1998-12-18 |  | 1998-12-18 |  | Removed from Ground | Gas (Historical Use) | 3000 | Steel-Impressed Current | 1966-05-13 | Cathodically Protected | Suction (American)
1570010 | 2 |  | 1998-12-18 |  | 1998-12-18 |  | Removed from Ground | Gas (Historical Use) | 3000 | Steel-Impressed Current | 1966-05-13 | Cathodically Protected | Suction (American)
1570010 | 3 |  | 1998-12-19 |  | 1998-12-19 |  | Removed from Ground | Gas (Historical Use) | 3000 | Steel-Impressed Current | 1966-05-13 | Cathodically Protected | Suction (American)
1570010 | 4 |  | 1998-12-18 |  | 1998-12-18 |  | Removed from Ground | Diesel | 2000 | Steel-Impressed Current | 1983-05-09 | Cathodically Protected | Suction (American)
1570011 | 1 | [5 empty] | Removed from Ground | Gas (Historical Use) | 4000 | Bare Steel | 1966-05-06 | Galvanized Steel
1570011 | 2 | [5 empty] | Removed from Ground | Gas (Historical Use) | 500 | Bare Steel | 1966-05-06 | Galvanized Steel
1570011 | 3 | [5 empty] | Removed from Ground | Gas (Historical Use) | 1000 | Bare Steel | 1966-05-06 | Galvanized Steel
1570012 | 1 |  | 1998-11-12 |  | 1998-11-12 |  | Currently in Use | Gas (Historical Use) | 10000 | Steel-Impressed Current | 1975-05-04 | Cathodically Protected
1570012 | 2 |  | 1998-11-12 |  | 1998-11-12 |  | Currently in Use | Gas (Historical Use) | 6000 | Steel-Impressed Current | 1975-05-04 | Cathodically Protected
1570012 | 3 |  | 1998-10-22 |  | 1998-10-22 |  | Currently in Use | Gas (Historical Use) | 4000 | Steel-Impressed Current | 1975-05-05 | Cathodically Protected
1570013 | 1 | [5 empty] | Removed from Ground | Empty | 1060 | Bare Steel | 1965-04-15 | Unknown
1570013 | 2 | [5 empty] | Removed from Ground | Diesel | 2000 | Composite | 1984-04-10 | Unknown
1570013 | 3 | [5 empty] | Removed from Ground | Gas (Historical Use) | 1000 | Composite | 1984-04-10 | Unknown
1570014 | 1 | [5 empty] | Removed from Ground | Gas (Historical Use) | 8000 | Bare Steel | 1974-04-20 | Galvanized Steel
1570014 | 2 | [5 empty] | Removed from Ground | Gas (Historical Use) | 8000 | Bare Steel | 1974-04-20 | Galvanized Steel
1570014 | 3 | [5 empty] | Removed from Ground | Gas (Historical Use) | 6000 | Bare Steel | 1974-04-20 | Galvanized Steel
1570014 | 4 |  | 1988-10-31 | no | 1988-10-31 | no | Currently in Use | Gas (Historical Use) | 10000 |  | 1988-10-31 | Fiberglass Reinforced Plastic | Pressurized
1570014 | 5 |  | 1988-10-31 | no | 1988-10-31 | no | Currently in Use | Gas (Historical Use) | 10000 |  | 1988-10-31 | Fiberglass Reinforced Plastic | Pressurized
1570014 | 6 |  | 1988-10-31 | no | 1988-10-31 | no | Currently in Use | Gas (Historical Use) | 10000 |  | 1988-10-31 | Fiberglass Reinforced Plastic | Pressurized
1570014 | 7 |  | 1988-10-31 | no | 1988-10-31 | no | Currently in Use | Diesel | 10000 |  | 1988-10-31 | Fiberglass Reinforced Plastic | Pressurized
1570014 | 8 |  | 1988-10-31 | no | 1988-10-31 | no | Temporarily out of use | Diesel | 2000 |  | 1988-10-31 | Fiberglass Reinforced Plastic | Pressurized
1570015 | 1 | [5 empty] | Closed in Ground | Gas (Historical Use) | 8000 | Bare Steel | 1969-04-21 | Galvanized Steel
1570015 | 2 | [5 empty] | Closed in Ground | Gas (Historical Use) | 8000 | Bare Steel | 1969-04-21 | Galvanized Steel
1570015 | 3 | [5 empty] | Closed in Ground | Gas (Historical Use) | 4000 | Bare Steel | 1969-04-21 | Galvanized Steel
1570016 | 1 | [5 empty] | Removed from Ground | Gas (Historical Use) | 1060 | Bare Steel | 1966-03-10 | Galvanized Steel | Safe Suction (Euro)
1570016 | 2 | [5 empty] | Removed from Ground | Gas (Historical Use) | 560 | Bare Steel | 1951-03-14 | Galvanized Steel | Safe Suction (Euro)
1570016 | 3 | [5 empty] | Removed from Ground | Gas (Historical Use) | 560 | Bare Steel | 1951-03-14 | Galvanized Steel | Safe Suction (Euro)
1570016 | 4 | [5 empty] | Removed from Ground | Gas (Historical Use) | 1060 | Bare Steel | 1969-03-09 | Galvanized Steel | Safe Suction (Euro)
1570017 | 1 | [5 empty] | Removed from Ground | Gas (Historical Use) | 6000 | Bare Steel | 1968-03-10 | Galvanized Steel
1570018 | 1 |  |  | no |  | no | Removed from Ground |  | 8000 | Bare Steel | 1994-10-10 | Galvanized Steel | Safe Suction (Euro)
1570018 | 2 |  |  | no |  | no | Removed from Ground |  | 8000 | Bare Steel | 1994-10-10 | Galvanized Steel | Safe Suction (Euro)
1570018 | 3 |  |  | no |  | no | Removed from Ground | Diesel | 8000 | Bare Steel | 1994-10-10 | Galvanized Steel | Safe Suction (Euro)
1570018 | 4 | Flapper Valve | 1994-11-01 | no | 1994-11-01 | no | Currently in Use | Regular | 6000 | Composite | 1994-10-15 | Fiberglass Reinforced Plastic | Safe Suction (Euro)
1570018 | 5 |  | 1994-11-01 | no | 1994-11-01 | no | Currently in Use | Regular | 4000 | Composite | 1994-10-15 | Fiberglass Reinforced Plastic | Safe Suction (Euro)
1570018 | 6 | Flapper Valve | 1994-11-01 | no | 1994-11-01 | no | Currently in Use | Diesel | 4000 | Composite | 1994-10-15 | Fiberglass Reinforced Plastic | Safe Suction (Euro)
1570018 | 7 | Flapper Valve | 1994-11-01 | no | 1994-11-01 | no | Currently in Use | Diesel | 8000 | Composite | 1994-10-15 | Fiberglass Reinforced Plastic | Safe Suction (Euro)
1570019 | 1 | [5 empty] | Permanently Out of Use - historical purposes | Other | 0 | Bare Steel | 1971-03-17 | Galvanized Steel
1570020 | 1 |  | 1998-10-01 |  | 1998-10-01 |  | Currently in Use | Gas (Historical Use) | 20000 | Steel-Impressed Current | 1978-03-19 | Fiberglass Reinforced Plastic | Pressurized
1570020 | 2 |  | 1998-10-01 |  | 1998-10-01 |  | Currently in Use | Gas (Historical Use) | 10000 | Steel-Impressed Current | 1978-03-19 | Fiberglass Reinforced Plastic | Pressurized
1570020 | 3 |  | 1998-10-01 |  | 1998-10-01 |  | Currently in Use | Gas (Historical Use) | 10000 | Steel-Impressed Current | 1978-03-19 | Fiberglass Reinforced Plastic | Pressurized
1570020 | 4 |  | 1998-10-01 |  | 1998-10-01 |  | Currently in Use | Diesel | 8000 | Steel-Impressed Current | 1984-03-17 | Cathodically Protected | Pressurized
1570020 | 5 |  | 1998-10-01 |  | 1998-10-01 |  | Temporarily out of use | Kerosene | 8000 | Steel-Impressed Current | 1984-03-17 | Cathodically Protected | Safe Suction (Euro)
1570021 | 1 | [5 empty] | Removed from Ground | Diesel | 1000 | Bare Steel | 1971-03-23 | Galvanized Steel
1570021 | 2 | [5 empty] | Removed from Ground | Gas (Historical Use) | 1000 | Bare Steel | 1971-03-23 | Galvanized Steel
1570023 | 1 | [5 empty] | Removed from Ground | Gas (Historical Use) | 2000 | Bare Steel | 1974-04-25 | Galvanized Steel
1570023 | 2 | [5 empty] | Removed from Ground | Diesel | 560 | Bare Steel | 1955-04-30 | Galvanized Steel
1570023 | 3 |  | 1991-01-01 |  | 1991-01-01 |  | Removed from Ground | Other | 2000 | Galvanic (STIP-3) | 1991-01-01 | Cathodically Protected | Safe Suction (Euro)
1570023 | 4 |  | 1991-01-01 |  | 1991-01-01 |  | Removed from Ground | Other | 2000 | Galvanic (STIP-3) | 1991-01-01 | Cathodically Protected | Safe Suction (Euro)
1570025 | 1 | [5 empty] | Removed from Ground | Gas (Historical Use) | 560 | Bare Steel | 1956-04-29 | Galvanized Steel
1570026 | 1 | [5 empty] | Removed from Ground | Gas (Historical Use) | 2000 | Bare Steel | 1980-02-01 | Galvanized Steel | Safe Suction (Euro)
1570027 | 1 | [5 empty] | Removed from Ground | Gas (Historical Use) | 10000 | Bare Steel | 1966-04-01 | Bare Steel
1570027 | 2 | [5 empty] | Removed from Ground | Diesel | 10000 | Bare Steel | 1966-04-01 | Bare Steel
1570027 | 3 | [5 empty] | Closed in Ground | Gas (Historical Use) | 10000 | Bare Steel | 1951-04-05 | Bare Steel
1570027 | 4 | [5 empty] | Removed from Ground | Gas (Historical Use) | 10000 | Bare Steel | 1966-04-01 | Bare Steel
1570027 | 5 | [5 empty] | Removed from Ground | Gas (Historical Use) | 10000 | Bare Steel | 1966-04-01 | Bare Steel
1570028 | 1 | [5 empty] | Removed from Ground | Gas (Historical Use) | 1000 | Bare Steel | 1961-05-07 | Galvanized Steel
1570028 | 2 |  |  | yes |  | yes | Removed from Ground | Used Oil | 350 | Not Marked/Unknown | 1996-10-09 | Not Marked
1570029 | 1 | [5 empty] | Closed in Ground | Empty | 1000 | Bare Steel | 1961-05-14 | Galvanized Steel
1570030 | 1 | [5 empty] | Removed from Ground | Gas (Historical Use) | 2000 | Bare Steel | 1956-05-08 | Unknown | Suction (American)
1570030 | 2 | [5 empty] | Removed from Ground | Gas (Historical Use) | 2000 | Bare Steel | 1956-05-08 | Unknown | Suction (American)
1570030 | 3 | [5 empty] | Removed from Ground | Gas (Historical Use) | 3000 | Bare Steel | 1956-05-08 | Unknown | Suction (American)
1570030 | 4 |  |  | yes |  | yes | Removed from Ground | Used Oil | 550 | Not Marked/Unknown | 1997-03-01 | Not Marked
1570031 | 1 | [5 empty] | Removed from Ground | Gas (Historical Use) | 550 | Bare Steel | 1966-05-13 | Unknown
1570031 | 2 | [5 empty] | Removed from Ground | Gas (Historical Use) | 270 | Bare Steel | 1966-05-13 | Unknown
1570031 | 3 | [5 empty] | Removed from Ground | Gas (Historical Use) | 550 | Bare Steel | 1981-05-09 | Unknown
1570032 | 1 | [5 empty] | Permanently Out of Use - historical purposes | Gas (Historical Use) | 550 | Bare Steel | 1966-05-13 | Unknown
1570032 | 2 | [5 empty] | Permanently Out of Use - historical purposes | Gas (Historical Use) | 1000 | Bare Steel | 1966-05-13 | Unknown
1570035 | 1 | [5 empty] | Temporarily out of use | Gas (Historical Use) | 5000 | Bare Steel | 1985-05-08 | Galvanized Steel
1570035 | 2 | [5 empty] | Temporarily out of use | Gas (Historical Use) | 5000 | Bare Steel | 1985-05-08 | Galvanized Steel
1570036 | 1 | [5 empty] | Removed from Ground | Gas (Historical Use) | 550 | Bare Steel | 1986-05-08 | Unknown
1570036 | 2 | [5 empty] | Removed from Ground | Gas (Historical Use) | 1000 | Bare Steel | 1986-05-08 | Unknown
1570038 | 1 | [5 empty] | Removed from Ground | Kerosene | 2000 | Bare Steel | 1966-05-13 | Unknown
1570039 | 1 | [5 empty] | Currently in Use | Other | 0 | Bare Steel | 1986-05-08 | Galvanized Steel
1570040 | 1 | [5 empty] | Removed from Ground | Gas (Historical Use) | 1000 | Bare Steel | 1971-05-11 | Galvanized Steel | Suction (American)
1570040 | 2 | [5 empty] | Removed from Ground | Gas (Historical Use) | 560 | Bare Steel | 1971-05-11 | Galvanized Steel | Suction (American)
1570040 | 3 | [5 empty] | Removed from Ground | Gas (Historical Use) | 560 | Bare Steel | 1971-05-11 | Galvanized Steel | Suction (American)
1570040 | 4A |  | 1998-04-01 |  | 1998-04-01 |  | Currently in Use | Gas (Historical Use) | 2000 | Double Walled | 1998-05-07 | Fiberglass Reinforced Plastic | Suction (American)
1570040 | 4B |  | 1998-04-01 |  | 1998-04-01 |  | Currently in Use | Diesel | 2000 | Double Walled | 1998-05-07 | Fiberglass Reinforced Plastic | Suction (American)
1570040 | 4C |  | 1998-04-01 |  | 1998-04-01 |  | Currently in Use | Gas (Historical Use) | 2000 | Double Walled | 1998-05-07 | Fiberglass Reinforced Plastic | Suction (American)
1570041 | 1 |  | 1998-02-09 |  | 1998-02-09 |  | Currently in Use | Gas (Historical Use) | 8000 | Steel-Impressed Current | 1981-05-08 | Cathodically Protected | Safe Suction (Euro)
1570041 | 2 |  | 1998-02-09 |  | 1998-02-09 |  | Currently in Use | Gas (Historical Use) | 8000 | Steel-Impressed Current | 1981-05-08 | Cathodically Protected | Safe Suction (Euro)
1570041 | 3 |  | 1998-02-09 |  | 1998-02-09 |  | Currently in Use | Diesel | 8000 | Steel-Impressed Current | 1981-05-08 | Cathodically Protected | Pressurized
1570042 | 1 |  | 1993-06-01 |  | 1995-01-01 |  | Temporarily out of use | Gas (Historical Use) | 8000 | Lined Interior | 1974-05-10 | Fiberglass Reinforced Plastic | Pressurized
1570042 | 2 |  | 1993-06-01 |  | 1995-01-01 |  | Temporarily out of use | Gas (Historical Use) | 8000 | Lined Interior | 1974-05-10 | Fiberglass Reinforced Plastic | Pressurized
1570042 | 3 | [5 empty] | Removed from Ground | Gas (Historical Use) | 2000 | Bare Steel | 1982-05-08 | Galvanized Steel | Safe Suction (Euro)
1570042 | 5 |  | 1998-01-01 |  | 1998-01-01 |  | Temporarily out of use | Diesel | 4000 | Composite | 1998-01-01 | Fiberglass Reinforced Plastic | Pressurized
1570043 | 1 | [5 empty] | Removed from Ground | Gas (Historical Use) | 520 | Bare Steel | 1976-05-09 | Galvanized Steel
1570044 | 1 | [5 empty] | Removed from Ground | Diesel | 30000 | Bare Steel | 1970-05-12 | Bare Steel
1570044 | 2 | [5 empty] | Removed from Ground | Diesel | 30000 | Bare Steel | 1970-05-12 | Bare Steel
1570045 | 1 | [5 empty] | Removed from Ground | Diesel | 10000 | Bare Steel | 1956-05-15 | Bare Steel
1570045 | 2 | [5 empty] | Removed from Ground | Gas (Historical Use) | 10000 | Bare Steel | 1956-05-15 | Bare Steel
1570045 | 3 | [5 empty] | Removed from Ground | Gas (Historical Use) | 10000 | Bare Steel | 1956-05-15 | Bare Steel
1570045 | 4 | [5 empty] | Removed from Ground | Diesel | 8000 | Bare Steel | 1956-05-15 | Bare Steel
1570045 | 5 | [5 empty] | Removed from Ground | Gas (Historical Use) | 8000 | Bare Steel | 1956-05-15 | Bare Steel
1570045 | 6 | [5 empty] | Removed from Ground | Gas (Historical Use) | 8000 | Bare Steel | 1956-05-15 | Bare Steel
1570045 | 7 | [5 empty] | Removed from Ground | Diesel | 280 | Bare Steel | 1956-05-15 | Bare Steel
1570046 | 1 | [5 empty] | Removed from Ground | Diesel | 2000 | Bare Steel | 1977-01-03 | Galvanized Steel
1570048 | 1 |  | 1989-11-15 |  | 1989-11-15 |  | Removed from Ground | Gas (Historical Use) | 6000 | Composite | 1989-11-15 | Fiberglass Reinforced Plastic | Pressurized
1570048 | 2 |  | 1989-11-15 |  | 1989-11-15 |  | Removed from Ground | Gas (Historical Use) | 6000 | Composite | 1989-11-15 | Fiberglass Reinforced Plastic | Pressurized
1570048 | 3 |  | 1989-11-15 |  | 1989-11-15 |  | Removed from Ground | Gas (Historical Use) | 6000 | Composite | 1989-11-15 | Fiberglass Reinforced Plastic | Pressurized
1570048 | 4 |  | 1989-11-15 |  | 1989-11-15 |  | Removed from Ground | Diesel | 6000 | Composite | 1989-11-15 | Fiberglass Reinforced Plastic | Pressurized
1570049 | 1 | [5 empty] | Closed in Ground | Gas (Historical Use) | 2000 | Marked Unknown | 1966-05-13 | Unknown
1570049 | 2 | [5 empty] | Closed in Ground | Gas (Historical Use) | 2000 | Marked Unknown | 1966-05-13 | Unknown
1570049 | 3 | [5 empty] | Closed in Ground | Gas (Historical Use) | 2000 | Marked Unknown | 1966-05-13 | Unknown
1570049 | 4 | [5 empty] | Closed in Ground | Diesel | 2000 | Marked Unknown | 1966-05-13 | Unknown
1570049 | 5 |  | 1990-03-23 |  | 1990-03-23 |  | Removed from Ground | Gas (Historical Use) | 6000 | Cathodically Protected Steel | 1990-03-23 | Fiberglass Reinforced Plastic | Pressurized
1570049 | 6 |  | 1990-03-23 |  | 1990-03-23 |  | Removed from Ground | Gas (Historical Use) | 6000 | Cathodically Protected Steel | 1990-03-23 | Fiberglass Reinforced Plastic | Pressurized
1570049 | 7 |  | 1990-03-23 |  | 1990-03-23 |  | Removed from Ground | Gas (Historical Use) | 6000 | Cathodically Protected Steel | 1990-03-23 | Fiberglass Reinforced Plastic | Pressurized
1570049 | 8 |  | 1990-03-23 |  | 1990-03-23 |  | Removed from Ground | Diesel | 10000 | Cathodically Protected Steel | 1990-03-23 | Fiberglass Reinforced Plastic | Pressurized
1570050 | 1 |  | 1998-12-21 |  | 1998-12-21 |  | Removed from Ground | Gas (Historical Use) | 6000 | Steel-Impressed Current | 1976-05-10 | Cathodically Protected | Safe Suction (Euro)
1570050 | 2 |  | 1998-12-21 |  | 1998-12-21 |  | Removed from Ground | Gas (Historical Use) | 6000 | Steel-Impressed Current | 1976-05-10 | Cathodically Protected | Safe Suction (Euro)
1570050 | 3 |  | 1998-12-21 |  | 1998-12-21 |  | Removed from Ground | Diesel | 6000 | Steel-Impressed Current | 1976-05-10 | Cathodically Protected | Safe Suction (Euro)
1570050 | 4 |  | 1998-12-21 |  | 1998-12-21 |  | Removed from Ground | Gas (Historical Use) | 2000 | Steel-Impressed Current | 1976-05-10 | Cathodically Protected | Safe Suction (Euro)
1570051 | 1 | [5 empty] | Removed from Ground | Diesel | 10000 | Bare Steel | 1956-05-15 | Galvanized Steel
1570051 | 2 | [5 empty] | Removed from Ground | Gas (Historical Use) | 10000 | Bare Steel | 1956-05-15 | Galvanized Steel
1570052 | 1 | [5 empty] | Removed from Ground | Gas (Historical Use) | 4000 | Bare Steel | 1972-01-05 | Galvanized Steel | Suction (American)
1570052 | 2 | [5 empty] | Removed from Ground | Gas (Historical Use) | 10000 | Bare Steel | 1972-01-05 | Galvanized Steel | Pressurized
1570052 | 3 | [5 empty] | Removed from Ground | Diesel | 10000 | Bare Steel | 1972-01-05 | Galvanized Steel | Pressurized
1570053 | 2 | [5 empty] | Removed from Ground | Empty | 1000 | Bare Steel | 1961-05-26 | Galvanized Steel
1580002 | 1 | [5 empty] | Removed from Ground | Diesel | 2000 | Bare Steel | 1980-02-21 | Galvanized Steel
1580004 | 1 |  | 1980-02-05 |  | 1998-02-05 |  | Removed from Ground | Gas (Historical Use) | 6000 | Cathodically Protected Steel | 1980-02-05 | Cathodically Protected | Safe Suction (Euro)
1580004 | 2 |  | 1980-02-05 |  | 1998-08-04 |  | Removed from Ground | Gas (Historical Use) | 6000 | Cathodically Protected Steel | 1986-02-03 | Cathodically Protected | Safe Suction (Euro)
1580004 | 3 |  | 1980-02-05 |  | 1998-08-04 |  | Removed from Ground | Gas (Historical Use) | 6000 | Cathodically Protected Steel | 1986-02-03 | Cathodically Protected | Safe Suction (Euro)
1580005 | 1 | [5 empty] | Removed from Ground | Kerosene | 1050 | Bare Steel | 1978-01-25 | Galvanized Steel
1580005 | 10 |  |  | no |  | no | Removed from Ground | Used Oil | 5000 | Unknown | 2007-05-23
1580005 | 2 | [5 empty] | Removed from Ground | Diesel | 2000 | Bare Steel | 1970-01-27 | Fiberglass Reinforced Plastic
1580005 | 3 | [5 empty] | Removed from Ground | Kerosene | 2000 | Bare Steel | 1970-01-27 | Galvanized Steel
1580005 | 4 | [5 empty] | Removed from Ground | Kerosene | 8000 | Bare Steel | 1980-01-25 | Galvanized Steel
1580005 | 5 | [5 empty] | Removed from Ground | Kerosene | 8000 | Bare Steel | 1980-01-25 | Galvanized Steel
1580005 | 6 | [5 empty] | Removed from Ground | Kerosene | 6000 | Bare Steel | 1970-01-27 | Galvanized Steel
1580005 | 7 | [5 empty] | Removed from Ground | Kerosene | 6000 | Bare Steel | 1970-01-27 | Galvanized Steel
1580005 | 8 | [5 empty] | Removed from Ground | Diesel | 6000 | Bare Steel | 1970-01-27 | Galvanized Steel
1580005 | 9 | [5 empty] | Removed from Ground | Diesel | 6000 | Bare Steel | 1970-01-27 | Galvanized Steel
1580005 | DIESEL |  | 1991-01-10 |  | 1991-01-10 |  | Removed from Ground | Diesel | 10000 | Composite | 1991-01-10 | Fiberglass Reinforced Plastic | Pressurized
1580005 | DIESEL2 |  | 1991-01-10 |  | 1991-01-10 |  | Removed from Ground | Diesel | 10000 | Composite | 1991-01-10 | Fiberglass Reinforced Plastic | Pressurized
1580005 | KEROSENE |  | 1991-03-01 |  | 1991-03-01 |  | Removed from Ground | Kerosene | 1000 | Composite | 1991-01-10 | Fiberglass Reinforced Plastic | Pressurized
1580005 | SUL |  | 1991-01-10 |  | 1991-01-10 |  | Removed from Ground | Gas (Historical Use) | 10000 | Composite | 1991-01-10 | Fiberglass Reinforced Plastic | Pressurized
1580005 | UL |  | 1991-01-10 |  | 1991-01-10 |  | Removed from Ground | Gas (Historical Use) | 10000 | Composite | 1991-01-10 | Fiberglass Reinforced Plastic | Pressurized
1580006 | 1 |  | 1994-11-01 |  | 1992-06-01 |  | Removed from Ground | Gas (Historical Use) | 10000 | Steel-Impressed Current | 1976-01-26 | Cathodically Protected | Pressurized
1580006 | 2 |  | 1994-11-01 |  | 1992-06-01 |  | Removed from Ground | Gas (Historical Use) | 10000 | Steel-Impressed Current | 1976-01-26 | Cathodically Protected | Pressurized
1580006 | 3 |  | 1994-11-01 |  | 1992-06-01 |  | Removed from Ground | Gas (Historical Use) | 10000 | Steel-Impressed Current | 1976-01-26 | Cathodically Protected | Pressurized
1580006 | 4 |  | 1994-11-01 |  | 1992-06-01 |  | Removed from Ground | Diesel | 10000 | Steel-Impressed Current | 1976-01-26 | Cathodically Protected | Suction (American)
1580007 | 1 | [5 empty] | Removed from Ground | Other | 8000 | Bare Steel | 1976-01-26 | Galvanized Steel
1580007 | 10 | [5 empty] | Removed from Ground | Kerosene | 10000 | Bare Steel | 1975-01-26 | Galvanized Steel
1580007 | 2 | [5 empty] | Removed from Ground | Other | 8000 | Bare Steel | 1976-01-26 | Galvanized Steel
1580007 | 3 | [5 empty] | Removed from Ground | Other | 8000 | Bare Steel | 1976-01-26 | Galvanized Steel
1580007 | 4 | [5 empty] | Removed from Ground | Other | 8000 | Bare Steel | 1976-01-26 | Galvanized Steel
1580007 | 5 | [5 empty] | Removed from Ground | Other | 8000 | Cathodically Protected Steel | 1976-01-26 | Galvanized Steel
1580007 | 6 | [5 empty] | Removed from Ground | Other | 8000 | Bare Steel | 1976-01-26 | Galvanized Steel
1580007 | 7 | [5 empty] | Removed from Ground | Other | 8000 | Bare Steel | 1976-01-26 | Galvanized Steel
1580007 | 8 | [5 empty] | Removed from Ground | Other | 8000 | Bare Steel | 1976-01-26 | Galvanized Steel
1580007 | 9 | [5 empty] | Removed from Ground | Other | 8000 | Bare Steel | 1976-01-26 | Galvanized Steel
1580008 | 1 | [5 empty] | Removed from Ground | Gas (Historical Use) | 8000 | Bare Steel | 1971-01-27 | Galvanized Steel
1580008 | 2 | [5 empty] | Removed from Ground | Gas (Historical Use) | 8000 | Bare Steel | 1971-01-27 | Galvanized Steel
1580008 | 3 | Ball Float | 1990-11-21 |  | 1990-11-21 |  | Removed from Ground | Gas (Historical Use) | 8000 | Composite | 1990-11-21 | Fiberglass Reinforced Plastic | Pressurized
1580008 | 4 | Ball Float | 1990-11-21 |  | 1990-11-21 |  | Removed from Ground | Gas (Historical Use) | 8000 | Composite | 1990-11-21 | Fiberglass Reinforced Plastic | Pressurized
1580009 | 1 | [5 empty] | Removed from Ground | Gas (Historical Use) | 1050 | Bare Steel | 1986-01-23 | Galvanized Steel
1580009 | 2 | [5 empty] | Removed from Ground | Gas (Historical Use) | 4000 | Bare Steel | 1966-01-01 | Galvanized Steel
1580009 | 3 | [5 empty] | Removed from Ground | Gas (Historical Use) | 4000 | Bare Steel | 1966-01-28 | Galvanized Steel
1580009 | 4 | [5 empty] | Removed from Ground | Gas (Historical Use) | 6000 | Bare Steel | 1971-01-27 | Galvanized Steel
1580009 | 5 | [5 empty] | Removed from Ground | Gas (Historical Use) | 4000 | Bare Steel | 1966-01-28 | Galvanized Steel
1580010 | 1 | [5 empty] | Removed from Ground | Gas (Historical Use) | 10000 | Bare Steel | 1966-01-12 | Galvanized Steel
1580010 | 2 |  | 1998-07-10 | no | 1998-07-10 | no | Currently in Use | Diesel | 10000 | Galvanic (STIP-3) | 1990-09-11 | Fiberglass Reinforced Plastic
1580010 | 3 |  | 1998-07-10 |  | 1998-07-10 |  | Currently in Use | Gas (Historical Use) | 5000 | Galvanic (STIP-3) | 1990-09-11 | Fiberglass Reinforced Plastic
1580012 | 1 | [5 empty] | Removed from Ground | Diesel | 1000 | Bare Steel | 1956-01-14 | Galvanized Steel
1580012 | 2 | [5 empty] | Removed from Ground | Gas (Historical Use) | 500 | Bare Steel | 1956-01-14 | Galvanized Steel
1580014 | 1 |  | 1998-08-24 |  | 1998-08-24 |  | Removed from Ground | Gas (Historical Use) | 8000 | Cathodically Protected Steel | 1976-03-15 | Cathodically Protected | Pressurized
1580014 | 2 |  | 1998-08-24 |  | 1998-08-24 |  | Removed from Ground | Gas (Historical Use) | 8000 | Cathodically Protected Steel | 1976-03-15 | Cathodically Protected | Pressurized
1580014 | 3 |  | 1998-08-24 |  | 1998-08-24 |  | Removed from Ground | Gas (Historical Use) | 8000 | Cathodically Protected Steel | 1976-03-15 | Cathodically Protected | Pressurized
1580014 | 4 |  | 1998-08-24 |  | 1998-08-24 |  | Removed from Ground | Diesel | 8000 | Cathodically Protected Steel | 1976-03-15 | Cathodically Protected | Pressurized
1580017 | 1 | [5 empty] | Permanently Out Of Use | Gas (Historical Use) | 8000 | Bare Steel | 1977-04-16 | Galvanized Steel
1580017 | 2 | [5 empty] | Permanently Out Of Use | Gas (Historical Use) | 6000 | Bare Steel | 1977-04-16 | Galvanized Steel
1580017 | 3 | [5 empty] | Permanently Out Of Use | Gas (Historical Use) | 4000 | Bare Steel | 1977-04-16 | Galvanized Steel
1580020 | 240D1 | [5 empty] | Removed from Ground | Diesel | 1009 | Bare Steel | 1985-04-29 | Galvanized Steel | Suction (American)
1580020 | 240G1 | [5 empty] | Removed from Ground | Gas (Historical Use) | 2000 | Cathodically Protected Steel | 1989-08-01 | Cathodically Protected | Suction (American)
1580021 | 1 | [5 empty] | Removed from Ground | Gas (Historical Use) | 500 | Bare Steel | 1950-04-19 | Unknown
1580025 | 1 | [5 empty] | Removed from Ground | Gas (Historical Use) | 5000 | Bare Steel | 1976-04-23 | Bare Steel
1580026 | 1 | Flapper Valve | 1994-06-20 | yes | 1994-06-20 | no | Currently in Use | E-10 | 7500 | Lined Interior | 1971-05-03 | Fiberglass Reinforced Plastic | Safe Suction (Euro)
1580026 | 2 | Ball Float | 1994-06-20 | yes | 1994-06-20 |  | Currently in Use | Gas (Historical Use) | 7500 | Lined Interior | 1971-05-03 | Fiberglass Reinforced Plastic | Safe Suction (Euro)
1580026 | 3 | Flapper Valve | 1994-06-20 | no | 1994-06-20 | no | Temporarily out of use | Diesel | 7500 | Lined Interior | 1971-05-03 | Fiberglass Reinforced Plastic | Safe Suction (Euro)
1580027 | 1 | [5 empty] | Removed from Ground | Empty | 1000 | Bare Steel |  | Bare Steel
1580028 | 1 | [5 empty] | Removed from Ground | Empty | 1000 | Bare Steel | 1980-05-01 | Bare Steel
1580030 | 1 | [5 empty] | Closed in Ground | Gas (Historical Use) | 8000 | Bare Steel | 1966-05-05 | Bare Steel
1580034 | 1 | [5 empty] | Permanently Out Of Use | Gas (Historical Use) | 1060 | Bare Steel | 1974-05-09 | Galvanized Steel
1580034 | 2 | [5 empty] | Permanently Out Of Use | Gas (Historical Use) | 1060 | Bare Steel | 1974-05-09 | Galvanized Steel
1580034 | 3 |  | 1997-04-01 |  | 1997-04-01 |  | Temporarily out of use | Gas (Historical Use) | 2000 | Cathodically Protected Steel | 1997-04-01 | Cathodically Protected | Pressurized
1580034 | 4 |  | 1997-04-01 |  | 1997-04-01 |  | Temporarily out of use | Gas (Historical Use) | 4000 | Cathodically Protected Steel | 1997-04-01 | Cathodically Protected | Pressurized
1580034 | 5 |  | 1997-04-01 |  | 1997-04-01 |  | Temporarily out of use | Diesel | 1000 | Cathodically Protected Steel | 1997-04-01 | Cathodically Protected | Pressurized
1580034 | 6A |  | 1997-04-01 |  | 1997-04-01 |  | Temporarily out of use | Diesel | 3000 | Cathodically Protected Steel | 1997-04-01 | Cathodically Protected | Pressurized
1580034 | 6B |  | 1997-04-01 |  | 1997-04-01 |  | Temporarily out of use | Diesel | 1000 | Cathodically Protected Steel | 1997-04-01 | Cathodically Protected | Pressurized
1580041 | 1 | [5 empty] | Removed from Ground | Gas (Historical Use) | 1060 | Bare Steel | 1976-05-10 | Galvanized Steel
1580041 | 2 | [5 empty] | Removed from Ground | Gas (Historical Use) | 560 | Bare Steel | 1976-05-10 | Galvanized Steel
1580041 | 3 | [5 empty] | Removed from Ground | Gas (Historical Use) | 1000 | Bare Steel | 1976-05-10 | Galvanized Steel
1580043 | 1 |  | 1991-10-01 |  | 1991-10-01 |  | Removed from Ground | Kerosene | 2000 | Bare Steel | 1963-05-14 | Copper
1580043 | 2 |  | 1991-10-01 |  | 1991-10-01 |  | Removed from Ground | Diesel | 1000 | Cathodically Protected Steel | 1991-01-01 | Secondary Containment | Suction (American)
1580044 | 1 | [5 empty] | Removed from Ground | Diesel | 1000 | Bare Steel | 1979-05-09 | Galvanized Steel | Safe Suction (Euro)
1580044 | 2 | [5 empty] | Removed from Ground | Gas (Historical Use) | 1000 | Bare Steel | 1979-05-09 | Galvanized Steel | Safe Suction (Euro)
1580044 | 3 |  | 1988-11-01 |  | 1988-11-01 |  | Removed from Ground | Diesel | 6000 | Cathodically Protected Steel | 1988-11-01 | Cathodically Protected | Safe Suction (Euro)
1580044 | 4 |  | 1988-11-01 |  | 1988-11-01 |  | Removed from Ground | Diesel | 8000 | Cathodically Protected Steel | 1988-11-01 | Cathodically Protected | Suction (American)
1580044 | 5 |  | 1988-11-01 |  | 1988-11-01 |  | Removed from Ground | Gas (Historical Use) | 1000 | Cathodically Protected Steel | 1988-11-01 | Cathodically Protected | Safe Suction (Euro)
1580045 | 1 | [5 empty] | Removed from Ground | Gas (Historical Use) | 2000 | Bare Steel | 1974-05-10 | Galvanized Steel
1580045 | 2 | Flapper Valve | 1990-12-01 | no | 1990-12-01 | no | Currently in Use | Gas (Historical Use) | 10000 | Composite Double Walled | 1990-12-18 | Double-Walled Fiberglass | Safe Suction (Euro)
1580046 | 1 | [5 empty] | Removed from Ground | Diesel | 560 | Bare Steel | 1971-05-11 | Galvanized Steel
1580047 | 1 | [5 empty] | Removed from Ground | Diesel | 1000 | Bare Steel | 1971-05-11 | Galvanized Steel
1580047 | 2 | [5 empty] | Removed from Ground | Gas (Historical Use) | 1000 | Bare Steel | 1971-05-11 | Galvanized Steel
1580047 | 3 | [5 empty] | Removed from Ground | Gas (Historical Use) | 1000 | Bare Steel | 1976-05-09 | Galvanized Steel
1580047 | 4 | [5 empty] | Removed from Ground | Gas (Historical Use) | 1000 | Bare Steel | 1971-05-11 | Galvanized Steel
1580047 | 5 | Flapper Valve | 1991-02-19 | no | 1991-02-19 | no | Currently in Use | E-10 | 1000 | Galvanic (STIP-3) | 1991-02-19 | Fiberglass Reinforced Plastic | Safe Suction (Euro)
1580047 | 6 | Flapper Valve | 1991-02-19 | no | 1991-02-19 | no | Currently in Use | E-10 | 1000 | Galvanic (STIP-3) | 1991-02-19 | Fiberglass Reinforced Plastic | Safe Suction (Euro)
1580047 | 7 | Flapper Valve | 1997-09-12 | no | 1997-09-12 | no | Currently in Use | E-10 | 2000 | Galvanic (STIP-3) | 1997-08-10 | Fiberglass Reinforced Plastic | Safe Suction (Euro)
1580048 | 1 | [5 empty] | Removed from Ground | Gas (Historical Use) | 1000 | Bare Steel | 1966-05-12 | Galvanized Steel
1580048 | 2 | [5 empty] | Removed from Ground | Gas (Historical Use) | 1000 | Bare Steel | 1966-05-12 | Galvanized Steel
1580048 | 3 | [5 empty] | Removed from Ground | Gas (Historical Use) | 2000 | Bare Steel | 1974-05-10 | Galvanized Steel
1580048 | 4 | [5 empty] | Removed from Ground | Diesel | 1000 | Bare Steel | 1972-05-10 | Galvanized Steel
1580049 | 1 | [5 empty] | Removed from Ground | Gas (Historical Use) | 500 | Bare Steel | 1966-05-12 | Galvanized Steel
1580049 | 2 | [5 empty] | Removed from Ground | Gas (Historical Use) | 1000 | Bare Steel | 1966-05-12 | Galvanized Steel
1580049 | 3 | Flapper Valve | 1991-02-15 | no | 1991-02-15 | no | Currently in Use | Premium | 1000 | Galvanic (STIP-3) | 1991-02-15 | Fiberglass Reinforced Plastic | Pressurized
1580049 | 4 | Flapper Valve | 1991-02-15 | no | 1991-02-15 | no | Currently in Use | Regular | 1000 | Galvanic (STIP-3) | 1991-02-15 | Fiberglass Reinforced Plastic | Pressurized
1580050 | 1 | [5 empty] | Removed from Ground | Gas (Historical Use) | 500 | Bare Steel | 1972-05-10 | Galvanized Steel
1580050 | 2 | [5 empty] | Removed from Ground | Gas (Historical Use) | 1000 | Bare Steel | 1974-05-10 | Galvanized Steel
1580051 | 1 | [5 empty] | Removed from Ground | Gas (Historical Use) | 1000 | Bare Steel | 1971-05-11 | Galvanized Steel
1580051 | 2 | [5 empty] | Removed from Ground | Gas (Historical Use) | 1000 | Bare Steel | 1971-05-11 | Galvanized Steel
1580052 | 1 | [5 empty] | Removed from Ground | Gas (Historical Use) | 500 | Bare Steel | 1974-05-10 | Galvanized Steel
1580052 | 2 | [5 empty] | Removed from Ground | Gas (Historical Use) | 500 | Bare Steel | 1974-05-10 | Galvanized Steel
1580052 | 3 | [5 empty] | Removed from Ground | Gas (Historical Use) | 1000 | Bare Steel | 1976-05-09 | Galvanized Steel
1580052 | 4 | [5 empty] | Removed from Ground | Gas (Historical Use) | 1000 | Bare Steel | 1976-05-09 | Galvanized Steel
1580052 | 5 | Flapper Valve | 1988-01-01 | no | 1988-01-01 | no | Temporarily out of use | Premium | 1000 | Galvanic (STIP-3) | 1988-01-01 | Fiberglass Reinforced Plastic | Safe Suction (Euro)
1580052 | 6 | Flapper Valve | 1988-01-01 | no | 1988-01-01 | no | Currently in Use | Diesel | 1000 | Galvanic (STIP-3) | 1988-01-01 | Fiberglass Reinforced Plastic | Safe Suction (Euro)
1580052 | 7 | Flapper Valve | 1988-01-01 | no | 1988-01-01 | no | Currently in Use | Plus | 1000 | Galvanic (STIP-3) | 1988-01-01 | Fiberglass Reinforced Plastic | Safe Suction (Euro)
1580053 | 1 | [5 empty] | Removed from Ground | Diesel | 2000 | Bare Steel | 1980-05-07 | Galvanized Steel
1580055 | 1 | [5 empty] | Removed from Ground | Gas (Historical Use) | 10000 | Bare Steel | 1976-01-04 | Galvanized Steel
1590001 | 1 | [5 empty] | Removed from Ground | Diesel | 12000 | Bare Steel | 1968-04-20 | Galvanized Steel
1590001 | 2 | [5 empty] | Removed from Ground | Gas (Historical Use) | 12000 | Bare Steel | 1968-04-20 | Galvanized Steel
1590001 | 3 | [5 empty] | Removed from Ground | Gas (Historical Use) | 12000 | Bare Steel | 1968-04-20 | Galvanized Steel
1590001 | 4 | [5 empty] | Removed from Ground | Gas (Historical Use) | 10000 | Bare Steel | 1968-04-20 | Galvanized Steel
1590002 | 1 | [5 empty] | Removed from Ground | Gas (Historical Use) | 20000 | Bare Steel | 1979-04-17 | Galvanized Steel | Pressurized
1590002 | 2 | [5 empty] | Removed from Ground | Gas (Historical Use) | 8068 | Bare Steel | 1979-04-17 | Galvanized Steel | Pressurized
1590002 | 3 | [5 empty] | Removed from Ground | Gas (Historical Use) | 6048 | Bare Steel | 1979-04-17 | Galvanized Steel | Pressurized
1590002 | 4A |  | 1995-11-01 | no | 1995-11-01 | no | Currently in Use | Gas (Historical Use) | 12000 | Composite | 1995-11-01 | Double-Walled Flex | Pressurized
1590002 | 4B |  | 1995-11-01 | no | 1995-11-01 | no | Currently in Use | Gas (Historical Use) | 8000 | Composite | 1995-11-01 | Double-Walled Flex | Pressurized
1590003 | 1 | [5 empty] | Removed from Ground | Gas (Historical Use) | 7896 | Bare Steel | 1976-04-17 | Galvanized Steel
1590003 | 2 | [5 empty] | Removed from Ground | Gas (Historical Use) | 7896 | Bare Steel | 1976-04-17 | Galvanized Steel
1590004 | 1 | [5 empty] | Removed from Ground | Gas (Historical Use) | 550 | Bare Steel | 1986-01-01 | Galvanized Steel
1590005 | 1 |  | 1999-01-22 |  | 1999-01-22 |  | Currently in Use | Diesel | 10000 | Steel-Impressed Current | 1973-01-04 | Steel (Impressed Current) | Pressurized
1590005 | 2 |  | 1999-01-22 |  | 1999-01-22 |  | Currently in Use | Gas (Historical Use) | 10000 | Steel-Impressed Current | 1973-01-04 | Steel (Impressed Current) | Pressurized
1590008 | 1 | [5 empty] | Removed from Ground | Diesel | 6000 | Bare Steel | 1966-03-10 | Galvanized Steel
1590008 | 2 | [5 empty] | Removed from Ground | Gas (Historical Use) | 500 | Bare Steel | 1976-03-07 | Galvanized Steel
1590009 | 1 | [5 empty] | Removed from Ground | Diesel | 6000 | Bare Steel | 1966-03-10 | Galvanized Steel
1590011 | 1 | [5 empty] | Currently in Use | Diesel | 10000 | Bare Steel | 1978-03-07 | Galvanized Steel
1590012 | 1 | [5 empty] | Removed from Ground | Gas (Historical Use) | 10000 | Bare Steel | 1968-01-22 | Galvanized Steel
1590012 | 2 | [5 empty] | Removed from Ground | Diesel | 8000 | Bare Steel | 1980-01-19 | Galvanized Steel
1590012 | 3 |  | 1989-07-07 |  | 1989-07-07 |  | Temporarily out of use | Gas (Historical Use) | 12000 | Galvanic (STIP-3) | 1989-07-07 | Fiberglass Reinforced Plastic | Safe Suction (Euro)
1590012 | 4 |  | 1990-07-07 |  | 1990-07-07 |  | Temporarily out of use | Diesel | 10000 | Galvanic (STIP-3) | 1990-07-07 | Fiberglass Reinforced Plastic | Safe Suction (Euro)
1590013 | 1 | [5 empty] | Permanently Out of Use - historical purposes | Gas (Historical Use) | 10000 | Bare Steel | 1966-01-22 | Galvanized Steel
1590015 | 1 | [5 empty] | Removed from Ground | Diesel | 6000 | Bare Steel | 1966-01-22 | Galvanized Steel
1590017 | 1 | [5 empty] | Removed from Ground | Diesel | 1000 | Bare Steel | 1972-04-19 | Copper | Safe Suction (Euro)
1590017 | 2 | [5 empty] | Closed in Ground | Diesel | 270 | Bare Steel | 1972-04-19 | Copper | Safe Suction (Euro)
1590017 | 3 | Flapper Valve | 2000-02-04 | no | 2000-02-04 | no | Temporarily out of use | Diesel | 10000 |  | 2000-02-04 |  | Pressurized
1590018 | 1 | [5 empty] | Removed from Ground | Diesel | 6000 | Fiberglass | 1986-04-18 | Bare Steel
1590018 | 2 | [5 empty] | Removed from Ground | Gas (Historical Use) | 1000 | Bare Steel | 1986-04-18 | Bare Steel
1590019 | 1 | [5 empty] | Removed from Ground | Gas (Historical Use) | 4000 | Bare Steel | 1977-04-23 | Galvanized Steel
1590019 | 2 | [5 empty] | Removed from Ground | Gas (Historical Use) | 4000 | Bare Steel | 1977-04-23 | Galvanized Steel
1590019 | 3 | [5 empty] | Removed from Ground | Gas (Historical Use) | 4000 | Bare Steel | 1977-04-23 | Galvanized Steel
1590019 | 4 | [5 empty] | Removed from Ground | Gas (Historical Use) | 4000 | Bare Steel | 1977-04-23 | Galvanized Steel
1590019 | 5 | [5 empty] | Removed from Ground | Gas (Historical Use) | 4000 | Bare Steel | 1977-04-23 | Galvanized Steel
1590019 | 6 | [5 empty] | Removed from Ground | Gas (Historical Use) | 4000 | Bare Steel | 1977-04-23 | Galvanized Steel
1590022 | 1 | [5 empty] | Permanently Out of Use - historical purposes | Gas (Historical Use) | 2000 | Bare Steel | 1976-04-23 | Galvanized Steel
1590022 | 2 | [5 empty] | Permanently Out of Use - historical purposes | Gas (Historical Use) | 2000 | Bare Steel | 1976-04-23 | Galvanized Steel
1590022 | 3 | [5 empty] | Permanently Out of Use - historical purposes | Gas (Historical Use) | 2000 | Bare Steel | 1976-04-23 | Galvanized Steel
1590023 | 1 | [5 empty] | Removed from Ground | Gas (Historical Use) | 4000 | Bare Steel | 1986-04-21 | Galvanized Steel | Safe Suction (Euro)
1590023 | 2 | [5 empty] | Removed from Ground | Gas (Historical Use) | 4000 | Bare Steel | 1986-04-21 | Galvanized Steel | Safe Suction (Euro)
1590027 | 11308 | [5 empty] | Removed from Ground | Diesel | 560 | Bare Steel | 1965-04-27 | Galvanized Steel | Safe Suction (Euro)
1590027 | 3 |  | 1993-11-10 |  | 1993-11-10 |  | Removed from Ground | Diesel | 1000 | Galvanic (STIP-3) | 1993-11-10 | Cathodically Protected | Safe Suction (Euro)
1590027 | 34156 | [5 empty] | Removed from Ground | Gas (Historical Use) | 2000 | Bare Steel | 1981-04-23 | Galvanized Steel | Safe Suction (Euro)
1590027 | 4 |  | 1993-11-10 |  | 1993-11-10 |  | Removed from Ground | Gas (Historical Use) | 1000 | Galvanic (STIP-3) | 1993-11-10 | Cathodically Protected | Safe Suction (Euro)
1590029 | 10447-2 | [5 empty] | Removed from Ground | Gas (Historical Use) | 550 | Bare Steel | 1974-05-02 | Galvanized Steel
1590029 | 2 |  |  | no |  | no | Removed from Ground | Diesel | 1000 | Unknown | 2004-03-26 | Unknown
1590029 | 447G1 |  | 1990-03-18 |  | 1990-03-18 |  | Removed from Ground | Gas (Historical Use) | 560 | Cathodically Protected Steel | 1990-03-18 | Galvanized Steel | Suction (American)
1590030 | 1 |  | 1997-04-01 |  | 1997-04-01 |  | Removed from Ground | Gas (Historical Use) | 10000 | Steel-Impressed Current | 1983-03-29 | Steel (Impressed Current) | Safe Suction (Euro)
1590030 | 2 |  | 1997-04-01 |  | 1997-04-01 |  | Removed from Ground | Diesel | 8000 | Steel-Impressed Current | 1986-03-28 | Steel (Impressed Current) | Safe Suction (Euro)
1590030 | 3 | [5 empty] | Removed from Ground | Empty | 1100 | Bare Steel | 1986-03-28 | Galvanized Steel
1590032 | 1 |  | 1997-04-15 |  | 1997-04-15 |  | Currently in Use | Gas (Historical Use) | 3000 | Steel-Impressed Current | 1980-04-01 | Fiberglass Reinforced Plastic | Pressurized
1590032 | 2 |  | 1997-04-15 |  | 1997-04-15 |  | Currently in Use | Gas (Historical Use) | 4000 | Steel-Impressed Current | 1982-04-01 | Fiberglass Reinforced Plastic | Pressurized
1590032 | 3 |  | 1997-04-15 |  | 1997-04-15 |  | Currently in Use | Diesel | 4000 | Steel-Impressed Current | 1985-03-31 | Fiberglass Reinforced Plastic | Pressurized
1590032 | 4 |  | 1997-04-15 |  | 1997-04-15 |  | Currently in Use | Diesel | 4000 | Steel-Impressed Current | 1985-03-31 | Fiberglass Reinforced Plastic | Pressurized
1590033 | 1 | [5 empty] | Removed from Ground | Empty | 1000 | Bare Steel | 1956-04-02 | Galvanized Steel | Pressurized
1590035 | 1 |  | 1998-01-01 |  | 1998-01-01 |  | Currently in Use | Gas (Historical Use) | 8000 | Cathodically Protected Steel | 1986-05-08 | Cathodically Protected | Pressurized
1590035 | 2 |  | 1998-01-01 |  | 1998-01-01 |  | Currently in Use | Gas (Historical Use) | 8000 | Cathodically Protected Steel | 1986-05-08 | Cathodically Protected | Pressurized
1590035 | 3 |  | 1998-01-01 |  | 1998-01-01 |  | Currently in Use | Gas (Historical Use) | 8000 | Cathodically Protected Steel | 1986-05-08 | Cathodically Protected | Pressurized
1590035 | 4 |  | 1998-01-01 |  | 1998-01-01 |  | Currently in Use | Diesel | 8000 | Cathodically Protected Steel | 1986-05-08 | Cathodically Protected | Pressurized
1590035 | 5 |  | 1998-01-01 |  | 1998-01-01 |  | Currently in Use | Kerosene | 4000 | Cathodically Protected Steel | 1986-05-08 | Cathodically Protected | Pressurized
1590035 | 6 |  | 1996-05-07 | no | 1996-05-07 | no | Currently in Use | Diesel | 10000 | Cathodically Protected Steel | 1996-05-07 | Cathodically Protected | Pressurized
1590036 | 1 | [5 empty] | Removed from Ground | Gas (Historical Use) | 6000 | Bare Steel | 1998-03-19 | Galvanized Steel
1590036 | 2 | [5 empty] | Removed from Ground | Gas (Historical Use) | 3000 | Bare Steel | 1998-03-19 | Galvanized Steel
1590036 | 3 | [5 empty] | Removed from Ground | Gas (Historical Use) | 2000 | Bare Steel | 1998-03-19 | Galvanized Steel
1590037 | 1 | [5 empty] | Removed from Ground | Diesel | 6000 | Bare Steel | 1990-04-16 | Galvanized Steel
1590038 | 1 | Ball Float | 1997-07-25 |  | 1997-07-25 | yes | Currently in Use | Gas (Historical Use) | 6000 | Steel-Impressed Current | 1979-05-09 | Double Walled | Pressurized
1590038 | 2 | Ball Float | 1997-07-25 |  | 1997-07-25 | yes | Currently in Use | Gas (Historical Use) | 8000 | Steel-Impressed Current | 1979-05-09 | Double Walled | Pressurized
1590038 | 3 | Ball Float | 1997-07-25 |  | 1997-07-25 | yes | Currently in Use | Gas (Historical Use) | 6000 | Steel-Impressed Current | 1979-05-09 | Double Walled | Pressurized
1590038 | 4 | Ball Float | 2007-05-01 | no | 2007-05-01 | yes | Currently in Use | Diesel | 5000 | Composite Double Walled | 2007-05-01 | Double-Walled Fiberglass | Pressurized
1590039 | 1 |  | 1998-05-01 |  | 1998-05-01 |  | Removed from Ground | Gas (Historical Use) | 10000 | Steel-Impressed Current | 1982-05-09 | Cathodically Protected | Pressurized
1590039 | 2 |  | 1998-05-01 |  | 1998-05-01 |  | Removed from Ground | Gas (Historical Use) | 8000 | Not Marked/Unknown | 1982-05-09 | Cathodically Protected | Pressurized
1590039 | 3 |  | 1998-05-01 |  | 1998-05-01 |  | Removed from Ground | Gas (Historical Use) | 8000 | Steel-Impressed Current | 1982-05-09 | Cathodically Protected | Pressurized
1590039 | 4 |  | 2001-08-01 |  | 2001-08-01 |  | Currently in Use | Gas (Historical Use) | 12000 | Fiberglass | 2001-08-01 | Flex | Pressurized
1590039 | 5 |  | 2001-08-01 |  | 2001-08-01 |  | Currently in Use | Gas (Historical Use) | 10000 | Fiberglass | 2001-08-01 | Flex | Pressurized
1590040 | 1 |  | 1998-11-03 |  | 1998-11-03 |  | Removed from Ground | Gas (Historical Use) | 3000 | Steel-Impressed Current | 1966-05-13 | Cathodically Protected | Safe Suction (Euro)
1590040 | 2 |  | 1998-11-03 |  | 1998-11-03 |  | Removed from Ground | Gas (Historical Use) | 4000 | Steel-Impressed Current | 1966-05-13 | Cathodically Protected | Safe Suction (Euro)
1590040 | 3 |  | 1998-11-03 |  | 1998-11-03 |  | Removed from Ground | Gas (Historical Use) | 4000 | Steel-Impressed Current | 1966-05-13 | Cathodically Protected | Safe Suction (Euro)
1590040 | 4 |  | 1998-11-03 |  | 1998-11-03 |  | Removed from Ground | Diesel | 3000 | Steel-Impressed Current | 1966-05-13 | Cathodically Protected | Safe Suction (Euro)
1590041 | A | [5 empty] | Removed from Ground | Gas (Historical Use) | 1000 | Bare Steel | 1993-10-19 | Galvanized Steel
1590041 | B |  | 1998-12-04 |  | 1993-10-01 |  | Removed from Ground | Gas (Historical Use) | 3000 | Galvanic (STIP-3) | 2002-04-01 | Fiberglass Reinforced Plastic | Safe Suction (Euro)
1590041 | C |  | 1998-12-04 |  | 1993-10-01 |  | Removed from Ground | Gas (Historical Use) | 3000 | Galvanic (STIP-3) | 2002-04-01 | Fiberglass Reinforced Plastic | Safe Suction (Euro)
1590041 | D |  | 1998-12-04 |  | 1993-10-01 |  | Removed from Ground | Gas (Historical Use) | 8000 | Galvanic (STIP-3) | 2002-04-01 | Fiberglass Reinforced Plastic | Safe Suction (Euro)
1590041 | E |  | 1998-12-04 |  | 1998-12-04 |  | Removed from Ground | Diesel | 4000 | Galvanic (STIP-3) | 2002-04-01 | Fiberglass Reinforced Plastic | Safe Suction (Euro)
1590041 | F |  | 1998-12-04 |  | 1993-10-01 |  | Removed from Ground | Diesel | 4000 | Cathodically Protected Steel | 2002-04-01 | Fiberglass Reinforced Plastic | Safe Suction (Euro)
1590041 | G |  | 1998-12-04 |  | 1993-10-01 |  | Removed from Ground | Diesel | 3000 | Cathodically Protected Steel | 2002-04-01 | Fiberglass Reinforced Plastic | Safe Suction (Euro)
1590041 | H |  | 2002-04-01 | no | 2002-04-01 | no | Currently in Use | Gas (Historical Use) | 6000 | Composite | 2002-04-01 | Fiberglass Reinforced Plastic | Pressurized
1590041 | I |  | 2002-04-01 | no | 2002-04-01 | no | Currently in Use | Gas (Historical Use) | 10000 | Composite | 2002-04-01 | Fiberglass Reinforced Plastic | Pressurized
1590041 | J |  | 2002-04-01 | no | 2002-04-01 | no | Currently in Use | Diesel | 10000 | Composite | 2002-04-01 | Fiberglass Reinforced Plastic | Pressurized
1590041 | K |  | 2002-04-01 | no | 2002-04-01 | no | Currently in Use | Diesel | 12000 | Composite | 2002-04-01 | Fiberglass Reinforced Plastic | Pressurized
1590042 | 1 | [5 empty] | Removed from Ground | Gas (Historical Use) | 1000 | Bare Steel | 1976-05-10 | Unknown
1590042 | 2 | [5 empty] | Removed from Ground | Diesel | 1500 | Bare Steel | 1976-05-10 | Unknown
1590044 | 1 |  | 1992-10-20 |  | 2000-02-29 |  | Currently in Use | Gas (Historical Use) | 10000 | Steel-Impressed Current | 1982-05-14 | Double Walled | Safe Suction (Euro)
1590044 | 2 |  | 1992-10-20 |  | 2000-02-29 |  | Currently in Use | Gas (Historical Use) | 10000 | Steel-Impressed Current | 1983-05-13 | Double Walled | Pressurized
1590044 | 3 |  | 1992-10-20 |  | 2000-02-01 |  | Currently in Use | Gas (Historical Use) | 10000 | Steel-Impressed Current | 1983-05-14 | Double Walled | Pressurized
1590044 | 4 |  | 1992-10-20 |  | 2000-02-01 |  | Currently in Use | Diesel | 10000 | Steel-Impressed Current | 1983-05-14 | Double Walled | Pressurized
1590045 | 1 | [5 empty] | Removed from Ground | Diesel | 5000 | Bare Steel | 1976-06-04 | Galvanized Steel
1590047 | 1 | [5 empty] | Removed from Ground | Diesel | 1500 | Bare Steel | 1981-05-23 | Galvanized Steel
1592000 | 1 |  | 1986-01-15 |  | 1986-01-15 |  | Currently in Use | Gas (Historical Use) | 8000 | Galvanic (STIP-3) | 1986-01-15 | Cathodically Protected | Pressurized
1592000 | 2 |  | 1986-01-15 |  | 1986-01-15 |  | Currently in Use | Gas (Historical Use) | 8000 | Galvanic (STIP-3) | 1986-01-15 | Fiberglass Reinforced Plastic | Pressurized
1592000 | 3 |  | 1986-01-15 |  | 1986-01-15 |  | Currently in Use | Gas (Historical Use) | 8000 | Galvanic (STIP-3) | 1986-01-15 | Fiberglass Reinforced Plastic | Pressurized
1592000 | 4 |  | 1986-01-15 |  | 1986-01-15 |  | Currently in Use | Diesel | 8000 | Galvanic (STIP-3) | 1986-01-15 | Fiberglass Reinforced Plastic | Pressurized
1690129 | 1 | Ball Float | 1997-09-01 |  | 1997-09-01 |  | Currently in Use | Gas (Historical Use) | 8000 | Steel-Impressed Current | 1984-04-29 | Steel (Impressed Current) | Pressurized
1690129 | 2 | Ball Float | 1997-09-01 |  | 1997-09-01 |  | Currently in Use | Gas (Historical Use) | 10000 | Steel-Impressed Current | 1984-04-29 | Steel (Impressed Current) | Pressurized
1690129 | 3 | Ball Float | 1997-09-01 |  | 1997-09-01 |  | Currently in Use | Gas (Historical Use) | 8000 | Steel-Impressed Current | 1984-04-29 | Steel (Impressed Current) | Pressurized
1690129 | 4 | Ball Float | 1997-09-01 |  | 1997-09-01 |  | Currently in Use | Diesel | 6000 | Steel-Impressed Current | 1984-04-29 | Steel (Impressed Current) | Pressurized
1690129 | 5 | Flapper Valve | 1997-09-01 |  | 1997-09-01 |  | Currently in Use | Kerosene | 2000 | Steel-Impressed Current | 1984-04-29 | Steel (Impressed Current) | Safe Suction (Euro)
290075 | 1 | [5 empty] | Removed from Ground | Gas (Historical Use) | 550 | Bare Steel | 1982-04-23 | Galvanized Steel
290075 | 2 | [5 empty] | Removed from Ground | Diesel | 1000 | Bare Steel | 1982-04-23 | Galvanized Steel
290171 | 1 |  | 1988-01-01 |  | 1988-01-01 |  | Removed from Ground | Gas (Historical Use) | 12000 | Steel-Impressed Current | 1981-05-09 | Fiberglass Reinforced Plastic | Pressurized
290171 | 2 |  | 1988-01-01 |  | 1988-01-01 |  | Removed from Ground | Gas (Historical Use) | 12000 | Steel-Impressed Current | 1981-05-09 | Fiberglass Reinforced Plastic | Pressurized
290171 | 3 |  | 1988-01-01 |  | 1988-01-01 |  | Removed from Ground | Gas (Historical Use) | 12000 | Steel-Impressed Current | 1981-05-09 | Fiberglass Reinforced Plastic | Pressurized
290171 | 4 |  | 1988-01-01 |  | 1988-01-01 |  | Removed from Ground | Gas (Historical Use) | 12000 | Steel-Impressed Current | 1981-05-09 | Fiberglass Reinforced Plastic | Pressurized
290171 | 5 |  | 2000-05-01 |  | 2000-05-01 |  | Currently in Use | Gas (Historical Use) | 20000 | Double Walled | 2000-05-01 | Fiberglass Reinforced Plastic | Pressurized
290171 | 6 |  | 2000-05-01 |  | 2000-05-01 |  | Currently in Use | Diesel | 12000 | Double Walled | 2000-05-01 | Fiberglass Reinforced Plastic | Pressurized
290171 | 7 |  | 2000-05-01 |  | 2000-05-01 |  | Currently in Use | Gas (Historical Use) | 12000 | Double Walled | 2000-05-01 | Fiberglass Reinforced Plastic | Pressurized
3010118 | 1 | [5 empty] | Removed from Ground | Gas (Historical Use) | 10000 | Cathodically Protected Steel | 1970-04-27 | Galvanized Steel | Pressurized
3010118 | 2 | [5 empty] | Removed from Ground | Gas (Historical Use) | 10000 | Cathodically Protected Steel | 1970-04-27 | Galvanized Steel | Pressurized
3010118 | 3 | [5 empty] | Removed from Ground | Gas (Historical Use) | 5000 | Cathodically Protected Steel | 1970-04-27 | Galvanized Steel | Pressurized
3010118 | 4 | [5 empty] | Removed from Ground | Diesel | 10000 | Fiberglass | 1980-02-11 | Fiberglass Reinforced Plastic | Pressurized
3010118 | 5 | [5 empty] | Removed from Ground | Gas (Historical Use) | 550 | Cathodically Protected Steel | 1970-04-27 | Galvanized Steel
3010118 | 7 |  | 1993-08-13 |  | 1993-08-13 |  | Currently in Use | Gas (Historical Use) | 11527 | Fiberglass | 1993-08-13 | Fiberglass Reinforced Plastic | Pressurized
3010118 | 8 |  | 1993-08-13 |  | 1993-08-13 |  | Currently in Use | Gas (Historical Use) | 11527 | Fiberglass | 1993-08-13 | Fiberglass Reinforced Plastic | Pressurized
3010118 | 9 |  | 1993-08-13 |  | 1993-08-13 |  | Currently in Use | Diesel | 11527 | Fiberglass | 1993-08-13 | Fiberglass Reinforced Plastic | Pressurized
3066000 | 1 | [5 empty] | Removed from Ground | Other | 0 | Not Marked/Unknown | 1992-01-01 | Not Marked
310060 | 1 | [5 empty] | Removed from Ground | Gas (Historical Use) | 10027 | Bare Steel | 1981-01-15 | Galvanized Steel
310060 | 2 | [5 empty] | Removed from Ground | Gas (Historical Use) | 10027 | Bare Steel | 1981-01-15 | Galvanized Steel
310060 | 3 | [5 empty] | Removed from Ground | Diesel | 10027 | Bare Steel | 1981-01-15 | Galvanized Steel
310060 | 4 | [5 empty] | Removed from Ground | Gas (Historical Use) | 10027 | Bare Steel | 1981-01-15 | Galvanized Steel
310060 | 5 | Ball Float | 1994-06-01 |  | 1994-06-01 |  | Removed from Ground | Gas (Historical Use) | 10000 | Composite | 1994-06-01 | Fiberglass Reinforced Plastic | Pressurized
310060 | 6 | Ball Float | 1994-06-01 |  | 1994-06-01 |  | Removed from Ground | Gas (Historical Use) | 10000 | Composite | 1994-06-01 | Fiberglass Reinforced Plastic | Pressurized
310060 | 7 | Ball Float | 1994-06-01 |  | 1994-06-01 |  | Removed from Ground | Gas (Historical Use) | 10000 | Composite | 1994-06-01 | Fiberglass Reinforced Plastic | Pressurized
310157 | 1 |  | 1994-10-27 |  | 1994-10-27 |  | Removed from Ground | Gas (Historical Use) | 10000 | Not Marked/Unknown | 1976-04-01 | Fiberglass Reinforced Plastic | Pressurized
310157 | 2 |  | 1994-10-27 |  | 1994-10-27 |  | Removed from Ground | Gas (Historical Use) | 10000 | Not Marked/Unknown | 1976-04-01 | Fiberglass Reinforced Plastic | Pressurized
310157 | 3 | Ball Float | 1998-03-01 |  | 1998-03-01 |  | Currently in Use | Gas (Historical Use) | 12000 | Composite | 1998-02-01 | Fiberglass Reinforced Plastic | Pressurized
310157 | 4 | Ball Float | 1998-03-01 | no | 1998-03-01 | no | Currently in Use | Gas (Historical Use) | 10000 | Composite | 1998-02-01 | Fiberglass Reinforced Plastic | Pressurized
330590 | 1 | [5 empty] | Removed from Ground | Gas (Historical Use) | 6200 | Bare Steel | 1989-12-21 | Galvanized Steel
330590 | 2 | [5 empty] | Removed from Ground | Gas (Historical Use) | 10000 | Bare Steel | 1989-12-21 | Galvanized Steel
330590 | 3 | [5 empty] | Removed from Ground | Diesel | 10000 | Bare Steel | 1989-12-21 | Galvanized Steel
330590 | 34-U-D |  | 1989-12-20 |  | 1989-12-20 |  | Removed from Ground | Diesel | 8000 | Fiberglass | 1989-12-20 | Fiberglass Reinforced Plastic
330590 | 35-U-G |  | 1989-12-20 |  | 1989-12-20 |  | Removed from Ground | Gas (Historical Use) | 8000 | Fiberglass | 1989-12-20 | Fiberglass Reinforced Plastic
350002 | 1 |  | 1998-10-01 |  | 1998-10-01 |  | Temporarily out of use | Diesel | 10000 | Cathodically Protected Steel | 1996-01-01 | Cathodically Protected | Suction (American)
360027 | 1 | [5 empty] | Removed from Ground | Gas (Historical Use) | 1000 | Bare Steel | 1982-04-11 | Unknown
360027 | 2 | [5 empty] | Removed from Ground | Diesel | 1000 | Bare Steel | 1982-04-11 | Unknown
360027 | 3 | [5 empty] | Removed from Ground | Diesel | 550 | Bare Steel | 1969-04-04 | Unknown
380048 | 1 | [5 empty] | Removed from Ground | Gas (Historical Use) | 5000 | Bare Steel | 1975-03-23 | Galvanized Steel
380048 | 2 | [5 empty] | Removed from Ground | Gas (Historical Use) | 5000 | Bare Steel | 1975-03-23 | Galvanized Steel
380048 | 3 | [5 empty] | Removed from Ground | Gas (Historical Use) | 5000 | Bare Steel | 1975-03-23 | Galvanized Steel
380048 | 4 | [5 empty] | Removed from Ground | Gas (Historical Use) | 4000 | Bare Steel | 1975-03-23 | Galvanized Steel
380048 | 5 | Flapper Valve | 1994-06-01 |  | 1994-06-01 |  | Currently in Use | Gas (Historical Use) | 6000 | Cathodically Protected Steel | 1987-06-01 | Fiberglass Reinforced Plastic | Pressurized
380048 | 6 | Flapper Valve | 1994-06-01 |  | 1994-06-01 |  | Currently in Use | Gas (Historical Use) | 6000 | Cathodically Protected Steel | 1987-06-01 | Fiberglass Reinforced Plastic | Pressurized
380048 | 7 | Flapper Valve | 1994-06-01 |  | 1994-06-01 |  | Currently in Use | Gas (Historical Use) | 6000 | Cathodically Protected Steel | 1987-06-01 | Fiberglass Reinforced Plastic | Pressurized
4010028 | 1 | [5 empty] | Removed from Ground | Diesel | 4000 | Bare Steel | 1982-05-05 | Bare Steel | Safe Suction (Euro)
4010028 | 2 | [5 empty] | Removed from Ground | Gas (Historical Use) | 1000 | Marked Unknown | 1986-05-08 | Unknown
4080178 | 1 | [5 empty] | Closed in Ground | Gas (Historical Use) | 2000 | Bare Steel | 1972-04-24 | Galvanized Steel
4080178 | 2 | [5 empty] | Closed in Ground | Gas (Historical Use) | 1000 | Bare Steel | 1972-04-24 | Galvanized Steel
4090023 | 1 | [5 empty] | Removed from Ground | Empty | 500 | Bare Steel | 1972-04-14 | Unknown
4100007 | 1 | [5 empty] | Removed from Ground | Gas (Historical Use) | 1000 | Bare Steel | 1971-03-08 | Galvanized Steel
4100007 | 2 | [5 empty] | Removed from Ground | Gas (Historical Use) | 1000 | Bare Steel | 1971-03-08 | Galvanized Steel
4100007 | 3 | [5 empty] | Removed from Ground | Gas (Historical Use) | 1000 | Bare Steel | 1971-03-08 | Galvanized Steel
4100007 | 4 |  |  | yes |  | yes | Removed from Ground | Used Oil | 560 | Bare Steel | 1971-03-08 | Galvanized Steel | Gravity Fed
4100007 | 5 |  |  | no |  | no | Removed from Ground | Not Marked/Tank Removed | 0 | Bare Steel | 2000-01-27 | Not Marked
4110112 | 1 |  | 1995-06-01 |  | 1995-06-01 |  | Currently in Use | Gas (Historical Use) | 10000 | Fiberglass | 1982-01-01 | Fiberglass Reinforced Plastic | Pressurized
4110112 | 2 |  | 1995-06-01 |  | 1995-06-01 |  | Currently in Use | Gas (Historical Use) | 10000 | Fiberglass | 1982-01-01 | Fiberglass Reinforced Plastic | Pressurized
4110112 | 3 |  | 1995-06-01 |  | 1995-06-01 |  | Currently in Use | Gas (Historical Use) | 10000 | Fiberglass | 1982-01-01 | Fiberglass Reinforced Plastic | Pressurized
4110112 | 4 |  |  | yes |  | yes | Closed in Ground | Used Oil | 1000 | Fiberglass | 1982-01-01 | Fiberglass Reinforced Plastic
4110148 | 1 | [5 empty] | Removed from Ground | Gas (Historical Use) | 1000 | Bare Steel | 1982-03-31 | Galvanized Steel | Suction (American)
4110148 | 2 |  |  | yes |  | yes | Removed from Ground | Used Oil | 500 | Bare Steel | 1985-03-31 | Galvanized Steel
4110149 | 1 | [5 empty] | Removed from Ground | Gas (Historical Use) | 1000 | Bare Steel | 1979-04-01 | Galvanized Steel | Suction (American)
4110149 | 2 |  |  | yes |  | yes | Removed from Ground | Used Oil | 10000 | Bare Steel | 1983-04-01 | Not Marked
4110149 | 3 | [5 empty] | Permanently Out of Use - historical purposes | Gas (Historical Use) | 1000 | Fiberglass | 1986-04-16 | Galvanized Steel | Suction (American)
4110179 | 1 |  | 1999-02-09 |  | 1998-12-20 |  | Removed from Ground | Gas (Historical Use) | 1000 | Steel-Impressed Current | 1970-04-21 | Cathodically Protected | Safe Suction (Euro)
4110179 | 2 |  | 1998-12-20 |  | 1998-12-20 |  | Removed from Ground | Diesel | 2000 | Steel-Impressed Current | 1970-04-21 | Cathodically Protected | Safe Suction (Euro)
4150003 | 1 | [5 empty] | Removed from Ground | Diesel | 10000 | Cathodically Protected Steel | 1984-12-04 | Galvanized Steel
4160072 | 1 | [5 empty] | Removed from Ground | Gas (Historical Use) | 1000 | Bare Steel | 1976-05-03 | Galvanized Steel
4160072 | 2 | [5 empty] | Permanently Out Of Use | Gas (Historical Use) | 550 | Bare Steel | 1971-05-11 | Galvanized Steel
42386 | 1 | [5 empty] | Removed from Ground | Gas (Historical Use) | 515 | Bare Steel | 1980-04-24 | Copper | Safe Suction (Euro)
4260002 | 1 | [5 empty] | Removed from Ground | Gas (Historical Use) | 6063 | Bare Steel | 1966-01-09 | Galvanized Steel
4260002 | 2 | [5 empty] | Removed from Ground | Diesel | 10027 | Bare Steel | 1977-01-09 | Galvanized Steel
4260002 | 3 | [5 empty] | Removed from Ground | Gas (Historical Use) | 10153 | Bare Steel | 1966-01-09 | Galvanized Steel
4260002 | 4 | [5 empty] | Removed from Ground | Gas (Historical Use) | 10153 | Bare Steel | 1966-01-09 | Galvanized Steel
4260002 | 5 | [5 empty] | Removed from Ground | Diesel | 550 | Bare Steel | 1994-04-07 | Galvanized Steel
4400032 | 10489-1 | [5 empty] | Removed from Ground | Other | 500 | Bare Steel | 1971-02-05 | Galvanized Steel
4400084 | 1 | [5 empty] | Removed from Ground | Gas (Historical Use) | 1000 | Bare Steel | 1961-05-07 | Galvanized Steel
4400084 | 2 | [5 empty] | Removed from Ground | Gas (Historical Use) | 1000 | Bare Steel | 1961-05-07 | Galvanized Steel
4420002 | 1 | [5 empty] | Removed from Ground | Kerosene | 1 | Bare Steel | 1989-01-01 | Bare Steel
4420002 | 2 | [5 empty] | Removed from Ground | Kerosene | 1 | Bare Steel | 1989-01-01 | Bare Steel
4420002 | 3 | [5 empty] | Removed from Ground | Kerosene | 1 | Bare Steel | 1989-01-01 | Bare Steel
4420002 | 4 | [5 empty] | Removed from Ground | Kerosene | 1 | Bare Steel | 1989-01-01 | Bare Steel
4430055 | 1 | [5 empty] | Removed from Ground | Gas (Historical Use) | 8000 | Bare Steel | 1978-04-09 | Galvanized Steel | Suction (American)
4430055 | 2 | [5 empty] | Removed from Ground | Gas (Historical Use) | 8000 | Bare Steel | 1978-04-09 | Galvanized Steel | Suction (American)
4430055 | 3 | [5 empty] | Removed from Ground | Gas (Historical Use) | 8000 | Bare Steel | 1978-04-09 | Galvanized Steel | Suction (American)
4430055 | 4 |  |  | yes |  | yes | Removed from Ground | Used Oil | 2000 | Not Marked/Unknown | 1992-01-01 | Not Marked
4430087 | 1 | [5 empty] | Removed from Ground | Gas (Historical Use) | 1018 | Bare Steel | 1982-04-28 | Galvanized Steel | Suction (American)
4430087 | 2 | [5 empty] | Removed from Ground | Gas (Historical Use) | 1018 | Bare Steel | 1998-11-10 | Galvanized Steel | Suction (American)
4440332 | 1 |  | 1994-09-20 |  | 1994-09-20 |  | Removed from Ground | Gas (Historical Use) | 10000 | Fiberglass | 1986-06-01 | Fiberglass Reinforced Plastic | Pressurized
4440332 | 2 |  | 1994-09-20 |  | 1994-09-20 |  | Removed from Ground | Gas (Historical Use) | 10000 | Fiberglass | 1986-06-01 | Fiberglass Reinforced Plastic | Pressurized
4440332 | 3 |  | 1994-09-20 |  | 1994-09-20 |  | Removed from Ground | Gas (Historical Use) | 10000 | Fiberglass | 1986-06-01 | Fiberglass Reinforced Plastic | Pressurized
4440487 | 1 |  | 1993-04-29 |  | 1993-04-29 |  | Removed from Ground | Gas (Historical Use) | 10000 | Double Walled | 1977-04-21 | Fiberglass Reinforced Plastic | Pressurized
4440487 | 2 | [5 empty] | Removed from Ground | Gas (Historical Use) | 10000 | Double Walled | 1977-04-21 | Fiberglass Reinforced Plastic | Pressurized
4440487 | 3 | [5 empty] | Removed from Ground | Gas (Historical Use) | 10000 | Double Walled | 1977-04-21 | Fiberglass Reinforced Plastic | Pressurized
4440487 | 4 |  | 1993-04-29 |  | 1993-04-29 |  | Removed from Ground | Diesel | 10000 | Double Walled | 1977-04-21 | Fiberglass Reinforced Plastic | Pressurized
4440487 | 5 |  | 1993-04-29 |  | 1993-04-29 |  | Removed from Ground | Gas (Historical Use) | 11527 | Double Walled | 1993-04-29 | Fiberglass Reinforced Plastic | Pressurized
4440487 | 6 |  | 1993-04-29 |  | 1993-04-29 |  | Removed from Ground | Gas (Historical Use) | 11527 | Double Walled | 1993-04-29 | Fiberglass Reinforced Plastic | Pressurized
4440487 | 7 | [5 empty] | Removed from Ground | Gas (Historical Use) | 11527 | Double Walled | 1993-04-29 | Fiberglass Reinforced Plastic | Pressurized
4440545 | 1 | [5 empty] | Removed from Ground | Gas (Historical Use) | 1000 | Bare Steel | 1976-03-03 | Bare Steel
4440729 | 1 | [5 empty] | Removed from Ground | Diesel | 450 | Bare Steel | 1976-03-06 | Galvanized Steel
4440729 | 2 | [5 empty] | Removed from Ground | Gas (Historical Use) | 550 | Bare Steel | 1976-03-06 | Galvanized Steel
4440729 | 3 | [5 empty] | Removed from Ground | Gas (Historical Use) | 550 | Bare Steel | 1976-03-06 | Galvanized Steel
4440729 | 4 | [5 empty] | Removed from Ground | Gas (Historical Use) | 550 | Bare Steel | 1976-03-06 | Galvanized Steel
450078 | 1 |  | 1998-11-05 |  | 1998-11-05 |  | Currently in Use | Diesel | 17577 | Steel-Impressed Current | 1975-06-01 | Cathodically Protected | Pressurized
450078 | 2A |  | 1998-11-05 | no | 1998-11-05 | no | Currently in Use | Gas (Historical Use) | 10000 | Steel-Impressed Current | 1975-06-01 | Cathodically Protected | Pressurized
450078 | 2B |  | 1998-11-08 | no | 1998-11-05 | no | Currently in Use | Gas (Historical Use) | 10000 | Steel-Impressed Current | 1995-06-01 | Cathodically Protected | Pressurized
450078 | 3A |  | 1998-11-05 |  | 1998-11-05 |  | Currently in Use | Diesel | 12010 | Steel-Impressed Current | 1975-06-01 | Cathodically Protected | Pressurized
450078 | 3B |  | 1998-11-05 | no | 1998-11-05 | no | Currently in Use | Gas (Historical Use) | 6000 | Steel-Impressed Current | 1995-06-01 | Cathodically Protected | Pressurized
450078 | 4 |  | 1998-11-05 |  | 1998-11-05 |  | Currently in Use | Gas (Historical Use) | 8000 | Steel-Impressed Current | 1975-06-01 | Cathodically Protected | Suction (American)
450078 | 5 |  | 1998-11-05 |  | 1998-11-05 |  | Currently in Use | Gas (Historical Use) | 8000 | Steel-Impressed Current | 1975-06-01 | Cathodically Protected | Suction (American)
450078 | 6 |  | 1998-11-05 |  | 1998-11-05 |  | Currently in Use | Diesel | 1000 | Steel-Impressed Current | 1975-06-01 | Cathodically Protected | Suction (American)
450091 | 1 | [5 empty] | Removed from Ground | Diesel | 250 | Bare Steel | 1984-01-02 | Bare Steel | Suction (American)
470173 | 2 | [5 empty] | Removed from Ground | Gas (Historical Use) | 515 | Bare Steel | 1958-04-30 | Copper | Safe Suction (Euro)
470223 | 1 | [5 empty] | Removed from Ground | Gas (Historical Use) | 1000 | Bare Steel | 1982-05-06 | Galvanized Steel
470223 | 2 | [5 empty] | Removed from Ground | Diesel | 1500 | Bare Steel | 1978-05-07 | Galvanized Steel
470252 | 1 |  | 1998-01-16 |  | 1998-01-16 |  | Temporarily out of use | Gas (Historical Use) | 8000 | Steel-Impressed Current | 1980-05-09 | Cathodically Protected | Pressurized
470252 | 2 |  | 1998-01-16 |  | 1998-01-16 |  | Temporarily out of use | Gas (Historical Use) | 8000 | Steel-Impressed Current | 1980-05-09 | Cathodically Protected | Pressurized
470252 | 3 |  | 1998-01-16 |  | 1998-01-16 |  | Temporarily out of use | Gas (Historical Use) | 6000 | Steel-Impressed Current | 1980-05-09 | Cathodically Protected | Pressurized
470253 | 1 | Flapper Valve | 1996-06-01 |  | 1996-06-01 |  | Removed from Ground | Gas (Historical Use) | 8000 | Steel-Impressed Current | 1972-05-11 | Steel (Impressed Current) | Pressurized
470253 | 2 | Flapper Valve | 1996-06-01 |  | 1996-06-01 |  | Removed from Ground | Gas (Historical Use) | 8000 | Steel-Impressed Current | 1972-05-11 | Steel (Impressed Current) | Pressurized
470338 | 1 | [5 empty] | Removed from Ground | Gas (Historical Use) | 2000 | Bare Steel | 1985-01-01 | Galvanized Steel
470338 | 2 | [5 empty] | Removed from Ground | Diesel | 2000 | Bare Steel | 1985-01-01 | Galvanized Steel
470338 | 3 | [5 empty] | Removed from Ground | Diesel | 500 | Bare Steel | 1985-01-01 | Galvanized Steel
480036 | 1 | Flapper Valve | 1993-06-29 |  | 1993-06-29 |  | Currently in Use | Gas (Historical Use) | 10000 | Fiberglass | 1985-01-03 | Double-Walled Fiberglass | Pressurized
480036 | 2 | Flapper Valve | 1993-06-29 |  | 1993-06-29 |  | Currently in Use | E-10 | 10000 | Fiberglass | 1985-01-03 | Double-Walled Fiberglass | Pressurized
480036 | 3 | Flapper Valve | 1993-06-29 |  | 1993-06-29 |  | Currently in Use | Gas (Historical Use) | 10000 | Fiberglass | 1985-01-03 | Double-Walled Fiberglass | Pressurized
480036 | 4 | [5 empty] | Removed from Ground | Diesel | 10000 | Fiberglass | 1985-01-03 | Fiberglass Reinforced Plastic
500011 | 1 | [5 empty] | Permanently Out of Use - historical purposes | Gas (Historical Use) | 5000 | Not Marked/Unknown | 1985-05-07 | Not Marked
500011 | 2 | [5 empty] | Permanently Out of Use - historical purposes | Gas (Historical Use) | 10000 | Not Marked/Unknown | 1985-05-07 | Not Marked
500011 | 3 | [5 empty] | Permanently Out of Use - historical purposes | Gas (Historical Use) | 8000 | Not Marked/Unknown | 1985-05-07 | Not Marked
500011 | 4 | [5 empty] | Permanently Out of Use - historical purposes | Gas (Historical Use) | 2000 | Not Marked/Unknown | 1960-05-13 | Not Marked
530019 | 1 | [5 empty] | Permanently Out of Use - historical purposes | Gas (Historical Use) | 3000 | Bare Steel | 1971-05-04 | Galvanized Steel | Suction (American)
530019 | 2 | [5 empty] | Permanently Out of Use - historical purposes | Gas (Historical Use) | 6000 | Bare Steel | 1971-05-04 | Galvanized Steel | Suction (American)
530058 | 1 | [5 empty] | Closed in Ground | Gas (Historical Use) | 1000 | Bare Steel | 1976-05-10 | Galvanized Steel
530058 | 2 | [5 empty] | Closed in Ground | Gas (Historical Use) | 1000 | Bare Steel | 1976-05-10 | Galvanized Steel
530058 | 3A |  | 1993-06-01 |  | 1993-06-01 |  | Currently in Use | Gas (Historical Use) | 4000 | Cathodically Protected Steel | 1993-06-01 | Fiberglass Reinforced Plastic | Safe Suction (Euro)
530058 | 3B |  | 1993-06-01 |  | 1993-06-01 |  | Currently in Use | Gas (Historical Use) | 2000 | Cathodically Protected Steel | 1993-06-01 | Fiberglass Reinforced Plastic | Safe Suction (Euro)
560009 | 1 | Ball Float | 1995-10-01 |  | 1995-10-01 |  | Currently in Use | Gas (Historical Use) | 10000 | Epoxy | 1995-10-01 | Fiberglass Reinforced Plastic | Pressurized
560009 | 2A | Ball Float | 1995-10-01 |  | 1995-10-01 |  | Currently in Use | Diesel | 3000 | Epoxy | 1995-10-01 | Fiberglass Reinforced Plastic | Pressurized
560009 | 2B | Ball Float | 1995-10-01 |  | 1995-10-01 |  | Currently in Use | Kerosene | 3000 | Epoxy | 1995-10-01 | Fiberglass Reinforced Plastic | Pressurized
560009 | 3 | Ball Float | 1995-10-01 |  | 1995-10-01 |  | Currently in Use | Gas (Historical Use) | 8000 | Epoxy | 1995-10-01 | Fiberglass Reinforced Plastic | Pressurized
560009 | A | [5 empty] | Removed from Ground | Gas (Historical Use) | 1000 | Bare Steel | 1970-01-01 | Bare Steel | Safe Suction (Euro)
560009 | B | [5 empty] | Removed from Ground | Gas (Historical Use) | 1000 | Bare Steel | 1970-01-01 | Bare Steel
560009 | C | [5 empty] | Removed from Ground | Gas (Historical Use) | 1000 | Bare Steel | 1970-01-01 | Bare Steel
560057 | 1 | [5 empty] | Removed from Ground | Diesel | 2000 | Bare Steel | 1983-01-02 | Copper | Suction (American)
560057 | 2 | Overfill Alarm | 1997-07-17 | no | 1997-07-17 | no | Currently in Use | Diesel | 2500 | Fiberglass Double Walled | 1993-02-10 | Copper | Suction (American)
570085 | 1061101 | [5 empty] | Removed from Ground | Gas (Historical Use) | 1000 | Bare Steel | 1980-04-30 | Galvanized Steel
570085 | 1061102 | [5 empty] | Removed from Ground | Gas (Historical Use) | 1000 | Bare Steel | 1986-04-29 | Galvanized Steel
570085 | 611D1 | [5 empty] | Removed from Ground | Diesel | 2000 | Cathodically Protected Steel | 1989-06-09 | Galvanized Steel | Safe Suction (Euro)
570241 | 1 | [5 empty] | Removed from Ground | Gas (Historical Use) | 1050 | Bare Steel | 1976-05-23 | Galvanized Steel
570241 | 2 | [5 empty] | Removed from Ground | Gas (Historical Use) | 1050 | Bare Steel | 1976-05-23 | Galvanized Steel
570259 | KERO | Flapper Valve | 1998-03-24 |  | 1998-03-24 |  | Removed from Ground | Kerosene | 2000 | Steel-Impressed Current | 1984-05-08 | Fiberglass Reinforced Plastic | Safe Suction (Euro)
570259 | SUL | Ball Float | 1998-03-24 |  | 1998-03-24 |  | Removed from Ground | Gas (Historical Use) | 5000 | Steel-Impressed Current | 1984-05-08 | Fiberglass Reinforced Plastic | Pressurized
570259 | UNL | Ball Float | 1998-03-24 |  | 1998-03-24 |  | Removed from Ground | Gas (Historical Use) | 10008 | Steel-Impressed Current | 1984-05-08 | Fiberglass Reinforced Plastic | Pressurized
570259 | UNLPLUS | Ball Float | 1998-03-24 |  | 1998-03-24 |  | Removed from Ground | Gas (Historical Use) | 10008 | Steel-Impressed Current | 1984-05-08 | Fiberglass Reinforced Plastic | Pressurized
570260 | 1A |  | 2011-09-20 | no | 2011-09-20 | no | Currently in Use | E-10 | 8000 | Epoxy Double-Walled | 2011-09-20 | Double-Walled Fiberglass | Pressurized
570260 | 1B |  | 2011-09-20 | no | 2011-09-20 | no | Currently in Use | E-10 | 12000 | Epoxy Double-Walled | 2011-09-20 | Double-Walled Fiberglass | Pressurized
570260 | 2A |  | 2011-09-20 | no | 2011-09-20 | no | Currently in Use | Diesel | 4000 | Epoxy Double-Walled | 2011-09-20 | Double-Walled Fiberglass | Pressurized
570260 | 2B |  | 2011-09-20 | no | 2011-09-20 | no | Currently in Use | Gas (Historical Use) | 4000 | Epoxy Double-Walled | 2011-09-20 | Double-Walled Fiberglass | Pressurized
570260 | DSL | [5 empty] | Removed from Ground | Diesel | 3008 | Bare Steel | 1984-05-08 | Galvanized Steel | Suction (American)
570260 | KEROSENE | [5 empty] | Removed from Ground | Kerosene | 2005 | Bare Steel | 1996-02-15 | Galvanized Steel | Safe Suction (Euro)
570260 | SUL | [5 empty] | Removed from Ground | Gas (Historical Use) | 10008 | Bare Steel | 1984-05-08 | Galvanized Steel | Pressurized
570260 | SUL#2 | Ball Float | 1996-02-27 |  | 1996-02-27 |  | Removed from Ground | Gas (Historical Use) | 10000 | Composite | 1996-02-27 | Double-Walled Flex | Pressurized
570260 | UNL | [5 empty] | Removed from Ground | Gas (Historical Use) | 10008 | Bare Steel | 1984-05-08 | Galvanized Steel | Pressurized
570260 | UNL #2 | Ball Float | 1996-02-27 | no | 1996-02-27 | no | Removed from Ground | Gas (Historical Use) | 10000 | Composite | 1996-02-27 | Double-Walled Flex | Pressurized
570260 | UNLPLUS | [5 empty] | Removed from Ground | Gas (Historical Use) | 10008 | Bare Steel | 1984-05-08 | Double-Walled Flex | Pressurized
570260 | UNLPLUS#2 | Ball Float | 1996-02-27 |  | 1996-02-27 |  | Removed from Ground | Gas (Historical Use) | 10000 | Composite | 1996-02-27 | Double Walled | Pressurized
580038 | 1 | [5 empty] | Closed in Ground | Kerosene | 550 | Bare Steel | 1966-05-04 | Galvanized Steel | Suction (American)
580038 | 2 | Flapper Valve | 1998-09-01 |  | 1998-09-01 |  | Currently in Use | Gas (Historical Use) | 4000 | Steel-Impressed Current | 1978-05-01 | Steel (Impressed Current) | Safe Suction (Euro)
580038 | 3 | Flapper Valve | 1998-09-01 |  | 1998-09-01 |  | Currently in Use | Diesel | 3000 | Steel-Impressed Current | 1978-05-01 | Steel (Impressed Current) | Safe Suction (Euro)
580038 | 4 | [5 empty] | Closed in Ground | Empty | 560 | Bare Steel | 1966-01-01 | Galvanized Steel
580038 | 5 | [5 empty] | Closed in Ground | Empty | 560 | Bare Steel | 1966-01-01 | Galvanized Steel
580038 | 6 | [5 empty] | Closed in Ground | Empty | 560 | Bare Steel | 1966-01-01 | Galvanized Steel
580039 | 1 | [5 empty] | Removed from Ground | Gas (Historical Use) | 4000 | Bare Steel | 1965-01-01 | Galvanized Steel | Safe Suction (Euro)
580039 | 2 | [5 empty] | Removed from Ground | Gas (Historical Use) | 4000 | Bare Steel | 1965-01-01 | Galvanized Steel | Safe Suction (Euro)
580039 | 3 | [5 empty] | Removed from Ground | Gas (Historical Use) | 3000 | Bare Steel | 1965-01-01 | Galvanized Steel | Safe Suction (Euro)
580039 | 4 | [5 empty] | Removed from Ground | Gas (Historical Use) | 4000 | Bare Steel | 1965-01-01 | Galvanized Steel | Safe Suction (Euro)
580039 | 5 | [5 empty] | Removed from Ground | Diesel | 4000 | Bare Steel | 1965-01-01 | Galvanized Steel | Safe Suction (Euro)
580039 | 6 | [5 empty] | Removed from Ground | Kerosene | 250 | Not Marked/Unknown | 1993-11-10 | Not Marked
580040 | 1 | Flapper Valve | 1998-12-17 | no | 1998-12-17 | no | Currently in Use | Regular | 8000 | Steel-Impressed Current | 1981-04-30 |  | Pressurized
580040 | 2 |  | 1998-12-17 | no | 1998-12-17 | no | Currently in Use | Premium | 8000 | Steel-Impressed Current | 1981-04-30 |  | Pressurized
580040 | 3 | Flapper Valve | 1998-12-17 | no | 1998-12-17 | no | Currently in Use | Diesel | 8000 | Steel-Impressed Current | 1981-04-30 |  | Pressurized
580084 | 1 | Flapper Valve | 1990-01-01 |  | 1990-01-01 |  | Currently in Use | Diesel | 10000 | Steel-Impressed Current | 1983-05-07 | Steel (Impressed Current) | Pressurized
580084 | 2 | Flapper Valve | 1990-01-01 |  | 1990-01-01 |  | Currently in Use | Diesel | 10000 | Steel-Impressed Current | 1983-05-07 | Steel (Impressed Current) | Pressurized
580084 | 3 | Flapper Valve | 1990-01-01 |  | 1990-01-01 |  | Currently in Use | Gas (Historical Use) | 10000 | Steel-Impressed Current | 1983-05-07 | Steel (Impressed Current) | Pressurized
580084 | 4 | Flapper Valve | 1990-01-01 |  | 1990-01-01 |  | Currently in Use | Gas (Historical Use) | 10000 | Steel-Impressed Current | 1983-05-07 | Steel (Impressed Current) | Pressurized
580084 | 5 | Flapper Valve | 1990-08-10 |  | 1990-08-10 |  | Currently in Use | Kerosene | 1000 | Steel-Impressed Current | 1990-08-10 | Fiberglass Reinforced Plastic | Safe Suction (Euro)
590058 | 1 | [5 empty] | Currently in Use | Gas (Historical Use) | 500 | Bare Steel |  | Galvanized Steel
590058 | 2 | [5 empty] | Currently in Use | Gas (Historical Use) | 1000 | Bare Steel |  | Galvanized Steel
590058 | 3 | [5 empty] | Currently in Use | Gas (Historical Use) | 1000 | Bare Steel |  | Galvanized Steel
60286 | 1 | [5 empty] | Removed from Ground | Gas (Historical Use) | 4000 | Bare Steel | 1999-12-01 | Galvanized Steel
60286 | 2 | [5 empty] | Removed from Ground | Gas (Historical Use) | 4000 | Bare Steel | 1999-12-01 | Galvanized Steel
60286 | 3 | [5 empty] | Removed from Ground | Gas (Historical Use) | 4000 | Bare Steel | 1999-12-01 | Galvanized Steel
60286 | 4A |  | 1998-12-02 |  | 1998-12-02 |  | Temporarily out of use | Gas (Historical Use) | 4000 | Composite | 1998-12-01 | Fiberglass Reinforced Plastic | Suction (American)
60286 | 4B |  | 1998-12-02 | no | 1998-12-02 | no | Temporarily out of use | Gas (Historical Use) | 2000 | Composite | 1998-12-01 | Fiberglass Reinforced Plastic | Suction (American)
610053 | 1 | [5 empty] | Removed from Ground | Gas (Historical Use) | 1000 | Bare Steel | 1985-08-01 | Galvanized Steel | Suction (American)
610053 | 2 | [5 empty] | Removed from Ground | Gas (Historical Use) | 500 | Bare Steel | 1984-08-01 | Galvanized Steel | Suction (American)
610053 | 3 | [5 empty] | Removed from Ground | Gas (Historical Use) | 500 | Bare Steel | 1981-08-02 | Unknown
610053 | 4 |  |  | yes |  | yes | Removed from Ground | Used Oil | 2000 | Bare Steel | 1981-08-02 | Bare Steel
610053 | 5 |  | 1998-12-05 |  | 1998-12-05 |  | Removed from Ground | Gas (Historical Use) | 2000 | Composite | 1998-12-05 | Fiberglass Reinforced Plastic | Pressurized
610053 | 6 |  | 2004-10-27 | no | 2004-10-27 | no | Currently in Use | Gas (Historical Use) | 2000 | Composite | 2004-10-28 | Fiberglass Reinforced Plastic | Safe Suction (Euro)
630003 | 1 | [5 empty] | Removed from Ground | Gas (Historical Use) | 1000 | Bare Steel | 1970-05-12 | Galvanized Steel | Suction (American)
630003 | 2 | [5 empty] | Removed from Ground | Gas (Historical Use) | 1000 | Bare Steel | 1970-05-12 | Galvanized Steel | Suction (American)
630003 | 3 | [5 empty] | Removed from Ground | Gas (Historical Use) | 1000 | Bare Steel | 1977-05-10 | Galvanized Steel
630004 | 1 |  | 1994-12-01 |  | 1994-12-01 |  | Currently in Use | Gas (Historical Use) | 4000 | Bare Steel | 1971-05-10 | Cathodically Protected | Pressurized
630004 | 2 |  | 1994-12-01 |  | 1994-12-01 |  | Currently in Use | Gas (Historical Use) | 8000 | Bare Steel | 1971-05-10 | Cathodically Protected | Pressurized
630004 | 3 |  | 1994-12-01 |  | 1994-12-01 |  | Currently in Use | Gas (Historical Use) | 8000 | Bare Steel | 1971-05-10 | Cathodically Protected | Pressurized
630005 | 1 | Flapper Valve | 1996-02-01 | no | 1996-02-01 | no | Currently in Use | Premium | 8000 | Galvanic (STIP-3) | 1985-02-25 | Double Walled | Pressurized
630005 | 2 | Flapper Valve | 1996-02-01 | no | 1996-02-01 | no | Currently in Use | E-10 | 8000 | Galvanic (STIP-3) | 1985-02-25 | Double Walled | Pressurized
630005 | 3 | Flapper Valve | 1996-02-01 | no | 1996-02-01 | no | Currently in Use | Plus | 4000 | Galvanic (STIP-3) | 1985-02-02 | Double Walled | Pressurized
630005 | 4 | Flapper Valve | 1996-02-01 | no | 1996-02-01 | no | Currently in Use | Diesel | 4000 |  | 1985-02-02 | Cathodically Protected | Pressurized
630006 | 1 |  | 1988-04-01 |  | 1986-08-01 |  | Currently in Use | Gas (Historical Use) | 10000 | Fiberglass | 1984-04-17 | Fiberglass Reinforced Plastic | Pressurized
630006 | 2 |  | 1988-04-01 |  | 1986-08-01 |  | Currently in Use | Gas (Historical Use) | 10000 | Fiberglass | 1984-04-17 | Fiberglass Reinforced Plastic | Pressurized
630006 | 3 |  | 1988-04-01 | no | 1986-08-01 | no | Currently in Use | Gas (Historical Use) | 10000 | Fiberglass | 1984-04-17 | Fiberglass Reinforced Plastic | Pressurized
630006 | 4 |  | 1989-10-01 |  | 1989-10-01 |  | Currently in Use | Kerosene | 4000 | Fiberglass | 1984-04-17 | Fiberglass Reinforced Plastic | Pressurized
630006 | 5 |  | 1989-10-01 |  | 1989-10-01 |  | Permanently Out of Use - historical purposes | Kerosene | 4000 | Fiberglass | 1989-10-01 | Fiberglass Reinforced Plastic
630008 | 1 | [5 empty] | Removed from Ground | Gas (Historical Use) | 10000 | Bare Steel | 1980-02-26 | Galvanized Steel
630008 | 2 | [5 empty] | Removed from Ground | Gas (Historical Use) | 10000 | Bare Steel | 1980-02-26 | Galvanized Steel
630008 | 3 | [5 empty] | Removed from Ground | Gas (Historical Use) | 10000 | Bare Steel | 1980-02-26 | Galvanized Steel
630009 | 1 | [5 empty] | Removed from Ground | Gas (Historical Use) | 8000 | Bare Steel | 1974-02-27 | Galvanized Steel
630009 | 2 | [5 empty] | Removed from Ground | Gas (Historical Use) | 6000 | Bare Steel | 1974-02-27 | Galvanized Steel
630009 | 3 | [5 empty] | Removed from Ground | Gas (Historical Use) | 6000 | Composite | 1986-02-28 | Fiberglass Reinforced Plastic
630011 | 1 | [5 empty] | Removed from Ground | Gas (Historical Use) | 4000 | Bare Steel | 1984-02-25 | Galvanized Steel | Suction (American)
630011 | 2 | [5 empty] | Removed from Ground | Gas (Historical Use) | 4000 | Bare Steel | 1984-02-25 | Galvanized Steel | Suction (American)
630011 | 3 | [5 empty] | Removed from Ground | Gas (Historical Use) | 2000 | Bare Steel | 1984-02-25 | Galvanized Steel | Suction (American)
630011 | 4 | [5 empty] | Removed from Ground | Gas (Historical Use) | 4000 | Bare Steel | 1984-02-25 | Galvanized Steel | Suction (American)
630011 | 5 |  |  | yes |  | yes | Removed from Ground | Used Oil | 550 | Bare Steel | 1983-01-01 | Not Marked
630011 | 6 | [5 empty] | Removed from Ground | Gas (Historical Use) | 1000 | Not Marked/Unknown |  | Unknown
630011 | 7 | Ball Float | 1997-08-01 | no | 1997-08-01 | no | Currently in Use | E-10 | 10000 |  | 1997-08-01 | Double Walled | Pressurized
630011 | 8 | Ball Float | 1997-08-01 | no | 1997-08-01 | no | Currently in Use | Premium | 8000 |  | 1997-08-01 |  | Pressurized
630012 | 1 | [5 empty] | Removed from Ground | Diesel | 8000 | Bare Steel | 1975-03-20 | Galvanized Steel
630012 | 157492 |  | 1990-01-09 |  | 1990-01-04 |  | Removed from Ground | Diesel | 10000 | Cathodically Protected Steel | 1990-01-09 | Fiberglass Reinforced Plastic | Suction (American)
630012 | 157493 |  | 1990-01-09 |  | 1990-01-09 |  | Removed from Ground | Gas (Historical Use) | 10000 | Cathodically Protected Steel | 1990-01-09 | Fiberglass Reinforced Plastic | Suction (American)
630012 | 2 | [5 empty] | Removed from Ground | Diesel | 2000 | Bare Steel | 1975-03-20 | Galvanized Steel
630012 | A |  |  | yes |  | yes | Removed from Ground | Used Oil | 550 | Bare Steel | 1989-12-28 | Galvanized Steel | Gravity Fed
630015 | 1 | [5 empty] | Removed from Ground | Gas (Historical Use) | 560 | Bare Steel | 1975-03-01 | Galvanized Steel
630015 | 2 | [5 empty] | Removed from Ground | Diesel | 200 | Bare Steel | 1975-03-01 | Galvanized Steel
630017 | 1 | [5 empty] | Removed from Ground | Diesel | 8000 | Bare Steel | 1985-03-06 | Galvanized Steel
630018 | 1 | [5 empty] | Removed from Ground | Gas (Historical Use) | 560 | Bare Steel | 1966-03-08 | Galvanized Steel
630019 | 1 | [5 empty] | Removed from Ground | Gas (Historical Use) | 3000 | Cathodically Protected Steel | 1966-03-11 | Galvanized Steel
630020 | 1 | [5 empty] | Removed from Ground | Gas (Historical Use) | 10000 | Cathodically Protected Steel | 1972-03-06 | Unknown
630020 | 2 | [5 empty] | Removed from Ground | Kerosene | 10000 | Cathodically Protected Steel | 1972-03-06 | Unknown
630020 | 3 | [5 empty] | Removed from Ground | Kerosene | 10000 | Cathodically Protected Steel | 1972-03-06 | Unknown
630020 | 4 |  |  | no |  | no | Removed from Ground | Jet Fuel | 10000 | Unknown | 1958-01-01
630020 | 5 |  |  | no |  | no | Removed from Ground | Jet Fuel | 10000 | Unknown | 1958-01-01
630020 | A |  |  | no |  | no | Removed from Ground | Gas (Historical Use) | 550 | Unknown | 1995-12-12
630024 | 1 | [5 empty] | Permanently Out of Use - historical purposes | Empty | 3000 | Bare Steel | 1962-01-07 | Galvanized Steel
630024 | 2 | [5 empty] | Permanently Out of Use - historical purposes | Empty | 1000 | Bare Steel | 1962-01-07 | Bare Steel
630031 | 1 |  | 1987-08-01 |  | 1997-08-01 |  | Currently in Use | Gas (Historical Use) | 8000 | Steel-Impressed Current | 1975-02-27 | Double Walled | Pressurized
630031 | 2 |  | 1997-08-01 |  | 1997-08-01 |  | Currently in Use | Gas (Historical Use) | 6000 | Steel-Impressed Current | 1975-01-01 | Double Walled | Pressurized
630032 | 1 |  | 1996-11-01 |  | 1996-11-01 |  | Removed from Ground | Gas (Historical Use) | 6000 | Steel-Impressed Current | 1982-02-04 | Double Walled | Pressurized
630032 | 2 |  | 1996-11-01 |  | 1996-11-01 |  | Removed from Ground | Gas (Historical Use) | 6000 | Steel-Impressed Current | 1982-02-04 | Double Walled | Pressurized
630032 | 3 |  | 1996-11-01 |  | 1996-11-01 |  | Removed from Ground | Gas (Historical Use) | 6000 | Steel-Impressed Current | 1982-02-04 | Double Walled | Pressurized
630033 | 1 |  | 1998-02-01 |  | 1998-02-01 |  | Removed from Ground | Gas (Historical Use) | 8000 | Steel-Impressed Current | 1973-02-27 | Cathodically Protected | Suction (American)
630033 | 2 |  | 1998-02-01 |  | 1998-02-01 |  | Removed from Ground | Gas (Historical Use) | 6000 | Steel-Impressed Current | 1973-02-27 | Cathodically Protected | Suction (American)
630033 | 3 |  | 2008-03-17 | no | 2008-03-17 | no | Currently in Use | Gas (Historical Use) | 12000 | Composite Double Walled | 2008-03-17 | Double-Walled Flex | Pressurized
630033 | 4A |  | 2008-03-17 | no | 2008-03-17 | no | Currently in Use | Gas (Historical Use) | 6000 | Composite Double Walled | 2008-03-17 | Double-Walled Flex | Pressurized
630033 | 4B |  | 2008-03-17 | no | 2008-03-17 | no | Currently in Use | Diesel | 6000 | Composite Double Walled | 2008-03-17 | Double-Walled Flex | Pressurized
630034 | 1 | [5 empty] | Removed from Ground | Gas (Historical Use) | 8000 | Bare Steel | 1974-02-27 | Galvanized Steel
630034 | 2 | [5 empty] | Removed from Ground | Gas (Historical Use) | 6000 | Bare Steel | 1974-02-27 | Galvanized Steel
630034 | 3 |  | 1991-05-01 |  | 1991-05-01 |  | Currently in Use | Gas (Historical Use) | 6000 | Composite | 1991-05-01 | Fiberglass Reinforced Plastic | Pressurized
630034 | 4 |  | 1991-05-01 |  | 1991-05-01 |  | Currently in Use | Gas (Historical Use) | 10000 | Composite | 1991-05-01 | Fiberglass Reinforced Plastic | Pressurized
630034 | 5 |  | 1991-05-01 |  | 1991-05-01 |  | Currently in Use | Gas (Historical Use) | 10000 | Composite | 1991-05-01 | Fiberglass Reinforced Plastic | Pressurized
630035 | 1 | [5 empty] | Removed from Ground | Gas (Historical Use) | 8000 | Bare Steel | 1973-02-27 | Galvanized Steel | Suction (American)
630035 | 2 | [5 empty] | Removed from Ground | Gas (Historical Use) | 6000 | Bare Steel | 1973-02-27 | Galvanized Steel | Suction (American)
630039 | 1 |  | 1998-02-01 |  | 1998-02-01 |  | Currently in Use | Gas (Historical Use) | 8000 | Steel-Impressed Current | 1976-02-27 | Double Walled | Suction (American)
630039 | 2 |  | 1998-02-01 |  | 1998-02-01 |  | Currently in Use | Gas (Historical Use) | 6000 | Cathodically Protected Steel | 1976-02-27 | Double Walled | Suction (American)
630040 | 1 |  | 1998-02-01 |  | 1998-02-01 |  | Currently in Use | Gas (Historical Use) | 6000 | Steel-Impressed Current | 1976-02-27 | Cathodically Protected | Suction (American)
630040 | 2 |  | 1998-02-01 |  | 1998-02-01 |  | Currently in Use | Gas (Historical Use) | 6000 | Steel-Impressed Current | 1976-02-27 | Cathodically Protected | Suction (American)
630040 | 3 |  | 1998-02-01 |  | 1998-02-01 |  | Currently in Use | Gas (Historical Use) | 6000 | Steel-Impressed Current | 1976-02-27 | Cathodically Protected | Suction (American)
630041 | 1 |  | 1998-01-01 |  | 1998-01-01 |  | Removed from Ground | Gas (Historical Use) | 6000 | Steel-Impressed Current | 1976-02-27 | Galvanized Steel | Suction (American)
630041 | 2 |  | 1998-01-01 |  | 1998-01-01 |  | Removed from Ground | Gas (Historical Use) | 6000 | Steel-Impressed Current | 1976-02-27 | Galvanized Steel | Suction (American)
630041 | 3 |  | 1998-01-01 |  | 1998-01-01 |  | Removed from Ground | Gas (Historical Use) | 6000 | Steel-Impressed Current | 1976-02-27 | Galvanized Steel | Suction (American)
630042 | 1 | [5 empty] | Removed from Ground | Gas (Historical Use) | 6000 | Bare Steel | 1977-02-26 | Galvanized Steel | Suction (American)
630042 | 2 | [5 empty] | Removed from Ground | Gas (Historical Use) | 6000 | Bare Steel | 1977-02-26 | Galvanized Steel | Suction (American)
630042 | 3 | [5 empty] | Removed from Ground | Gas (Historical Use) | 6000 | Bare Steel | 1977-02-26 | Galvanized Steel | Suction (American)
630043 | 1 |  | 1998-03-01 |  | 1998-03-01 |  | Currently in Use | Gas (Historical Use) | 6000 | Steel-Impressed Current | 1977-02-26 | Cathodically Protected | Pressurized
630043 | 2 |  | 1998-03-01 |  | 1998-03-01 |  | Currently in Use | Gas (Historical Use) | 6000 | Steel-Impressed Current | 1977-02-26 | Cathodically Protected | Pressurized
630043 | 3 |  | 1998-03-01 |  | 1998-03-01 |  | Currently in Use | Gas (Historical Use) | 6000 | Steel-Impressed Current | 1977-02-26 | Cathodically Protected | Pressurized
630044 | 1 |  | 1997-03-01 |  | 1997-03-01 |  | Removed from Ground | Gas (Historical Use) | 6000 | Steel-Impressed Current | 1977-02-26 | Double Walled | Pressurized
630044 | 2 |  | 1997-03-01 |  | 1997-03-01 |  | Removed from Ground | Gas (Historical Use) | 6000 | Steel-Impressed Current | 1977-02-26 | Double Walled | Pressurized
630044 | 3 |  | 1997-03-01 |  | 1997-03-01 |  | Removed from Ground | Gas (Historical Use) | 6000 | Steel-Impressed Current | 1977-02-26 | Double Walled | Pressurized
630049 | 1 |  | 1998-03-01 |  | 1998-03-01 |  | Currently in Use | Gas (Historical Use) | 10000 | Composite | 1985-02-24 | Double-Walled Flex | Pressurized
630049 | 2 |  | 1998-03-01 |  | 1998-03-01 |  | Currently in Use | Gas (Historical Use) | 6000 | Composite | 1985-02-24 | Double-Walled Flex | Pressurized
630049 | 3 |  | 1998-03-01 |  | 1998-03-01 |  | Currently in Use | Gas (Historical Use) | 10000 | Composite | 1985-02-24 | Double-Walled Flex | Pressurized
630050 | 1A | Flapper Valve | 1997-07-01 |  | 1997-07-01 |  | Currently in Use | Gas (Historical Use) | 3000 | Steel-Impressed Current | 1984-02-25 | Double-Walled Fiberglass | Pressurized
630050 | 1B | Flapper Valve | 1997-07-01 |  | 1997-07-01 |  | Currently in Use | Gas (Historical Use) | 3000 | Steel-Impressed Current | 1984-02-25 | Double-Walled Fiberglass | Pressurized
630050 | 2 | Flapper Valve | 1997-07-01 |  | 1997-07-01 |  | Currently in Use | Gas (Historical Use) | 6000 | Fiberglass Double Walled | 1984-02-25 | Double-Walled Fiberglass | Pressurized
630050 | 3 | Flapper Valve | 1997-07-01 |  | 1997-07-01 |  | Currently in Use | Gas (Historical Use) | 3000 | Steel-Impressed Current | 1984-02-25 | Double-Walled Fiberglass | Pressurized
630050 | 4 | Flapper Valve | 1997-07-01 |  | 1997-07-01 |  | Currently in Use | Diesel | 3000 | Steel-Impressed Current | 1984-02-25 | Double-Walled Fiberglass | Pressurized
630050 | 6 |  |  | yes |  | yes | Removed from Ground | Used Oil | 550 | Marked Unknown | 1992-08-10 | Unknown
630051 | 1 | Flapper Valve | 1998-02-01 | no | 1998-02-01 | no | Currently in Use | Gas (Historical Use) | 10000 | Steel-Impressed Current | 1983-02-25 |  | Safe Suction (Euro)
630051 | 2 | Flapper Valve | 1998-02-01 | no | 1998-02-01 | no | Currently in Use | Gas (Historical Use) | 10000 | Steel-Impressed Current | 1983-02-25 |  | Safe Suction (Euro)
630051 | 3 | Flapper Valve | 1998-02-01 | no | 1998-02-01 | no | Currently in Use | Gas (Historical Use) | 10000 | Steel-Impressed Current | 1983-02-25 |  | Safe Suction (Euro)
630051 | 4 | Flapper Valve | 1998-02-01 | no | 1998-02-01 | no | Currently in Use | Diesel | 3000 | Steel-Impressed Current | 1983-02-25 |  | Safe Suction (Euro)
630052 | 1 |  | 2001-04-10 |  | 2001-04-10 |  | Currently in Use | Gas (Historical Use) | 8000 | Steel-Impressed Current | 1983-02-25 | Double-Walled Flex | Pressurized
630052 | 2 |  | 2001-04-10 |  | 2001-04-10 |  | Currently in Use | Gas (Historical Use) | 8000 | Steel-Impressed Current | 1983-02-25 | Double-Walled Flex | Pressurized
630052 | 3 |  | 2001-04-10 |  | 2001-04-10 |  | Currently in Use | Gas (Historical Use) | 4000 | Steel-Impressed Current | 1983-02-25 | Double-Walled Flex | Pressurized
630053 | 1 |  | 1998-11-10 | no | 1998-11-10 | no | Currently in Use | Gas (Historical Use) | 6000 | Steel-Impressed Current | 1983-02-25 | Steel (Impressed Current) | Suction (American)
630053 | 2 | [5 empty] | Removed from Ground | Gas (Historical Use) | 2500 | Bare Steel | 1983-02-25 | Galvanized Steel
630053 | 3 |  | 1998-11-10 | no | 1998-11-10 | no | Currently in Use | Gas (Historical Use) | 6000 | Steel-Impressed Current | 1983-02-25 | Steel (Impressed Current) | Suction (American)
630054 | 1 | [5 empty] | Removed from Ground | Gas (Historical Use) | 8000 | Bare Steel | 1983-02-25 | Galvanized Steel | Suction (American)
630054 | 2 | [5 empty] | Removed from Ground | Gas (Historical Use) | 8000 | Bare Steel | 1983-02-25 | Galvanized Steel | Suction (American)
630054 | 3A | Ball Float | 1997-08-01 | no | 1997-08-01 | no | Currently in Use | Gas (Historical Use) | 8000 | Epoxy | 1997-08-01 | Fiberglass Reinforced Plastic | Pressurized
630054 | 3B | Ball Float | 1997-08-01 | no | 1997-08-01 | no | Currently in Use | Gas (Historical Use) | 4000 | Epoxy | 1987-08-01 | Double-Walled Fiberglass | Pressurized
630055 | 1 | [5 empty] | Removed from Ground | Gas (Historical Use) | 4000 | Bare Steel | 1983-02-25 | Galvanized Steel
630055 | 2 | [5 empty] | Removed from Ground | Gas (Historical Use) | 4000 | Bare Steel | 1983-02-25 | Galvanized Steel
630055 | 3 | [5 empty] | Removed from Ground | Gas (Historical Use) | 4000 | Bare Steel | 1983-02-25 | Galvanized Steel
630056 | 1 |  | 1998-02-01 |  | 1998-02-01 |  | Temporarily out of use | Gas (Historical Use) | 6000 | Steel-Impressed Current | 1984-02-25 | Cathodically Protected | Suction (American)
630056 | 2 |  | 1998-02-01 |  | 1998-02-01 |  | Temporarily out of use | Gas (Historical Use) | 6000 | Steel-Impressed Current | 1984-02-25 | Cathodically Protected | Suction (American)
630056 | 3 |  | 1998-02-01 |  | 1998-02-01 |  | Temporarily out of use | Gas (Historical Use) | 6000 | Steel-Impressed Current | 1984-02-25 | Cathodically Protected | Suction (American)
630056 | 4 |  | 1998-02-01 |  | 1998-02-01 |  | Temporarily out of use | Diesel | 6000 | Steel-Impressed Current | 1984-02-25 | Cathodically Protected | Suction (American)
630058 | 1 | Flapper Valve | 1998-03-01 |  | 1998-03-01 |  | Currently in Use | Gas (Historical Use) | 10000 | Composite | 1985-02-24 | Fiberglass Reinforced Plastic | Pressurized
630058 | 2 | Flapper Valve | 1998-03-01 |  | 1998-03-01 |  | Currently in Use | Gas (Historical Use) | 6000 | Composite | 1985-02-24 | Fiberglass Reinforced Plastic | Pressurized
630058 | 3 | Flapper Valve | 1998-03-01 |  | 1998-03-01 |  | Currently in Use | Gas (Historical Use) | 10000 | Composite | 1985-02-24 | Fiberglass Reinforced Plastic | Pressurized
630058 | 4 | Flapper Valve | 1998-03-01 |  | 1998-03-01 |  | Temporarily out of use | Kerosene | 10000 | Composite | 1985-02-24 | Fiberglass Reinforced Plastic | Pressurized
630059 | 1 | [5 empty] | Removed from Ground | Gas (Historical Use) | 560 | Bare Steel | 1961-03-10 | Unknown
630059 | 2 | [5 empty] | Removed from Ground | Gas (Historical Use) | 1000 | Bare Steel | 1961-03-10 | Unknown
630061 | 1 | [5 empty] | Removed from Ground | Gas (Historical Use) | 500 | Bare Steel | 1975-03-07 | Galvanized Steel
630061 | 2 | [5 empty] | Removed from Ground | Gas (Historical Use) | 500 | Bare Steel | 1975-03-07 | Galvanized Steel
630062 | 1 | [5 empty] | Removed from Ground | Gas (Historical Use) | 500 | Bare Steel | 1982-02-25 | Galvanized Steel | Suction (American)
630062 | 2 | [5 empty] | Removed from Ground | Empty | 500 | Bare Steel | 1982-02-25 | Galvanized Steel | Suction (American)
630064 | 1 | [5 empty] | Removed from Ground | Gas (Historical Use) | 900 | Bare Steel | 1971-03-10 | Galvanized Steel
630065 | 1 | [5 empty] | Removed from Ground | Gas (Historical Use) | 500 | Bare Steel | 1976-03-26 | Galvanized Steel | Suction (American)
630065 | 2 | [5 empty] | Removed from Ground | Kerosene | 250 | Bare Steel | 1966-03-29 | Unknown | Suction (American)
630066 | 1 | [5 empty] | Removed from Ground | Gas (Historical Use) | 8000 | Bare Steel | 1973-03-16 | Galvanized Steel
630066 | 2 | [5 empty] | Removed from Ground | Gas (Historical Use) | 8000 | Bare Steel | 1973-03-16 | Galvanized Steel
630066 | 3 | [5 empty] | Removed from Ground | Diesel | 10000 | Bare Steel | 1974-03-16 | Galvanized Steel
630066 | 4 | [5 empty] | Removed from Ground | Diesel | 10000 | Bare Steel | 1974-03-16 | Galvanized Steel
630066 | 5 | [5 empty] | Removed from Ground | Diesel | 4000 | Bare Steel | 1966-03-18 | Galvanized Steel
630066 | 6AST |  |  | yes |  | yes | Closed in Ground | Used Oil | 500 | Bare Steel | 1974-03-16 | Galvanized Steel
630067 | 1 | [5 empty] | Closed in Ground | Gas (Historical Use) | 4000 | Bare Steel | 1978-03-15 | Galvanized Steel
630067 | 2 | [5 empty] | Closed in Ground | Gas (Historical Use) | 4000 | Bare Steel | 1978-03-15 | Galvanized Steel
630067 | 3 | [5 empty] | Closed in Ground | Gas (Historical Use) | 4000 | Bare Steel | 1978-03-15 | Galvanized Steel
630068 | 1 | [5 empty] | Removed from Ground | Gas (Historical Use) | 1000 | Bare Steel | 1956-03-20 | Galvanized Steel
630068 | 2 | [5 empty] | Removed from Ground | Gas (Historical Use) | 0 | Bare Steel | 1966-03-18 | Galvanized Steel
630068 | 3 | [5 empty] | Removed from Ground | Diesel | 2000 | Bare Steel | 1966-03-18 | Galvanized Steel
630070 | 1 | [5 empty] | Removed from Ground | Empty | 560 | Bare Steel | 1921-03-29 | Galvanized Steel
630071 | 1 | [5 empty] | Removed from Ground | Gas (Historical Use) | 4000 | Bare Steel | 1978-03-15 | Galvanized Steel
630071 | 2 | [5 empty] | Removed from Ground | Gas (Historical Use) | 4000 | Bare Steel | 1978-03-15 | Galvanized Steel
630071 | 3 | [5 empty] | Removed from Ground | Gas (Historical Use) | 4000 | Bare Steel | 1978-03-15 | Galvanized Steel
630071 | 4 | [5 empty] | Removed from Ground | Gas (Historical Use) | 4000 | Bare Steel | 1978-03-15 | Galvanized Steel
630073 | 1 | [5 empty] | Removed from Ground | Gas (Historical Use) | 800 | Bare Steel | 1981-03-18 | Galvanized Steel
630074 | 1 | [5 empty] | Removed from Ground | Gas (Historical Use) | 3000 | Marked Unknown | 1961-03-26 | Galvanized Steel
630074 | 2 | [5 empty] | Removed from Ground | Gas (Historical Use) | 3000 | Marked Unknown | 1961-03-26 | Galvanized Steel
630074 | 3 | [5 empty] | Removed from Ground | Gas (Historical Use) | 3000 | Marked Unknown | 1961-03-26 | Galvanized Steel
630074 | 4 |  |  | yes |  | yes | Removed from Ground | Used Oil | 500 | Marked Unknown | 1961-03-26 | Galvanized Steel
630075 | 1 | [5 empty] | Removed from Ground | Gas (Historical Use) | 10000 | Bare Steel | 1982-03-20 | Galvanized Steel | Suction (American)
630075 | 2 | [5 empty] | Removed from Ground | Diesel | 1000 | Bare Steel | 1974-03-22 | Unknown | Safe Suction (Euro)
630075 | 3 | [5 empty] | Removed from Ground | Diesel | 1000 | Bare Steel | 1966-03-24 | Unknown | Safe Suction (Euro)
630075 | 4 | [5 empty] | Removed from Ground | Diesel | 1000 | Bare Steel | 1966-03-24 | Unknown | Safe Suction (Euro)
630076 | 1 | [5 empty] | Removed from Ground | Gas (Historical Use) | 10000 | Bare Steel | 1979-03-23 | Galvanized Steel
630076 | 2 | [5 empty] | Removed from Ground | Diesel | 10000 | Bare Steel | 1979-03-23 | Galvanized Steel
630078 | 1 | [5 empty] | Removed from Ground | Gas (Historical Use) | 2000 | Fiberglass | 1985-01-01 | Galvanized Steel
630078 | 2 |  |  | yes |  | yes | Removed from Ground | Used Oil | 500 | Fiberglass | 1985-01-01 | Galvanized Steel
630082 | 1 | [5 empty] | Permanently Out of Use - historical purposes | Gas (Historical Use) | 10000 | Bare Steel | 1972-04-26 | Galvanized Steel | Pressurized
630082 | 2 | [5 empty] | Permanently Out of Use - historical purposes | Gas (Historical Use) | 10000 | Bare Steel | 1972-04-26 | Galvanized Steel
630082 | 3 | [5 empty] | Permanently Out of Use - historical purposes | Gas (Historical Use) | 10000 | Fiberglass | 1972-04-26 | Galvanized Steel | Pressurized
630082 | 4 |  |  | yes |  | yes | Permanently Out of Use - historical purposes | Used Oil | 500 | Bare Steel | 1972-04-26 | Galvanized Steel | Gravity Fed
630083 | 1 | Flapper Valve | 1998-10-01 |  | 1998-10-01 |  | Currently in Use | Gas (Historical Use) | 8000 | Steel-Impressed Current | 1983-04-24 | Fiberglass Reinforced Plastic | Pressurized
630083 | 2 | Flapper Valve | 1998-10-01 |  | 1998-10-01 |  | Currently in Use | Gas (Historical Use) | 8000 | Steel-Impressed Current | 1983-04-24 | Fiberglass Reinforced Plastic | Pressurized
630083 | 3 | Flapper Valve | 1998-10-01 |  | 1998-10-01 |  | Currently in Use | Gas (Historical Use) | 8000 | Steel-Impressed Current | 1983-04-24 | Fiberglass Reinforced Plastic | Pressurized
630083 | 4 | Flapper Valve | 1998-10-01 |  | 1998-10-01 |  | Currently in Use | Diesel | 8000 | Steel-Impressed Current | 1983-04-24 | Fiberglass Reinforced Plastic | Pressurized
630085 | 1 |  | 1998-12-23 |  | 1998-12-23 |  | Removed from Ground | Gas (Historical Use) | 8000 | Steel-Impressed Current | 1982-04-24 | Cathodically Protected | Pressurized
630085 | 2 |  | 1998-12-23 |  | 1998-12-23 |  | Removed from Ground | Gas (Historical Use) | 8000 | Steel-Impressed Current | 1982-04-24 | Cathodically Protected | Pressurized
630085 | 3 |  | 1998-12-23 |  | 1998-12-23 |  | Removed from Ground | Gas (Historical Use) | 8000 | Steel-Impressed Current | 1982-04-24 | Cathodically Protected | Pressurized
630085 | 4 |  | 1998-12-23 |  | 1998-12-23 |  | Removed from Ground | Diesel | 8000 | Steel-Impressed Current | 1982-04-24 | Cathodically Protected | Pressurized
630085 | 5 | Ball Float | 2000-04-22 |  | 2000-04-22 |  | Removed from Ground | Gas (Historical Use) | 12000 | Fiberglass Double Walled | 2000-04-22 | Secondary Containment | Pressurized
630085 | 6 | Ball Float | 2000-04-22 |  | 2000-04-22 |  | Removed from Ground | Gas (Historical Use) | 8000 | Fiberglass Double Walled | 2000-04-22 | Secondary Containment | Pressurized
630085 | 7 | Flapper Valve | 2000-04-22 |  | 2000-04-22 |  | Removed from Ground | Diesel | 8000 | Fiberglass Double Walled | 2000-04-22 | Secondary Containment | Pressurized
630086 | 1 | [5 empty] | Removed from Ground | Gas (Historical Use) | 2000 | Bare Steel | 1975-04-25 | Galvanized Steel
630086 | 2 | [5 empty] | Removed from Ground | Other | 560 | Bare Steel | 1961-04-28 | Galvanized Steel
630086 | 3 | [5 empty] | Removed from Ground | Empty | 560 | Bare Steel | 1956-04-29 | Galvanized Steel
630086 | 4 |  | 1994-04-17 |  | 1994-04-17 |  | Removed from Ground | Diesel | 1000 | Galvanic (STIP-3) | 1994-02-17 | Cathodically Protected | Safe Suction (Euro)
630086 | 5 |  | 1994-04-17 |  | 1994-04-17 |  | Removed from Ground | Gas (Historical Use) | 1000 | Galvanic (STIP-3) | 1994-02-17 | Cathodically Protected | Safe Suction (Euro)
630091 | 1 |  |  | yes |  | yes | Removed from Ground | Diesel | 500 | Bare Steel | 1975-04-07 | Copper | Suction (American)
630091 | 3 | [5 empty] | Removed from Ground | Gas (Historical Use) | 1000 | Bare Steel | 1984-04-04 | Galvanized Steel | Suction (American)
630091 | 4 | [5 empty] | Removed from Ground | Gas (Historical Use) | 1000 | Bare Steel | 1984-04-04 | Galvanized Steel | Suction (American)
630092 | 1 | [5 empty] | Removed from Ground | Gas (Historical Use) | 10000 | Bare Steel | 1977-03-30 | Bare Steel
630092 | 2 | [5 empty] | Removed from Ground | Gas (Historical Use) | 5000 | Bare Steel | 1977-03-30 | Bare Steel
630092 | 3 | [5 empty] | Removed from Ground | Gas (Historical Use) | 10000 | Bare Steel | 1977-03-30 | Bare Steel
630092 | 4 | [5 empty] | Removed from Ground | Gas (Historical Use) | 550 | Bare Steel | 1977-03-30 | Bare Steel
630093 | 1 |  | 1982-03-29 |  | 1982-03-29 |  | Removed from Ground | Gas (Historical Use) | 10000 | Fiberglass | 1982-03-29 | Fiberglass Reinforced Plastic | Pressurized
630093 | 2 |  | 1982-03-29 |  | 1982-03-02 |  | Removed from Ground | Gas (Historical Use) | 10000 | Fiberglass | 1982-03-29 | Fiberglass Reinforced Plastic | Pressurized
630093 | 3 |  | 1982-03-29 |  | 1982-03-29 |  | Removed from Ground | Gas (Historical Use) | 10000 | Fiberglass | 1982-03-29 | Fiberglass Reinforced Plastic | Pressurized
630093 | 4 | [5 empty] | Removed from Ground | Diesel | 10000 | Fiberglass | 1982-03-29 | Fiberglass Reinforced Plastic | Pressurized
630093 | 5 |  |  | yes |  | yes | Removed from Ground | Used Oil | 1000 | Fiberglass | 1982-03-29 | Fiberglass Reinforced Plastic | Pressurized
630095 | 1 | [5 empty] | Removed from Ground | Gas (Historical Use) | 6000 | Bare Steel | 1966-04-27 | Bare Steel
630095 | 2 | [5 empty] | Removed from Ground | Gas (Historical Use) | 6000 | Bare Steel | 1966-04-27 | Bare Steel
630095 | 3 | [5 empty] | Removed from Ground | Gas (Historical Use) | 550 | Bare Steel | 1966-04-27 | Bare Steel
630095 | 4 | [5 empty] | Removed from Ground | Gas (Historical Use) | 8000 | Bare Steel | 1975-04-25 | Bare Steel
630096 | 1 | [5 empty] | Removed from Ground | Gas (Historical Use) | 1500 | Bare Steel | 1978-04-12 | Unknown
630096 | 2 | [5 empty] | Removed from Ground | Diesel | 8000 | Bare Steel | 1978-04-12 | Unknown
630097 | 1 |  |  | yes |  | yes | Removed from Ground | Used Oil | 1000 | Bare Steel | 1979-04-12 | Unknown
630097 | 2 | [5 empty] | Removed from Ground | Diesel | 3000 | Bare Steel | 1979-04-12 | Unknown
630097 | 3 | [5 empty] | Removed from Ground | Gas (Historical Use) | 1000 | Bare Steel | 1958-04-17 | Unknown
630097 | 4 | [5 empty] | Removed from Ground | Gas (Historical Use) | 560 | Bare Steel | 1970-04-14 | Unknown
630097 | 5 | [5 empty] | Removed from Ground | Gas (Historical Use) | 1000 | Bare Steel | 1970-04-14 | Unknown
630097 | 6 | [5 empty] | Removed from Ground | Diesel | 10000 | Bare Steel | 1996-12-01 | Fiberglass Reinforced Plastic
630098 | 1 | [5 empty] | Removed from Ground | Diesel | 7200 | Bare Steel | 1976-04-12 | Unknown
630098 | 2 | [5 empty] | Removed from Ground | Gas (Historical Use) | 2000 | Bare Steel | 1960-04-16 | Unknown
630099 | 10563-1 | [5 empty] | Removed from Ground | Gas (Historical Use) | 1061 | Bare Steel | 1981-04-30 | Galvanized Steel | Safe Suction (Euro)
630099 | 10563-2 | [5 empty] | Removed from Ground | Gas (Historical Use) | 1061 | Bare Steel | 1981-04-30 | Galvanized Steel | Safe Suction (Euro)
630100 | 508D1 | [5 empty] | Removed from Ground | Diesel | 1000 | Bare Steel | 1986-04-29 | Galvanized Steel | Safe Suction (Euro)
630100 | 508G1 | [5 empty] | Removed from Ground | Gas (Historical Use) | 2000 | Bare Steel | 1986-04-29 | Galvanized Steel | Safe Suction (Euro)
630103 | 1 |  | 1998-05-01 |  | 1998-05-01 |  | Currently in Use | Diesel | 8000 | Fiberglass | 1974-05-09 | Fiberglass Reinforced Plastic | Pressurized
630103 | 2 |  | 1998-05-01 |  | 1998-05-01 |  | Currently in Use | Gas (Historical Use) | 8000 | Fiberglass | 1974-05-09 | Fiberglass Reinforced Plastic | Pressurized
630103 | 3 |  | 1998-05-01 |  | 1998-05-01 |  | Currently in Use | Gas (Historical Use) | 8000 | Fiberglass | 1974-05-09 | Fiberglass Reinforced Plastic | Pressurized
630103 | 4 |  | 1998-05-01 |  | 1998-05-01 |  | Currently in Use | Gas (Historical Use) | 10000 | Fiberglass | 1985-05-06 | Fiberglass Reinforced Plastic | Pressurized
630104 | 1 | [5 empty] | Removed from Ground | Gas (Historical Use) | 4000 | Bare Steel | 1966-04-28 | Galvanized Steel
630104 | 2 | [5 empty] | Removed from Ground | Gas (Historical Use) | 4000 | Bare Steel | 1966-04-28 | Galvanized Steel
630104 | 3 | [5 empty] | Removed from Ground | Gas (Historical Use) | 4000 | Bare Steel | 1966-04-28 | Galvanized Steel
630104 | 4 | [5 empty] | Removed from Ground | Gas (Historical Use) | 6000 | Bare Steel | 1966-04-28 | Galvanized Steel
630105 | 1 | [5 empty] | Removed from Ground | Gas (Historical Use) | 4000 | Bare Steel | 1966-04-28 | Galvanized Steel
630105 | 2 | [5 empty] | Removed from Ground | Gas (Historical Use) | 3000 | Bare Steel | 1966-04-28 | Galvanized Steel
630105 | 3 | [5 empty] | Removed from Ground | Gas (Historical Use) | 3000 | Bare Steel | 1966-04-28 | Galvanized Steel
630105 | 4 | [5 empty] | Removed from Ground | Gas (Historical Use) | 3000 | Bare Steel | 1966-04-28 | Galvanized Steel
630105 | 5 | [5 empty] | Removed from Ground | Gas (Historical Use) | 3000 | Bare Steel | 1966-04-28 | Galvanized Steel
630105 | A | [5 empty] | Removed from Ground | Gas (Historical Use) | 8000 | Fiberglass | 1991-12-01 | Fiberglass Reinforced Plastic | Suction (American)
630105 | B | [5 empty] | Removed from Ground | Gas (Historical Use) | 8000 | Fiberglass | 1991-12-01 | Fiberglass Reinforced Plastic | Suction (American)
630105 | C | [5 empty] | Removed from Ground | Gas (Historical Use) | 8000 | Fiberglass | 1991-12-01 | Fiberglass Reinforced Plastic | Suction (American)
630106 | 1 | [5 empty] | Removed from Ground | Gas (Historical Use) | 10000 | Fiberglass | 1974-04-25 | Bare Steel
630106 | 2 | [5 empty] | Removed from Ground | Gas (Historical Use) | 8000 | Fiberglass | 1973-04-25 | Bare Steel
630106 | 3 | [5 empty] | Removed from Ground | Gas (Historical Use) | 8000 | Fiberglass | 1973-04-25 | Bare Steel
630106 | 4 |  |  | yes |  | yes | Removed from Ground | Used Oil | 560 | Bare Steel | 1973-04-25 | Bare Steel
630106 | 5 |  | 1997-11-18 |  | 1997-11-18 |  | Removed from Ground | Gas (Historical Use) | 10000 | Fiberglass | 1997-11-18 | Fiberglass Reinforced Plastic | Pressurized
630106 | 6 |  | 1997-11-18 |  | 1997-11-18 |  | Removed from Ground | Gas (Historical Use) | 6000 | Fiberglass | 1997-11-18 | Fiberglass Reinforced Plastic | Pressurized
630107 | 1 | [5 empty] | Removed from Ground | Gas (Historical Use) | 10000 | Bare Steel | 1976-05-02 | Galvanized Steel
630107 | 2 | [5 empty] | Removed from Ground | Gas (Historical Use) | 10000 | Bare Steel | 1976-05-02 | Galvanized Steel
630108 | 1 | [5 empty] | Removed from Ground | Gas (Historical Use) | 1000 | Bare Steel | 1983-05-01 | Galvanized Steel
630111 | 1 | [5 empty] | Removed from Ground | Gas (Historical Use) | 280 | Bare Steel | 1961-05-07 | Galvanized Steel
630114 | 1 |  | 1989-01-01 |  | 1989-01-01 |  | Removed from Ground | Kerosene | 4000 | Galvanic (STIP-3) | 1986-12-01 | Galvanized Steel | Suction (American)
630114 | 2 | [5 empty] | Removed from Ground | Gas (Historical Use) | 4000 | Cathodically Protected Steel | 1986-12-01 | Galvanized Steel | Suction (American)
630114 | 3 | [5 empty] | Removed from Ground | Diesel | 2000 | Cathodically Protected Steel | 1981-05-02 | Galvanized Steel | Pressurized
630114 | 4 | [5 empty] | Removed from Ground | Gas (Historical Use) | 2000 | Cathodically Protected Steel | 1986-12-01 | Galvanized Steel | Suction (American)
630114 | 5 | [5 empty] | Removed from Ground | Used Oil | 500 | Bare Steel |  | Galvanized Steel | Gravity Fed
630117 | 1 | [5 empty] | Closed in Ground | Kerosene | 3000 | Composite | 1981-04-30 | Copper
630118 | 1 |  |  | yes |  | yes | Removed from Ground | Used Oil | 300 | Bare Steel | 1980-04-30 | Bare Steel | Gravity Fed
630119 | 1 | [5 empty] | Removed from Ground | Gas (Historical Use) | 500 | Bare Steel | 1985-04-29 | Galvanized Steel
630122 | 1 | [5 empty] | Removed from Ground | Gas (Historical Use) | 1000 | Bare Steel | 1960-05-07 | Unknown
630122 | 2 | [5 empty] | Removed from Ground | Diesel | 1500 | Bare Steel | 1974-05-04 | Unknown
630123 | 1 |  | 1998-12-21 |  | 1998-12-21 |  | Removed from Ground | Gas (Historical Use) | 4000 | Cathodically Protected Steel | 1971-05-10 | Cathodically Protected | Suction (American)
630123 | 2 |  | 1998-12-21 |  | 1998-12-21 |  | Removed from Ground | Gas (Historical Use) | 4000 | Cathodically Protected Steel | 1971-05-10 | Cathodically Protected
630123 | 3 |  | 1998-12-21 |  | 1998-12-21 |  | Removed from Ground | Gas (Historical Use) | 4000 | Cathodically Protected Steel | 1971-05-10 | Cathodically Protected
630123 | 4 | [5 empty] | Removed from Ground | Diesel | 500 | Bare Steel | 1971-05-10 | Galvanized Steel
630123 | 5 |  |  | no |  | no | Removed from Ground | Gas (Historical Use) | 4000 | Unknown | 2003-12-17
630123 | 6 |  |  | no |  | no | Removed from Ground | Used Oil | 500 | Unknown | 2003-12-17
630123 | 7 |  |  | no |  | no | Removed from Ground | Gas (Historical Use) | 4000 | Unknown | 2003-12-17
630124 | 1 | [5 empty] | Currently in Use | Gas (Historical Use) | 4000 | Bare Steel | 1971-05-10 | Galvanized Steel
630124 | 2 | [5 empty] | Currently in Use | Gas (Historical Use) | 4000 | Bare Steel | 1971-05-10 | Galvanized Steel
630124 | 3 | [5 empty] | Currently in Use | Gas (Historical Use) | 4000 | Bare Steel | 1971-05-10 | Galvanized Steel
630125 | 1 | [5 empty] | Removed from Ground | Gas (Historical Use) | 10000 | Bare Steel | 1985-05-06 | Galvanized Steel | Pressurized
630125 | 2 | [5 empty] | Removed from Ground | Gas (Historical Use) | 10000 | Not Marked/Unknown | 1985-05-06 | Galvanized Steel | Pressurized
630125 | 3 | [5 empty] | Removed from Ground | Gas (Historical Use) | 10000 | Bare Steel | 1985-05-06 | Galvanized Steel | Pressurized
630125 | 4 | [5 empty] | Removed from Ground | Diesel | 10000 | Bare Steel | 1985-05-06 | Galvanized Steel | Pressurized
630125 | 5 |  |  | yes |  | yes | Removed from Ground | Used Oil | 550 | Bare Steel |  | Galvanized Steel
630126 | 1 | [5 empty] | Removed from Ground | Gas (Historical Use) | 10000 | Cathodically Protected Steel | 1971-05-10 | Galvanized Steel | Suction (American)
630126 | 2 | [5 empty] | Removed from Ground | Gas (Historical Use) | 8000 | Cathodically Protected Steel | 1971-05-10 | Galvanized Steel | Suction (American)
630126 | 3 | [5 empty] | Removed from Ground | Gas (Historical Use) | 10000 | Cathodically Protected Steel | 1971-05-10 | Galvanized Steel | Suction (American)
630126 | 4 | [5 empty] | Removed from Ground | Diesel | 10000 | Cathodically Protected Steel | 1971-05-10 | Galvanized Steel | Suction (American)
630126 | 5 | Ball Float | 1998-04-01 |  | 1998-04-01 |  | Currently in Use | Gas (Historical Use) | 10000 | Composite | 1998-04-01 | Fiberglass Reinforced Plastic | Pressurized
630126 | 6 | Ball Float | 1998-04-01 |  | 1998-04-01 |  | Currently in Use | Gas (Historical Use) | 4000 | Composite | 1998-04-01 | Fiberglass Reinforced Plastic | Pressurized
630126 | 7 | Ball Float | 1998-04-01 |  | 1998-04-01 |  | Currently in Use | Diesel | 4000 | Composite | 1998-04-01 | Fiberglass Reinforced Plastic | Pressurized
630127 | 1 |  | 1999-04-01 |  | 1999-04-01 |  | Currently in Use | Gas (Historical Use) | 12000 | Steel-Impressed Current | 1985-05-06 | Fiberglass Reinforced Plastic | Pressurized
630127 | 2 |  | 1999-04-01 |  | 1999-04-01 |  | Currently in Use | Gas (Historical Use) | 12000 | Steel-Impressed Current | 1985-05-06 | Fiberglass Reinforced Plastic | Pressurized
630127 | 3 |  | 1999-04-01 |  | 1999-04-01 |  | Currently in Use | Gas (Historical Use) | 12000 | Steel-Impressed Current | 1985-05-06 | Fiberglass Reinforced Plastic | Pressurized
630127 | 4 |  | 1999-04-01 |  | 1999-04-01 |  | Currently in Use | Diesel | 12000 | Steel-Impressed Current | 1985-05-06 | Fiberglass Reinforced Plastic | Pressurized
630128 | 1 |  | 1994-06-01 |  | 1994-06-01 |  | Removed from Ground | Gas (Historical Use) | 4000 | Steel-Impressed Current | 1971-05-10 | Cathodically Protected
630128 | 2 |  | 1994-06-01 |  | 1994-06-01 |  | Removed from Ground | Gas (Historical Use) | 4000 | Steel-Impressed Current | 1971-05-10 | Cathodically Protected
630128 | 3 |  | 1994-06-01 |  | 1994-06-01 |  | Removed from Ground | Gas (Historical Use) | 4000 | Steel-Impressed Current | 1971-05-10 | Cathodically Protected
630128 | 4 |  | 1994-06-01 |  | 1994-06-01 |  | Removed from Ground | Gas (Historical Use) | 4000 | Steel-Impressed Current | 1971-05-10 | Cathodically Protected
630130 | 1 |  | 1998-08-01 |  | 1998-08-01 |  | Removed from Ground | Gas (Historical Use) | 8000 | Steel-Impressed Current | 1971-05-10 | Cathodically Protected | Pressurized
630130 | 2 |  | 1998-08-01 |  | 1998-08-01 |  | Removed from Ground | Gas (Historical Use) | 6000 | Steel-Impressed Current | 1971-05-10 | Cathodically Protected | Pressurized
630130 | 3 |  | 1998-08-01 |  | 1998-08-01 |  | Removed from Ground | Gas (Historical Use) | 8000 | Steel-Impressed Current | 1971-05-10 | Cathodically Protected | Pressurized
630130 | 4 |  | 1998-08-01 |  | 1998-08-01 |  | Removed from Ground | Diesel | 4000 | Steel-Impressed Current | 1971-05-10 | Cathodically Protected | Pressurized
630131 | 1 |  | 1998-06-18 |  | 1998-06-18 |  | Currently in Use | Gas (Historical Use) | 10000 | Steel-Impressed Current | 1986-05-05 | Cathodically Protected | Pressurized
630131 | 2 |  | 1998-06-18 |  | 1998-06-18 |  | Currently in Use | Gas (Historical Use) | 10000 | Steel-Impressed Current | 1986-05-05 | Cathodically Protected | Pressurized
630131 | 3 |  | 1998-06-18 |  | 1998-06-18 |  | Currently in Use | Gas (Historical Use) | 10000 | Steel-Impressed Current | 1986-05-05 | Cathodically Protected | Pressurized
630132 | 1 |  | 1994-08-05 |  | 1994-08-05 |  | Removed from Ground | Gas (Historical Use) | 10000 | Fiberglass | 1994-08-05 | Fiberglass Reinforced Plastic | Pressurized
630132 | 2 |  | 1994-08-05 |  | 1994-08-05 |  | Currently in Use | Diesel | 10000 | Fiberglass | 1994-08-05 | Double-Walled Flex | Pressurized
630133 | 2 | [5 empty] | Removed from Ground | Gas (Historical Use) | 275 | Cathodically Protected Steel | 1966-05-12 | Unknown | Gravity Fed
630133 | 6 | [5 empty] | Removed from Ground | Gas (Historical Use) | 2000 | Composite | 1976-05-09 | Bare Steel
630133 | GAS1 | [5 empty] | Removed from Ground | Gas (Historical Use) | 540 | Bare Steel | 1966-05-12 | Bare Steel
630133 | MSI | [5 empty] | Removed from Ground | Other | 540 | Bare Steel | 1966-05-12 | Bare Steel
630134 | 1 |  | 1991-03-04 |  | 1991-03-04 |  | Currently in Use | Diesel | 6000 | Fiberglass | 1991-03-04 | Double-Walled Flex | Pressurized
630134 | 2 |  | 1991-09-26 |  | 1991-09-26 |  | Currently in Use | Gas (Historical Use) | 10000 | Composite | 1991-09-26 | Double-Walled Flex | Pressurized
630134 | BK1 | [5 empty] | Closed in Ground | Gas (Historical Use) | 10000 | Bare Steel | 1981-05-08 | Unknown
630134 | BK2 | [5 empty] | Closed in Ground | Diesel | 6000 | Bare Steel | 1971-05-11 | Galvanized Steel
630134 | BK3 |  |  | yes |  | yes | Closed in Ground | Used Oil | 500 | Bare Steel | 1981-05-08 | Bare Steel
630135 | 1 | [5 empty] | Removed from Ground | Gas (Historical Use) | 10000 | Cathodically Protected Steel | 1981-05-06 | Fiberglass Reinforced Plastic | Pressurized
630135 | 10 |  | 1993-07-12 |  | 1993-07-12 |  | Currently in Use | Diesel | 6000 | Composite | 1993-07-12 | Fiberglass Reinforced Plastic | Pressurized
630135 | 2 | [5 empty] | Removed from Ground | Gas (Historical Use) | 10000 | Cathodically Protected Steel | 1981-05-06 | Fiberglass Reinforced Plastic | Pressurized
630135 | 3 | [5 empty] | Removed from Ground | Gas (Historical Use) | 10000 | Cathodically Protected Steel | 1981-05-06 | Fiberglass Reinforced Plastic | Pressurized
630135 | 4 | [5 empty] | Removed from Ground | Diesel | 10000 | Cathodically Protected Steel | 1981-05-06 | Fiberglass Reinforced Plastic | Pressurized
630135 | 5 |  | 1993-07-12 |  | 1993-07-12 |  | Currently in Use | Gas (Historical Use) | 4000 | Cathodically Protected Steel | 1986-01-01 | Fiberglass Reinforced Plastic | Suction (American)
630135 | 6 |  | 1993-07-12 | no | 1993-07-12 | no | Temporarily out of use |  | 4000 |  | 1999-06-30 | Fiberglass Reinforced Plastic | Pressurized
630135 | 7 |  | 1993-07-12 | no | 1993-07-12 | no | Currently in Use | Gas (Historical Use) | 10000 | Composite | 1993-07-12 | Fiberglass Reinforced Plastic | Pressurized
630135 | 8 |  | 1993-07-12 | no | 1993-07-12 | no | Currently in Use | Gas (Historical Use) | 10000 | Composite | 1993-07-12 | Fiberglass Reinforced Plastic | Pressurized
630135 | 9 |  | 1993-07-12 | no | 1993-07-12 | no | Currently in Use | Gas (Historical Use) | 10000 | Composite | 1993-07-12 | Fiberglass Reinforced Plastic | Pressurized
630136 | 1 | [5 empty] | Removed from Ground | Gas (Historical Use) | 10000 | Cathodically Protected Steel | 1980-05-06 | Galvanized Steel | Pressurized
630136 | 2 | [5 empty] | Removed from Ground | Gas (Historical Use) | 10000 | Cathodically Protected Steel | 1980-05-06 | Galvanized Steel | Pressurized
630136 | 3 | [5 empty] | Removed from Ground | Gas (Historical Use) | 10000 | Cathodically Protected Steel | 1980-05-06 | Galvanized Steel | Pressurized
630136 | 4 | [5 empty] | Removed from Ground | Diesel | 10000 | Cathodically Protected Steel | 1980-05-06 | Galvanized Steel | Pressurized
630136 | 5 |  | 1993-07-12 | no | 1993-07-12 | no | Removed from Ground | Kerosene | 4000 | Steel-Impressed Current | 1985-05-05 | Fiberglass Reinforced Plastic | Pressurized
630136 | 6 |  | 1993-07-12 | no | 1993-07-12 | no | Removed from Ground | Gas (Historical Use) | 4000 | Steel-Impressed Current | 1988-06-01 | Fiberglass Reinforced Plastic | Suction (American)
630136 | 7 |  | 1993-07-12 | no | 1993-07-12 | no | Removed from Ground | Gas (Historical Use) | 10000 | Composite | 1993-08-12 | Fiberglass Reinforced Plastic | Pressurized
630136 | 8 |  | 1993-07-12 | no | 1993-07-12 | no | Removed from Ground | Gas (Historical Use) | 10000 | Composite | 1993-08-12 | Fiberglass Reinforced Plastic | Pressurized
630136 | 9 |  | 1993-07-12 | no | 1993-07-12 | no | Removed from Ground | Diesel | 10000 | Composite | 1993-08-12 | Fiberglass Reinforced Plastic | Pressurized
630137 | 1 |  | 1993-07-12 |  | 1993-07-12 |  | Currently in Use | Gas (Historical Use) | 10000 | Galvanic (STIP-3) | 1981-05-06 | Double Walled | Pressurized
630137 | 2 |  | 1993-07-12 |  | 1993-07-12 |  | Currently in Use | Gas (Historical Use) | 10000 | Galvanic (STIP-3) | 1981-05-06 | Double Walled | Pressurized
630137 | 3 |  | 1993-07-12 |  | 1993-07-12 |  | Currently in Use | Gas (Historical Use) | 10000 | Galvanic (STIP-3) | 1981-05-06 | Double Walled | Pressurized
630137 | 4 |  | 1993-07-12 |  | 1993-07-12 |  | Currently in Use | Diesel | 10000 | Galvanic (STIP-3) | 1981-05-06 | Double Walled | Pressurized
630137 | 5 |  | 1993-07-12 | no | 1993-07-12 | no | Temporarily out of use | Kerosene | 4000 | Galvanic (STIP-3) | 1985-05-05 | Double Walled | Safe Suction (Euro)
630137 | 6 |  | 1993-07-12 |  | 1993-07-12 |  | Currently in Use | Diesel | 4000 | Galvanic (STIP-3) | 1986-01-01 | Double Walled | Pressurized
630140 | 1 | [5 empty] | Removed from Ground | Gas (Historical Use) | 10000 | Bare Steel | 1980-05-06 | Unknown
630140 | 2 |  |  | yes |  | yes | Removed from Ground | Used Oil | 500 | Bare Steel | 1980-05-06 | Unknown
630142 | 1 | [5 empty] | Removed from Ground | Gas (Historical Use) | 1000 | Bare Steel | 1978-05-10 | Galvanized Steel
630143 | 1 | [5 empty] | Removed from Ground | Gas (Historical Use) | 1000 | Bare Steel | 1976-05-10 | Galvanized Steel
630144 | 1 | [5 empty] | Removed from Ground | Diesel | 1000 | Bare Steel | 1983-05-09 | Galvanized Steel
630144 | 2 |  |  | yes |  | yes | Removed from Ground | Used Oil | 1000 | Bare Steel | 1974-05-11 | Galvanized Steel
630144 | 3 | [5 empty] | Removed from Ground | Empty | 1000 | Bare Steel | 1974-05-11 | Galvanized Steel
630145 | 1 | [5 empty] | Removed from Ground | Gas (Historical Use) | 1000 | Bare Steel | 1976-05-10 | Galvanized Steel
630146 | 1 | [5 empty] | Removed from Ground | Gas (Historical Use) | 560 | Bare Steel | 1980-05-09 | Galvanized Steel
630146 | 2 | [5 empty] | Removed from Ground | Gas (Historical Use) | 2000 | Not Marked/Unknown |  | Not Marked
630146 | 3 | [5 empty] | Removed from Ground | Diesel | 2000 | Not Marked/Unknown |  | Not Marked
630147 | 1 | [5 empty] | Removed from Ground | Gas (Historical Use) | 1000 | Bare Steel | 1966-05-13 | Galvanized Steel
630148 | 1 | [5 empty] | Removed from Ground | Gas (Historical Use) | 2000 | Bare Steel | 1971-05-12 | Galvanized Steel
630148 | 2 | [5 empty] | Removed from Ground | Diesel | 2000 | Bare Steel | 1979-05-10 | Galvanized Steel
630149 | 1 | [5 empty] | Removed from Ground | Gas (Historical Use) | 1000 | Bare Steel | 1983-05-09 | Galvanized Steel
630149 | 2 | [5 empty] | Removed from Ground | Diesel | 1000 | Bare Steel | 1983-05-09 | Galvanized Steel
630150 | 1 | [5 empty] | Removed from Ground | Empty | 1000 | Bare Steel | 1966-05-13 | Galvanized Steel
630150 | 2 | [5 empty] | Removed from Ground | Empty | 1000 | Bare Steel | 1966-05-13 | Galvanized Steel
630151 | 1 | [5 empty] | Removed from Ground | Gas (Historical Use) | 1000 | Bare Steel | 1980-05-09 | Galvanized Steel
630152 | 1 | [5 empty] | Removed from Ground | Gas (Historical Use) | 1000 | Bare Steel | 1974-05-11 | Galvanized Steel
630153 | 1 | [5 empty] | Removed from Ground | Gas (Historical Use) | 560 | Bare Steel | 1966-05-13 | Galvanized Steel
630154 | 1AST | [5 empty] | Currently in Use | Gas (Historical Use) | 560 | Bare Steel | 1971-05-12 | Galvanized Steel
630154 | 2AST | [5 empty] | Currently in Use | Diesel | 1000 | Bare Steel | 1979-05-10 | Galvanized Steel
630155 | 1 | [5 empty] | Removed from Ground | Gas (Historical Use) | 1000 | Bare Steel | 1976-05-10 | Galvanized Steel
630155 | 2 | [5 empty] | Removed from Ground | Diesel | 560 | Bare Steel | 1976-05-10 | Galvanized Steel
630156 | 1 | Flapper Valve | 1996-05-01 | no | 1996-05-01 | no | Currently in Use |  | 6000 | Steel-Impressed Current | 2001-08-23 | Steel (Impressed Current) | Pressurized
630156 | 2 | Flapper Valve | 1996-05-01 | no | 1996-05-01 | no | Currently in Use |  | 6000 | Steel-Impressed Current | 2001-08-23 | Steel (Impressed Current) | Pressurized
630156 | 3 | Flapper Valve | 1996-05-01 | no | 1996-05-01 | no | Currently in Use |  | 4000 | Steel-Impressed Current | 2001-08-23 | Steel (Impressed Current) | Pressurized
630156 | 4 | Flapper Valve | 1996-05-01 | no | 1996-05-01 | no | Currently in Use | Diesel | 4000 | Steel-Impressed Current | 2001-08-23 | Steel (Impressed Current) | Pressurized
630157 | 1 | [5 empty] | Removed from Ground | Gas (Historical Use) | 560 | Bare Steel | 1976-05-10 | Galvanized Steel
630158 | 1 | [5 empty] | Removed from Ground | Gas (Historical Use) | 1000 | Bare Steel | 1974-05-11 | Galvanized Steel
630158 | 2 | [5 empty] | Removed from Ground | Gas (Historical Use) | 1000 | Bare Steel | 1974-05-11 | Galvanized Steel
630159 | 1 | [5 empty] | Removed from Ground | Gas (Historical Use) | 1000 | Bare Steel | 1971-05-12 | Galvanized Steel
630159 | 2 | [5 empty] | Removed from Ground | Gas (Historical Use) | 1000 | Bare Steel | 1978-05-10 | Galvanized Steel
630160 | 1 | [5 empty] | Removed from Ground | Gas (Historical Use) | 1000 | Bare Steel | 1986-01-15 | Galvanized Steel | Safe Suction (Euro)
630160 | 2 | [5 empty] | Removed from Ground | Gas (Historical Use) | 2000 | Bare Steel | 1986-01-15 | Galvanized Steel | Safe Suction (Euro)
630160 | 3 | [5 empty] | Removed from Ground | Gas (Historical Use) | 2000 | Bare Steel | 1986-01-15 | Galvanized Steel | Safe Suction (Euro)
630161 | 1 | [5 empty] | Removed from Ground | Gas (Historical Use) | 560 | Bare Steel | 1976-05-10 | Galvanized Steel
630161 | 2 | [5 empty] | Removed from Ground | Diesel | 1000 | Bare Steel | 1981-05-09 | Galvanized Steel
630162 | 1 | [5 empty] | Removed from Ground | Empty | 1000 | Bare Steel | 1971-05-12 | Galvanized Steel
630162 | 2 | [5 empty] | Permanently Out of Use - historical purposes | Empty | 1000 | Bare Steel | 1971-05-12 | Galvanized Steel
630163 | 1 | [5 empty] | Removed from Ground | Empty | 560 | Bare Steel | 1966-05-13 | Galvanized Steel
630164 | 1 | [5 empty] | Removed from Ground | Gas (Historical Use) | 2000 | Bare Steel | 1978-05-10 | Galvanized Steel
630164 | 2 | [5 empty] | Removed from Ground | Diesel | 2000 | Bare Steel | 1978-05-10 | Galvanized Steel
630165 | 1 | [5 empty] | Removed from Ground | Gas (Historical Use) | 560 | Bare Steel | 1983-05-09 | Galvanized Steel
630166 | 1 | [5 empty] | Removed from Ground | Gas (Historical Use) | 1000 | Bare Steel | 1976-05-10 | Galvanized Steel
630167 | 1 | [5 empty] | Closed in Ground | Gas (Historical Use) | 1000 | Bare Steel | 1976-05-10 | Galvanized Steel
630168 | 1 | [5 empty] | Removed from Ground | Gas (Historical Use) | 280 | Bare Steel | 1974-05-11 | Galvanized Steel
630168 | 2 | [5 empty] | Removed from Ground | Gas (Historical Use) | 560 | Bare Steel | 1981-05-09 | Galvanized Steel
630169 | 1 |  | 1997-09-26 |  | 1984-05-08 |  | Removed from Ground | Gas (Historical Use) | 10000 | Composite | 1984-05-08 | Fiberglass Reinforced Plastic | Pressurized
630169 | 2 |  | 1997-09-26 |  | 1984-05-08 |  | Removed from Ground | Gas (Historical Use) | 10000 | Composite | 1984-05-08 | Fiberglass Reinforced Plastic | Pressurized
630169 | 3 |  | 1997-09-26 |  | 1984-05-08 |  | Removed from Ground | Gas (Historical Use) | 10000 | Composite | 1984-05-08 | Fiberglass Reinforced Plastic | Pressurized
630169 | 4 |  |  | yes | 1984-05-08 | yes | Removed from Ground | Used Oil | 270 | Composite | 1980-02-05 | Fiberglass Reinforced Plastic | Gravity Fed
630170 | 1 | [5 empty] | Permanently Out of Use - historical purposes | Gas (Historical Use) | 1000 | Bare Steel | 1966-05-13 | Galvanized Steel
630171 | 1 | [5 empty] | Removed from Ground | Gas (Historical Use) | 1000 | Bare Steel | 1977-05-01 | Galvanized Steel
630172 | 1 | [5 empty] | Removed from Ground | Empty | 1000 | Bare Steel | 1979-05-10 | Galvanized Steel
630173 | 1 | [5 empty] | Removed from Ground | Gas (Historical Use) | 560 | Bare Steel | 1979-05-10 | Galvanized Steel
630174 | 1 | [5 empty] | Removed from Ground | Gas (Historical Use) | 1000 | Bare Steel | 1980-05-09 | Galvanized Steel
630175 | 1 | [5 empty] | Permanently Out of Use - historical purposes | Gas (Historical Use) | 1000 | Bare Steel | 1979-05-10 | Galvanized Steel
630176 | 1 | [5 empty] | Removed from Ground | Gas (Historical Use) | 1000 | Bare Steel | 1978-05-10 | Galvanized Steel
630176 | 2 | [5 empty] | Removed from Ground | Gas (Historical Use) | 1000 | Bare Steel | 1966-05-13 | Galvanized Steel
630176 | 3 | [5 empty] | Removed from Ground | Diesel | 1000 | Bare Steel | 1966-05-13 | Galvanized Steel
630176 | 4 |  |  | yes |  | yes | Removed from Ground | Used Oil | 1000 | Not Marked/Unknown | 1996-04-15 | Not Marked
630177 | 1 | [5 empty] | Removed from Ground | Gas (Historical Use) | 1000 | Bare Steel | 1971-05-12 | Galvanized Steel
630178 | 1 | [5 empty] | Removed from Ground | Gas (Historical Use) | 6000 | Bare Steel | 1982-05-09 | Galvanized Steel | Pressurized
630178 | 2 | [5 empty] | Removed from Ground | Gas (Historical Use) | 6000 | Bare Steel | 1982-05-09 | Galvanized Steel | Pressurized
630178 | 3 | [5 empty] | Removed from Ground | Gas (Historical Use) | 4000 | Bare Steel | 1982-05-09 | Galvanized Steel | Pressurized
630178 | 4 | [5 empty] | Removed from Ground | Gas (Historical Use) | 2000 | Bare Steel | 1961-05-14 | Galvanized Steel | Pressurized
630178 | 5 | [5 empty] | Removed from Ground | Gas (Historical Use) | 2000 | Bare Steel | 1961-05-14 | Galvanized Steel | Pressurized
630178 | 6 | [5 empty] | Removed from Ground | Gas (Historical Use) | 2000 | Bare Steel | 1961-05-14 | Galvanized Steel | Pressurized
630179 | 1 | [5 empty] | Removed from Ground | Gas (Historical Use) | 550 | Bare Steel | 1978-05-10 | Galvanized Steel
630179 | 2 | [5 empty] | Removed from Ground | Diesel | 1000 | Bare Steel | 1978-05-10 | Galvanized Steel
630180 | 1 | [5 empty] | Removed from Ground | Gas (Historical Use) | 8000 | Bare Steel | 1959-05-15 | Galvanized Steel
630180 | 2 | [5 empty] | Removed from Ground | Gas (Historical Use) | 8000 | Bare Steel | 1959-05-15 | Galvanized Steel
630180 | 3 |  | 1997-06-19 |  | 1997-06-19 |  | Removed from Ground | Aviation Gas/AV Gas | 12000 | Fiberglass | 1974-05-12 | Aboveground | Suction (American)
630180 | 4 |  | 1997-06-19 |  | 1997-06-19 |  | Removed from Ground | Other | 12000 | Fiberglass | 1974-05-12 | Aboveground | Suction (American)
630180 | 5 |  | 1997-06-19 |  | 1997-06-19 |  | Removed from Ground | Other | 12000 | Fiberglass | 1974-05-12 | Aboveground | Suction (American)
630180 | 6 |  | 2013-09-27 | no | 2013-09-27 | no | Currently in Use | Gas (Historical Use) | 12000 | Composite Double Walled | 2013-09-22 | Aboveground | Safe Suction (Euro)
630180 | 7 |  | 2013-09-27 | no | 2013-09-27 | no | Currently in Use | Aviation Gas/AV Gas | 10000 | Composite Double Walled | 2013-09-22 | Aboveground | Safe Suction (Euro)
630180 | 8 |  | 2013-09-27 | no | 2013-09-27 | no | Currently in Use | Aviation Gas/AV Gas | 10000 | Composite Double Walled | 2013-09-22 | Aboveground | Safe Suction (Euro)
630181 | 1 | [5 empty] | Removed from Ground | Empty | 1000 | Bare Steel | 1963-05-14 | Unknown | Suction (American)
630182 | 1 | [5 empty] | Removed from Ground | Diesel | 500 | Marked Unknown | 1975-05-11 | Unknown
630185 | 1 | [5 empty] | Permanently Out of Use - historical purposes | Gas (Historical Use) | 10000 | Bare Steel | 1976-05-10 | Galvanized Steel
630185 | 2 | [5 empty] | Permanently Out of Use - historical purposes | Gas (Historical Use) | 10000 | Bare Steel | 1976-05-10 | Galvanized Steel
630185 | 3 | [5 empty] | Permanently Out of Use - historical purposes | Gas (Historical Use) | 4000 | Bare Steel | 1976-05-10 | Galvanized Steel
630185 | 4 | [5 empty] | Permanently Out of Use - historical purposes | Diesel | 2000 | Bare Steel | 1984-05-08 | Galvanized Steel
630186 | 1 |  | 1983-01-01 |  | 1983-01-01 |  | Removed from Ground | Gas (Historical Use) | 12000 | Steel-Impressed Current | 1978-05-10 | Cathodically Protected | Pressurized
630186 | 2 |  | 1983-01-01 |  | 1983-01-01 |  | Removed from Ground | Gas (Historical Use) | 12000 | Steel-Impressed Current | 1978-05-10 | Cathodically Protected | Pressurized
630186 | 3 |  | 1983-01-01 |  | 1983-01-01 |  | Removed from Ground | Gas (Historical Use) | 12000 | Steel-Impressed Current | 1978-05-10 | Cathodically Protected | Pressurized
630186 | 4 |  | 1983-01-01 |  | 1983-01-01 |  | Removed from Ground | Gas (Historical Use) | 12000 | Fiberglass | 1983-05-09 | Fiberglass Reinforced Plastic | Pressurized
630187 | 1 | [5 empty] | Permanently Out of Use - historical purposes | Gas (Historical Use) | 4010 | Bare Steel | 1982-05-09 | Galvanized Steel
630187 | 10 |  | 1992-06-01 |  | 1992-06-01 |  | Currently in Use | Diesel | 20000 | Composite | 1992-06-01 | Fiberglass Reinforced Plastic
630187 | 2 | [5 empty] | Permanently Out of Use - historical purposes | Gas (Historical Use) | 4009 | Bare Steel | 1982-05-09 | Galvanized Steel
630187 | 3 | [5 empty] | Permanently Out of Use - historical purposes | Gas (Historical Use) | 4010 | Bare Steel | 1982-05-09 | Galvanized Steel
630187 | 4 | [5 empty] | Permanently Out of Use - historical purposes | Gas (Historical Use) | 4009 | Bare Steel | 1982-05-09 | Galvanized Steel
630187 | 5 | [5 empty] | Permanently Out of Use - historical purposes | Gas (Historical Use) | 4010 | Bare Steel | 1982-05-09 | Galvanized Steel
630187 | 6 | [5 empty] | Permanently Out of Use - historical purposes | Diesel | 4010 | Bare Steel | 1982-05-09 | Galvanized Steel
630187 | 7 |  | 1992-06-01 |  | 1992-06-01 |  | Currently in Use | Gas (Historical Use) | 10000 | Composite | 1992-06-01 | Fiberglass Reinforced Plastic | Pressurized
630187 | 8A |  | 1992-06-01 |  | 1992-06-01 |  | Currently in Use | Gas (Historical Use) | 5000 | Composite | 1992-06-01 | Fiberglass Reinforced Plastic | Pressurized
630187 | 8B |  | 1992-06-01 |  | 1992-06-01 |  | Currently in Use | Gas (Historical Use) | 5000 | Composite | 1992-06-01 | Fiberglass Reinforced Plastic | Pressurized
630187 | 9 |  | 1992-06-01 |  | 1992-06-01 |  | Currently in Use | Diesel | 20000 | Composite | 1992-06-01 | Fiberglass Reinforced Plastic | Pressurized
630188 | 1 | [5 empty] | Removed from Ground | Empty | 2000 | Bare Steel | 1977-05-10 | Galvanized Steel
630188 | 2 | [5 empty] | Removed from Ground | Diesel | 2000 | Bare Steel | 1983-05-09 | Galvanized Steel
630190 | 1 | [5 empty] | Permanently Out Of Use | Gas (Historical Use) | 4000 | Bare Steel | 1961-05-14 | Galvanized Steel
630190 | 2 | [5 empty] | Permanently Out Of Use | Gas (Historical Use) | 3000 | Bare Steel | 1986-05-08 | Galvanized Steel
630190 | 3 | [5 empty] | Permanently Out Of Use | Gas (Historical Use) | 3000 | Bare Steel | 1986-05-08 | Galvanized Steel
630190 | 4 | [5 empty] | Permanently Out Of Use | Gas (Historical Use) | 3000 | Bare Steel | 1986-05-08 | Galvanized Steel
630190 | 5 | [5 empty] | Permanently Out Of Use | Gas (Historical Use) | 550 | Bare Steel | 1986-05-08 | Galvanized Steel
630190 | 6 | [5 empty] | Permanently Out Of Use | Gas (Historical Use) | 550 | Bare Steel | 1986-05-08 | Galvanized Steel
630192 | 1 | [5 empty] | Removed from Ground | Gas (Historical Use) | 1000 | Bare Steel | 1966-05-13 | Galvanized Steel
630192 | 2 | [5 empty] | Removed from Ground | Diesel | 5000 | Bare Steel | 1976-05-10 | Galvanized Steel
630192 | 3 | [5 empty] | Removed from Ground | Diesel | 30 | Unknown | 1981-05-09 | Galvanized Steel
630192 | 4 | [5 empty] | Removed from Ground | Gas (Historical Use) | 0 | Bare Steel | 1986-05-08 | Galvanized Steel
630193 | 1 | Flapper Valve | 1997-11-20 |  | 1997-11-20 |  | Currently in Use | Gas (Historical Use) | 10000 | Steel-Impressed Current | 1981-05-08 | Steel (Impressed Current) | Pressurized
630193 | 2 | Flapper Valve | 1997-11-20 |  | 1997-11-20 |  | Currently in Use | Gas (Historical Use) | 10000 | Steel-Impressed Current | 1980-05-01 | Steel (Impressed Current) | Pressurized
630193 | 3 | Flapper Valve | 1997-11-20 |  | 1997-11-20 |  | Currently in Use | Gas (Historical Use) | 10000 | Steel-Impressed Current | 1980-05-01 | Steel (Impressed Current) | Pressurized
630193 | 4 | Flapper Valve | 1997-11-20 |  | 1997-11-20 |  | Currently in Use | Diesel | 10000 | Steel-Impressed Current | 1980-05-01 | Steel (Impressed Current) | Pressurized
630194 | 1 | [5 empty] | Removed from Ground | Empty | 4000 | Bare Steel | 1976-05-10 | Galvanized Steel
630194 | 2 | [5 empty] | Removed from Ground | Kerosene | 4000 | Bare Steel | 1976-05-10 | Galvanized Steel
630194 | 3 | [5 empty] | Permanently Out of Use - historical purposes | Empty | 4000 | Bare Steel | 1976-05-10 | Galvanized Steel
630196 | 1 | Flapper Valve | 1998-06-01 |  | 1998-06-01 |  | Removed from Ground | Gas (Historical Use) | 10000 | Steel-Impressed Current | 1978-05-10 | Cathodically Protected | Pressurized
630196 | 10 | Flapper Valve | 2007-03-23 | no | 2007-03-23 | no | Currently in Use | Diesel | 7000 | Fiberglass Double Walled | 2007-03-23 | Double-Walled Fiberglass | Pressurized
630196 | 11 | Flapper Valve | 2013-12-23 | no | 2013-08-16 | no | Currently in Use | Diesel | 30000 | Fiberglass Double Walled | 2013-08-18 | Double-Walled Fiberglass | Pressurized
630196 | 12 | Flapper Valve | 2013-12-23 | no | 2013-08-16 | no | Currently in Use | Diesel | 30000 | Fiberglass Double Walled | 2013-08-18 | Double-Walled Fiberglass | Pressurized
630196 | 13 | Flapper Valve | 2013-12-23 | no | 2013-08-16 | no | Currently in Use | Diesel | 30000 | Fiberglass Double Walled | 2013-08-18 | Double-Walled Fiberglass | Pressurized
630196 | 2 | Flapper Valve | 1998-06-01 |  | 1998-06-01 |  | Removed from Ground | Gas (Historical Use) | 10000 | Steel-Impressed Current | 1978-05-10 | Cathodically Protected | Pressurized
630196 | 3 | Flapper Valve | 1998-06-01 |  | 1998-06-01 |  | Removed from Ground | Gas (Historical Use) | 10000 | Steel-Impressed Current | 1978-05-10 | Cathodically Protected | Pressurized
630196 | 4 | [5 empty] | Removed from Ground | Other | 8000 | Bare Steel | 1978-05-10 | Galvanized Steel | Pressurized
630196 | 5 |  |  | yes |  | yes | Removed from Ground | Used Oil | 1000 | Bare Steel | 1978-05-10 | Galvanized Steel | Gravity Fed
630196 | 6 | Ball Float | 1993-01-01 | yes | 1993-01-01 | yes | Removed from Ground | Used Oil | 8000 | Fiberglass Double Walled | 1993-03-01 | Fiberglass Reinforced Plastic | Gravity Fed
630196 | 7 | Ball Float | 1998-06-01 |  | 1998-06-01 |  | Removed from Ground | Used Oil | 10000 | Fiberglass Double Walled | 1993-03-01 | Fiberglass Reinforced Plastic | Suction (American)
630196 | 8 | Flapper Valve | 2007-03-23 | no | 2007-03-23 | no | Currently in Use | Gas (Historical Use) | 30000 | Fiberglass Double Walled | 2007-03-23 | Double-Walled Fiberglass | Pressurized
630196 | 9 | Flapper Valve | 2007-03-23 | no | 2007-03-23 | no | Currently in Use | Gas (Historical Use) | 8000 | Fiberglass Double Walled | 2007-03-23 | Double-Walled Fiberglass | Pressurized
630197 | 1 | [5 empty] | Removed from Ground | Other | 1000 | Bare Steel | 1978-01-03 | Copper | Suction (American)
630197 | 2 |  | 1997-05-07 | no | 1997-05-07 | no | Currently in Use | Diesel | 2500 | Fiberglass Double Walled | 1997-05-07 | Copper | Suction (American)
630198 | 1 | [5 empty] | Removed from Ground | Gas (Historical Use) | 12000 | Bare Steel | 1981-01-02 | Galvanized Steel | Pressurized
630198 | 2 |  |  | yes |  | yes | Removed from Ground | Used Oil | 550 | Bare Steel | 1975-01-04 | Bare Steel | Gravity Fed
630198 | 3 | [5 empty] | Removed from Ground | Gas (Historical Use) | 1000 | Bare Steel | 1974-01-01 | Not Marked | Pressurized
630199 | 1 | [5 empty] | Removed from Ground | Diesel | 2000 | Bare Steel | 1977-01-03 | Copper | Suction (American)
630199 | 2 | [5 empty] | Removed from Ground | Diesel | 2000 | Fiberglass Double Walled | 1955-01-01 | Copper | Suction (American)
630199 | 3 |  | 1994-04-26 | no | 1994-04-26 | no | Currently in Use | Diesel | 4000 |  | 1994-04-07 | Fiberglass Reinforced Plastic | Suction (American)
630200 | 1 | [5 empty] | Removed from Ground | Empty | 1000 | Bare Steel | 1973-01-04 | Galvanized Steel
630201 | 1 | [5 empty] | Removed from Ground | Gas (Historical Use) | 1 | Bare Steel | 1961-03-19 | Galvanized Steel
630201 | 2 | [5 empty] | Removed from Ground | Diesel | 1 | Bare Steel | 1961-03-19 | Galvanized Steel
630204 | 1 | [5 empty] | Removed from Ground | Diesel | 12000 | Fiberglass | 1974-01-04 | Bare Steel | Pressurized
630204 | 2 | [5 empty] | Removed from Ground | Diesel | 12000 | Fiberglass | 1974-01-04 | Bare Steel | Pressurized
630204 | 3 | [5 empty] | Removed from Ground | Other | 6000 | Fiberglass | 1987-01-01 | Bare Steel | Suction (American)
630204 | 4 |  |  | yes |  | yes | Removed from Ground | Used Oil | 2000 | Fiberglass | 1974-01-04 | Bare Steel | Gravity Fed
630205 | 1 | [5 empty] | Removed from Ground | Diesel | 2000 | Fiberglass | 1979-05-18 | Bare Steel | Pressurized
630205 | 2 | [5 empty] | Removed from Ground | Diesel | 1000 | Marked Unknown | 1956-05-23 | Galvanized Steel
630206 | 1 | [5 empty] | Removed from Ground | Gas (Historical Use) | 500 | Bare Steel | 1977-05-16 | Galvanized Steel
630206 | 2 |  |  | yes |  | yes | Removed from Ground | Used Oil | 500 | Not Marked/Unknown | 1997-08-13 | Not Marked
630208 | 1 | [5 empty] | Removed from Ground | Gas (Historical Use) | 500 | Bare Steel | 1966-06-07 | Galvanized Steel
630209 | 1 | [5 empty] | Closed in Ground | Diesel | 10000 | Bare Steel | 1972-06-16 | Galvanized Steel
630209 | 2 | [5 empty] | Removed from Ground | Gas (Historical Use) | 1000 | Bare Steel | 1972-06-16 | Galvanized Steel
630209 | 3 | [5 empty] | Closed in Ground | Diesel | 10000 | Bare Steel | 1979-06-15 | Galvanized Steel
630210 | 1 |  | 1993-09-30 |  | 1993-09-30 |  | Removed from Ground | Gas (Historical Use) | 8000 | Steel-Impressed Current | 1984-05-13 | Galvanized Steel | Safe Suction (Euro)
630210 | 2 |  | 1993-09-30 |  | 1993-09-30 |  | Removed from Ground | Gas (Historical Use) | 4000 | Steel-Impressed Current | 1984-05-13 | Galvanized Steel | Safe Suction (Euro)
630210 | 3 |  | 1993-09-30 |  | 1993-09-30 |  | Removed from Ground | Gas (Historical Use) | 4000 | Steel-Impressed Current | 1984-05-13 | Galvanized Steel | Safe Suction (Euro)
630210 | 4 |  | 1993-09-30 |  | 1993-09-30 |  | Removed from Ground | Gas (Historical Use) | 8000 | Steel-Impressed Current | 1984-05-13 | Galvanized Steel | Safe Suction (Euro)
630212 | 1 | [5 empty] | Removed from Ground | Diesel | 0 | Not Marked/Unknown |  | Not Marked
630212 | 2 | [5 empty] | Removed from Ground | Diesel | 12000 | Not Marked/Unknown |  | Not Marked
630212 | 30 | [5 empty] | Removed from Ground | Gas (Historical Use) | 10000 | Bare Steel | 1974-01-01 | Unknown | Safe Suction (Euro)
630213 | 1 | [5 empty] | Removed from Ground | Gas (Historical Use) | 1000 | Bare Steel | 1966-05-13 | Galvanized Steel
630213 | 2 | [5 empty] | Removed from Ground | Gas (Historical Use) | 1000 | Bare Steel | 1956-05-15 | Galvanized Steel
630214 | 1 |  | 1996-09-01 |  | 1996-09-01 |  | Removed from Ground | Gas (Historical Use) | 6000 | Composite | 1986-06-01 | Fiberglass Reinforced Plastic | Pressurized
630214 | 2 |  | 1996-09-01 |  | 1996-09-01 |  | Removed from Ground | Gas (Historical Use) | 10000 | Composite | 1986-06-02 | Fiberglass Reinforced Plastic | Pressurized
630214 | 3 |  | 1996-09-01 |  | 1996-09-01 |  | Removed from Ground | Gas (Historical Use) | 10000 | Composite | 1986-06-02 | Fiberglass Reinforced Plastic | Pressurized
630214 | 4 |  | 1996-09-01 |  | 1996-09-01 |  | Removed from Ground | Kerosene | 6000 | Composite | 1986-06-02 | Fiberglass Reinforced Plastic | Pressurized
630217 | 1 | [5 empty] | Removed from Ground | Gas (Historical Use) | 10000 | Bare Steel | 1972-01-05 | Galvanized Steel
630217 | 2 | [5 empty] | Removed from Ground | Gas (Historical Use) | 10000 | Bare Steel | 1972-01-05 | Galvanized Steel
630217 | 3 | [5 empty] | Closed in Ground | Gas (Historical Use) | 10000 | Bare Steel | 1972-01-05 | Galvanized Steel
630226 | 1 | [5 empty] | Removed from Ground | Empty | 1000 | Bare Steel | 1966-05-13 | Galvanized Steel
630226 | 2 | [5 empty] | Removed from Ground | Gas (Historical Use) | 1000 | Bare Steel | 1974-05-11 | Bare Steel
630228 | 1 | [5 empty] | Permanently Out of Use - historical purposes | Gas (Historical Use) | 2000 | Bare Steel | 1971-05-12 | Unknown
630229 | 1 | [5 empty] | Removed from Ground | Diesel | 10000 | Bare Steel | 1974-05-11 | Bare Steel
630229 | 2 | [5 empty] | Removed from Ground | Gas (Historical Use) | 4000 | Bare Steel | 1971-05-12 | Bare Steel
630229 | 3 |  |  | yes |  | yes | Removed from Ground | Used Oil | 1000 | Bare Steel | 1971-05-12 | Bare Steel
630230 | 1 | [5 empty] | Removed from Ground | Gas (Historical Use) | 6000 | Fiberglass | 1974-05-11 | Galvanized Steel | Pressurized
630230 | 2 | [5 empty] | Removed from Ground | Gas (Historical Use) | 8000 | Fiberglass | 1974-05-11 | Galvanized Steel | Pressurized
630230 | 3 | [5 empty] | Removed from Ground | Gas (Historical Use) | 10000 | Fiberglass | 1974-05-11 | Galvanized Steel | Pressurized
630230 | 4 | [5 empty] | Removed from Ground | Diesel | 10000 | Bare Steel | 1983-05-09 | Galvanized Steel | Pressurized
630230 | 5 | [5 empty] | Removed from Ground | Diesel | 10000 | Bare Steel | 1984-05-08 | Galvanized Steel | Pressurized
630231 | 1 | [5 empty] | Removed from Ground | Gas (Historical Use) | 3000 | Bare Steel | 1974-05-11 | Galvanized Steel
630231 | 2 | [5 empty] | Removed from Ground | Gas (Historical Use) | 3000 | Bare Steel | 1974-05-11 | Galvanized Steel
630231 | 3 | [5 empty] | Removed from Ground | Gas (Historical Use) | 4000 | Bare Steel | 1974-05-11 | Galvanized Steel
630231 | L161154 |  | 1992-04-23 |  | 1992-04-23 |  | Currently in Use | Gas (Historical Use) | 4000 | Cathodically Protected Steel | 1992-04-23 | Fiberglass Reinforced Plastic | Safe Suction (Euro)
630231 | L163064 |  | 1992-04-23 |  | 1992-04-23 |  | Currently in Use | Gas (Historical Use) | 3000 | Cathodically Protected Steel | 1992-04-23 | Fiberglass Reinforced Plastic | Safe Suction (Euro)
630231 | L163065 |  | 1992-04-23 |  | 1992-04-23 |  | Currently in Use | Gas (Historical Use) | 3000 | Cathodically Protected Steel | 1992-04-23 | Fiberglass Reinforced Plastic | Safe Suction (Euro)
630232 | 1 |  | 1997-06-25 |  | 1997-06-25 |  | Currently in Use | Gas (Historical Use) | 10000 | Steel-Impressed Current | 1984-05-08 | Fiberglass Reinforced Plastic | Pressurized
630232 | 2 |  | 1997-06-25 |  | 1997-06-25 |  | Currently in Use | Gas (Historical Use) | 10000 | Steel-Impressed Current | 1984-05-08 | Fiberglass Reinforced Plastic | Pressurized
630232 | 3 |  | 1997-06-25 |  | 1997-06-25 |  | Currently in Use | Gas (Historical Use) | 10000 | Steel-Impressed Current | 1984-05-08 | Fiberglass Reinforced Plastic | Pressurized
630232 | 4 |  | 1997-06-25 |  | 1997-06-25 |  | Temporarily out of use | Diesel | 10000 | Steel-Impressed Current | 1984-05-08 | Fiberglass Reinforced Plastic | Pressurized
630234 | 1 | [5 empty] | Removed from Ground | Diesel | 10000 | Bare Steel | 1967-01-06 | Galvanized Steel
630234 | 2 | [5 empty] | Removed from Ground | Diesel | 275 | Bare Steel | 1967-01-06 | Galvanized Steel
630235 | 1 | [5 empty] | Removed from Ground | Gas (Historical Use) | 2000 | Bare Steel | 1994-12-15 | Not Marked
630235 | 2 | [5 empty] | Removed from Ground | Gas (Historical Use) | 1000 | Bare Steel | 1994-12-15 | Not Marked
630235 | 3 | [5 empty] | Removed from Ground | Gas (Historical Use) | 1000 | Bare Steel | 1994-12-15 | Not Marked
640001 | 1 | [5 empty] | Removed from Ground | Diesel | 4000 | Bare Steel | 1971-01-01 | Bare Steel
640001 | 2 | [5 empty] | Removed from Ground | Diesel | 4000 | Bare Steel | 1971-01-01 | Unknown
640002 | 1 | [5 empty] | Removed from Ground | Gas (Historical Use) | 2000 | Bare Steel | 1981-02-19 | Galvanized Steel
640002 | 2 | [5 empty] | Removed from Ground | Gas (Historical Use) | 2000 | Bare Steel | 1981-02-19 | Galvanized Steel
640002 | 3 | [5 empty] | Removed from Ground | Gas (Historical Use) | 2000 | Bare Steel | 1981-02-19 | Galvanized Steel
640002 | 4 | [5 empty] | Removed from Ground | Diesel | 2000 | Bare Steel | 1981-02-19 | Galvanized Steel
640004 | 1 | [5 empty] | Removed from Ground | Gas (Historical Use) | 560 | Bare Steel | 1972-01-01 | Galvanized Steel
640005 | 1 | [5 empty] | Removed from Ground | Diesel | 20000 | Bare Steel | 1975-02-09 | Galvanized Steel
640005 | 2 |  |  | yes |  | yes | Removed from Ground | Used Oil | 4000 | Bare Steel | 1975-02-09 | Galvanized Steel
640005 | 3 | [5 empty] | Removed from Ground | Diesel | 10000 | Bare Steel | 1975-01-01 | Unknown | Safe Suction (Euro)
640005 | 4 | [5 empty] | Removed from Ground | Diesel | 10000 | Bare Steel | 1975-01-01 | Unknown | Safe Suction (Euro)
640006 | 2501 | Ball Float | 1996-04-01 |  | 1996-04-01 |  | Currently in Use | Gas (Historical Use) | 10000 | Cathodically Protected Steel | 1985-06-01 | Fiberglass Reinforced Plastic | Pressurized
640006 | 2502 | Ball Float | 1996-04-01 |  | 1996-04-01 |  | Currently in Use | Gas (Historical Use) | 10000 | Cathodically Protected Steel | 1985-06-01 | Fiberglass Reinforced Plastic | Pressurized
640006 | 2503 | Ball Float | 1996-04-01 |  | 1996-04-01 |  | Currently in Use | Gas (Historical Use) | 6000 | Cathodically Protected Steel | 1985-06-01 | Fiberglass Reinforced Plastic | Pressurized
640006 | 2504 | Ball Float | 1996-04-01 |  | 1996-04-01 |  | Currently in Use | Diesel | 10000 | Cathodically Protected Steel | 1985-06-01 | Fiberglass Reinforced Plastic | Pressurized
640007 | 1 | [5 empty] | Removed from Ground | Gas (Historical Use) | 2000 | Bare Steel | 1974-02-27 | Galvanized Steel
640008 | 1 | [5 empty] | Removed from Ground | Gas (Historical Use) | 3000 | Bare Steel | 1970-03-10 | Galvanized Steel
640009 | 1 | [5 empty] | Removed from Ground | Other | 8000 | Bare Steel | 1966-03-03 | Unknown
640009 | 2 | [5 empty] | Removed from Ground | Other | 3000 | Bare Steel | 1974-03-01 | Unknown
640009 | 3 | [5 empty] | Currently in Use | Diesel | 8000 | Bare Steel | 1966-03-03 | Copper | Safe Suction (Euro)
640009 | 4 | [5 empty] | Removed from Ground | Other | 500 | Bare Steel | 1966-03-03 | Unknown
640010 | 1 | [5 empty] | Removed from Ground | Gas (Historical Use) | 4000 | Bare Steel | 1960-01-20 | Unknown
640010 | 2 | [5 empty] | Removed from Ground | Gas (Historical Use) | 6000 | Bare Steel | 1964-01-19 | Unknown
640010 | 3 |  | 1990-03-01 |  | 1990-03-01 |  | Removed from Ground | Gas (Historical Use) | 6000 | Composite | 1990-03-01 | Fiberglass Reinforced Plastic
640010 | 4 |  | 1990-03-01 |  | 1990-03-01 |  | Removed from Ground | Diesel | 10000 | Composite | 1990-03-01 | Fiberglass Reinforced Plastic
640011 | 1 | [5 empty] | Removed from Ground | Gas (Historical Use) | 4000 | Bare Steel | 1964-01-19 | Unknown
640012 | 1 | [5 empty] | Removed from Ground | Gas (Historical Use) | 4000 | Bare Steel | 1964-01-19 | Unknown
640012 | 2 | [5 empty] | Removed from Ground | Kerosene | 1000 | Bare Steel | 1961-01-19 | Unknown
640015 | 1 | [5 empty] | Permanently Out of Use - historical purposes | Diesel | 8000 | Bare Steel | 1974-03-08 | Bare Steel | Suction (American)
640015 | 2 | [5 empty] | Permanently Out of Use - historical purposes | Diesel | 8000 | Bare Steel | 1974-03-08 | Galvanized Steel | Suction (American)
640016 | 1 | [5 empty] | Removed from Ground | Diesel | 8000 | Bare Steel | 1976-03-01 | Galvanized Steel
640016 | 2 | [5 empty] | Removed from Ground | Gas (Historical Use) | 1000 | Bare Steel | 1976-03-01 | Galvanized Steel
640016 | 3 | [5 empty] | Removed from Ground | Diesel | 6000 | Bare Steel | 1980-02-29 | Galvanized Steel
640016 | 4 | [5 empty] | Removed from Ground | Diesel | 6000 | Bare Steel | 1980-02-29 | Galvanized Steel | Suction (American)
640016 | 5 | [5 empty] | Removed from Ground | Other | 500 | Bare Steel | 1985-02-27 | Galvanized Steel | Suction (American)
640016 | 6 | [5 empty] | Removed from Ground | Other | 500 | Bare Steel | 1985-02-27 | Galvanized Steel | Suction (American)
640016 | 7 |  |  | yes |  | yes | Removed from Ground | Used Oil | 500 | Bare Steel | 1985-02-27 | Galvanized Steel | Suction (American)
640016 | 8 |  | 1993-09-01 |  | 1993-09-01 |  | Currently in Use | Diesel | 15000 | Composite | 1993-09-01 | Fiberglass Reinforced Plastic | Pressurized
640016 | 9 |  | 1993-09-01 |  | 1993-09-01 |  | Currently in Use | Gas (Historical Use) | 3000 | Composite | 1993-09-01 | Fiberglass Reinforced Plastic | Pressurized
640018 | 1 | [5 empty] | Permanently Out of Use - historical purposes | Gas (Historical Use) | 2000 | Bare Steel | 1973-01-25 | Galvanized Steel
640018 | 2 | [5 empty] | Permanently Out of Use - historical purposes | Diesel | 2000 | Bare Steel | 1978-01-24 | Galvanized Steel
640019 | 1 | [5 empty] | Removed from Ground | Gas (Historical Use) | 1000 | Bare Steel | 1968-02-17 | Bare Steel
640020 | 1 | [5 empty] | Removed from Ground | Hazardous Substance | 8000 | Bare Steel | 1981-01-25 | Bare Steel
640020 | 3 | [5 empty] | Removed from Ground | Other | 3000 | Bare Steel | 1981-01-25 | Bare Steel
640020 | 4 | [5 empty] | Removed from Ground | Other | 3000 | Bare Steel | 1981-01-25 | Bare Steel
640020 | 5 | [5 empty] | Removed from Ground | Other | 10000 | Bare Steel | 1981-01-25 | Bare Steel
640020 | 6 | [5 empty] | Removed from Ground | Other | 10000 | Bare Steel | 1981-01-25 | Bare Steel
640020 | 7 | [5 empty] | Removed from Ground | Other | 10000 | Bare Steel | 1981-01-25 | Bare Steel
640020 | 8 | [5 empty] | Removed from Ground | Other | 10000 | Bare Steel | 1981-01-25 | Bare Steel
640020 | 9 |  |  | yes |  | yes | Removed from Ground | Used Oil | 4000 | Bare Steel | 1976-01-27 | Bare Steel
640021 | 1 |  |  | yes |  | yes | Removed from Ground | Used Oil | 1000 | Bare Steel | 1986-03-24 | Galvanized Steel
640022 | 1 | Flapper Valve | 1987-05-01 | no | 1987-05-01 | no | Currently in Use | Regular | 12000 | Steel-Impressed Current | 1996-08-22 | Fiberglass Reinforced Plastic | Pressurized
640022 | 2 | Flapper Valve | 1987-05-01 |  | 1987-05-01 |  | Currently in Use | Diesel | 8000 | Steel-Impressed Current | 1978-01-01 | Fiberglass Reinforced Plastic | Pressurized
640022 | 3 | Flapper Valve | 1987-05-01 |  | 1987-05-01 |  | Currently in Use | Gas (Historical Use) | 8000 | Steel-Impressed Current | 1978-01-01 | Fiberglass Reinforced Plastic | Pressurized
640022 | 4 |  | 1987-05-01 |  | 1987-05-01 |  | Removed from Ground | Diesel | 4000 | Cathodically Protected Steel | 1987-05-01 | Galvanized Steel | Pressurized
640022 | 5 |  | 1987-05-01 |  | 1987-05-01 |  | Removed from Ground | Kerosene | 2000 | Cathodically Protected Steel | 1987-05-01 | Galvanized Steel | Pressurized
640023 | 1 | [5 empty] | Removed from Ground | Gas (Historical Use) | 10000 | Bare Steel | 1978-03-26 | Galvanized Steel | Pressurized
640023 | 2 | [5 empty] | Removed from Ground | Gas (Historical Use) | 10000 | Bare Steel | 1978-03-26 | Galvanized Steel | Pressurized
640023 | 3 | [5 empty] | Removed from Ground | Gas (Historical Use) | 10000 | Bare Steel | 1978-03-26 | Galvanized Steel | Pressurized
640023 | 4 | [5 empty] | Removed from Ground | Kerosene | 2000 | Cathodically Protected Steel | 1988-01-26 | Fiberglass Reinforced Plastic | Pressurized
640023 | 5 |  | 1995-07-12 |  | 1995-07-12 |  | Currently in Use | Gas (Historical Use) | 10000 | Composite | 1995-07-12 | Double-Walled Flex | Pressurized
640023 | 6 |  | 1995-07-12 |  | 1995-07-12 |  | Currently in Use | Gas (Historical Use) | 10000 | Composite | 1995-07-12 | Double-Walled Flex | Pressurized
640023 | 7 |  | 1995-07-12 |  | 1995-07-12 |  | Currently in Use | Gas (Historical Use) | 10000 | Composite | 1995-07-12 | Double-Walled Flex
640023 | 8 |  | 1995-07-12 |  | 1995-07-12 |  | Currently in Use | Kerosene | 2000 | Composite | 1995-07-12 | Double-Walled Flex | Pressurized
640024 | 1 | [5 empty] | Removed from Ground | Gas (Historical Use) | 10000 | Bare Steel | 1976-01-04 | Galvanized Steel | Pressurized
640024 | 2 | [5 empty] | Removed from Ground | Gas (Historical Use) | 10000 | Bare Steel | 1976-01-04 | Galvanized Steel | Pressurized
640024 | 3 | [5 empty] | Removed from Ground | Gas (Historical Use) | 10000 | Bare Steel | 1976-01-04 | Galvanized Steel | Pressurized
640024 | 4 | [5 empty] | Removed from Ground | Diesel | 4000 | Cathodically Protected Steel | 1986-01-01 | Fiberglass Reinforced Plastic | Pressurized
640024 | 5 | [5 empty] | Removed from Ground | Kerosene | 2000 | Cathodically Protected Steel | 1986-01-01 | Fiberglass Reinforced Plastic | Pressurized
640024 | 6 |  | 1995-11-04 |  | 1995-11-04 |  | Removed from Ground | Gas (Historical Use) | 10000 | Composite | 1995-11-04 | Double Walled | Pressurized
640024 | 7 |  | 1995-11-04 |  | 1995-11-04 |  | Removed from Ground | Gas (Historical Use) | 10000 | Composite | 1995-11-04 | Double Walled | Pressurized
640024 | 8 |  | 1995-11-04 |  | 1995-11-04 |  | Removed from Ground | Gas (Historical Use) | 10000 | Composite | 1995-11-04 | Double Walled | Pressurized
640024 | 9A |  | 1995-11-04 |  | 1995-11-04 |  | Removed from Ground | Diesel | 4000 | Composite | 1995-11-04 | Double Walled | Pressurized
640024 | 9B |  | 1995-11-04 |  | 1995-11-04 |  | Removed from Ground | Kerosene | 4000 | Composite | 1995-11-04 | Double Walled | Pressurized
640025 | 1 | [5 empty] | Removed from Ground | Gas (Historical Use) | 2000 | Not Marked/Unknown | 1974-03-13 | Not Marked
640025 | 2 | [5 empty] | Removed from Ground | Diesel | 7500 | Bare Steel | 1994-03-17 | Bare Steel | Safe Suction (Euro)
640025 | 3 | [5 empty] | Removed from Ground | Gas (Historical Use) | 1000 | Bare Steel | 1988-01-15 | Bare Steel | Safe Suction (Euro)
640025 | 4 | [5 empty] | Removed from Ground | Gas (Historical Use) | 1000 | Bare Steel | 1988-01-15 | Bare Steel | Safe Suction (Euro)
640030 | 1 | [5 empty] | Removed from Ground | Gas (Historical Use) | 0 | Bare Steel | 1961-04-20 | Galvanized Steel
640031 | 1 | [5 empty] | Removed from Ground | Gas (Historical Use) | 2000 | Bare Steel | 1976-04-16 | Galvanized Steel
640031 | 2 | [5 empty] | Removed from Ground | Gas (Historical Use) | 1000 | Bare Steel | 1976-04-16 | Galvanized Steel
640031 | 3 | [5 empty] | Removed from Ground | Diesel | 1000 | Bare Steel | 1976-04-16 | Galvanized Steel
640032 | 1 | [5 empty] | Removed from Ground | Gas (Historical Use) | 2000 | Bare Steel | 1986-04-14 | Galvanized Steel
640032 | 2 | [5 empty] | Removed from Ground | Diesel | 1000 | Bare Steel | 1986-04-14 | Galvanized Steel
640033 | 1 | Flapper Valve | 1998-10-26 |  | 1998-10-26 |  | Currently in Use | Gas (Historical Use) | 1000 | Composite | 1985-04-14 | Cathodically Protected | Safe Suction (Euro)
640034 | 1 | Flapper Valve | 1998-09-25 |  | 1998-09-25 |  | Currently in Use | Diesel | 1000 | Fiberglass | 1985-04-14 | Fiberglass Reinforced Plastic | Safe Suction (Euro)
640034 | 2 | Flapper Valve | 1998-09-25 |  | 1998-09-28 |  | Currently in Use | Gas (Historical Use) | 500 | Fiberglass | 1986-04-14 | Fiberglass Reinforced Plastic | Safe Suction (Euro)
640037 | 1 | [5 empty] | Removed from Ground | Empty | 2000 | Bare Steel | 1979-04-23 | Galvanized Steel
640037 | 2 | Flapper Valve | 1998-03-06 |  | 1993-01-01 |  | Currently in Use | Diesel | 5000 | Steel-Impressed Current | 1981-04-22 | Steel (Impressed Current) | Safe Suction (Euro)
640037 | 3 | Flapper Valve | 1998-03-06 |  | 1993-01-01 |  | Currently in Use | Gas (Historical Use) | 6000 | Steel-Impressed Current | 1981-04-22 | Steel (Impressed Current) | Suction (American)
640038 | 1 | [5 empty] | Permanently Out of Use - historical purposes | Empty | 4000 | Bare Steel | 1963-04-23 | Galvanized Steel
640038 | 2 | [5 empty] | Permanently Out of Use - historical purposes | Empty | 4000 | Bare Steel | 1963-04-23 | Galvanized Steel
640038 | 3 | [5 empty] | Permanently Out of Use - historical purposes | Empty | 4000 | Bare Steel | 1963-04-23 | Galvanized Steel
640038 | 4 | [5 empty] | Permanently Out of Use - historical purposes | Empty | 4000 | Bare Steel | 1963-04-23 | Galvanized Steel
640038 | 5 | Ball Float | 1987-10-01 |  | 1987-10-01 |  | Currently in Use | Diesel | 10000 | Fiberglass | 1987-10-01 | Fiberglass Reinforced Plastic | Pressurized
640038 | 6 | Ball Float | 1987-10-01 |  | 1987-10-01 |  | Currently in Use | Diesel | 10000 | Fiberglass | 1987-10-01 | Fiberglass Reinforced Plastic | Pressurized
640038 | 7 | Ball Float | 1987-10-01 |  | 1987-10-01 |  | Currently in Use | Gas (Historical Use) | 10000 | Fiberglass | 1987-10-01 | Fiberglass Reinforced Plastic | Pressurized
640038 | 8 | Ball Float | 1987-10-01 |  | 1987-10-01 |  | Currently in Use | Gas (Historical Use) | 10000 | Fiberglass | 1987-10-01 | Fiberglass Reinforced Plastic | Pressurized
640038 | 9 | Ball Float | 1987-10-01 |  | 1987-10-01 |  | Temporarily out of use | Kerosene | 4000 | Fiberglass | 1987-10-01 | Fiberglass Reinforced Plastic | Pressurized
640039 | 1 | [5 empty] | Removed from Ground | Gas (Historical Use) | 12000 | Bare Steel | 1984-01-01 | Bare Steel
640039 | 2 | [5 empty] | Removed from Ground | Gas (Historical Use) | 12000 | Bare Steel | 1984-01-01 | Bare Steel
640039 | 3 | [5 empty] | Removed from Ground | Gas (Historical Use) | 12000 | Bare Steel | 1984-01-01 | Bare Steel
640040 | 1 | [5 empty] | Removed from Ground | Gas (Historical Use) | 6000 | Cathodically Protected Steel | 1985-04-23 | Galvanized Steel
640040 | 2 | [5 empty] | Removed from Ground | Gas (Historical Use) | 6000 | Cathodically Protected Steel | 1985-04-23 | Galvanized Steel
640040 | 3 | [5 empty] | Removed from Ground | Gas (Historical Use) | 6000 | Cathodically Protected Steel | 1985-04-23 | Galvanized Steel
640040 | 4 | [5 empty] | Removed from Ground | Gas (Historical Use) | 6000 | Cathodically Protected Steel | 1985-04-23 | Galvanized Steel
640040 | 5 |  |  | yes |  | yes | Removed from Ground | Used Oil | 500 | Cathodically Protected Steel | 1985-04-23 | Galvanized Steel
640041 | 2 | [5 empty] | Removed from Ground | Gas (Historical Use) | 3000 | Cathodically Protected Steel | 1965-04-28 | Galvanized Steel
640041 | 3 | [5 empty] | Removed from Ground | Gas (Historical Use) | 3000 | Cathodically Protected Steel | 1965-04-28 | Galvanized Steel
640041 | 4 | [5 empty] | Removed from Ground | Gas (Historical Use) | 10000 | Cathodically Protected Steel | 1971-04-27 | Galvanized Steel
640041 | 5 |  |  | yes |  | yes | Removed from Ground | Used Oil | 550 | Cathodically Protected Steel | 1965-04-28 | Galvanized Steel
640041 | 6 | [5 empty] | Removed from Ground | Gas (Historical Use) | 3000 | Cathodically Protected Steel | 1965-04-28 | Galvanized Steel
640043 | 1 | [5 empty] | Removed from Ground | Gas (Historical Use) | 2000 | Bare Steel | 1981-04-23 | Galvanized Steel | Safe Suction (Euro)
640043 | 2 | [5 empty] | Removed from Ground | Gas (Historical Use) | 560 | Bare Steel | 1981-04-23 | Galvanized Steel | Safe Suction (Euro)
640043 | 204707 |  | 1992-08-12 |  | 1992-08-12 |  | Removed from Ground | Diesel | 1000 | Galvanic (STIP-3) | 1992-08-12 | Cathodically Protected | Safe Suction (Euro)
640043 | 204710 |  | 1992-08-12 |  | 1992-08-12 |  | Removed from Ground | Gas (Historical Use) | 1000 | Galvanic (STIP-3) | 1992-08-12 | Cathodically Protected | Safe Suction (Euro)
640046 | 71597 | Flapper Valve | 1997-07-15 |  | 1997-07-15 |  | Currently in Use | Gas (Historical Use) | 2500 | Fiberglass Double Walled | 1997-07-15 | Fiberglass Reinforced Plastic | Safe Suction (Euro)
640046 | 627881 | Flapper Valve | 1997-07-15 |  | 1997-07-15 |  | Currently in Use | Diesel | 2500 | Fiberglass Double Walled | 1997-07-15 | Fiberglass Reinforced Plastic | Safe Suction (Euro)
640046 | 62901 | [5 empty] | Removed from Ground | Gas (Historical Use) | 1000 | Bare Steel | 1971-05-03 | Unknown
640046 | 62902 | [5 empty] | Removed from Ground | Diesel | 1000 | Bare Steel | 1971-05-03 | Unknown
640046 | 629D1 | [5 empty] | Removed from Ground | Diesel | 2500 | Cathodically Protected Steel | 1990-06-11 | Galvanized Steel | Safe Suction (Euro)
640046 | 629G1 | [5 empty] | Removed from Ground | Gas (Historical Use) | 2500 | Cathodically Protected Steel | 1990-06-11 | Galvanized Steel | Safe Suction (Euro)
640047 | 62401 | [5 empty] | Removed from Ground | Gas (Historical Use) | 2500 | Bare Steel | 1985-04-29 | Galvanized Steel | Suction (American)
640048 | 1 | Flapper Valve | 1998-09-30 |  | 1998-09-30 |  | Currently in Use | Diesel | 2000 | Steel-Impressed Current | 1971-05-01 | Cathodically Protected | Suction (American)
640048 | 2 | Flapper Valve | 1998-09-30 |  | 1998-09-30 |  | Currently in Use | Gas (Historical Use) | 3000 | Steel-Impressed Current | 1976-05-01 | Cathodically Protected | Suction (American)
640049 | PREM |  | 1998-07-01 |  | 1998-07-01 |  | Removed from Ground | Gas (Historical Use) | 8000 | Steel-Impressed Current | 1985-04-29 | Cathodically Protected | Pressurized
640049 | REG |  | 1998-07-01 |  | 1998-07-01 |  | Removed from Ground | Gas (Historical Use) | 10000 | Steel-Impressed Current | 1985-04-29 | Cathodically Protected | Pressurized
640049 | UL |  | 1998-07-01 |  | 1998-07-01 |  | Removed from Ground | Gas (Historical Use) | 10000 | Steel-Impressed Current | 1985-04-29 | Cathodically Protected | Pressurized
640050 | PREM | [5 empty] | Removed from Ground | Gas (Historical Use) | 1000 | Bare Steel | 1966-05-04 | Galvanized Steel | Suction (American)
640050 | REG | [5 empty] | Removed from Ground | Gas (Historical Use) | 1000 | Bare Steel | 1966-05-04 | Galvanized Steel | Suction (American)
640050 | UL | [5 empty] | Removed from Ground | Gas (Historical Use) | 1000 | Bare Steel | 1966-05-04 | Galvanized Steel | Suction (American)
640053 | 1 |  | 1990-10-19 |  | 1990-10-19 |  | Temporarily out of use | Gas (Historical Use) | 2000 | Galvanic (STIP-3) | 1990-01-01 | Fiberglass Reinforced Plastic | Suction (American)
640053 | 2 |  | 1990-10-19 |  | 1990-10-19 |  | Temporarily out of use | Gas (Historical Use) | 2000 | Galvanic (STIP-3) | 1990-01-01 | Fiberglass Reinforced Plastic | Suction (American)
640053 | 3 |  | 1990-10-19 |  | 1990-10-19 |  | Temporarily out of use | Gas (Historical Use) | 2000 | Galvanic (STIP-3) | 1990-01-01 | Fiberglass Reinforced Plastic | Suction (American)
640053 | PREM | [5 empty] | Removed from Ground | Gas (Historical Use) | 550 | Bare Steel | 1966-05-04 | Galvanized Steel
640053 | REG | [5 empty] | Removed from Ground | Gas (Historical Use) | 1000 | Bare Steel | 1966-05-04 | Galvanized Steel
640053 | UL | [5 empty] | Removed from Ground | Gas (Historical Use) | 1000 | Bare Steel | 1983-04-30 | Galvanized Steel
640054 | DIESEL |  | 1985-04-29 | no | 1985-04-29 | no | Temporarily out of use | Diesel | 15000 | Steel-Impressed Current | 1972-05-02 | Steel (Impressed Current) | Pressurized
640054 | KERO |  | 1985-04-29 | no | 1985-04-29 | no | Temporarily out of use | Kerosene | 10000 | Steel-Impressed Current | 1985-04-29 | Steel (Impressed Current) | Pressurized
640054 | PREM |  | 1985-04-29 | no | 1985-04-29 | no | Temporarily out of use | Empty | 16000 | Steel-Impressed Current | 1972-05-02 | Steel (Impressed Current) | Pressurized
640054 | REG |  | 1985-04-29 | no | 1985-04-29 | no | Temporarily out of use | Empty | 15000 | Steel-Impressed Current | 1972-05-02 | Steel (Impressed Current) | Pressurized
640054 | UL |  | 1985-04-29 | no | 1985-04-29 | no | Temporarily out of use | Empty | 12000 | Steel-Impressed Current | 1985-04-29 | Steel (Impressed Current) | Pressurized
640055 | 3 | [5 empty] | Removed from Ground | Diesel | 12000 | Bare Steel | 1981-05-01 | Galvanized Steel
640055 | 4 | [5 empty] | Removed from Ground | Other | 8000 | Bare Steel | 1981-05-01 | Galvanized Steel
640056 | 1 | [5 empty] | Removed from Ground | Gas (Historical Use) | 550 | Bare Steel | 1977-04-19 | Galvanized Steel | Pressurized
640057 | 1 | [5 empty] | Removed from Ground | Gas (Historical Use) | 500 | Bare Steel | 1961-04-23 | Galvanized Steel
640058 | 533-1 | [5 empty] | Closed in Ground | Gas (Historical Use) | 1000 | Bare Steel | 1982-05-02 | Galvanized Steel
640058 | 533-2 | [5 empty] | Closed in Ground | Diesel | 4000 | Bare Steel | 1982-05-02 | Galvanized Steel
640058 | 533-3 | [5 empty] | Removed from Ground | Diesel | 18000 | Bare Steel | 1982-05-02 | Galvanized Steel
640058 | 533-4 | [5 empty] | Removed from Ground | Diesel | 10000 | Bare Steel | 1982-05-02 | Galvanized Steel
640061 | 1 | [5 empty] | Closed in Ground | Diesel | 10000 | Bare Steel | 1981-05-02 | Galvanized Steel
640061 | 2 | [5 empty] | Closed in Ground | Gas (Historical Use) | 10000 | Bare Steel | 1981-05-02 | Galvanized Steel
640062 | 1 | [5 empty] | Removed from Ground | Gas (Historical Use) | 3000 | Bare Steel | 1961-05-07 | Galvanized Steel | Suction (American)
640062 | 2 | [5 empty] | Removed from Ground | Gas (Historical Use) | 3000 | Bare Steel | 1961-05-07 | Galvanized Steel | Suction (American)
640062 | 3 | [5 empty] | Removed from Ground | Gas (Historical Use) | 1000 | Bare Steel | 1961-05-07 | Galvanized Steel | Suction (American)
640062 | 4 | [5 empty] | Removed from Ground | Diesel | 2000 | Bare Steel | 1978-05-03 | Galvanized Steel | Suction (American)
640063 | 1 | [5 empty] | Removed from Ground | Gas (Historical Use) | 3000 | Bare Steel | 1963-05-07 | Bare Steel | Pressurized
640063 | 2 | [5 empty] | Removed from Ground | Gas (Historical Use) | 3000 | Bare Steel | 1963-05-07 | Not Marked | Pressurized
640063 | 3 | [5 empty] | Removed from Ground | Diesel | 3000 | Bare Steel | 1963-05-07 | Bare Steel | Pressurized
640063 | 4 | [5 empty] | Removed from Ground | Diesel | 550 | Bare Steel | 1963-05-07 | Galvanized Steel | Pressurized
640063 | 5 |  |  | yes |  | yes | Removed from Ground | Used Oil | 550 | Bare Steel | 1963-05-07 | Galvanized Steel
640063 | 6 | Ball Float | 1998-06-01 |  | 1998-06-01 |  | Currently in Use | Gas (Historical Use) | 8000 | Composite Double Walled | 1998-06-01 | Fiberglass Reinforced Plastic | Pressurized
640063 | 7 | Ball Float | 1998-06-01 |  | 1998-06-01 |  | Currently in Use | Gas (Historical Use) | 10000 | Composite Double Walled | 1998-06-01 | Fiberglass Reinforced Plastic | Pressurized
640063 | 8 | Ball Float | 1998-06-01 |  | 1998-06-01 |  | Currently in Use | Diesel | 4000 | Composite Double Walled | 1998-06-01 | Fiberglass Reinforced Plastic | Pressurized
640065 | 1 | [5 empty] | Removed from Ground | Gas (Historical Use) | 6000 | Bare Steel | 1966-05-06 | Galvanized Steel | Pressurized
640065 | 10 | Ball Float | 1995-05-01 |  | 1995-05-01 |  | Temporarily out of use | Gas (Historical Use) | 10000 | Fiberglass | 1995-05-01 | Fiberglass Reinforced Plastic | Pressurized
640065 | 11 | Ball Float | 1995-05-01 |  | 1995-05-01 |  | Temporarily out of use | Diesel | 8000 | Fiberglass | 1995-05-01 | Fiberglass Reinforced Plastic | Pressurized
640065 | 2 | [5 empty] | Removed from Ground | Gas (Historical Use) | 8000 | Bare Steel | 1966-05-06 | Galvanized Steel | Pressurized
640065 | 3 | [5 empty] | Removed from Ground | Gas (Historical Use) | 6000 | Bare Steel | 1966-05-06 | Galvanized Steel | Pressurized
640065 | 4 | [5 empty] | Removed from Ground | Diesel | 20000 | Bare Steel | 1978-05-03 | Galvanized Steel | Pressurized
640065 | 5 | [5 empty] | Removed from Ground | Kerosene | 1000 | Bare Steel | 1984-05-01 | Galvanized Steel | Safe Suction (Euro)
640065 | 6 | [5 empty] | Removed from Ground | Other | 1000 | Bare Steel | 1984-05-01 | Galvanized Steel | Safe Suction (Euro)
640065 | 7 | [5 empty] | Removed from Ground | Diesel | 500 | Bare Steel | 1966-05-06 | Galvanized Steel | Gravity Fed
640065 | 8 |  |  | yes |  | yes | Removed from Ground | Used Oil | 500 | Bare Steel | 1966-05-06 | Galvanized Steel | Gravity Fed
640065 | 9 | Ball Float | 1995-05-01 |  | 1995-05-01 |  | Temporarily out of use | Gas (Historical Use) | 12000 | Fiberglass | 1995-05-01 | Fiberglass Reinforced Plastic | Pressurized
640066 | 1 | [5 empty] | Removed from Ground | Gas (Historical Use) | 550 | Bare Steel | 1956-05-08 | Galvanized Steel
640066 | 2 | [5 empty] | Removed from Ground | Gas (Historical Use) | 550 | Bare Steel | 1956-05-08 | Galvanized Steel
640066 | 3 | [5 empty] | Removed from Ground | Gas (Historical Use) | 550 | Bare Steel | 1956-05-08 | Galvanized Steel
640066 | 4 | [5 empty] | Removed from Ground | Gas (Historical Use) | 1000 | Bare Steel | 1961-05-07 | Galvanized Steel
640067 | 1 | [5 empty] | Removed from Ground | Gas (Historical Use) | 2000 | Bare Steel | 1974-05-04 | Galvanized Steel
640067 | 2 | [5 empty] | Removed from Ground | Gas (Historical Use) | 2000 | Bare Steel | 1974-05-04 | Galvanized Steel
640067 | 3 | [5 empty] | Removed from Ground | Gas (Historical Use) | 1000 | Bare Steel | 1974-05-04 | Galvanized Steel
640068 | 1 | [5 empty] | Removed from Ground | Gas (Historical Use) | 3000 | Bare Steel | 1967-05-06 | Galvanized Steel | Suction (American)
640068 | 2 | [5 empty] | Removed from Ground | Gas (Historical Use) | 3000 | Bare Steel | 1967-05-06 | Galvanized Steel | Suction (American)
640069 | 1 | [5 empty] | Removed from Ground | Gas (Historical Use) | 1000 | Bare Steel | 1962-05-07 | Galvanized Steel
640069 | 2 | [5 empty] | Removed from Ground | Gas (Historical Use) | 1000 | Bare Steel | 1962-05-07 | Galvanized Steel
640070 | 1 | [5 empty] | Removed from Ground | Gas (Historical Use) | 2000 | Bare Steel | 1973-05-04 | Galvanized Steel
640070 | 2 | [5 empty] | Removed from Ground | Gas (Historical Use) | 2000 | Bare Steel | 1973-05-04 | Galvanized Steel
640070 | 3 | [5 empty] | Removed from Ground | Gas (Historical Use) | 1000 | Bare Steel | 1973-05-04 | Galvanized Steel
640071 | 1 | [5 empty] | Removed from Ground | Gas (Historical Use) | 1000 | Bare Steel | 1961-05-07 | Galvanized Steel
640071 | 2 | [5 empty] | Removed from Ground | Gas (Historical Use) | 1000 | Bare Steel | 1961-05-07 | Galvanized Steel
640071 | 3 | [5 empty] | Removed from Ground | Gas (Historical Use) | 1000 | Bare Steel | 1961-05-07 | Galvanized Steel
640073 | 1 | [5 empty] | Removed from Ground | Gas (Historical Use) | 4000 | Bare Steel | 1963-05-07 | Galvanized Steel
640073 | 2 | [5 empty] | Removed from Ground | Gas (Historical Use) | 4000 | Bare Steel | 1963-05-07 | Galvanized Steel
640073 | 3 | [5 empty] | Removed from Ground | Gas (Historical Use) | 4000 | Bare Steel | 1963-05-07 | Galvanized Steel
640073 | 4 | [5 empty] | Removed from Ground | Diesel | 1000 | Bare Steel | 1984-01-01 | Galvanized Steel
640073 | 5 |  |  | no |  | no | Removed from Ground | Used Oil | 500 | Unknown | 2001-01-01
640074 | 1 | [5 empty] | Removed from Ground | Gas (Historical Use) | 550 | Bare Steel | 1966-05-06 | Galvanized Steel | Suction (American)
640074 | 2 | [5 empty] | Removed from Ground | Gas (Historical Use) | 1000 | Bare Steel | 1946-05-11 | Galvanized Steel | Suction (American)
640075 | 1 | [5 empty] | Removed from Ground | Gas (Historical Use) | 1000 | Bare Steel | 1947-05-11 | Galvanized Steel | Suction (American)
640075 | 2 | [5 empty] | Removed from Ground | Gas (Historical Use) | 1000 | Bare Steel | 1947-05-11 | Galvanized Steel | Suction (American)
640075 | 3 | [5 empty] | Removed from Ground | Gas (Historical Use) | 550 | Bare Steel | 1941-05-12 | Galvanized Steel | Suction (American)
640075 | 4 | [5 empty] | Removed from Ground | Gas (Historical Use) | 1000 | Cathodically Protected Steel | 1987-01-01 | Galvanized Steel
640075 | 5A |  | 2002-05-10 | no | 2002-05-10 | no | Currently in Use | Gas (Historical Use) | 12000 | Composite | 2002-05-10 | Fiberglass Reinforced Plastic | Pressurized
640075 | 5B |  | 2002-05-10 | no | 2002-05-10 | no | Currently in Use | Gas (Historical Use) | 8000 | Composite | 2002-05-10 | Fiberglass Reinforced Plastic | Pressurized
640075 | 6A |  | 2002-05-10 | no | 2002-05-10 | no | Currently in Use | Diesel | 6000 | Composite | 2002-05-10 | Fiberglass Reinforced Plastic | Pressurized
640075 | 6B |  | 2002-05-10 | no | 2002-05-10 | no | Currently in Use | Diesel | 4000 | Composite | 2002-05-10 | Fiberglass Reinforced Plastic | Pressurized
640076 | 1 | [5 empty] | Removed from Ground | Diesel | 3000 | Bare Steel | 1976-05-03 | Galvanized Steel
640077 | 1 | [5 empty] | Removed from Ground | Diesel | 1000 | Bare Steel | 1971-05-05 | Galvanized Steel
640077 | 2 | [5 empty] | Removed from Ground | Diesel | 1000 | Bare Steel | 1971-05-05 | Galvanized Steel
640077 | 3 | [5 empty] | Removed from Ground | Diesel | 7000 | Bare Steel | 1971-05-05 | Galvanized Steel
640078 | 1 | [5 empty] | Removed from Ground | Diesel | 1000 | Bare Steel | 1971-05-05 | Galvanized Steel
640078 | 2 | [5 empty] | Removed from Ground | Gas (Historical Use) | 1000 | Bare Steel | 1971-05-05 | Galvanized Steel
640079 | 1 | [5 empty] | Removed from Ground | Empty | 6000 | Bare Steel | 1983-04-30 | Galvanized Steel
640079 | 2 | [5 empty] | Removed from Ground | Empty | 6000 | Bare Steel | 1976-05-01 | Galvanized Steel
640079 | 3 | [5 empty] | Removed from Ground | Empty | 6000 | Bare Steel | 1986-04-29 | Galvanized Steel
640079 | 4 |  | 1996-04-20 |  | 1996-04-20 |  | Removed from Ground | Gas (Historical Use) | 10000 | Composite | 1996-04-20 | Secondary Containment | Pressurized
640079 | 5 |  | 1996-04-20 |  | 1996-04-20 |  | Removed from Ground | Gas (Historical Use) | 10000 | Composite | 1996-04-20 | Secondary Containment | Pressurized
640081 | 1 | [5 empty] | Removed from Ground | Diesel | 2000 | Cathodically Protected Steel | 1985-04-29 | Galvanized Steel
640082 | 1 | [5 empty] | Removed from Ground | Diesel | 20000 | Bare Steel | 1978-05-02 | Bare Steel
640082 | 2 | [5 empty] | Removed from Ground | Diesel | 20000 | Bare Steel | 1978-05-02 | Bare Steel
640083 | 1 | [5 empty] | Currently in Use | Gas (Historical Use) | 1 | Bare Steel | 1986-04-30 | Galvanized Steel
640083 | 2 | [5 empty] | Currently in Use | Gas (Historical Use) | 1 | Bare Steel | 1986-04-30 | Galvanized Steel
640084 | 1 | [5 empty] | Removed from Ground | Gas (Historical Use) | 10000 | Bare Steel | 1976-03-28 | Galvanized Steel
640084 | 2 | [5 empty] | Removed from Ground | Gas (Historical Use) | 10000 | Bare Steel | 1976-03-28 | Galvanized Steel
640084 | 3 | [5 empty] | Removed from Ground | Kerosene | 1000 | Bare Steel | 2001-05-21 | Bare Steel | Suction (American)
640084 | 4 | [5 empty] | Removed from Ground | Diesel | 1000 | Bare Steel | 2001-05-21 | Bare Steel | Suction (American)
640085 | 1 |  | 1998-06-01 |  | 1997-04-01 |  | Currently in Use | Gas (Historical Use) | 12000 | Steel-Impressed Current | 1979-05-03 | Fiberglass Reinforced Plastic | Pressurized
640085 | 2 |  | 1998-06-01 |  | 1997-04-01 |  | Currently in Use | Gas (Historical Use) | 8000 | Steel-Impressed Current | 1981-05-02 | Fiberglass Reinforced Plastic | Pressurized
640085 | 3 |  | 1998-06-01 |  | 1997-04-01 |  | Currently in Use | Gas (Historical Use) | 8000 | Steel-Impressed Current | 1981-05-02 | Fiberglass Reinforced Plastic | Pressurized
640085 | 4 | Flapper Valve | 1991-01-01 | no | 1991-01-01 | no | Currently in Use | Kerosene | 1000 | Galvanic (STIP-3) | 1991-01-01 | Fiberglass Reinforced Plastic | Safe Suction (Euro)
640086 | 1 | Ball Float | 1997-04-01 |  | 1997-04-01 |  | Currently in Use | Gas (Historical Use) | 10000 | Steel-Impressed Current | 1981-05-02 | Fiberglass Reinforced Plastic | Pressurized
640086 | 2 | Ball Float | 1997-04-01 |  | 1997-04-01 |  | Currently in Use | Gas (Historical Use) | 8000 | Steel-Impressed Current | 1981-05-02 | Fiberglass Reinforced Plastic | Pressurized
640086 | 3 | Ball Float | 1997-04-01 |  | 1997-04-01 |  | Currently in Use | Gas (Historical Use) | 8000 | Steel-Impressed Current | 1981-05-02 | Fiberglass Reinforced Plastic | Pressurized
640089 | 1 | [5 empty] | Removed from Ground | Diesel | 5000 | Bare Steel | 1980-05-02 | Galvanized Steel
640089 | 2 | [5 empty] | Removed from Ground | Gas (Historical Use) | 1500 | Bare Steel | 1961-05-07 | Galvanized Steel
640090 | 1 |  | 1996-01-01 |  | 1996-01-01 |  | Currently in Use | Gas (Historical Use) | 12000 | Fiberglass Double Walled | 1996-06-01 | Double-Walled Fiberglass | Pressurized
640090 | 2 |  | 1996-01-01 |  | 1996-01-01 |  | Currently in Use | Gas (Historical Use) | 12000 | Fiberglass Double Walled | 1996-06-01 | Double-Walled Fiberglass | Pressurized
640090 | 3 |  | 1996-01-01 |  | 1996-01-01 |  | Currently in Use | Diesel | 10000 | Fiberglass Double Walled | 1996-06-01 | Double-Walled Fiberglass | Pressurized
640090 | A | [5 empty] | Removed from Ground | Gas (Historical Use) | 10000 | Bare Steel | 1980-01-01 | Galvanized Steel
640090 | B | [5 empty] | Removed from Ground | Gas (Historical Use) | 10000 | Bare Steel | 1980-01-01 | Galvanized Steel
640090 | C | [5 empty] | Removed from Ground | Gas (Historical Use) | 10000 | Bare Steel | 1980-01-01 | Galvanized Steel
640090 | D | [5 empty] | Removed from Ground | Diesel | 10000 | Bare Steel | 1980-01-01 | Galvanized Steel
640092 | 1 | [5 empty] | Removed from Ground | Gas (Historical Use) | 10000 | Marked Unknown | 1986-04-14 | Unknown
640092 | 2 | [5 empty] | Removed from Ground | Diesel | 10000 | Marked Unknown | 1986-04-14 | Unknown
640093 | 1 | [5 empty] | Removed from Ground | Diesel | 10000 | Fiberglass | 1979-04-23 | Bare Steel | Suction (American)
640094 | 1 | [5 empty] | Removed from Ground | Diesel | 10000 | Bare Steel | 1971-05-04 | Galvanized Steel | Pressurized
640095 | 1 | [5 empty] | Removed from Ground | Gas (Historical Use) | 1000 | Bare Steel | 1971-05-09 | Galvanized Steel | Safe Suction (Euro)
640095 | 2 | [5 empty] | Removed from Ground | Kerosene | 260 | Bare Steel | 1984-05-05 | Galvanized Steel | Safe Suction (Euro)
640096 | 1 | [5 empty] | Removed from Ground | Gas (Historical Use) | 10000 | Bare Steel | 1972-05-08 | Galvanized Steel
640096 | 2 | [5 empty] | Removed from Ground | Diesel | 10000 | Bare Steel | 1972-05-08 | Galvanized Steel
640096 | 223925 |  | 1992-11-20 |  | 1992-11-20 |  | Temporarily out of use | Diesel | 12000 | Fiberglass Double Walled | 1992-12-11 | Fiberglass Reinforced Plastic | Pressurized
640096 | 3 | [5 empty] | Removed from Ground | Diesel | 10000 | Bare Steel | 1976-05-07 | Galvanized Steel
640098 | 1 | Ball Float | 1996-05-01 |  | 1996-05-01 |  | Currently in Use | Gas (Historical Use) | 10027 | Steel-Impressed Current | 1984-05-05 | Steel (Impressed Current) | Pressurized
640098 | 2 | Ball Float | 1996-05-01 |  | 1996-05-01 |  | Currently in Use | Gas (Historical Use) | 10027 | Steel-Impressed Current | 1984-05-05 | Steel (Impressed Current) | Pressurized
640098 | 3 | Ball Float | 1996-05-01 |  | 1996-05-01 |  | Currently in Use | Diesel | 6110 | Steel-Impressed Current | 1984-05-05 | Steel (Impressed Current) | Pressurized
640099 | 1 | Ball Float | 1997-06-30 | no | 1997-06-30 | no | Currently in Use | Gas (Historical Use) | 8000 | Steel-Impressed Current | 1984-05-05 | Fiberglass Reinforced Plastic | Pressurized
640099 | 2 | Ball Float | 1997-06-30 | no | 1997-06-30 | no | Currently in Use | Gas (Historical Use) | 8000 | Steel-Impressed Current | 1984-05-05 | Fiberglass Reinforced Plastic | Pressurized
640099 | 3 | Ball Float | 1997-06-30 | no | 1997-06-30 | no | Currently in Use | Gas (Historical Use) | 8000 | Steel-Impressed Current | 1984-05-05 | Fiberglass Reinforced Plastic | Pressurized
640099 | 4 | Ball Float | 1997-06-30 | no | 1997-06-30 | no | Currently in Use | Diesel | 6000 | Steel-Impressed Current | 1984-05-05 | Fiberglass Reinforced Plastic | Pressurized
640100 | 1 |  | 1998-04-01 |  | 1998-04-01 |  | Removed from Ground | Gas (Historical Use) | 6000 | Galvanic (STIP-3) | 1985-05-05 | Fiberglass Reinforced Plastic | Pressurized
640100 | 2 |  | 1998-04-01 |  | 1998-04-01 |  | Removed from Ground | Gas (Historical Use) | 6000 | Galvanic (STIP-3) | 1985-05-05 | Fiberglass Reinforced Plastic | Pressurized
640100 | 3 |  | 1998-04-01 |  | 1998-04-01 |  | Removed from Ground | Gas (Historical Use) | 4000 | Galvanic (STIP-3) | 1985-05-05 | Fiberglass Reinforced Plastic | Pressurized
640101 | 1 | [5 empty] | Currently in Use | Gas (Historical Use) | 10000 | Bare Steel | 1982-05-08 | Galvanized Steel
640104 | 1 |  | 1998-11-12 |  | 1998-11-12 |  | Removed from Ground | Gas (Historical Use) | 1000 | Steel-Impressed Current | 1966-05-13 | Cathodically Protected | Safe Suction (Euro)
640104 | 2 |  | 1998-11-12 |  | 1998-11-12 |  | Removed from Ground | Gas (Historical Use) | 2000 | Steel-Impressed Current | 1984-05-08 | Cathodically Protected | Safe Suction (Euro)
640104 | 3 |  | 1998-11-12 |  | 1998-11-12 |  | Removed from Ground | Kerosene | 1000 | Steel-Impressed Current | 1966-05-13 | Cathodically Protected | Safe Suction (Euro)
640104 | 4 |  | 1998-11-12 |  | 1998-11-12 |  | Removed from Ground | Diesel | 2000 | Steel-Impressed Current | 1985-05-08 | Cathodically Protected | Safe Suction (Euro)
640105 | 1 |  | 1998-11-20 |  | 1998-11-20 |  | Removed from Ground | Gas (Historical Use) | 4000 | Steel-Impressed Current | 1983-05-09 | Cathodically Protected | Safe Suction (Euro)
640105 | 2 |  | 1998-11-20 |  | 1998-11-20 |  | Removed from Ground | Gas (Historical Use) | 5000 | Steel-Impressed Current | 1983-05-09 | Cathodically Protected | Safe Suction (Euro)
640105 | 3 |  | 1998-11-20 |  | 1998-11-20 |  | Removed from Ground | Gas (Historical Use) | 3000 | Steel-Impressed Current | 1983-05-09 | Cathodically Protected | Safe Suction (Euro)
640105 | 4 |  | 1998-11-20 |  | 1998-11-20 |  | Removed from Ground | Kerosene | 4000 | Cathodically Protected Steel | 1988-01-01 | Fiberglass Reinforced Plastic | Safe Suction (Euro)
640106 | 1 | [5 empty] | Removed from Ground | Gas (Historical Use) | 560 | Bare Steel | 1961-05-14 | Galvanized Steel
640106 | 2 | [5 empty] | Removed from Ground | Gas (Historical Use) | 1000 | Bare Steel | 1966-05-13 | Galvanized Steel
640108 | 1 | [5 empty] | Removed from Ground | Empty | 1000 | Bare Steel | 1987-01-01 | Galvanized Steel | Suction (American)
640108 | 2 | [5 empty] | Removed from Ground | Empty | 1000 | Bare Steel | 1987-01-01 | Galvanized Steel | Suction (American)
640109 | 1 | Flapper Valve | 1998-11-01 |  | 1998-11-01 |  | Currently in Use | Gas (Historical Use) | 10000 | Steel-Impressed Current | 1981-05-09 | Fiberglass Reinforced Plastic | Pressurized
640109 | 2 | Flapper Valve | 1998-11-01 |  | 1998-11-01 |  | Currently in Use | Gas (Historical Use) | 10000 | Steel-Impressed Current | 1971-05-12 | Fiberglass Reinforced Plastic | Pressurized
640109 | 3 | Flapper Valve | 1998-11-01 |  | 1998-11-01 |  | Currently in Use | Gas (Historical Use) | 4000 | Steel-Impressed Current | 1986-05-08 | Fiberglass Reinforced Plastic | Pressurized
640110 | 1 | [5 empty] | Removed from Ground | Gas (Historical Use) | 2000 | Bare Steel | 1986-05-08 | Galvanized Steel | Suction (American)
640111 | 1 | [5 empty] | Removed from Ground | Empty | 2000 | Bare Steel | 1986-05-08 | Galvanized Steel | Suction (American)
640111 | 2 | [5 empty] | Removed from Ground | Empty | 2000 | Bare Steel | 1986-05-08 | Galvanized Steel | Suction (American)
640112 | 1 | [5 empty] | Removed from Ground | Gas (Historical Use) | 2000 | Bare Steel | 1983-05-09 | Galvanized Steel
640113 | 1 | [5 empty] | Removed from Ground | Gas (Historical Use) | 6000 | Bare Steel | 1968-05-12 | Galvanized Steel | Suction (American)
640113 | 2 | [5 empty] | Removed from Ground | Gas (Historical Use) | 6000 | Bare Steel | 1968-05-12 | Galvanized Steel | Suction (American)
640113 | 3 | [5 empty] | Removed from Ground | Gas (Historical Use) | 4000 | Bare Steel | 1979-05-10 | Galvanized Steel | Suction (American)
640113 | 4 |  |  | yes |  | yes | Removed from Ground | Used Oil | 500 | Bare Steel | 1968-05-12 | Galvanized Steel | Gravity Fed
640114 | 1 | [5 empty] | Permanently Out of Use - historical purposes | Gas (Historical Use) | 1 | Bare Steel | 1974-05-11 | Galvanized Steel
640114 | 2 | [5 empty] | Permanently Out of Use - historical purposes | Gas (Historical Use) | 1 | Bare Steel | 1974-05-11 | Galvanized Steel
640114 | 3 | [5 empty] | Permanently Out of Use - historical purposes | Gas (Historical Use) | 1 | Bare Steel | 1974-04-01 | Galvanized Steel
640114 | 4 | [5 empty] | Permanently Out of Use - historical purposes | Diesel | 1 | Bare Steel | 1980-04-01 | Galvanized Steel
640115 | 1 | [5 empty] | Removed from Ground | Gas (Historical Use) | 3000 | Bare Steel | 1975-05-11 | Galvanized Steel
640115 | 2 | [5 empty] | Removed from Ground | Gas (Historical Use) | 12000 | Bare Steel | 1968-05-12 | Galvanized Steel
640115 | 3 | [5 empty] | Removed from Ground | Gas (Historical Use) | 12000 | Bare Steel | 1968-05-12 | Galvanized Steel
640115 | 4 |  |  | yes |  | yes | Removed from Ground | Used Oil | 500 | Bare Steel | 1968-05-12 | Galvanized Steel
640115 | 5 | [5 empty] | Removed from Ground | Diesel | 3000 | Cathodically Protected Steel | 1984-01-01 | Cathodically Protected
640116 | 1 |  | 1998-11-01 |  | 1998-11-01 |  | Removed from Ground | Gas (Historical Use) | 8000 | Steel-Impressed Current | 1983-05-09 | Cathodically Protected | Pressurized
640116 | 2 |  | 1998-11-01 |  | 1998-11-01 |  | Removed from Ground | Gas (Historical Use) | 10000 | Steel-Impressed Current | 1983-05-09 | Cathodically Protected | Pressurized
640116 | 3 |  | 1998-11-01 |  | 1998-11-01 |  | Removed from Ground | Gas (Historical Use) | 8000 | Steel-Impressed Current | 1983-05-09 | Cathodically Protected | Pressurized
640116 | 4 |  | 1998-11-01 |  | 1998-11-01 |  | Removed from Ground | Diesel | 4000 | Steel-Impressed Current | 1983-05-09 | Cathodically Protected | Pressurized
640116 | 5 |  |  | yes |  | yes | Removed from Ground | Used Oil | 500 | Bare Steel | 1968-05-12 | Galvanized Steel | Suction (American)
640117 | 1 | [5 empty] | Removed from Ground | Kerosene | 10000 | Bare Steel | 1960-01-01 | Copper | Suction (American)
640118 | 1 | [5 empty] | Permanently Out of Use - historical purposes | Gas (Historical Use) | 3000 | Bare Steel | 1986-05-08 | Unknown
640118 | 2 | [5 empty] | Permanently Out of Use - historical purposes | Gas (Historical Use) | 3000 | Bare Steel | 1986-05-08 | Unknown
640118 | 3 |  |  | yes |  | yes | Permanently Out of Use - historical purposes | Used Oil | 550 | Bare Steel | 1986-05-08 | Unknown
640119 | 1 |  | 1991-07-13 |  | 1991-07-13 |  | Removed from Ground | Gas (Historical Use) | 8000 | Cathodically Protected Steel | 1984-05-08 | Cathodically Protected | Pressurized
640119 | 2 |  | 1991-07-13 |  | 1991-07-13 |  | Removed from Ground | Gas (Historical Use) | 6000 | Cathodically Protected Steel | 1984-05-08 | Cathodically Protected | Pressurized
640119 | 3 |  | 1991-07-13 |  | 1991-07-13 |  | Removed from Ground | Gas (Historical Use) | 3000 | Cathodically Protected Steel | 1984-05-08 | Cathodically Protected | Pressurized
640119 | 4 |  |  | no |  | no | Removed from Ground | Gas (Historical Use) | 1000 | Unknown | 2003-09-11 | Unknown
640119 | 5 |  |  | no |  | no | Removed from Ground | Gas (Historical Use) | 1000 | Unknown | 2003-09-11 | Unknown
640119 | 6 |  |  | no |  | no | Removed from Ground | Gas (Historical Use) | 1000 | Unknown | 2003-09-11 | Unknown
640121 | 1 | [5 empty] | Removed from Ground | Diesel | 6000 | Bare Steel | 1971-05-10 | Galvanized Steel
640122 | 1 | [5 empty] | Removed from Ground | Gas (Historical Use) | 4000 | Bare Steel | 1983-05-09 | Galvanized Steel
640125 | 19001 |  | 1998-10-01 |  | 1998-10-01 |  | Currently in Use | Gas (Historical Use) | 10027 | Steel-Impressed Current | 1971-05-12 | Fiberglass Reinforced Plastic | Pressurized
640125 | 19002 |  | 1998-10-01 |  | 1998-10-01 |  | Currently in Use | Gas (Historical Use) | 10027 | Steel-Impressed Current | 1998-10-01 | Fiberglass Reinforced Plastic | Pressurized
640125 | 19003 |  | 1998-10-01 |  | 1998-10-01 |  | Currently in Use | Gas (Historical Use) | 6110 | Steel-Impressed Current | 1998-10-01 | Fiberglass Reinforced Plastic | Pressurized
640130 | 1 | [5 empty] | Removed from Ground | Diesel | 1000 | Bare Steel | 1971-05-12 | Unknown
640131 | 1 | [5 empty] | Removed from Ground | Diesel | 1000 | Bare Steel | 1971-05-12 | Unknown
640136 | 1 | [5 empty] | Removed from Ground | Gas (Historical Use) | 1000 | Bare Steel | 1986-05-08 | Galvanized Steel
640136 | 2 | [5 empty] | Removed from Ground | Gas (Historical Use) | 1000 | Bare Steel | 1986-05-08 | Galvanized Steel
640138 | 1 | [5 empty] | Removed from Ground | Gas (Historical Use) | 560 | Bare Steel | 1952-01-01 | Galvanized Steel | Suction (American)
640138 | 2 | [5 empty] | Removed from Ground | Gas (Historical Use) | 560 | Bare Steel | 1952-01-01 | Galvanized Steel | Suction (American)
640139 | 1 | [5 empty] | Removed from Ground | Gas (Historical Use) | 1000 | Bare Steel | 1971-05-12 | Unknown
640139 | 2 | [5 empty] | Removed from Ground | Gas (Historical Use) | 1000 | Bare Steel | 1971-05-12 | Unknown
640139 | 3 | [5 empty] | Removed from Ground | Gas (Historical Use) | 1000 | Bare Steel | 1971-05-12 | Unknown
640140 | 1 | [5 empty] | Removed from Ground | Gas (Historical Use) | 1000 | Bare Steel | 1974-05-10 | Galvanized Steel
640142 | 2 | [5 empty] | Closed in Ground | Diesel | 10000 | Bare Steel | 1980-05-09 | Not Marked
640142 | 3 | [5 empty] | Closed in Ground | Gas (Historical Use) | 10000 | Bare Steel | 1980-05-09 | Galvanized Steel | Suction (American)
640142 | 4 | [5 empty] | Removed from Ground | Diesel | 15000 | Bare Steel | 1985-05-08 | Galvanized Steel | Suction (American)
640142 | 5 |  |  | yes |  | yes | Removed from Ground | Used Oil | 2000 | Bare Steel | 1985-05-08 | Galvanized Steel
640143 | 1 | [5 empty] | Removed from Ground | Diesel | 5000 | Bare Steel | 1972-05-11 | Bare Steel
640143 | 2 | [5 empty] | Removed from Ground | Gas (Historical Use) | 1000 | Bare Steel | 1972-05-11 | Bare Steel
640145 | 1 | [5 empty] | Removed from Ground | Gas (Historical Use) | 6000 | Bare Steel | 1966-05-13 | Galvanized Steel
640145 | 2 | [5 empty] | Removed from Ground | Diesel | 8000 | Bare Steel | 1966-05-13 | Galvanized Steel
640148 | 1 | [5 empty] | Removed from Ground | Gas (Historical Use) | 20000 | Fiberglass | 1984-05-08 | Cathodically Protected
640148 | 2 | [5 empty] | Removed from Ground | Other | 12000 | Fiberglass | 1984-05-08 | Cathodically Protected
640148 | 3 | [5 empty] | Removed from Ground | Kerosene | 12000 | Fiberglass | 1984-05-08 | Cathodically Protected
640148 | 4 | [5 empty] | Removed from Ground | Other | 8000 | Fiberglass | 1984-05-08 | Cathodically Protected
640148 | 5 | [5 empty] | Removed from Ground | Diesel | 1000 | Bare Steel | 1984-05-08 | Galvanized Steel
640148 | 6 |  | 1993-01-09 |  | 1992-03-15 |  | Removed from Ground | Gas (Historical Use) | 8000 | Double Walled | 1992-03-15 | Fiberglass Reinforced Plastic | Gravity Fed
640148 | 7 |  | 1992-03-15 |  | 1992-03-15 |  | Removed from Ground | Other | 6000 | Double Walled | 1992-03-15 | Fiberglass Reinforced Plastic | Gravity Fed
640148 | 8 |  | 1992-03-15 |  | 1992-03-15 |  | Removed from Ground | Other | 600 | Double Walled | 1992-03-15 | Fiberglass Reinforced Plastic | Gravity Fed
640148 | 9 |  | 1992-03-15 |  |  | yes | Removed from Ground | Other | 600 | Double Walled | 1992-03-15 | Fiberglass Reinforced Plastic | Gravity Fed
640151 | 1 | [5 empty] | Removed from Ground | Other | 1000 | Bare Steel | 1978-01-01 | Copper | Suction (American)
640152 | 1 | [5 empty] | Removed from Ground | Gas (Historical Use) | 10000 | Bare Steel | 1973-08-10 | Bare Steel | Safe Suction (Euro)
640152 | 2 | [5 empty] | Removed from Ground | Gas (Historical Use) | 10000 | Bare Steel | 1973-08-10 | Bare Steel | Safe Suction (Euro)
640152 | 3 | [5 empty] | Removed from Ground | Gas (Historical Use) | 10000 | Bare Steel | 1973-08-10 | Bare Steel | Safe Suction (Euro)
640153 | 1 | [5 empty] | Removed from Ground | Diesel | 1 | Bare Steel | 1986-05-16 | Galvanized Steel
640154 | 1 | Flapper Valve | 1994-07-01 | no | 1999-01-01 | no | Currently in Use | Regular | 6000 | Steel-Impressed Current | 1984-06-01 | Steel (Impressed Current) | Safe Suction (Euro)
640154 | 2 |  |  | no |  | no | Removed from Ground |  | 2000 | Bare Steel | 1984-06-01 | Bare Steel
640154 | 3 | Flapper Valve | 1994-07-01 | no | 2007-12-01 | no | Currently in Use | Regular | 2000 | Steel-Impressed Current | 1994-07-01 | Steel (Impressed Current) | Safe Suction (Euro)
640154 | 4 | Flapper Valve | 1994-07-01 | no | 2007-12-01 | no | Currently in Use | Diesel | 2000 | Steel-Impressed Current | 1994-07-01 | Steel (Impressed Current) | Safe Suction (Euro)
640156 | 1 | [5 empty] | Removed from Ground | Gas (Historical Use) | 3000 | Cathodically Protected Steel | 1986-07-24 | Galvanized Steel
640156 | 2 | [5 empty] | Removed from Ground | Gas (Historical Use) | 3000 | Cathodically Protected Steel | 1986-07-24 | Galvanized Steel
640156 | 3 | [5 empty] | Removed from Ground | Gas (Historical Use) | 2000 | Cathodically Protected Steel | 1986-07-24 | Galvanized Steel
640157 | 1 |  | 1996-10-31 |  | 1996-10-31 |  | Removed from Ground | Gas (Historical Use) | 4000 | Steel-Impressed Current | 1987-10-01 | Cathodically Protected | Safe Suction (Euro)
640157 | 2 |  | 1996-10-31 |  | 1996-10-31 |  | Removed from Ground | Gas (Historical Use) | 4000 | Steel-Impressed Current | 1981-01-01 | Cathodically Protected | Safe Suction (Euro)
640157 | 3 |  | 1996-10-31 |  | 1996-10-31 |  | Removed from Ground | Gas (Historical Use) | 4000 | Steel-Impressed Current | 1987-10-01 | Cathodically Protected | Safe Suction (Euro)
640157 | 4 |  | 1996-10-31 |  | 1996-10-31 |  | Removed from Ground | Gas (Historical Use) | 4000 | Steel-Impressed Current | 1981-01-01 | Cathodically Protected | Safe Suction (Euro)
640160 | 1 | [5 empty] | Removed from Ground | Empty | 0 | Bare Steel | 1987-01-01 | Unknown
640160 | 2 | [5 empty] | Removed from Ground | Empty | 0 | Bare Steel | 1987-01-01 | Unknown
640160 | 3 | [5 empty] | Removed from Ground | Gas (Historical Use) | 0 | Bare Steel | 1987-01-01 | Unknown
640160 | 4 | [5 empty] | Removed from Ground | Gas (Historical Use) | 0 | Bare Steel | 1987-01-01 | Unknown
640161 | 1 | [5 empty] | Removed from Ground | Diesel | 5000 | Bare Steel | 1977-01-03 | Galvanized Steel
640161 | 10 | Ball Float | 1999-06-30 |  | 1999-06-30 | yes | Currently in Use | Diesel | 15000 | Tank Jacket | 1999-06-30 | Fiberglass Reinforced Plastic | Pressurized
640161 | 11 | Ball Float | 1999-06-30 |  | 1999-06-30 | yes | Currently in Use | Gas (Historical Use) | 10000 | Tank Jacket | 1999-06-30 | Fiberglass Reinforced Plastic | Pressurized
640161 | 2 | [5 empty] | Removed from Ground | Diesel | 5000 | Bare Steel | 1977-01-03 | Galvanized Steel
640161 | 3 | [5 empty] | Removed from Ground | Gas (Historical Use) | 500 | Bare Steel | 1977-01-03 | Galvanized Steel
640161 | 4 |  |  | yes |  | yes | Removed from Ground | Used Oil | 500 | Bare Steel | 1977-01-03 | Galvanized Steel
640161 | 5 |  |  | yes | 1986-01-01 | yes | Closed in Ground | Used Oil | 2000 | Cathodically Protected Steel | 1986-01-01 | Galvanized Steel | Gravity Fed
640161 | 6 |  | 1986-01-01 |  | 1986-01-01 |  | Removed from Ground | Diesel | 10000 | Cathodically Protected Steel | 1986-01-01 | Fiberglass Reinforced Plastic | Pressurized
640161 | 7 |  | 1986-01-01 |  | 1986-01-01 |  | Removed from Ground | Diesel | 10000 | Cathodically Protected Steel | 1986-01-01 | Fiberglass Reinforced Plastic | Pressurized
640161 | 8 |  | 1986-01-01 |  | 1986-01-01 |  | Removed from Ground | Other | 6000 | Cathodically Protected Steel | 1986-01-01 | Galvanized Steel | Pressurized
640161 | 9 |  |  | yes | 1986-01-01 | yes | Removed from Ground | Used Oil | 8000 | Cathodically Protected Steel | 1986-01-01 | Galvanized Steel | Gravity Fed
640162 | 1 | Flapper Valve | 1986-01-01 |  | 1986-01-01 |  | Currently in Use | Gas (Historical Use) | 8000 | Fiberglass | 1986-01-01 | Fiberglass Reinforced Plastic | Safe Suction (Euro)
640162 | 2 | Flapper Valve | 1986-01-01 | no | 1986-01-01 | no | Temporarily out of use | Gas (Historical Use) | 10000 | Fiberglass | 1986-01-01 | Fiberglass Reinforced Plastic | Safe Suction (Euro)
640162 | 3 | Flapper Valve | 1986-01-01 |  | 1986-01-01 |  | Currently in Use | Gas (Historical Use) | 8000 | Fiberglass | 1986-01-01 | Fiberglass Reinforced Plastic | Pressurized
640162 | 4 |  | 1986-01-01 |  | 1986-01-01 |  | Temporarily out of use | Kerosene | 1000 | Fiberglass | 1986-01-01 | Fiberglass Reinforced Plastic | Safe Suction (Euro)
640163 | 1 |  | 1987-01-01 |  | 1987-01-01 |  | Currently in Use | Gas (Historical Use) | 10000 | Composite | 1987-01-01 | Fiberglass Reinforced Plastic | Pressurized
640163 | 2 |  | 1987-01-01 |  | 1987-01-01 |  | Currently in Use | Gas (Historical Use) | 8200 | Composite | 1987-01-01 | Fiberglass Reinforced Plastic | Pressurized
640163 | 3 |  | 1987-01-01 |  | 1987-01-01 |  | Currently in Use | Gas (Historical Use) | 8200 | Composite | 1987-01-01 | Fiberglass Reinforced Plastic | Pressurized
640163 | 4 |  | 1987-01-01 |  | 1987-01-01 |  | Temporarily out of use | Diesel | 6000 | Composite | 1987-01-01 | Fiberglass Reinforced Plastic | Pressurized
640163 | 5 |  | 1987-01-01 |  | 1987-01-01 |  | Temporarily out of use | Kerosene | 6000 | Composite | 1987-01-01 | Fiberglass Reinforced Plastic | Pressurized
640165 | 1 |  | 1998-06-01 |  | 1998-06-01 |  | Removed from Ground | Gas (Historical Use) | 4000 | Steel-Impressed Current | 1986-01-01 | Cathodically Protected | Safe Suction (Euro)
640165 | 2 |  | 1998-06-01 |  | 1998-06-01 |  | Removed from Ground | Gas (Historical Use) | 4000 | Steel-Impressed Current | 1986-01-01 | Cathodically Protected | Safe Suction (Euro)
640165 | 3 |  | 1998-06-01 |  | 1998-06-01 |  | Removed from Ground | Gas (Historical Use) | 4000 | Steel-Impressed Current | 1986-01-01 | Cathodically Protected | Safe Suction (Euro)
640165 | 4 |  | 1998-06-01 |  | 1998-06-01 |  | Removed from Ground | Gas (Historical Use) | 4000 | Steel-Impressed Current | 1986-01-01 | Cathodically Protected | Safe Suction (Euro)
640168 | 1 | [5 empty] | Removed from Ground | Gas (Historical Use) | 1000 | Bare Steel | 1981-05-09 | Galvanized Steel
640171 | 1 | [5 empty] | Removed from Ground | Gas (Historical Use) | 10000 | Fiberglass | 1982-04-30 | Fiberglass Reinforced Plastic
640171 | 2 | [5 empty] | Removed from Ground | Gas (Historical Use) | 10000 | Fiberglass | 1982-04-30 | Fiberglass Reinforced Plastic
640171 | 3 | [5 empty] | Removed from Ground | Gas (Historical Use) | 10000 | Fiberglass | 1982-04-30 | Fiberglass Reinforced Plastic
640171 | 4 | [5 empty] | Removed from Ground | Diesel | 10000 | Fiberglass | 1982-04-30 | Fiberglass Reinforced Plastic
642000 | 1 | Ball Float | 1987-01-01 |  | 1987-01-01 |  | Removed from Ground | Gas (Historical Use) | 7910 | Galvanic (STIP-3) | 1987-11-04 | Fiberglass Reinforced Plastic | Pressurized
642000 | 2 | Ball Float | 1987-01-01 |  | 1987-01-01 |  | Removed from Ground | Gas (Historical Use) | 7910 | Galvanic (STIP-3) | 1987-11-04 | Fiberglass Reinforced Plastic | Pressurized
642000 | 3 | Ball Float | 1987-01-01 |  | 1987-01-01 |  | Removed from Ground | Gas (Historical Use) | 7910 | Galvanic (STIP-3) | 1987-11-04 | Fiberglass Reinforced Plastic | Pressurized
642000 | 4 | Ball Float | 2011-10-06 | no | 1997-01-01 | no | Currently in Use | Gas (Historical Use) | 10000 | Composite | 2011-10-06 | Double-Walled Fiberglass | Pressurized
642000 | 5 | Ball Float | 2011-10-06 | no | 1997-01-01 | no | Currently in Use | Gas (Historical Use) | 4000 | Composite | 2011-10-06 | Double-Walled Fiberglass | Pressurized
642000 | 6 | Ball Float | 2011-10-06 | no | 1997-01-01 | no | Currently in Use | Diesel | 4000 | Composite | 2011-10-06 | Double-Walled Fiberglass | Pressurized
642001 | 1 |  | 1987-11-04 |  | 1987-11-04 |  | Temporarily out of use | Gas (Historical Use) | 10000 | Composite | 1987-11-04 | Fiberglass Reinforced Plastic | Pressurized
642001 | 2 |  | 1987-11-04 |  | 1987-11-04 |  | Temporarily out of use | Gas (Historical Use) | 8000 | Composite | 1987-11-04 | Fiberglass Reinforced Plastic | Pressurized
642001 | 3 |  | 1987-11-04 |  | 1987-11-04 |  | Temporarily out of use | Gas (Historical Use) | 8000 | Composite | 1987-11-04 | Fiberglass Reinforced Plastic | Pressurized
650001 | 1 | [5 empty] | Closed in Ground | Other | 3000 | Bare Steel | 1956-04-25 | Unknown
650001 | 2 | [5 empty] | Closed in Ground | Other | 3000 | Bare Steel | 1956-04-25 | Unknown
650001 | 3 | [5 empty] | Closed in Ground | Other | 3000 | Bare Steel | 1956-04-25 | Unknown
650001 | 4 | [5 empty] | Closed in Ground | Other | 3000 | Bare Steel | 1956-04-25 | Unknown
650003 | 1 | [5 empty] | Removed from Ground | Diesel | 3000 | Bare Steel | 1961-04-24 | Bare Steel
650003 | 2 | [5 empty] | Removed from Ground | Gas (Historical Use) | 4000 | Bare Steel | 1961-04-24 | Bare Steel
650003 | 3 | [5 empty] | Removed from Ground | Gas (Historical Use) | 4000 | Bare Steel | 1976-04-20 | Bare Steel
650003 | 4 | [5 empty] | Removed from Ground | Gas (Historical Use) | 4000 | Bare Steel | 1966-04-23 | Bare Steel
650003 | 5 | [5 empty] | Removed from Ground | Diesel | 4000 | Bare Steel | 1966-04-23 | Bare Steel
650003 | 6 |  |  | yes |  | yes | Closed in Ground | Kerosene | 500 | Bare Steel | 1961-04-24 | Bare Steel
650003 | 7 |  | 1991-02-16 | no | 1991-02-16 | no | Temporarily out of use | Gas (Historical Use) | 6000 | Galvanic (STIP-3) | 1991-02-08 | Fiberglass Reinforced Plastic | Pressurized
650003 | 8 |  | 1991-02-16 | no | 1991-02-16 | no | Temporarily out of use | Gas (Historical Use) | 6000 | Galvanic (STIP-3) | 1991-02-08 | Fiberglass Reinforced Plastic | Pressurized
650003 | 9 |  | 1991-02-16 |  | 1991-02-16 |  | Temporarily out of use | Diesel | 6000 | Galvanic (STIP-3) | 1991-02-08 | Fiberglass Reinforced Plastic | Pressurized
650004 | 1 | [5 empty] | Removed from Ground | Gas (Historical Use) | 17000 | Bare Steel | 1965-12-11 | Galvanized Steel
650004 | 2 | [5 empty] | Removed from Ground | Diesel | 17500 | Bare Steel | 1965-01-01 | Unknown
650004 | 3 | Flapper Valve |  | no | 1990-08-04 | no | Currently in Use | Diesel | 15000 | Galvanic (STIP-3) | 1990-07-20 | Fiberglass Reinforced Plastic | Safe Suction (Euro)
650005 | 1 |  |  | yes |  | yes | Currently in Use | Used Oil | 100 | Marked Unknown | 1974-01-01 | Unknown
650006 | 1 | [5 empty] | Removed from Ground | Diesel | 5000 | Bare Steel | 1959-12-13 | Galvanized Steel
650007 | 2 | [5 empty] | Permanently Out Of Use | Kerosene | 5000 | Bare Steel | 1965-12-11 | Galvanized Steel
650007 | 3 |  | 1998-09-06 |  | 1998-09-06 |  | Removed from Ground | Diesel | 5000 | Galvanic (STIP-3) | 1990-07-20 | Fiberglass Reinforced Plastic | Safe Suction (Euro)
650008 | 1 | [5 empty] | Permanently Out of Use - historical purposes | Diesel | 5000 | Bare Steel | 1960-12-12 | Galvanized Steel
650008 | 2 | [5 empty] | Permanently Out of Use - historical purposes | Diesel | 3000 | Bare Steel | 1960-12-12 | Galvanized Steel
650009 | 1 | [5 empty] | Permanently Out Of Use | Diesel | 5000 | Bare Steel | 1955-12-14 | Galvanized Steel
650009 | 2 | [5 empty] | Removed from Ground | Diesel | 1000 | Bare Steel | 1955-12-14 | Galvanized Steel
650009 | 3 | [5 empty] | Removed from Ground | Diesel | 5000 | Bare Steel | 1965-12-11 | Galvanized Steel
650009 | 4 |  | 1990-09-02 |  | 1990-09-02 |  | Removed from Ground | Diesel | 5000 | Galvanic (STIP-3) | 1990-07-20 | Fiberglass Reinforced Plastic | Safe Suction (Euro)
650010 | 1 | [5 empty] | Removed from Ground | Diesel | 500 | Bare Steel | 1954-03-07 | Galvanized Steel
650010 | 2 | [5 empty] | Removed from Ground | Gas (Historical Use) | 4000 | Bare Steel | 1970-03-03 | Galvanized Steel
650010 | 3 | [5 empty] | Removed from Ground | Gas (Historical Use) | 4000 | Bare Steel | 1970-03-03 | Galvanized Steel
650012 | 1 | [5 empty] | Removed from Ground | Gas (Historical Use) | 6000 | Bare Steel | 1980-02-29 | Galvanized Steel
650012 | 1M | Flapper Valve | 1989-09-12 | no | 1989-09-12 | no | Currently in Use | E-10 | 6000 | Galvanic (STIP-3) | 1989-09-12 | Fiberglass Reinforced Plastic | Pressurized
650012 | 2 | [5 empty] | Removed from Ground | Diesel | 12000 | Bare Steel | 1980-02-29 | Galvanized Steel
650012 | 2M | Flapper Valve | 1989-09-12 | no | 1989-09-12 | no | Currently in Use | Diesel | 6000 | Galvanic (STIP-3) | 1989-09-12 | Fiberglass Reinforced Plastic | Pressurized
650012 | 3 | [5 empty] | Removed from Ground | Diesel | 6000 | Bare Steel | 1980-02-29 | Galvanized Steel
650012 | 4 | [5 empty] | Removed from Ground | Gas (Historical Use) | 500 | Bare Steel | 1980-02-29 | Galvanized Steel
650013 | 1 | [5 empty] | Removed from Ground | Diesel | 10000 | Bare Steel | 1980-02-29 | Galvanized Steel
650013 | 1H | Flapper Valve | 1989-09-12 | no | 1989-09-12 | no | Installed | E-10 | 6000 | Steel-Impressed Current | 1989-09-12 | Fiberglass Reinforced Plastic | Pressurized
650013 | 2 | [5 empty] | Removed from Ground | Gas (Historical Use) | 6000 | Bare Steel | 1980-02-29 | Galvanized Steel
650013 | 2H | Flapper Valve | 1989-09-12 | no | 1989-09-12 | no | Installed | Diesel | 6000 | Steel-Impressed Current | 1989-09-12 | Fiberglass Reinforced Plastic | Pressurized
650014 | 1SOUTH | [5 empty] | Removed from Ground | Gas (Historical Use) | 4000 | Bare Steel | 1966-03-24 | Galvanized Steel | Safe Suction (Euro)
650014 | 2NORTH | [5 empty] | Removed from Ground | Gas (Historical Use) | 4000 | Bare Steel | 1966-03-24 | Galvanized Steel | Safe Suction (Euro)
650015 | 1 |  | 1985-04-15 |  | 1985-04-15 |  | Removed from Ground | Gas (Historical Use) | 2000 | Composite | 1985-04-15 | Fiberglass Reinforced Plastic | Suction (American)
650015 | 2 |  | 1985-04-15 |  | 1985-04-15 |  | Removed from Ground | Gas (Historical Use) | 2000 | Composite | 1985-04-15 | Fiberglass Reinforced Plastic | Suction (American)
650016 | 1 |  | 1998-11-14 |  | 1998-11-14 |  | Removed from Ground | Empty | 8068 | Steel-Impressed Current | 1980-04-16 | Cathodically Protected | Pressurized
650016 | 2 |  | 1998-11-14 |  | 1998-11-14 |  | Removed from Ground | Empty | 8068 | Steel-Impressed Current | 1980-04-16 | Cathodically Protected | Pressurized
650016 | 3 |  | 1998-11-14 |  | 1998-11-14 |  | Removed from Ground | Empty | 6048 | Steel-Impressed Current | 1980-04-16 | Cathodically Protected | Pressurized
650016 | 4A | Ball Float | 2004-07-16 | no | 2014-07-16 | no | Currently in Use | E-10 | 12000 | Composite | 2004-07-16 | Fiberglass Reinforced Plastic | Pressurized
650016 | 4B | Ball Float | 2004-07-16 | no | 2004-07-16 | no | Currently in Use | Gas (Historical Use) | 8000 | Composite | 2004-07-16 | Fiberglass Reinforced Plastic | Pressurized
650018 | 1 | [5 empty] | Removed from Ground | Diesel | 1000 | Bare Steel | 1976-04-17 | Galvanized Steel
650018 | 2 | [5 empty] | Removed from Ground | Gas (Historical Use) | 2000 | Bare Steel | 1976-04-17 | Galvanized Steel | Safe Suction (Euro)
650018 | 3 | [5 empty] | Removed from Ground | Gas (Historical Use) | 4000 | Bare Steel | 1976-04-17 | Galvanized Steel | Safe Suction (Euro)
650018 | 4 | [5 empty] | Removed from Ground | Gas (Historical Use) | 5000 | Bare Steel | 1976-04-17 | Galvanized Steel | Safe Suction (Euro)
650018 | 5A |  | 2001-06-01 | no | 2001-06-01 | no | Temporarily out of use | Gas (Historical Use) | 12000 | Epoxy | 2001-06-01 | Double-Walled Fiberglass | Pressurized
650018 | 5B |  | 2001-06-01 | no | 2001-06-01 | no | Temporarily out of use | Gas (Historical Use) | 6000 | Epoxy | 2001-06-01 | Double-Walled Fiberglass | Pressurized
650019 | 1 | [5 empty] | Removed from Ground | Gas (Historical Use) | 500 | Bare Steel | 1946-10-12 | Galvanized Steel | Safe Suction (Euro)
650019 | 2 | [5 empty] | Removed from Ground | Gas (Historical Use) | 500 | Bare Steel | 1956-01-08 | Galvanized Steel | Safe Suction (Euro)
650020 | 1 | [5 empty] | Removed from Ground | Gas (Historical Use) | 3000 | Bare Steel | 1972-04-18 | Unknown
650020 | 2 | [5 empty] | Removed from Ground | Gas (Historical Use) | 3000 | Bare Steel | 1972-04-18 | Unknown
650020 | 3 | [5 empty] | Removed from Ground | Gas (Historical Use) | 3000 | Bare Steel | 1972-04-18 | Unknown
650020 | 4 | [5 empty] | Removed from Ground | Gas (Historical Use) | 3000 | Bare Steel | 1972-04-18 | Unknown
650020 | 5 | Flapper Valve | 1998-01-03 |  | 1988-08-02 |  | Removed from Ground | Diesel | 8000 | Fiberglass | 1976-04-17 | Galvanized Steel | Safe Suction (Euro)
650020 | 6 | [5 empty] | Removed from Ground | Empty | 1000 | Not Marked/Unknown | 1983-04-16 | Galvanized Steel
650020 | 7 | Flapper Valve | 1998-03-15 |  | 1988-08-02 |  | Removed from Ground | Gas (Historical Use) | 6000 | Galvanic (STIP-3) | 1988-08-02 | Galvanized Steel | Pressurized
650020 | 8 | Flapper Valve | 1998-03-15 |  | 1988-08-02 |  | Removed from Ground | Gas (Historical Use) | 6000 | Galvanic (STIP-3) | 1988-08-02 | Galvanized Steel | Pressurized
650020 | 9 | Flapper Valve | 1998-03-15 |  | 1988-08-02 |  | Removed from Ground | Gas (Historical Use) | 6000 | Galvanic (STIP-3) | 1988-08-02 | Galvanized Steel | Pressurized
650022 | 1 | [5 empty] | Removed from Ground | Diesel | 4000 | Bare Steel | 1985-04-15 | Galvanized Steel
650023 | 1 | [5 empty] | Removed from Ground | Diesel | 560 | Bare Steel | 1976-01-01 | Bare Steel | Safe Suction (Euro)
650028 | 1 | [5 empty] | Removed from Ground | Diesel | 1000 | Bare Steel | 1981-04-11 | Galvanized Steel
650028 | 2 | [5 empty] | Removed from Ground | Gas (Historical Use) | 1000 | Bare Steel | 1966-04-15 | Galvanized Steel
650029 | 10424-3 | [5 empty] | Removed from Ground | Gas (Historical Use) | 550 | Bare Steel | 1980-04-30 | Galvanized Steel
650029 | 424D1 | [5 empty] | Removed from Ground | Diesel | 550 | Bare Steel | 1980-04-30 | Galvanized Steel | Suction (American)
650029 | 424G1 | [5 empty] | Removed from Ground | Gas (Historical Use) | 935 | Bare Steel | 1971-05-03 | Galvanized Steel | Suction (American)
650030 | 10470-1 | [5 empty] | Removed from Ground | Gas (Historical Use) | 550 | Bare Steel | 1993-05-04 | Galvanized Steel
650031 | 1 | [5 empty] | Removed from Ground | Gas (Historical Use) | 6000 | Bare Steel | 1974-05-04 | Galvanized Steel | Suction (American)
650031 | 2 | [5 empty] | Removed from Ground | Gas (Historical Use) | 4000 | Bare Steel | 1972-05-04 | Galvanized Steel | Suction (American)
650031 | 3 | [5 empty] | Removed from Ground | Gas (Historical Use) | 2000 | Bare Steel | 1974-05-04 | Galvanized Steel | Suction (American)
650031 | 4 | [5 empty] | Removed from Ground | Diesel | 4000 | Bare Steel | 1976-05-03 | Galvanized Steel | Suction (American)
650031 | 5 | [5 empty] | Removed from Ground | Diesel | 1000 | Bare Steel | 1971-05-05 | Galvanized Steel | Suction (American)
650031 | 6A |  |  | no |  | no | Currently in Use | Gas (Historical Use) | 8000 | Double Walled | 2008-04-01 | Not Marked
650031 | 6B |  |  | no |  | no | Currently in Use | Diesel | 4000 | Double Walled | 2008-04-01 | Not Marked
650032 | 1 | [5 empty] | Removed from Ground | Diesel | 4000 | Bare Steel | 1983-05-02 | Galvanized Steel
650032 | 2 | [5 empty] | Closed in Ground | Gas (Historical Use) | 4000 | Bare Steel | 1996-03-01 | Galvanized Steel
650032 | 3 | [5 empty] | Removed from Ground | Gas (Historical Use) | 4000 | Bare Steel | 1996-03-01 | Galvanized Steel
650032 | 4 | [5 empty] | Removed from Ground | Diesel | 4000 | Bare Steel | 1983-05-02 | Galvanized Steel
650032 | 5 | Ball Float | 1996-10-01 | no | 1996-10-01 | no | Temporarily out of use | E-10 | 12000 | Epoxy | 1996-10-01 | Double-Walled Flex | Pressurized
650032 | 6 | Ball Float | 1996-10-01 | no | 1996-10-01 | no | Temporarily out of use | Premium | 8000 | Epoxy | 1996-10-01 | Double-Walled Flex | Pressurized
650034 | 1 | [5 empty] | Removed from Ground | Diesel | 4000 | Bare Steel | 1976-04-25 | Galvanized Steel
650034 | 2 | [5 empty] | Removed from Ground | Diesel | 12000 | Bare Steel | 1976-04-25 | Galvanized Steel
650034 | 3 | [5 empty] | Removed from Ground | Gas (Historical Use) | 12000 | Bare Steel | 1976-04-25 | Galvanized Steel
650035 | 1 | Flapper Valve | 1998-10-01 | no | 1998-10-01 | no | Currently in Use | Diesel | 15000 | Steel-Impressed Current | 1997-01-01 | Steel (Impressed Current) | Pressurized
650035 | 2 |  | 1998-10-01 |  | 1998-10-01 |  | Currently in Use | Gas (Historical Use) | 10000 | Steel-Impressed Current | 1981-05-07 | Steel (Impressed Current) | Pressurized
650035 | 3 | Flapper Valve | 1998-10-01 | no | 1998-10-01 | no | Currently in Use | Plus | 10000 | Steel-Impressed Current | 1997-01-01 | Steel (Impressed Current) | Pressurized
650035 | 4 |  | 1998-10-01 |  | 1998-10-01 |  | Currently in Use | Gas (Historical Use) | 10000 | Steel-Impressed Current | 1981-05-07 | Steel (Impressed Current) | Pressurized
650035 | 5 |  | 1998-10-01 |  | 1998-10-01 |  | Currently in Use | Kerosene | 3000 | Steel-Impressed Current | 1982-05-07 | Steel (Impressed Current) | Safe Suction (Euro)
650035 | 6A |  | 1998-11-01 |  | 1998-11-01 |  | Currently in Use | Diesel | 10000 | Steel-Impressed Current | 1983-07-01 | Steel (Impressed Current) | Pressurized
650035 | 6B | Flapper Valve | 1998-10-01 | no | 1998-10-01 | no | Currently in Use | E-10 | 10000 | Steel-Impressed Current | 1983-07-01 | Steel (Impressed Current) | Pressurized
650036 | 1 |  | 1998-10-01 |  | 1998-10-01 |  | Removed from Ground | Diesel | 10000 | Steel-Impressed Current | 1974-05-09 | Cathodically Protected | Safe Suction (Euro)
650036 | 2 |  | 1998-10-01 |  | 1998-10-01 |  | Currently in Use | Diesel | 3000 | Steel-Impressed Current | 1966-05-11 | Steel (Impressed Current) | Safe Suction (Euro)
650036 | 3 |  | 1998-10-01 |  | 1998-10-01 |  | Currently in Use | Gas (Historical Use) | 4000 | Steel-Impressed Current | 1966-05-11 | Steel (Impressed Current) | Safe Suction (Euro)
650036 | 4 |  | 1998-10-01 |  | 1998-10-01 |  | Currently in Use | Gas (Historical Use) | 4000 | Steel-Impressed Current | 1966-05-11 | Steel (Impressed Current) | Safe Suction (Euro)
650036 | 5 |  | 1998-10-01 |  | 1998-10-01 |  | Currently in Use | Gas (Historical Use) | 4000 | Steel-Impressed Current | 1969-05-10 | Steel (Impressed Current) | Safe Suction (Euro)
650036 | 6 | [5 empty] | Removed from Ground | Gas (Historical Use) | 9000 | Bare Steel | 1976-05-08 | Galvanized Steel
650037 | 1 | Flapper Valve | 1998-10-01 |  | 1998-10-01 |  | Currently in Use | Gas (Historical Use) | 6000 | Steel-Impressed Current | 1983-08-01 | Steel (Impressed Current) | Pressurized
650037 | 2 | Flapper Valve | 1998-10-01 | no | 1998-10-01 | no | Currently in Use | Plus | 6000 | Steel-Impressed Current | 1998-12-01 | Steel (Impressed Current) | Pressurized
650037 | 3 | Flapper Valve | 1998-10-01 | no | 1998-10-01 | no | Currently in Use | Premium | 6000 | Steel-Impressed Current | 1998-12-01 | Steel (Impressed Current) | Pressurized
650039 | 1 | [5 empty] | Removed from Ground | Diesel | 5000 | Bare Steel | 1975-05-09 | Galvanized Steel
650039 | 2 | [5 empty] | Removed from Ground | Gas (Historical Use) | 4000 | Bare Steel | 1975-05-09 | Galvanized Steel
650039 | 3 | [5 empty] | Removed from Ground | Gas (Historical Use) | 8000 | Bare Steel | 1975-05-09 | Galvanized Steel
650039 | 4 | [5 empty] | Removed from Ground | Gas (Historical Use) | 6000 | Bare Steel | 1975-05-09 | Galvanized Steel
650039 | 5 | Ball Float | 1991-07-01 | no | 1991-07-01 | no | Currently in Use | Diesel | 6000 | Galvanic (STIP-3) | 1991-07-25 | Fiberglass Reinforced Plastic | Pressurized
650039 | 6 | Flapper Valve | 1991-07-01 | no | 1991-07-01 | no | Currently in Use | Diesel | 4000 | Galvanic (STIP-3) | 1991-07-25 | Fiberglass Reinforced Plastic | Pressurized
650039 | 7 | Flapper Valve | 1991-07-01 | no | 1991-07-01 | no | Currently in Use | E-10 | 10000 | Galvanic (STIP-3) | 1991-07-25 | Fiberglass Reinforced Plastic | Pressurized
650039 | 8 | Flapper Valve | 1991-07-01 | no | 1991-07-01 | no | Currently in Use | Premium | 6000 | Galvanic (STIP-3) | 1991-07-25 | Fiberglass Reinforced Plastic | Pressurized
650040 | 1 | [5 empty] | Closed in Ground | Diesel | 1000 | Bare Steel | 1950-11-01 | Galvanized Steel
650040 | 2 | [5 empty] | Closed in Ground | Diesel | 500 | Bare Steel | 1950-11-01 | Galvanized Steel
650040 | 3 | [5 empty] | Removed from Ground | E-10 | 3000 | Bare Steel | 1971-05-09 | Galvanized Steel | Suction (American)
650040 | 4 | [5 empty] | Removed from Ground | E-10 | 3000 | Bare Steel | 1971-05-09 | Galvanized Steel | Suction (American)
650040 | 5 | [5 empty] | Removed from Ground | Diesel | 3000 | Bare Steel | 1971-05-09 | Galvanized Steel | Suction (American)
650040 | 6 | [5 empty] | Removed from Ground | Diesel | 1000 | Bare Steel | 1983-01-01 | Galvanized Steel | Suction (American)
650040 | 7 | [5 empty] | Removed from Ground | Diesel | 500 | Bare Steel | 1983-01-01 | Galvanized Steel
650040 | 8A |  | 1998-12-30 |  | 1998-12-30 |  | Temporarily out of use | Gas (Historical Use) | 1000 | Composite | 1998-11-30 | Fiberglass Reinforced Plastic | Safe Suction (Euro)
650040 | 8B |  | 1998-12-30 | no | 1998-12-30 | no | Temporarily out of use | Gas (Historical Use) | 1000 | Composite |  | Fiberglass Reinforced Plastic | Safe Suction (Euro)
650040 | 8C |  | 1998-12-30 | no | 1998-12-30 | no | Temporarily out of use | Gas (Historical Use) | 1000 | Composite |  | Fiberglass Reinforced Plastic | Safe Suction (Euro)
650041 | 1 | [5 empty] | Removed from Ground | Diesel | 500 | Bare Steel | 1956-05-13 | Galvanized Steel
650041 | 2 | [5 empty] | Removed from Ground | Diesel | 2000 | Bare Steel | 1961-05-12 | Galvanized Steel
650042 | 1 | [5 empty] | Removed from Ground | Diesel | 3000 | Bare Steel | 1956-05-13 | Galvanized Steel
650046 | 1 |  | 1999-02-01 | no | 1999-02-01 | no | Temporarily out of use | Gas (Historical Use) | 6000 | Steel-Impressed Current | 1984-05-08 | Fiberglass Reinforced Plastic
650046 | 2 |  | 1999-02-01 |  | 1999-02-01 |  | Temporarily out of use | Gas (Historical Use) | 6000 | Steel-Impressed Current | 1984-05-08 | Fiberglass Reinforced Plastic
650046 | 3 |  | 1999-02-01 |  | 1999-02-01 |  | Temporarily out of use | Gas (Historical Use) | 6000 | Steel-Impressed Current | 1984-05-08 | Fiberglass Reinforced Plastic
650046 | 4 |  | 1999-02-01 |  | 1999-02-01 |  | Temporarily out of use | Diesel | 3000 | Steel-Impressed Current | 1984-05-08 | Fiberglass Reinforced Plastic
650047 | 1 | [5 empty] | Removed from Ground | Gas (Historical Use) | 6000 | Bare Steel | 1974-05-11 | Galvanized Steel | Pressurized
650047 | 2 | [5 empty] | Removed from Ground | Gas (Historical Use) | 6000 | Bare Steel | 1974-05-11 | Galvanized Steel | Pressurized
650047 | 216396 | Flapper Valve | 1994-03-01 | no | 1994-03-01 | no | Currently in Use | Diesel | 8200 | Galvanic (STIP-3) | 1994-02-09 | Double-Walled Flex | Pressurized
650047 | 216397 | Flapper Valve | 1994-03-01 | no | 1994-03-01 | no | Currently in Use | Premium | 8200 | Galvanic (STIP-3) | 1994-02-09 | Fiberglass Reinforced Plastic | Pressurized
650047 | 216398 | Flapper Valve | 1994-03-01 | no | 1994-03-01 | no | Currently in Use | E-10 | 8200 | Galvanic (STIP-3) | 1994-02-09 | Double-Walled Flex | Pressurized
650047 | 3 | [5 empty] | Removed from Ground | Gas (Historical Use) | 6000 | Bare Steel | 1974-05-11 | Galvanized Steel | Pressurized
650047 | 4 | [5 empty] | Removed from Ground | Gas (Historical Use) | 1000 | Bare Steel | 1974-05-11 | Galvanized Steel | Pressurized
650047 | 5 | [5 empty] | Removed from Ground | Gas (Historical Use) | 2000 | Bare Steel | 1974-05-11 | Galvanized Steel | Pressurized
650047 | 6 | [5 empty] | Removed from Ground | Gas (Historical Use) | 4000 | Bare Steel | 1974-05-11 | Galvanized Steel | Pressurized
650048 | 1 | [5 empty] | Currently in Use | Gas (Historical Use) | 1000 | Bare Steel |  | Galvanized Steel
650050 | 1 | [5 empty] | Removed from Ground | Gas (Historical Use) | 1000 | Bare Steel | 1980-05-09 | Galvanized Steel
650050 | 2 | [5 empty] | Removed from Ground | Diesel | 250 | Bare Steel | 1980-05-09 | Bare Steel
650051 | 1 | Flapper Valve | 1986-01-01 | no | 1986-01-01 | no | Currently in Use | E-10 | 6000 | Composite | 1986-01-01 | Fiberglass Reinforced Plastic | Pressurized
650051 | 2 | Flapper Valve | 1986-01-01 | no | 1986-01-01 | no | Temporarily out of use | Gas (Historical Use) | 8000 | Composite | 1986-01-01 | Fiberglass Reinforced Plastic | Pressurized
650051 | 3 | Flapper Valve | 1986-01-01 | no | 1986-01-01 | no | Currently in Use | Premium | 8000 | Composite | 1986-01-01 | Fiberglass Reinforced Plastic | Pressurized
650052 | 1 |  | 1998-05-01 |  | 1998-05-01 |  | Removed from Ground | Gas (Historical Use) | 8000 | Steel-Impressed Current | 1985-05-08 | Cathodically Protected | Suction (American)
650052 | 2 |  | 1998-05-01 |  | 1998-05-01 |  | Removed from Ground | Gas (Historical Use) | 6000 | Steel-Impressed Current | 1985-05-08 | Cathodically Protected | Suction (American)
650052 | 3 |  | 1998-10-10 |  | 1998-10-10 |  | Removed from Ground | Gas (Historical Use) | 6000 | Steel-Impressed Current | 1985-05-08 | Cathodically Protected | Suction (American)
650052 | 4A | Ball Float | 2002-11-04 | no | 2002-11-04 | no | Currently in Use | E-10 | 10000 | Composite | 2002-11-04 | Fiberglass Reinforced Plastic | Pressurized
650052 | 4B | Ball Float | 2002-11-04 | no | 2002-11-04 | no | Currently in Use | Premium | 5000 | Composite | 2002-11-04 | Fiberglass Reinforced Plastic | Pressurized
650053 | 1 | [5 empty] | Removed from Ground | Gas (Historical Use) | 560 | Bare Steel | 1981-05-09 | Galvanized Steel | Suction (American)
650053 | 2 | [5 empty] | Removed from Ground | Gas (Historical Use) | 560 | Bare Steel | 1981-05-09 | Galvanized Steel | Suction (American)
650054 | 1 | [5 empty] | Removed from Ground | Gas (Historical Use) | 2000 | Bare Steel | 1976-05-10 | Galvanized Steel
650054 | 2 | [5 empty] | Removed from Ground | Gas (Historical Use) | 2000 | Bare Steel | 1976-05-10 | Galvanized Steel
650055 | 1 |  | 1988-02-01 |  | 1988-02-01 |  | Removed from Ground | Gas (Historical Use) | 6000 | Bare Steel | 1976-05-10 | Galvanized Steel
650055 | 2 |  | 1988-02-01 |  | 1988-02-01 |  | Removed from Ground | Gas (Historical Use) | 4000 | Bare Steel | 1976-05-10 | Galvanized Steel
650055 | 3 |  | 1988-02-01 | no | 1988-02-01 | yes | Currently in Use | E-10 | 8200 | Composite | 1988-02-01 | Fiberglass Reinforced Plastic | Pressurized
650055 | 4 |  | 1988-02-01 | no | 1988-02-01 | yes | Temporarily out of use | Premium | 8200 | Fiberglass | 1988-02-01 | Fiberglass Reinforced Plastic | Pressurized
650056 | 1 | Flapper Valve | 1998-09-24 | no | 1998-09-24 | no | Currently in Use | E-10 | 8000 | Steel-Impressed Current | 1981-05-09 | Steel (Impressed Current) | Safe Suction (Euro)
650056 | 2 | Flapper Valve | 1998-09-24 | no | 1998-09-24 | no | Currently in Use | Plus | 4000 | Steel-Impressed Current | 1981-05-09 | Steel (Impressed Current) | Safe Suction (Euro)
650056 | 3 | Flapper Valve | 1998-09-24 | no | 1998-09-24 | no | Currently in Use | Diesel | 4000 | Steel-Impressed Current | 1981-05-09 | Steel (Impressed Current) | Safe Suction (Euro)
650057 | 1 | [5 empty] | Removed from Ground | Gas (Historical Use) | 3000 | Bare Steel | 1966-05-13 | Galvanized Steel
650057 | 2 | [5 empty] | Removed from Ground | Gas (Historical Use) | 3000 | Bare Steel | 1966-05-13 | Galvanized Steel
650057 | 3 | [5 empty] | Removed from Ground | Gas (Historical Use) | 2000 | Bare Steel | 1977-05-10 | Galvanized Steel
650058 | 1 | [5 empty] | Permanently Out of Use - historical purposes | Gas (Historical Use) | 1000 | Bare Steel | 1968-05-12 | Galvanized Steel
650058 | 2 | [5 empty] | Permanently Out of Use - historical purposes | Gas (Historical Use) | 1000 | Bare Steel | 1968-05-12 | Galvanized Steel
650058 | 3 | [5 empty] | Removed from Ground | Gas (Historical Use) | 560 | Bare Steel | 1976-01-01 | Galvanized Steel
650059 | 1A |  | 1998-09-18 |  | 1998-09-18 |  | Removed from Ground | Gas (Historical Use) | 1000 | Bare Steel | 1971-05-12 | Galvanized Steel | Suction (American)
650059 | 1B | [5 empty] | Removed from Ground | Gas (Historical Use) | 1000 | Bare Steel | 1971-05-12 | Galvanized Steel | Suction (American)
650059 | 3 | [5 empty] | Permanently Out Of Use | Gas (Historical Use) | 560 | Bare Steel | 1976-05-10 | Galvanized Steel
650059 | 4 | Flapper Valve | 1998-09-08 | no | 1998-09-08 | no | Temporarily out of use | Diesel | 2000 | Fiberglass | 1998-09-08 | Fiberglass Reinforced Plastic | Safe Suction (Euro)
650059 | 5 | Flapper Valve | 1998-09-08 |  | 1998-09-08 |  | Currently in Use | Gas (Historical Use) | 2000 | Fiberglass | 1998-09-08 | Fiberglass Reinforced Plastic | Safe Suction (Euro)
650060 | 1 | [5 empty] | Removed from Ground | Empty | 560 | Bare Steel | 1971-05-12 | Galvanized Steel
650060 | 2 | [5 empty] | Removed from Ground | Empty | 560 | Bare Steel | 1971-05-12 | Galvanized Steel
650061 | 1 | [5 empty] | Removed from Ground | Gas (Historical Use) | 560 | Bare Steel | 1969-05-12 | Galvanized Steel
650061 | 2 | [5 empty] | Removed from Ground | Gas (Historical Use) | 560 | Bare Steel | 1969-05-12 | Galvanized Steel
650062 | 1 | [5 empty] | Closed in Ground | Gas (Historical Use) | 3000 | Bare Steel | 1966-05-12 | Galvanized Steel | Suction (American)
650063 | 1 | [5 empty] | Removed from Ground | Diesel | 10000 | Bare Steel | 1973-05-10 | Galvanized Steel | Pressurized
650063 | 2 | [5 empty] | Removed from Ground | Diesel | 10000 | Bare Steel | 1973-05-10 | Galvanized Steel | Pressurized
650063 | 3 | [5 empty] | Removed from Ground | Empty | 8000 | Fiberglass | 1973-05-10 | Galvanized Steel
650063 | 4 |  |  | yes |  | yes | Removed from Ground | Used Oil | 500 | Bare Steel | 1973-05-10 | Galvanized Steel | Safe Suction (Euro)
650064 | 1 | Flapper Valve | 1994-12-22 | no | 1994-12-22 | no | Currently in Use | Premium | 6000 | Steel-Impressed Current | 2003-02-24 | Fiberglass Reinforced Plastic | Pressurized
650064 | 2 | Flapper Valve | 1994-12-22 | no | 1994-12-22 | no | Currently in Use | E-10 | 8000 | Steel-Impressed Current | 2003-01-24 | Fiberglass Reinforced Plastic | Pressurized
650064 | 3 | Flapper Valve | 1994-12-22 | no | 1994-12-22 | no | Currently in Use | Plus | 6000 | Steel-Impressed Current | 2003-02-24 | Fiberglass Reinforced Plastic | Pressurized
650065 | 96840 |  | 1987-10-01 |  | 1987-10-01 |  | Removed from Ground | Gas (Historical Use) | 6000 | Galvanic (STIP-3) | 1987-10-27 | Fiberglass Reinforced Plastic | Pressurized
650065 | 96843 |  | 1987-10-01 |  | 1987-10-01 |  | Removed from Ground | Gas (Historical Use) | 6000 | Galvanic (STIP-3) | 1987-10-27 | Fiberglass Reinforced Plastic | Pressurized
650065 | 98659 |  | 1987-10-01 |  | 1987-10-01 |  | Removed from Ground | Gas (Historical Use) | 6000 | Galvanic (STIP-3) | 1987-10-27 | Fiberglass Reinforced Plastic | Pressurized
650065 | T1 | [5 empty] | Removed from Ground | Gas (Historical Use) | 6000 | Bare Steel | 1987-10-25 | Galvanized Steel
650065 | T2 | [5 empty] | Removed from Ground | Gas (Historical Use) | 6000 | Bare Steel | 1987-10-25 | Galvanized Steel
650065 | T3 | [5 empty] | Removed from Ground | Gas (Historical Use) | 4000 | Bare Steel | 1987-10-25 | Galvanized Steel
650065 | T5 |  |  | yes |  | yes | Removed from Ground | Used Oil | 550 | Bare Steel | 1991-08-23 | Galvanized Steel
650066 | 1 | [5 empty] | Removed from Ground | Diesel | 1000 | Epoxy | 1979-05-10 | Bare Steel
650068 | 1 | [5 empty] | Removed from Ground | Diesel | 3000 | Bare Steel | 1953-05-16 | Galvanized Steel | Suction (American)
650068 | 2 | [5 empty] | Removed from Ground | Gas (Historical Use) | 4000 | Bare Steel | 1953-05-16 | Galvanized Steel | Suction (American)
650068 | 3 | [5 empty] | Removed from Ground | Gas (Historical Use) | 4000 | Bare Steel | 1953-05-16 | Galvanized Steel
650068 | 4 | [5 empty] | Removed from Ground | Gas (Historical Use) | 3000 | Bare Steel | 1953-05-16 | Galvanized Steel
650068 | 5 |  |  | yes |  | yes | Removed from Ground | Used Oil | 560 | Bare Steel | 1953-05-16 | Galvanized Steel
650068 | 6 | [5 empty] | Removed from Ground | Kerosene | 560 | Bare Steel | 1953-05-16 | Galvanized Steel
650068 | 7 | [5 empty] | Removed from Ground | Gas (Historical Use) | 3006 | Cathodically Protected Steel | 1987-01-01 | Galvanized Steel | Suction (American)
650070 | 1 | [5 empty] | Removed from Ground | Gas (Historical Use) | 1012 | Bare Steel | 1976-05-10 | Galvanized Steel | Suction (American)
650070 | 2 | [5 empty] | Closed in Ground | Gas (Historical Use) | 1012 | Bare Steel | 1976-05-10 | Galvanized Steel | Suction (American)
650070 | 3A | Flapper Valve | 1997-08-15 | no | 1997-08-15 | no | Currently in Use | Diesel | 2000 | Fiberglass Double Walled | 1994-05-18 | Steel/FG Secondary containment | Safe Suction (Euro)
650070 | 3B | Flapper Valve | 1997-08-15 | no | 1997-08-15 | no | Currently in Use | E-10 | 2000 | Fiberglass Double Walled | 1997-08-15 | Steel/FG Secondary containment | Safe Suction (Euro)
650072 | 1 | [5 empty] | Closed in Ground | Gas (Historical Use) | 1000 | Bare Steel | 1962-05-11 | Galvanized Steel
650072 | 2 | [5 empty] | Closed in Ground | Gas (Historical Use) | 500 | Bare Steel | 1962-05-11 | Galvanized Steel
650072 | 3 | [5 empty] | Closed in Ground | Gas (Historical Use) | 500 | Bare Steel | 1962-05-11 | Galvanized Steel
650072 | 4 | [5 empty] | Closed in Ground | Kerosene | 280 | Bare Steel | 1962-05-11 | Galvanized Steel
650073 | 1 | [5 empty] | Permanently Out of Use - historical purposes | Empty | 1000 | Bare Steel | 1976-05-07 | Galvanized Steel | Suction (American)
650073 | 2 | [5 empty] | Permanently Out of Use - historical purposes | Empty | 1000 | Bare Steel | 1976-05-07 | Galvanized Steel | Suction (American)
650073 | 3 | [5 empty] | Permanently Out of Use - historical purposes | Empty | 1000 | Bare Steel | 1976-05-07 | Galvanized Steel | Suction (American)
650074 | 1 | [5 empty] | Removed from Ground | Diesel | 3000 | Bare Steel | 1998-06-10 | Galvanized Steel
650074 | 2 | [5 empty] | Removed from Ground | Diesel | 3000 | Bare Steel | 1998-06-10 | Galvanized Steel
650075 | 1 | [5 empty] | Removed from Ground | Gas (Historical Use) | 4000 | Bare Steel | 1961-05-14 | Galvanized Steel
650075 | 2 | [5 empty] | Removed from Ground | Gas (Historical Use) | 4000 | Bare Steel | 1961-05-14 | Galvanized Steel
650075 | 3 | [5 empty] | Removed from Ground | Diesel | 2000 | Bare Steel | 1961-05-14 | Galvanized Steel
650080 | 1 | Overfill Alarm | 1997-04-20 | no | 1997-04-20 | no | Currently in Use | Diesel | 4000 | Steel-Impressed Current | 2004-01-05 | Fiberglass Reinforced Plastic | Pressurized
650080 | 2 | Overfill Alarm | 1997-04-20 | no | 1997-04-20 | no | Currently in Use | E-10 | 4000 | Steel-Impressed Current | 2004-01-05 | Fiberglass Reinforced Plastic | Pressurized
650080 | 3 | Overfill Alarm | 1997-04-20 | no | 1997-04-20 | no | Currently in Use | Plus | 4000 | Steel-Impressed Current | 2004-01-05 | Fiberglass Reinforced Plastic | Pressurized
650080 | 4 | Overfill Alarm | 1997-04-20 |  | 1997-04-20 |  | Currently in Use | Gas (Historical Use) | 4000 | Steel-Impressed Current | 1974-05-16 | Fiberglass Reinforced Plastic | Pressurized
652000 | 1 |  | 1987-01-01 | no | 1987-01-01 | no | Currently in Use | E-10 | 6000 | Composite | 1987-11-04 | Fiberglass Reinforced Plastic | Pressurized
652000 | 2 |  | 1987-01-01 | no | 1987-01-01 | no | Currently in Use | Plus | 8200 | Composite | 1987-11-04 | Fiberglass Reinforced Plastic | Pressurized
652000 | 3 |  | 1987-01-01 | no | 1987-01-01 | no | Currently in Use | Premium | 8200 | Composite | 1987-11-04 | Fiberglass Reinforced Plastic | Pressurized
660001 | 1 | [5 empty] | Removed from Ground | Gas (Historical Use) | 1000 | Bare Steel | 1982-04-05 | Galvanized Steel
660003 | 1 |  | 1998-07-29 |  | 1998-07-29 |  | Removed from Ground | Diesel | 7200 | Steel-Impressed Current | 1973-01-01 | Fiberglass Reinforced Plastic | Safe Suction (Euro)
660003 | 2 |  | 1998-07-29 |  | 1998-07-29 |  | Removed from Ground | Gas (Historical Use) | 10000 | Steel-Impressed Current | 1976-01-01 | Fiberglass Reinforced Plastic | Safe Suction (Euro)
660008 | 1 | [5 empty] | Removed from Ground | Gas (Historical Use) | 1000 | Bare Steel | 1970-03-03 | Galvanized Steel
660013 | 1 | [5 empty] | Removed from Ground | Diesel | 8000 | Bare Steel | 1971-03-21 | Galvanized Steel
660013 | 2 | [5 empty] | Removed from Ground | Diesel | 6000 | Bare Steel | 1976-03-19 | Galvanized Steel
660013 | 3 | [5 empty] | Removed from Ground | Gas (Historical Use) | 8000 | Bare Steel | 1966-03-22 | Galvanized Steel
660013 | 4 | [5 empty] | Removed from Ground | Gas (Historical Use) | 6000 | Bare Steel | 1976-03-19 | Galvanized Steel
660013 | 5 | [5 empty] | Removed from Ground | Gas (Historical Use) | 6000 | Bare Steel | 1966-03-22 | Galvanized Steel
660014 | 10212-1 | [5 empty] | Removed from Ground | Empty | 540 | Marked Unknown | 1989-04-01 | Unknown
660014 | 212D1 | [5 empty] | Removed from Ground | Diesel | 1020 | Bare Steel | 1973-05-02 | Galvanized Steel | Suction (American)
660014 | 212G1 | [5 empty] | Removed from Ground | Gas (Historical Use) | 2000 | Cathodically Protected Steel | 1988-04-13 | Galvanized Steel | Suction (American)
660015 | 1 | [5 empty] | Removed from Ground | Gas (Historical Use) | 3000 | Bare Steel | 1981-05-02 | Galvanized Steel | Pressurized
660015 | 2 | [5 empty] | Removed from Ground | Gas (Historical Use) | 3000 | Bare Steel | 1981-05-02 | Galvanized Steel | Suction (American)
660015 | 3 | [5 empty] | Removed from Ground | Gas (Historical Use) | 2000 | Bare Steel | 1981-05-02 | Galvanized Steel | Suction (American)
660017 | 1 | [5 empty] | Closed in Ground | Other | 500 | Bare Steel | 1966-05-06 | Galvanized Steel
660017 | 2 | [5 empty] | Currently in Use | Diesel | 1000 | Bare Steel | 1966-05-06 | Galvanized Steel
660018 | 1 |  | 1995-10-01 |  | 1995-10-01 |  | Currently in Use | Gas (Historical Use) | 6000 | Fiberglass | 1980-05-01 | Fiberglass Reinforced Plastic | Pressurized
660018 | 2 |  | 1995-10-01 |  | 1995-10-01 |  | Currently in Use | Gas (Historical Use) | 10000 | Fiberglass | 1980-05-01 | Fiberglass Reinforced Plastic | Pressurized
660018 | 3 |  | 1995-10-01 |  | 1995-10-01 |  | Currently in Use | Gas (Historical Use) | 10000 | Fiberglass | 1980-05-01 | Fiberglass Reinforced Plastic | Pressurized
660018 | 4 |  | 1995-10-01 |  | 1995-10-01 |  | Currently in Use | Diesel | 10000 | Fiberglass | 1980-05-01 | Fiberglass Reinforced Plastic | Pressurized
660018 | 5 |  | 1995-10-01 |  | 1995-10-01 |  | Currently in Use | Diesel | 10000 | Fiberglass | 1980-05-01 | Fiberglass Reinforced Plastic | Safe Suction (Euro)
660019 | 1 | Flapper Valve | 1998-04-01 |  | 1998-04-01 |  | Currently in Use | Gas (Historical Use) | 10000 | Steel-Impressed Current | 1976-05-03 | Double Walled
660019 | 2 | Flapper Valve | 1998-04-01 |  | 1998-04-01 |  | Currently in Use | Gas (Historical Use) | 8000 | Steel-Impressed Current | 1976-05-03 | Double Walled
660019 | 3 | Flapper Valve | 1998-04-01 |  | 1998-04-01 |  | Currently in Use | Gas (Historical Use) | 8000 | Steel-Impressed Current | 1976-05-03 | Double Walled
660020 | 1 |  | 1998-08-01 | no | 1998-08-01 | no | Currently in Use | Gas (Historical Use) | 10000 | Steel-Impressed Current | 2017-02-22 |  | Suction (American)
660020 | 2 |  | 1998-08-01 | no | 1998-08-01 | no | Currently in Use | Gas (Historical Use) | 8000 | Steel-Impressed Current | 2017-02-22 |  | Suction (American)
660020 | 3 |  | 1998-08-01 | no | 1998-08-01 | no | Currently in Use |  | 8000 | Steel-Impressed Current | 2017-02-22 |  | Suction (American)
660021 | 1 | [5 empty] | Removed from Ground | Diesel | 500 | Bare Steel | 1985-04-04 | Bare Steel
660022 | 1 | [5 empty] | Closed in Ground | Diesel | 5000 | Bare Steel | 2001-07-01 | Galvanized Steel
660022 | 2 | [5 empty] | Closed in Ground | Empty | 4000 | Bare Steel | 2001-07-01 | Galvanized Steel
660025 | 1 |  | 1993-04-01 |  | 1993-04-01 |  | Currently in Use | Gas (Historical Use) | 10000 | Cathodically Protected Steel | 1976-05-09 | Fiberglass Reinforced Plastic | Pressurized
660025 | 2 |  | 1993-04-01 |  | 1993-04-01 |  | Currently in Use | Gas (Historical Use) | 10000 | Cathodically Protected Steel | 1976-05-09 | Fiberglass Reinforced Plastic | Pressurized
660025 | 3 |  | 1993-04-01 |  | 1993-04-01 |  | Currently in Use | Gas (Historical Use) | 10000 | Cathodically Protected Steel | 1976-05-09 | Fiberglass Reinforced Plastic | Pressurized
660025 | 4 |  | 1993-04-01 |  | 1993-04-01 |  | Currently in Use | Diesel | 10000 | Cathodically Protected Steel | 1976-05-09 | Fiberglass Reinforced Plastic | Pressurized
660027 | 1 | [5 empty] | Closed in Ground | Gas (Historical Use) | 550 | Bare Steel | 1961-05-13 | Galvanized Steel
660027 | 2 | [5 empty] | Closed in Ground | Gas (Historical Use) | 550 | Bare Steel | 1961-05-13 | Galvanized Steel
660028 | 1 | [5 empty] | Closed in Ground | Gas (Historical Use) | 8000 | Bare Steel | 1971-05-11 | Galvanized Steel
660028 | 2 | [5 empty] | Closed in Ground | Gas (Historical Use) | 8000 | Bare Steel | 1971-05-11 | Galvanized Steel
660028 | 3 | [5 empty] | Closed in Ground | Gas (Historical Use) | 8000 | Bare Steel | 1971-05-11 | Galvanized Steel
660029 | 1 | [5 empty] | Closed in Ground | Diesel | 8000 | Bare Steel | 1972-05-10 | Galvanized Steel
660030 | 1 | [5 empty] | Closed in Ground | Gas (Historical Use) | 1000 | Bare Steel | 1971-02-01 | Galvanized Steel
660030 | 2 | [5 empty] | Closed in Ground | Gas (Historical Use) | 1000 | Bare Steel | 1971-02-01 | Galvanized Steel
660031 | 1 | [5 empty] | Removed from Ground | Empty | 1000 | Bare Steel | 1966-05-12 | Galvanized Steel | Safe Suction (Euro)
660031 | 2 | [5 empty] | Removed from Ground | Empty | 550 | Bare Steel | 1966-05-12 | Galvanized Steel | Safe Suction (Euro)
660032 | 1 | [5 empty] | Permanently Out Of Use | Gas (Historical Use) | 1000 | Bare Steel | 1968-05-11 | Galvanized Steel
660032 | 2 | [5 empty] | Permanently Out Of Use | Gas (Historical Use) | 1000 | Bare Steel | 1968-05-11 | Galvanized Steel
660033 | 1 | [5 empty] | Removed from Ground | Gas (Historical Use) | 1000 | Bare Steel | 1971-05-11 | Galvanized Steel
660034 | 1 |  | 1998-11-01 |  | 1998-11-01 |  | Temporarily out of use | Gas (Historical Use) | 4000 | Steel-Impressed Current | 1966-05-12 | Cathodically Protected | Safe Suction (Euro)
660034 | 2 | [5 empty] | Permanently Out Of Use | Empty | 4000 | Bare Steel | 1966-05-12 | Galvanized Steel
660034 | 3 |  | 1998-11-01 |  | 1998-11-01 |  | Temporarily out of use | Kerosene | 6000 | Steel-Impressed Current | 1974-05-10 | Cathodically Protected | Safe Suction (Euro)
660034 | 4 | [5 empty] | Permanently Out Of Use | Empty | 2000 | Bare Steel | 1962-07-01 | Galvanized Steel
660034 | 5 | [5 empty] | Permanently Out Of Use | Empty | 1000 | Bare Steel | 1962-07-01 | Galvanized Steel
660035 | 1 | [5 empty] | Closed in Ground | Gas (Historical Use) | 1000 | Bare Steel | 1961-05-11 | Galvanized Steel
660035 | 2 | [5 empty] | Closed in Ground | Gas (Historical Use) | 550 | Bare Steel | 1969-06-01 | Galvanized Steel
660036 | 1 |  | 1994-12-01 | no | 1994-12-01 | no | Removed from Ground | Gas (Historical Use) | 1000 |  | 1979-05-09 | Cathodically Protected
660036 | 2 |  | 1994-12-01 | no | 1994-12-01 | no | Removed from Ground | Gas (Historical Use) | 2000 |  | 1979-05-09 | Cathodically Protected
660036 | 3 | Flapper Valve | 1994-12-01 | no | 1994-12-01 | no | Currently in Use | Gas (Historical Use) | 1000 | Galvanic (STIP-3) | 1991-05-01 | Cathodically Protected
660036 | 4 | Flapper Valve | 1994-12-01 | no | 1994-12-01 | no | Currently in Use | Gas (Historical Use) | 2000 | Galvanic (STIP-3) | 1991-05-01 | Cathodically Protected
660037 | 1 | [5 empty] | Permanently Out of Use - historical purposes | Gas (Historical Use) | 560 | Bare Steel | 1961-05-13 | Galvanized Steel
660038 | 1 | [5 empty] | Removed from Ground | Gas (Historical Use) | 1000 | Bare Steel | 1979-05-09 | Galvanized Steel | Suction (American)
660038 | 2 | [5 empty] | Removed from Ground | Gas (Historical Use) | 1000 | Bare Steel | 1979-05-09 | Galvanized Steel | Suction (American)
660038 | 3 | [5 empty] | Removed from Ground | Gas (Historical Use) | 1000 | Bare Steel | 1981-05-08 | Galvanized Steel | Suction (American)
660041 | 1 | [5 empty] | Removed from Ground | Diesel | 6000 | Bare Steel | 1966-05-12 | Galvanized Steel
660041 | 2 | [5 empty] | Removed from Ground | Gas (Historical Use) | 6000 | Bare Steel | 1966-05-12 | Galvanized Steel
660041 | 3 | [5 empty] | Removed from Ground | Diesel | 4000 | Cathodically Protected Steel | 1990-03-03 | Galvanized Steel | Suction (American)
660041 | 4 | [5 empty] | Removed from Ground | Gas (Historical Use) | 2000 | Bare Steel | 1984-05-07 | Galvanized Steel
660041 | 5 |  |  | yes |  | yes | Removed from Ground | Used Oil | 550 | Bare Steel | 1966-05-12 | Galvanized Steel
660041 | 6 | [5 empty] | Removed from Ground | Gas (Historical Use) | 4000 | Bare Steel | 1966-05-12 | Galvanized Steel
660041 | 7 | [5 empty] | Removed from Ground | Gas (Historical Use) | 4000 | Bare Steel | 1966-05-12 | Galvanized Steel
660041 | 8 | [5 empty] | Removed from Ground | Gas (Historical Use) | 550 | Bare Steel | 1966-05-12 | Galvanized Steel
660042 | 1 | [5 empty] | Removed from Ground | Gas (Historical Use) | 1000 | Bare Steel | 1978-06-01 | Galvanized Steel
660042 | 2 | [5 empty] | Removed from Ground | Gas (Historical Use) | 1000 | Bare Steel | 1978-06-01 | Galvanized Steel
660042 | 3 | [5 empty] | Removed from Ground | Gas (Historical Use) | 1000 | Bare Steel | 1978-06-01 | Galvanized Steel
660043 | 1 | [5 empty] | Closed in Ground | Diesel | 2000 | Bare Steel | 1956-05-14 | Galvanized Steel
660044 | 1 |  | 1993-12-15 |  | 1993-12-15 |  | Currently in Use | Gas (Historical Use) | 5000 | Galvanic (STIP-3) | 1993-12-15 | Fiberglass Reinforced Plastic | Suction (American)
660044 | 2 |  | 1993-12-15 |  | 1993-12-15 |  | Currently in Use | Gas (Historical Use) | 3000 | Galvanic (STIP-3) | 1993-12-15 | Fiberglass Reinforced Plastic | Suction (American)
660044 | 3 |  | 1993-12-15 |  | 1993-12-15 |  | Currently in Use | Gas (Historical Use) | 4000 | Galvanic (STIP-3) | 1993-12-15 | Fiberglass Reinforced Plastic | Suction (American)
660044 | 4 |  | 1993-12-15 |  | 1993-12-15 |  | Currently in Use | Diesel | 10000 | Galvanic (STIP-3) | 1993-12-15 | Fiberglass Reinforced Plastic | Pressurized
660044 | 5 |  | 2004-03-02 | no | 2004-03-02 | no | Currently in Use | Diesel | 10000 | Composite | 2004-03-02 | Fiberglass Reinforced Plastic | Pressurized
660045 | 1 | [5 empty] | Removed from Ground | Diesel | 1000 | Bare Steel | 1971-01-01 | Unknown
660046 | 1 | [5 empty] | Removed from Ground | Gas (Historical Use) | 1000 | Bare Steel | 1978-05-09 | Galvanized Steel | Suction (American)
660046 | 2 | [5 empty] | Removed from Ground | Gas (Historical Use) | 1000 | Bare Steel | 1976-05-09 | Galvanized Steel | Suction (American)
660046 | 3 | [5 empty] | Removed from Ground | Gas (Historical Use) | 1000 | Bare Steel | 1976-05-09 | Galvanized Steel | Suction (American)
660046 | 4 | [5 empty] | Removed from Ground | Gas (Historical Use) | 1000 | Bare Steel | 1976-05-09 | Galvanized Steel | Suction (American)
660046 | 5 |  | 1997-10-01 |  | 1997-10-01 |  | Temporarily out of use | Gas (Historical Use) | 1000 | Epoxy | 1997-10-01 | Fiberglass Reinforced Plastic | Safe Suction (Euro)
660046 | 6 |  | 1997-10-01 |  | 1997-10-01 |  | Temporarily out of use | Gas (Historical Use) | 1000 | Epoxy | 1997-10-01 | Fiberglass Reinforced Plastic | Safe Suction (Euro)
660046 | 7 |  | 1997-10-01 |  | 1997-10-01 |  | Temporarily out of use | Gas (Historical Use) | 1000 | Epoxy | 1997-10-01 | Fiberglass Reinforced Plastic | Safe Suction (Euro)
660051 | 1 | [5 empty] | Removed from Ground | Diesel | 1000 | Bare Steel | 1966-05-13 | Galvanized Steel
660051 | 2 | [5 empty] | Removed from Ground | Gas (Historical Use) | 1000 | Bare Steel | 1966-05-13 | Galvanized Steel
660051 | 3 | [5 empty] | Removed from Ground | Gas (Historical Use) | 1060 | Bare Steel | 1966-05-13 | Galvanized Steel
660052 | 1 | [5 empty] | Removed from Ground | Diesel | 1000 | Bare Steel | 1973-05-11 | Galvanized Steel | Safe Suction (Euro)
660052 | 2 | [5 empty] | Removed from Ground | Diesel | 1000 | Bare Steel | 1973-05-11 | Galvanized Steel | Safe Suction (Euro)
660052 | 3 | [5 empty] | Removed from Ground | Gas (Historical Use) | 6000 | Marked Unknown | 1994-03-23 | Unknown | Safe Suction (Euro)
660052 | 4 | [5 empty] | Removed from Ground | Gas (Historical Use) | 6000 | Marked Unknown | 1994-03-23 | Unknown | Safe Suction (Euro)
660052 | 5 | [5 empty] | Removed from Ground | Used Oil | 6000 | Marked Unknown | 1994-03-23 | Unknown | Safe Suction (Euro)
660052 | 6 | [5 empty] | Removed from Ground | Gas (Historical Use) | 10000 | Marked Unknown | 1994-03-23 | Unknown | Safe Suction (Euro)
660052 | 7 | [5 empty] | Removed from Ground | Empty | 1000 | Marked Unknown | 1994-03-23 | Unknown | Safe Suction (Euro)
660053 | 1 | [5 empty] | Closed in Ground | Diesel | 1000 | Bare Steel | 1961-05-14 | Galvanized Steel
660054 | 1 | [5 empty] | Removed from Ground | Gas (Historical Use) | 560 | Bare Steel | 1966-05-13 | Galvanized Steel
660054 | 2 | [5 empty] | Removed from Ground | Diesel | 560 | Bare Steel | 1966-05-13 | Galvanized Steel
660056 | 1 |  | 1986-07-19 |  | 1986-07-19 |  | Removed from Ground | Gas (Historical Use) | 10000 | Bare Steel | 1975-05-11 | Galvanized Steel
660056 | 2 |  | 1986-07-19 |  | 1986-07-19 |  | Removed from Ground | Gas (Historical Use) | 10000 | Bare Steel | 1975-05-11 | Galvanized Steel
660056 | 3 |  | 1986-07-19 |  | 1986-07-19 |  | Removed from Ground | Gas (Historical Use) | 10000 | Bare Steel | 1975-05-11 | Galvanized Steel
660056 | 4 |  | 1986-07-19 |  | 1986-07-19 |  | Removed from Ground | Diesel | 10000 | Bare Steel | 1975-05-11 | Galvanized Steel
660056 | 5 |  | 1986-07-19 |  |  |  | Removed from Ground | Diesel | 10000 | Bare Steel | 1975-05-11 | Galvanized Steel
660056 | 6 |  | 1986-07-19 |  |  |  | Removed from Ground | Diesel | 10000 | Bare Steel | 1975-05-11 | Galvanized Steel
660057 | 1 | [5 empty] | Removed from Ground | Diesel | 1000 | Bare Steel | 1984-05-08 | Unknown
660058 | 1 | [5 empty] | Removed from Ground | Other | 550 | Bare Steel | 1986-05-08 | Unknown
660060 | 1 | [5 empty] | Removed from Ground | Gas (Historical Use) | 2000 | Bare Steel | 1956-05-14 | Unknown
660060 | 2 | [5 empty] | Removed from Ground | Gas (Historical Use) | 3000 | Bare Steel | 1956-05-14 | Unknown
660060 | 3 | [5 empty] | Removed from Ground | Gas (Historical Use) | 3000 | Bare Steel | 1956-05-14 | Unknown
660060 | 4 | [5 empty] | Removed from Ground | Gas (Historical Use) | 3000 | Bare Steel | 1966-05-12 | Unknown
660060 | 5 |  |  | yes |  | yes | Removed from Ground | Used Oil | 550 | Bare Steel | 1956-05-14 | Unknown
660060 | 6 |  | 1991-06-19 |  | 1991-06-19 |  | Currently in Use | Gas (Historical Use) | 6000 | Galvanic (STIP-3) | 1991-06-19 | Fiberglass Reinforced Plastic | Pressurized
660060 | 7 |  | 1991-06-19 |  | 1991-06-19 |  | Currently in Use | Gas (Historical Use) | 6000 | Galvanic (STIP-3) | 1991-06-19 | Fiberglass Reinforced Plastic | Suction (American)
660060 | 8 |  | 1991-06-19 |  | 1991-06-19 |  | Currently in Use | Gas (Historical Use) | 6000 | Galvanic (STIP-3) | 1991-06-19 | Fiberglass Reinforced Plastic | Pressurized
660060 | 9 |  | 1991-06-19 |  | 1991-06-19 |  | Currently in Use | Kerosene | 1000 | Galvanic (STIP-3) | 1991-06-19 | Fiberglass Reinforced Plastic | Suction (American)
660061 | 1 | [5 empty] | Removed from Ground | Gas (Historical Use) | 500 | Bare Steel |  | Galvanized Steel
660061 | 2 | [5 empty] | Removed from Ground | Gas (Historical Use) | 500 | Bare Steel |  | Galvanized Steel
660061 | 3 | [5 empty] | Removed from Ground | Diesel | 500 | Bare Steel |  | Galvanized Steel
660062 | 1 | [5 empty] | Removed from Ground | Gas (Historical Use) | 2000 | Bare Steel | 1997-02-01 | Galvanized Steel | Suction (American)
660062 | 2 | [5 empty] | Removed from Ground | Gas (Historical Use) | 2000 | Bare Steel | 1997-02-01 | Galvanized Steel | Suction (American)
660062 | 3 | [5 empty] | Removed from Ground | Gas (Historical Use) | 2000 | Bare Steel | 1997-02-01 | Galvanized Steel | Suction (American)
660062 | 4 | [5 empty] | Closed in Ground | Gas (Historical Use) | 2000 | Bare Steel | 1984-06-01 | Galvanized Steel
660062 | 5A |  | 1997-05-05 |  | 1997-05-05 |  | Temporarily out of use | Diesel | 12000 | Epoxy | 1997-05-05 | Fiberglass Reinforced Plastic | Pressurized
660062 | 5B |  | 1997-05-05 | no | 1997-05-05 | no | Temporarily out of use | Gas (Historical Use) | 6000 | Epoxy | 1997-05-05 | Fiberglass Reinforced Plastic | Pressurized
660062 | 5C |  | 1997-05-05 | no | 1997-05-05 | no | Temporarily out of use | Gas (Historical Use) | 2000 | Epoxy | 1997-05-05 | Fiberglass Reinforced Plastic | Pressurized
660063 | 1 | [5 empty] | Removed from Ground | Gas (Historical Use) | 1000 | Bare Steel | 1974-04-20 | Galvanized Steel
660064 | 1 | [5 empty] | Removed from Ground | Gas (Historical Use) | 560 | Bare Steel | 1968-01-06 | Galvanized Steel
660064 | 2 | [5 empty] | Removed from Ground | Gas (Historical Use) | 2000 | Cathodically Protected Steel | 1986-01-01 | Cathodically Protected | Safe Suction (Euro)
660064 | 3 |  | 1991-04-05 |  | 1991-04-05 |  | Removed from Ground | Gas (Historical Use) | 1000 | Galvanic (STIP-3) | 1991-04-05 | Cathodically Protected | Safe Suction (Euro)
660064 | 4 |  | 1991-04-05 |  | 1991-04-05 |  | Removed from Ground | Diesel | 1000 | Galvanic (STIP-3) | 1991-04-05 | Cathodically Protected | Safe Suction (Euro)
660065 | 1 |  | 1989-11-01 | no | 1989-11-01 | no | Currently in Use | Gas (Historical Use) | 1000 | Galvanic (STIP-3) | 1985-05-19 | Bare Steel | Safe Suction (Euro)
660065 | 2 |  | 1989-11-01 | no | 1989-11-01 | no | Currently in Use | Gas (Historical Use) | 2000 | Galvanic (STIP-3) | 1985-05-19 | Bare Steel | Safe Suction (Euro)
660065 | 3 |  | 1989-11-01 | no | 1989-11-01 | no | Currently in Use | Gas (Historical Use) | 3000 | Galvanic (STIP-3) | 1989-11-01 | Bare Steel | Safe Suction (Euro)
660066 | 1 |  | 1987-10-01 |  | 1995-01-01 |  | Currently in Use | Gas (Historical Use) | 6000 | Galvanic (STIP-3) | 1987-11-04 | Galvanized Steel | Pressurized
660066 | 2 |  | 1987-10-01 |  | 1995-01-01 |  | Temporarily out of use | Gas (Historical Use) | 6000 | Galvanic (STIP-3) | 1987-11-04 | Galvanized Steel | Pressurized
660066 | 3 |  | 1987-10-01 |  | 1995-01-01 |  | Currently in Use | Gas (Historical Use) | 6000 | Galvanic (STIP-3) | 1987-11-04 | Galvanized Steel | Pressurized
670001 | 1 |  | 1996-05-01 |  | 1996-05-01 |  | Currently in Use | Gas (Historical Use) | 10000 | Steel-Impressed Current | 1981-05-09 | Fiberglass Reinforced Plastic | Pressurized
670001 | 2 |  | 1996-05-01 | no | 1996-05-01 | no | Currently in Use | Gas (Historical Use) | 10000 | Steel-Impressed Current | 1981-05-09 | Fiberglass Reinforced Plastic | Pressurized
670001 | 3 |  | 1996-05-01 |  | 1996-05-01 |  | Currently in Use | Gas (Historical Use) | 10000 | Steel-Impressed Current | 1981-05-09 | Fiberglass Reinforced Plastic | Pressurized
670001 | 4 |  | 1996-05-01 | no | 1996-05-01 | no | Currently in Use | Diesel | 10000 | Steel-Impressed Current | 1981-05-09 | Fiberglass Reinforced Plastic | Pressurized
670001 | 5 |  | 1996-05-01 | no | 1996-05-01 | no | Currently in Use | Diesel | 10000 | Steel-Impressed Current | 1981-05-09 | Fiberglass Reinforced Plastic
670001 | 6 |  | 1996-05-02 | no | 1996-05-02 | no | Currently in Use | Kerosene | 2000 | Steel-Impressed Current | 1996-05-02 | Fiberglass Reinforced Plastic | Pressurized
670002 | 1 | [5 empty] | Removed from Ground | Gas (Historical Use) | 10000 | Bare Steel | 1986-03-25 | Galvanized Steel
670002 | 2 | [5 empty] | Removed from Ground | Gas (Historical Use) | 5000 | Not Marked/Unknown | 1984-01-01 | Not Marked
670003 | 1 | [5 empty] | Removed from Ground | Gas (Historical Use) | 10000 | Fiberglass | 1985-04-30 | Galvanized Steel | Pressurized
670003 | 2 | [5 empty] | Removed from Ground | Gas (Historical Use) | 10000 | Fiberglass | 1985-04-30 | Fiberglass Reinforced Plastic | Pressurized
670003 | 3 | [5 empty] | Removed from Ground | Gas (Historical Use) | 10000 | Fiberglass | 1985-04-30 | Fiberglass Reinforced Plastic | Pressurized
670003 | 4 |  |  | yes |  | yes | Removed from Ground | Used Oil | 1000 | Fiberglass | 1985-04-30 | Fiberglass Reinforced Plastic | Gravity Fed
670003 | 5 | [5 empty] | Removed from Ground | Diesel | 550 | Bare Steel | 1968-12-01 | Copper | Suction (American)
670003 | 6 | Ball Float | 1994-01-01 |  | 1994-01-01 |  | Currently in Use | E-10 | 12000 | Fiberglass | 1994-11-29 | Fiberglass Reinforced Plastic | Pressurized
670003 | 7 | Ball Float | 1994-01-01 |  | 1994-01-01 |  | Currently in Use | E-10 | 12000 | Fiberglass | 1994-11-29 | Fiberglass Reinforced Plastic | Pressurized
670003 | 8 | Ball Float | 1994-01-01 |  | 1994-01-01 |  | Currently in Use | Gas (Historical Use) | 12000 | Fiberglass | 1994-11-29 | Fiberglass Reinforced Plastic | Pressurized
670004 | 1 | [5 empty] | Removed from Ground | Gas (Historical Use) | 10000 | Double Walled | 1978-01-03 | Fiberglass Reinforced Plastic | Pressurized
670004 | 2 | [5 empty] | Removed from Ground | Gas (Historical Use) | 10000 | Double Walled | 1978-01-03 | Fiberglass Reinforced Plastic | Pressurized
670004 | 3 | [5 empty] | Removed from Ground | Gas (Historical Use) | 10000 | Double Walled | 1978-01-03 | Fiberglass Reinforced Plastic | Pressurized
670004 | 4 | [5 empty] | Removed from Ground | Diesel | 10000 | Fiberglass | 1985-04-30 | Fiberglass Reinforced Plastic | Pressurized
670004 | 5 | Ball Float | 1993-10-07 |  | 1993-10-07 |  | Currently in Use | Gas (Historical Use) | 9684 | Fiberglass Double Walled | 1993-10-07 | Fiberglass Reinforced Plastic | Pressurized
670004 | 6 | Ball Float | 1993-10-07 |  | 1993-10-07 |  | Currently in Use | Gas (Historical Use) | 9684 | Fiberglass Double Walled | 1993-10-07 | Fiberglass Reinforced Plastic | Pressurized
670004 | 7 | Ball Float | 1993-10-07 |  | 1993-10-07 |  | Currently in Use | Gas (Historical Use) | 9684 | Fiberglass Double Walled | 1993-10-07 | Fiberglass Reinforced Plastic | Pressurized
670005 | 1 | [5 empty] | Removed from Ground | Gas (Historical Use) | 10000 | Fiberglass | 1985-04-30 | Fiberglass Reinforced Plastic | Pressurized
670005 | 2 | [5 empty] | Removed from Ground | Gas (Historical Use) | 10000 | Fiberglass | 1985-04-30 | Fiberglass Reinforced Plastic | Pressurized
670005 | 3 | [5 empty] | Removed from Ground | Gas (Historical Use) | 10000 | Fiberglass | 1985-04-30 | Fiberglass Reinforced Plastic | Pressurized
670006 | 1 | [5 empty] | Removed from Ground | Gas (Historical Use) | 10000 | Bare Steel | 1982-05-01 | Fiberglass Reinforced Plastic
670006 | 2 | [5 empty] | Removed from Ground | Gas (Historical Use) | 10000 | Bare Steel | 1982-05-01 | Galvanized Steel
670006 | 3 | [5 empty] | Permanently Out of Use - historical purposes | Gas (Historical Use) | 10000 | Bare Steel | 1982-05-01 | Galvanized Steel | Pressurized
670006 | 4 | [5 empty] | Removed from Ground | Gas (Historical Use) | 3000 | Not Marked/Unknown | 1985-04-30 | Galvanized Steel | Pressurized
670006 | 5 | [5 empty] | Removed from Ground | Gas (Historical Use) | 10000 | Bare Steel | 1982-05-01 | Galvanized Steel | Pressurized
670006 | 6 | Flapper Valve | 1991-12-01 | no | 1991-12-01 | no | Currently in Use |  | 12000 | Fiberglass | 1991-02-01 | Fiberglass Reinforced Plastic | Pressurized
670006 | 7 |  | 1991-12-01 |  | 1991-12-01 |  | Currently in Use | Gas (Historical Use) | 12000 | Fiberglass Double Walled | 1991-02-01 | Fiberglass Reinforced Plastic | Pressurized
670006 | 8 |  | 1991-12-01 | no | 1991-12-01 | no | Currently in Use | Diesel | 12000 | Fiberglass Double Walled | 1991-02-01 | Fiberglass Reinforced Plastic | Pressurized
670006 | 9 | [5 empty] | Removed from Ground | Diesel | 10000 | Fiberglass Double Walled | 1982-05-01 | Galvanized Steel
670007 | 1 | Flapper Valve | 1998-12-04 |  | 1998-12-04 |  | Currently in Use | Gas (Historical Use) | 5000 | Steel-Impressed Current | 1981-04-30 | Double-Walled Flex | Pressurized
670007 | 2 | Flapper Valve | 1998-12-04 |  | 1998-12-04 |  | Currently in Use | Gas (Historical Use) | 10000 | Steel-Impressed Current | 1981-04-30 | Double-Walled Flex | Pressurized
670007 | 3 | Flapper Valve | 1998-12-04 |  | 1998-12-04 |  | Currently in Use | Gas (Historical Use) | 10000 | Steel-Impressed Current | 1981-04-30 | Double-Walled Flex | Pressurized
670008 | 1 | [5 empty] | Removed from Ground | Gas (Historical Use) | 4000 | Bare Steel | 1972-06-01 | Galvanized Steel | Safe Suction (Euro)
670008 | 2 | [5 empty] | Removed from Ground | Gas (Historical Use) | 8000 | Bare Steel | 1972-06-01 | Galvanized Steel | Safe Suction (Euro)
670008 | 3 | [5 empty] | Removed from Ground | Gas (Historical Use) | 4000 | Bare Steel | 1972-06-01 | Galvanized Steel | Safe Suction (Euro)
670009 | 1 |  | 1998-08-20 |  | 1998-08-20 |  | Temporarily out of use | Gas (Historical Use) | 2000 | Steel-Impressed Current | 1985-04-29 | Cathodically Protected | Safe Suction (Euro)
670009 | 2 |  | 1998-08-20 |  | 1998-08-20 |  | Temporarily out of use | Gas (Historical Use) | 5000 | Steel-Impressed Current | 1985-04-29 | Cathodically Protected | Suction (American)
670009 | 3 |  | 1998-08-20 |  | 1998-08-20 |  | Temporarily out of use | Gas (Historical Use) | 5000 | Steel-Impressed Current | 1985-04-29 | Cathodically Protected | Safe Suction (Euro)
670009 | 4 |  | 1998-08-20 |  | 1998-08-20 |  | Temporarily out of use | Diesel | 2000 | Steel-Impressed Current | 1985-04-29 | Cathodically Protected | Safe Suction (Euro)
670010 | 1 | [5 empty] | Removed from Ground | Gas (Historical Use) | 4000 | Bare Steel | 1971-05-03 | Galvanized Steel | Suction (American)
670010 | 2 | [5 empty] | Removed from Ground | Gas (Historical Use) | 8000 | Bare Steel | 1979-05-01 | Galvanized Steel | Suction (American)
670010 | 3 | [5 empty] | Removed from Ground | Gas (Historical Use) | 8000 | Bare Steel | 1979-05-01 | Galvanized Steel | Suction (American)
670010 | 4 | [5 empty] | Removed from Ground | Gas (Historical Use) | 4000 | Bare Steel | 1971-05-03 | Galvanized Steel | Suction (American)
670011 | 1 | Overfill Alarm | 1994-12-04 |  | 1994-12-04 |  | Currently in Use | Gas (Historical Use) | 8000 | Steel-Impressed Current | 1984-04-29 | Fiberglass Reinforced Plastic | Pressurized
670011 | 2 | Overfill Alarm | 1994-12-04 |  | 1994-12-04 |  | Currently in Use | Gas (Historical Use) | 8000 | Steel-Impressed Current | 1984-04-29 | Fiberglass Reinforced Plastic | Pressurized
670011 | 3 | Overfill Alarm | 1994-12-04 |  | 1994-12-04 |  | Currently in Use | Gas (Historical Use) | 8000 | Steel-Impressed Current | 1984-04-29 | Fiberglass Reinforced Plastic | Pressurized
670011 | 4 | Overfill Alarm | 1994-12-04 |  | 1994-12-04 |  | Currently in Use | Diesel | 8000 | Steel-Impressed Current | 1984-04-29 | Fiberglass Reinforced Plastic | Pressurized
670012 | 1 |  | 1994-08-25 |  | 1994-08-25 |  | Temporarily out of use | Gas (Historical Use) | 10000 | Fiberglass | 1982-05-01 | Fiberglass Reinforced Plastic | Pressurized
670012 | 2 |  | 1994-08-25 |  | 1994-08-25 |  | Temporarily out of use | Gas (Historical Use) | 10000 | Fiberglass | 1982-05-01 | Fiberglass Reinforced Plastic | Pressurized
670012 | 3 |  | 1994-08-25 |  | 1994-08-25 |  | Temporarily out of use | Gas (Historical Use) | 10000 | Fiberglass | 1982-05-01 | Fiberglass Reinforced Plastic | Pressurized
670012 | 4 |  |  | yes |  | yes | Temporarily out of use | Used Oil | 1000 | Fiberglass | 1985-04-30 | Fiberglass Reinforced Plastic | Gravity Fed
670013 | 1 |  | 1997-11-19 |  | 1997-11-19 |  | Removed from Ground | Diesel | 10000 | Fiberglass | 1983-04-01 | Bare Steel | Pressurized
670016 | 1 | Flapper Valve | 1997-08-02 | no | 1997-08-02 | no | Currently in Use | Regular | 10270 | Steel-Impressed Current | 1977-04-06 | Fiberglass Reinforced Plastic | Pressurized
670016 | 2 | Flapper Valve | 1997-08-02 | no | 1997-08-02 | no | Currently in Use | Regular | 10270 | Steel-Impressed Current | 1977-04-06 | Fiberglass Reinforced Plastic | Pressurized
670016 | 3 | Flapper Valve | 1997-08-02 | no | 1997-08-02 | no | Currently in Use | Premium | 10270 | Steel-Impressed Current | 1977-04-06 | Fiberglass Reinforced Plastic | Pressurized
670016 | 4 | Ball Float | 1997-08-02 | no | 1997-08-02 | no | Currently in Use | Diesel | 10270 | Steel-Impressed Current | 1977-04-06 | Fiberglass Reinforced Plastic | Pressurized
670017 | 1 | Ball Float | 1993-04-19 | no | 1993-04-19 | no | Currently in Use | Regular | 10152 | Galvanic (STIP-3) | 1984-04-04 | Fiberglass Reinforced Plastic | Pressurized
670017 | 2 | Ball Float | 1993-04-19 | no | 1993-04-19 | no | Currently in Use | Plus | 10152 | Galvanic (STIP-3) | 1984-04-04 | Fiberglass Reinforced Plastic | Pressurized
670017 | 3 | Ball Float | 1993-04-19 | no | 1993-04-19 | no | Currently in Use | Premium | 10152 | Galvanic (STIP-3) | 1984-04-04 | Fiberglass Reinforced Plastic | Pressurized
670017 | 4 | Ball Float | 1993-04-19 | no | 1993-04-19 | no | Currently in Use | Diesel | 10152 | Galvanic (STIP-3) | 1984-04-04 | Fiberglass Reinforced Plastic | Pressurized
670018 | 1 |  | 1997-08-02 |  | 1997-08-02 | yes | Currently in Use | Gas (Historical Use) | 10270 | Galvanic (STIP-3) | 1983-04-05 | Fiberglass Reinforced Plastic | Pressurized
670018 | 2 |  | 1997-08-02 |  | 1997-08-02 | yes | Currently in Use | Gas (Historical Use) | 10270 | Galvanic (STIP-3) | 1983-04-05 | Fiberglass Reinforced Plastic | Pressurized
670018 | 3 |  | 1997-08-02 |  | 1997-08-02 | yes | Currently in Use | Gas (Historical Use) | 10270 | Galvanic (STIP-3) | 1983-04-05 | Fiberglass Reinforced Plastic | Pressurized
670018 | 4 |  | 1997-08-02 |  | 1997-08-02 | yes | Currently in Use | Diesel | 10270 | Steel-Impressed Current | 1983-04-05 | Fiberglass Reinforced Plastic | Pressurized
670019 | 1 | [5 empty] | Removed from Ground | Gas (Historical Use) | 10270 | Bare Steel | 1979-04-06 | Galvanized Steel | Pressurized
670019 | 2 | [5 empty] | Removed from Ground | Gas (Historical Use) | 10270 | Bare Steel | 1979-04-06 | Galvanized Steel | Pressurized
670019 | 3 | [5 empty] | Removed from Ground | Gas (Historical Use) | 10270 | Bare Steel | 1979-04-06 | Galvanized Steel | Pressurized
670019 | 4 | [5 empty] | Removed from Ground | Gas (Historical Use) | 10270 | Bare Steel | 1979-04-06 | Galvanized Steel | Pressurized
670019 | 5 |  |  | yes |  | yes | Removed from Ground | Used Oil | 550 | Bare Steel | 1979-04-06 | Galvanized Steel | Pressurized
670020 | 1 | [5 empty] | Removed from Ground | Gas (Historical Use) | 1000 | Bare Steel | 1976-05-01 | Galvanized Steel
670020 | 135G1 | [5 empty] | Removed from Ground | Gas (Historical Use) | 2000 | Bare Steel | 1976-05-01 | Galvanized Steel | Suction (American)
670020 | 3 |  |  | no |  | no | Removed from Ground | Used Oil | 300 | Unknown |  | Unknown
670022 | 10130-1 | [5 empty] | Removed from Ground | Gas (Historical Use) | 2000 | Cathodically Protected Steel | 1972-05-03 | Galvanized Steel
670022 | 10130-2 | [5 empty] | Removed from Ground | Diesel | 1000 | Cathodically Protected Steel | 1972-05-03 | Galvanized Steel
670024 | 10128-1 | [5 empty] | Removed from Ground | Empty | 2000 | Marked Unknown | 1967-05-04 | Unknown
670024 | 10128-2 | [5 empty] | Removed from Ground | Empty | 1000 | Marked Unknown | 1976-05-01 | Unknown
670025 | 1 | [5 empty] | Removed from Ground | Empty | 3000 | Bare Steel | 1976-04-02 | Galvanized Steel
670025 | 10 | [5 empty] | Removed from Ground | Empty | 4000 | Bare Steel | 1967-04-05 | Galvanized Steel
670025 | 11 | Flapper Valve | 1997-10-01 |  | 1986-01-01 |  | Currently in Use | Gas (Historical Use) | 8000 | Steel-Impressed Current | 1986-01-01 | Steel (Impressed Current) | Pressurized
670025 | 12 | Flapper Valve | 1997-10-01 |  | 1986-01-01 |  | Currently in Use | Gas (Historical Use) | 8000 | Steel-Impressed Current | 1986-01-01 | Steel (Impressed Current) | Pressurized
670025 | 13 | Flapper Valve | 1997-10-01 |  | 1986-01-01 |  | Currently in Use | Gas (Historical Use) | 8000 | Steel-Impressed Current | 1986-01-01 | Steel (Impressed Current) | Pressurized
670025 | 14 | Flapper Valve | 1997-10-01 |  | 1986-01-01 |  | Currently in Use | Diesel | 8000 | Steel-Impressed Current | 1986-01-01 | Steel (Impressed Current) | Pressurized
670025 | 2 | [5 empty] | Removed from Ground | Empty | 3000 | Bare Steel | 1976-04-02 | Galvanized Steel
670025 | 3 | [5 empty] | Removed from Ground | Empty | 3000 | Bare Steel | 1976-04-02 | Galvanized Steel
670025 | 4 | [5 empty] | Removed from Ground | Empty | 1000 | Bare Steel | 1967-04-05 | Galvanized Steel
670025 | 5 | [5 empty] | Removed from Ground | Empty | 550 | Bare Steel | 1967-04-05 | Galvanized Steel
670025 | 6 | [5 empty] | Removed from Ground | Empty | 12000 | Bare Steel | 1967-04-05 | Galvanized Steel
670025 | 7 | [5 empty] | Removed from Ground | Empty | 12000 | Bare Steel | 1967-04-05 | Galvanized Steel
670025 | 8 | [5 empty] | Removed from Ground | Empty | 10000 | Bare Steel | 1967-04-05 | Galvanized Steel
670025 | 9 | [5 empty] | Removed from Ground | Empty | 10000 | Bare Steel | 1967-04-05 | Galvanized Steel
670027 | 1 |  |  | no |  | no | Removed from Ground | Gas (Historical Use) | 3000 | Bare Steel | 1978-04-02 | Galvanized Steel
670027 | 2 |  |  | no |  | no | Removed from Ground | Gas (Historical Use) | 6000 | Bare Steel | 1978-04-02 | Galvanized Steel
670027 | 3 |  |  | no |  | no | Removed from Ground | Gas (Historical Use) | 6000 | Bare Steel | 1978-04-02 | Galvanized Steel
670027 | 4 | Ball Float | 1990-03-01 | no | 1990-03-01 | no | Currently in Use | Regular | 10000 | Galvanic (STIP-3) | 1990-01-01 | Fiberglass Reinforced Plastic | Pressurized
670027 | 5 | Ball Float | 1990-03-01 | no | 1990-03-01 | no | Currently in Use | Regular | 10000 | Galvanic (STIP-3) | 1990-01-01 | Fiberglass Reinforced Plastic | Pressurized
670027 | 6 | Ball Float | 1990-03-01 | no | 1990-03-01 | no | Currently in Use | Premium | 10000 | Galvanic (STIP-3) | 1990-01-01 | Fiberglass Reinforced Plastic | Pressurized
670028 | 1 | Ball Float | 1996-06-14 | no | 1996-06-14 | no | Currently in Use | Regular | 8000 | Steel-Impressed Current | 1980-04-01 | Double-Walled Fiberglass | Pressurized
670028 | 2 | Ball Float | 1996-06-14 | no | 1996-06-14 | no | Currently in Use | Plus | 8000 | Steel-Impressed Current | 1980-04-01 | Double-Walled Fiberglass | Pressurized
670028 | 3 | Ball Float | 1996-06-14 | no | 1996-06-14 | no | Currently in Use | Premium | 8000 | Steel-Impressed Current | 1980-04-01 | Double-Walled Fiberglass | Pressurized
670028 | 4 | Flapper Valve | 1996-06-14 | no | 1996-06-14 | no | Currently in Use | Diesel | 4000 | Steel-Impressed Current | 1980-04-01 | Double-Walled Fiberglass | Pressurized
670029 | 1 | [5 empty] | Removed from Ground | Gas (Historical Use) | 4000 | Bare Steel | 1972-04-03 | Galvanized Steel | Suction (American)
670029 | 2 | [5 empty] | Removed from Ground | Gas (Historical Use) | 4000 | Bare Steel | 1972-04-03 | Galvanized Steel | Suction (American)
670029 | 3 | [5 empty] | Removed from Ground | Gas (Historical Use) | 2000 | Bare Steel | 1972-04-03 | Galvanized Steel | Suction (American)
670029 | 4 |  | 1996-11-15 |  | 1996-11-15 |  | Currently in Use | Gas (Historical Use) | 10000 | Fiberglass | 1996-11-15 | Fiberglass Reinforced Plastic | Pressurized
670029 | 5 |  | 1996-11-15 |  | 1996-11-15 |  | Currently in Use | Gas (Historical Use) | 10000 | Fiberglass | 1996-11-15 | Fiberglass Reinforced Plastic | Pressurized
670029 | 6 |  | 1999-03-26 |  | 1999-03-26 |  | Currently in Use | Diesel | 8000 | Composite | 1999-03-26 | Fiberglass Reinforced Plastic | Pressurized
670030 | 1 | [5 empty] | Removed from Ground | Gas (Historical Use) | 2000 | Bare Steel | 1971-04-04 | Galvanized Steel | Suction (American)
670030 | 2 | [5 empty] | Removed from Ground | Gas (Historical Use) | 2000 | Bare Steel | 1971-04-04 | Galvanized Steel | Suction (American)
670030 | 3 | [5 empty] | Removed from Ground | Gas (Historical Use) | 1000 | Bare Steel | 1976-04-02 | Galvanized Steel | Suction (American)
670032 | 1 | [5 empty] | Removed from Ground | Diesel | 10000 | Bare Steel | 1981-04-11 | Galvanized Steel
670032 | 2 |  |  | yes |  | yes | Removed from Ground | Used Oil | 300 | Bare Steel | 1981-04-11 | Galvanized Steel
670033 | 1 | [5 empty] | Removed from Ground | Gas (Historical Use) | 8000 | Bare Steel | 1978-04-12 | Galvanized Steel
670033 | 2 | [5 empty] | Removed from Ground | Diesel | 3000 | Bare Steel | 1978-04-12 | Galvanized Steel
670034 | 1 | [5 empty] | Removed from Ground | Other | 2400 | Bare Steel | 1971-04-14 | Unknown
670034 | 2 |  |  | yes |  | yes | Removed from Ground | Used Oil | 1000 | Bare Steel | 1971-04-14 | Unknown
670037 | 1 | [5 empty] | Removed from Ground | Gas (Historical Use) | 1000 | Bare Steel | 1976-04-10 | Galvanized Steel
670037 | 2 |  | 1997-06-12 |  | 1997-06-12 |  | Removed from Ground | Gas (Historical Use) | 2000 | Epoxy | 1991-01-01 | Fiberglass Reinforced Plastic | Safe Suction (Euro)
670039 | 1 |  | 1988-01-01 |  | 1988-01-01 | yes | Currently in Use | Gas (Historical Use) | 10000 | Steel-Impressed Current | 1976-03-30 | Fiberglass Reinforced Plastic | Pressurized
670039 | 2 |  | 1988-01-01 |  | 1988-01-01 | yes | Currently in Use | Gas (Historical Use) | 10000 | Steel-Impressed Current | 1976-03-30 | Fiberglass Reinforced Plastic | Pressurized
670039 | 3A |  | 2006-11-24 | no | 2006-11-24 | yes | Currently in Use | Diesel | 5000 | Composite | 2006-11-24 | Fiberglass Reinforced Plastic | Pressurized
670039 | 3B |  | 2006-11-24 | no | 2006-11-24 | yes | Currently in Use | Diesel | 3000 | Composite | 2006-11-24 | Fiberglass Reinforced Plastic | Pressurized
670043 | 1 | [5 empty] | Removed from Ground | Diesel | 2000 | Bare Steel | 1975-04-12 | Unknown
670043 | 2 |  |  | no |  | no | Removed from Ground | Not Marked/Tank Removed | 0 | Unknown | 1993-01-01 | Unknown
670047 | 1 | [5 empty] | Removed from Ground | Gas (Historical Use) | 2000 | Bare Steel | 1975-04-12 | Unknown
670048 | 1 |  |  | yes |  | yes | Removed from Ground | Used Oil | 1000 | Bare Steel | 1975-04-07 | Galvanized Steel
670049 | 1 |  |  | yes |  | yes | Removed from Ground | Used Oil | 1000 | Bare Steel | 1981-05-01 | Galvanized Steel | Gravity Fed
670051 | 1 | [5 empty] | Removed from Ground | Gas (Historical Use) | 2000 | Bare Steel | 1983-04-10 | Galvanized Steel | Suction (American)
670051 | 2 | [5 empty] | Removed from Ground | Gas (Historical Use) | 2000 | Bare Steel | 1983-04-10 | Galvanized Steel | Suction (American)
670051 | 3 | [5 empty] | Removed from Ground | Diesel | 3000 | Bare Steel | 1983-04-10 | Galvanized Steel | Suction (American)
670052 | 1 |  |  | yes |  | yes | Removed from Ground | Used Oil | 550 | Bare Steel | 1984-01-02 | Galvanized Steel
670053 | 1 | [5 empty] | Permanently Out of Use - historical purposes | Gas (Historical Use) | 0 | Bare Steel | 1987-01-01 | Galvanized Steel
670053 | 2 | [5 empty] | Permanently Out of Use - historical purposes | Gas (Historical Use) | 0 | Bare Steel | 1987-01-01 | Galvanized Steel
670053 | 3 | [5 empty] | Permanently Out of Use - historical purposes | Gas (Historical Use) | 0 | Bare Steel | 1987-01-01 | Galvanized Steel
670054 | 1 |  | 1995-09-05 |  | 1995-09-05 |  | Currently in Use | Empty | 1000 | Steel-Impressed Current | 1986-01-01 | Cathodically Protected
670055 | 1 | Ball Float | 1994-02-01 | no | 1994-02-01 | no | Currently in Use | Gas (Historical Use) | 12000 | Fiberglass | 1987-01-01 | Flex | Pressurized
670055 | 2 | Ball Float | 1994-02-01 | no | 1994-02-01 | no | Currently in Use | Gas (Historical Use) | 12000 | Fiberglass | 1987-01-01 | Flex | Pressurized
670055 | 3 | Ball Float | 1994-02-01 | no | 1994-02-01 | no | Currently in Use | Gas (Historical Use) | 12000 | Fiberglass | 1987-01-01 | Flex | Pressurized
670055 | 4 | Ball Float | 1994-02-01 | no | 1994-02-01 | no | Currently in Use | Gas (Historical Use) | 12000 | Fiberglass | 1994-02-01 | Flex | Pressurized
670058 | 1 | [5 empty] | Removed from Ground | Other | 3000 | Bare Steel | 1986-01-01 | Galvanized Steel
670058 | 2 | [5 empty] | Removed from Ground | Empty | 3000 | Bare Steel | 1986-01-01 | Galvanized Steel
670058 | 3 |  |  | yes |  | yes | Removed from Ground | Used Oil | 2000 | Bare Steel | 1986-01-01 | Galvanized Steel
670059 | 1 | [5 empty] | Removed from Ground | Other | 3000 | Bare Steel | 1986-01-01 | Galvanized Steel
670059 | 2 | [5 empty] | Removed from Ground | Other | 3000 | Bare Steel | 1986-01-01 | Galvanized Steel
670059 | 3 |  |  | yes |  | yes | Removed from Ground | Used Oil | 1000 | Bare Steel | 1986-01-01 | Galvanized Steel
670061 | 1 | [5 empty] | Removed from Ground | Gas (Historical Use) | 560 | Bare Steel | 1953-04-30 | Galvanized Steel
670061 | 2 |  | 1990-01-01 |  | 1990-01-01 |  | Removed from Ground | Diesel | 1000 | Cathodically Protected Steel | 1990-01-01 | Cathodically Protected | Safe Suction (Euro)
670061 | 3 |  | 1990-01-01 |  | 1990-01-01 |  | Removed from Ground | Gas (Historical Use) | 1000 | Cathodically Protected Steel | 1990-01-01 | Cathodically Protected | Safe Suction (Euro)
670064 | 1 | [5 empty] | Removed from Ground | Gas (Historical Use) | 4000 | Bare Steel | 1975-04-12 | Unknown
670064 | 2 | [5 empty] | Removed from Ground | Gas (Historical Use) | 4000 | Bare Steel | 1975-04-12 | Unknown
670064 | 3 | [5 empty] | Removed from Ground | Empty | 4000 | Bare Steel | 1975-04-12 | Unknown
670064 | 4 | [5 empty] | Removed from Ground | Gas (Historical Use) | 4000 | Bare Steel | 1975-04-12 | Unknown
670068 | 1 | [5 empty] | Removed from Ground | Gas (Historical Use) | 2000 | Bare Steel | 1975-04-12 | Unknown
670068 | 2 | [5 empty] | Removed from Ground | Gas (Historical Use) | 2000 | Bare Steel | 1975-04-12 | Unknown
670068 | 3 | [5 empty] | Removed from Ground | Gas (Historical Use) | 2000 | Bare Steel | 1975-04-12 | Unknown
670068 | 4 | [5 empty] | Removed from Ground | Diesel | 2000 | Bare Steel | 1986-04-09 | Unknown
670069 | 1 | Flapper Valve | 1998-12-03 |  | 1998-12-03 |  | Removed from Ground | Gas (Historical Use) | 2000 | Steel-Impressed Current | 1975-04-12 | Fiberglass Reinforced Plastic | Safe Suction (Euro)
670069 | 2 | Flapper Valve | 1998-12-03 |  | 1998-12-03 |  | Closed in Ground | Gas (Historical Use) | 2000 | Steel-Impressed Current | 1975-04-12 | Cathodically Protected | Suction (American)
670069 | 3 | Flapper Valve | 1998-12-03 |  | 1998-12-03 |  | Removed from Ground | Diesel | 2000 | Steel-Impressed Current | 1975-04-12 | Fiberglass Reinforced Plastic | Safe Suction (Euro)
670073 | 1 | [5 empty] | Removed from Ground | Gas (Historical Use) | 2000 | Bare Steel | 1975-04-12 | Unknown
670073 | 2 | [5 empty] | Removed from Ground | Gas (Historical Use) | 2000 | Bare Steel | 1975-04-12 | Unknown
670073 | 3 | [5 empty] | Temporarily out of use | Gas (Historical Use) | 2000 | Bare Steel | 1975-04-12 | Unknown
670074 | 1 | [5 empty] | Removed from Ground | Gas (Historical Use) | 2000 | Bare Steel | 1960-06-01 | Unknown | Suction (American)
670074 | 2 |  |  | yes |  | yes | Removed from Ground | Used Oil | 550 | Bare Steel | 1980-01-01 | Not Marked | Gravity Fed
670075 | 1 |  |  | yes |  | yes | Removed from Ground | Used Oil | 1500 | Bare Steel | 1969-05-01 | Bare Steel | Gravity Fed
670075 | 2 |  |  | yes |  | yes | Removed from Ground | Used Oil | 1500 | Bare Steel | 1969-05-01 | Bare Steel | Gravity Fed
670075 | 3 | [5 empty] | Removed from Ground | Gas (Historical Use) | 1000 | Bare Steel | 1969-05-01 | Bare Steel | Gravity Fed
670077 | 1 |  | 1997-10-01 |  | 1997-10-01 |  | Removed from Ground | Gas (Historical Use) | 3000 | Steel-Impressed Current | 1984-04-10 | Cathodically Protected | Suction (American)
670078 | 1 | [5 empty] | Removed from Ground | Empty | 10000 | Marked Unknown | 1986-05-01 | Unknown
670078 | 2 | [5 empty] | Removed from Ground | Empty | 10000 | Marked Unknown | 1986-05-01 | Unknown
670078 | 3 | [5 empty] | Closed in Ground | Gas (Historical Use) | 10000 | Marked Unknown | 1986-05-01 | Unknown
670082 | 1 | [5 empty] | Removed from Ground | Gas (Historical Use) | 12000 | Fiberglass | 1985-04-29 | Fiberglass Reinforced Plastic | Pressurized
670082 | 2 | [5 empty] | Removed from Ground | Gas (Historical Use) | 10000 | Fiberglass | 1985-04-29 | Fiberglass Reinforced Plastic | Pressurized
670082 | 3 | [5 empty] | Removed from Ground | Gas (Historical Use) | 10000 | Fiberglass | 1985-04-29 | Fiberglass Reinforced Plastic | Pressurized
670082 | 4 | [5 empty] | Removed from Ground | Diesel | 10000 | Fiberglass | 1985-04-29 | Fiberglass Reinforced Plastic | Pressurized
670083 | 1 |  | 1994-01-01 |  | 1984-01-01 |  | Currently in Use | Gas (Historical Use) | 12000 | Fiberglass | 1984-04-29 | Double-Walled Fiberglass | Pressurized
670083 | 2 |  | 1994-01-01 |  | 1984-01-01 |  | Currently in Use | Gas (Historical Use) | 10000 | Fiberglass | 1984-04-29 | Double-Walled Fiberglass | Pressurized
670083 | 3 |  | 1994-01-01 |  | 1984-01-01 |  | Currently in Use | Gas (Historical Use) | 10000 | Fiberglass | 1984-04-29 | Double-Walled Fiberglass | Pressurized
670083 | 4 |  | 1994-01-01 |  | 1984-01-01 |  | Currently in Use | Diesel | 10000 | Fiberglass | 1984-04-29 | Double-Walled Fiberglass | Pressurized
670084 | 1 | Ball Float | 1996-02-01 |  | 1985-01-01 |  | Currently in Use | Gas (Historical Use) | 12000 | Fiberglass | 1984-01-01 | Fiberglass Reinforced Plastic | Pressurized
670084 | 2 | Ball Float | 1996-02-01 |  | 1985-01-01 |  | Currently in Use | Gas (Historical Use) | 10000 | Fiberglass | 1984-01-01 | Fiberglass Reinforced Plastic | Pressurized
670084 | 3 | Ball Float | 1996-02-01 |  | 1985-01-01 |  | Currently in Use | Gas (Historical Use) | 10000 | Fiberglass | 1984-01-01 | Fiberglass Reinforced Plastic | Pressurized
670084 | 4 | Ball Float | 1996-02-01 |  | 1985-01-01 |  | Currently in Use | Diesel | 10000 | Fiberglass | 1984-01-01 | Fiberglass Reinforced Plastic | Pressurized
670086 | 1 |  | 1996-02-01 |  | 1989-01-01 |  | Removed from Ground | Gas (Historical Use) | 12000 | Fiberglass | 1984-04-29 | Fiberglass Reinforced Plastic | Pressurized
670086 | 2 |  | 1996-02-01 |  | 1989-01-01 |  | Removed from Ground | Gas (Historical Use) | 10000 | Fiberglass | 1984-04-29 | Fiberglass Reinforced Plastic | Pressurized
670086 | 3 |  | 1996-02-01 |  | 1989-01-01 |  | Removed from Ground | Gas (Historical Use) | 10000 | Fiberglass | 1984-04-29 | Fiberglass Reinforced Plastic | Pressurized
670086 | 4 |  | 1996-02-01 |  | 1989-01-01 |  | Removed from Ground | Diesel | 10000 | Fiberglass | 1984-04-29 | Fiberglass Reinforced Plastic | Pressurized
670086 | 5 |  | 2002-04-23 | no | 2002-04-23 | no | Currently in Use | Plus | 20000 | Fiberglass Double Walled | 2002-04-23 | Double-Walled Fiberglass | Pressurized
670086 | 6 | Flapper Valve | 2002-04-23 | no | 2002-04-23 | no | Currently in Use | Regular | 12000 | Fiberglass Double Walled | 2002-04-23 | Double-Walled Fiberglass | Pressurized
670086 | 7 | Flapper Valve | 2002-04-23 | no | 2002-04-23 | no | Currently in Use | Diesel | 10000 | Fiberglass Double Walled | 2002-04-23 | Double-Walled Fiberglass | Pressurized
670086 | 8 | Flapper Valve | 2002-04-23 | no | 2002-04-23 | no | Currently in Use | Premium | 20000 | Fiberglass Double Walled | 2002-01-10 | Double-Walled Fiberglass | Pressurized
670087 | 1 |  | 1996-02-01 |  | 1985-01-01 |  | Removed from Ground | Gas (Historical Use) | 12000 | Fiberglass | 1984-04-29 | Fiberglass Reinforced Plastic | Pressurized
670087 | 2 |  | 1996-02-01 |  | 1985-01-01 |  | Removed from Ground | Gas (Historical Use) | 10000 | Fiberglass | 1984-04-29 | Fiberglass Reinforced Plastic | Pressurized
670087 | 3 |  | 1996-02-01 |  | 1985-01-01 |  | Removed from Ground | Gas (Historical Use) | 10000 | Fiberglass | 1984-04-29 | Fiberglass Reinforced Plastic | Pressurized
670087 | 4 |  | 1996-02-01 |  | 1985-01-01 |  | Removed from Ground | Diesel | 10000 | Fiberglass | 1984-04-29 | Fiberglass Reinforced Plastic | Pressurized
670088 | 1 | Overfill Alarm | 1995-12-01 |  | 1991-01-01 |  | Currently in Use | Gas (Historical Use) | 12000 | Fiberglass | 1981-04-30 | Fiberglass Reinforced Plastic | Pressurized
670088 | 2 | Overfill Alarm | 1995-12-01 |  | 1991-01-01 |  | Currently in Use | Gas (Historical Use) | 10000 | Fiberglass | 1981-04-30 | Fiberglass Reinforced Plastic | Pressurized
670088 | 3 | Overfill Alarm | 1995-12-01 |  | 1991-01-01 |  | Currently in Use | Gas (Historical Use) | 10000 | Fiberglass | 1981-04-30 | Fiberglass Reinforced Plastic | Pressurized
670088 | 4 | Overfill Alarm | 1995-12-01 |  | 1991-01-01 |  | Currently in Use | Diesel | 10000 | Fiberglass | 1981-04-30 | Fiberglass Reinforced Plastic | Pressurized
670089 | 1 | Ball Float | 1996-02-01 | no | 1991-01-01 | no | Currently in Use | Regular | 10000 | Fiberglass | 1981-04-30 | Fiberglass Reinforced Plastic | Pressurized
670089 | 2 | Ball Float | 1996-02-01 | no | 1991-01-01 | no | Currently in Use | Plus | 10000 | Fiberglass | 1981-04-30 | Fiberglass Reinforced Plastic | Pressurized
670089 | 3 | Ball Float | 1996-02-01 | no | 1991-01-01 | no | Currently in Use | Premium | 10000 | Fiberglass | 1981-04-30 | Fiberglass Reinforced Plastic | Pressurized
670089 | 4 | Ball Float | 1996-02-01 | no | 1991-01-01 | no | Currently in Use | Diesel | 10000 | Fiberglass | 1981-04-30 | Fiberglass Reinforced Plastic | Pressurized
670090 | 1 | Ball Float | 1995-11-01 |  | 1991-01-01 |  | Currently in Use | Gas (Historical Use) | 10000 | Fiberglass | 1981-04-30 | Fiberglass Reinforced Plastic | Pressurized
670090 | 2 | Ball Float | 1995-11-01 |  | 1991-01-01 |  | Currently in Use | Gas (Historical Use) | 10000 | Fiberglass | 1981-04-30 | Fiberglass Reinforced Plastic | Pressurized
670090 | 3 | Ball Float | 1995-11-01 |  | 1991-01-01 |  | Temporarily out of use | Gas (Historical Use) | 10000 | Fiberglass | 1981-04-30 | Fiberglass Reinforced Plastic | Pressurized
670090 | 4 | Ball Float | 1995-11-01 |  | 1995-01-01 |  | Temporarily out of use | Diesel | 10000 | Fiberglass | 1981-04-30 | Fiberglass Reinforced Plastic | Pressurized
670091 | 1 |  | 1991-01-01 |  | 1991-01-01 |  | Removed from Ground | Gas (Historical Use) | 10000 | Fiberglass | 1982-04-30 | Fiberglass Reinforced Plastic | Pressurized
670091 | 2 |  | 1991-01-01 |  | 1991-01-01 |  | Removed from Ground | Gas (Historical Use) | 10000 | Fiberglass | 1982-04-30 | Fiberglass Reinforced Plastic | Pressurized
670091 | 3 |  | 1991-01-01 |  | 1991-01-01 |  | Removed from Ground | Gas (Historical Use) | 10000 | Fiberglass | 1982-04-30 | Fiberglass Reinforced Plastic | Pressurized
670091 | 4 |  | 1991-01-01 |  | 1991-01-01 |  | Removed from Ground | Diesel | 10000 | Fiberglass | 1982-04-30 | Fiberglass Reinforced Plastic | Pressurized
670092 | 1 |  | 1996-02-01 |  | 1991-01-01 |  | Removed from Ground | Gas (Historical Use) | 10000 | Cathodically Protected Steel | 1981-04-30 | Fiberglass Reinforced Plastic | Pressurized
670092 | 2 |  | 1996-02-01 |  | 1991-01-01 |  | Removed from Ground | Gas (Historical Use) | 10000 | Cathodically Protected Steel | 1981-04-30 | Fiberglass Reinforced Plastic | Pressurized
670092 | 3 |  | 1996-02-01 |  | 1991-01-01 |  | Removed from Ground | Gas (Historical Use) | 10000 | Cathodically Protected Steel | 1981-04-30 | Fiberglass Reinforced Plastic | Pressurized
670092 | 4 |  | 1996-02-01 |  | 1991-01-01 |  | Removed from Ground | Diesel | 10000 | Cathodically Protected Steel | 1981-04-30 | Fiberglass Reinforced Plastic | Pressurized
670093 | 1 |  | 1996-02-01 |  | 1989-01-01 |  | Currently in Use | Gas (Historical Use) | 10000 | Fiberglass | 1981-04-30 | Double-Walled Fiberglass | Pressurized
670093 | 2 |  | 1996-02-01 |  | 1989-01-01 |  | Currently in Use | Gas (Historical Use) | 10000 | Fiberglass | 1981-04-30 | Double-Walled Fiberglass | Pressurized
670093 | 3 |  | 1996-02-01 |  | 1989-01-01 |  | Currently in Use | Gas (Historical Use) | 10000 | Fiberglass | 1981-04-30 | Double-Walled Fiberglass | Pressurized
670093 | 4 |  | 1996-02-01 |  | 1989-01-01 |  | Currently in Use | Diesel | 10000 | Fiberglass | 1981-04-30 | Double-Walled Fiberglass | Pressurized
670094 | 1 |  | 1998-06-01 |  | 1998-06-01 |  | Currently in Use | Gas (Historical Use) | 4000 | Steel-Impressed Current | 1977-07-26 | Fiberglass Reinforced Plastic | Pressurized
670094 | 2 |  | 1998-06-01 |  | 1998-06-01 |  | Currently in Use | Gas (Historical Use) | 4000 | Steel-Impressed Current | 1977-07-26 | Fiberglass Reinforced Plastic | Pressurized
670094 | 3 |  | 1998-06-01 |  | 1998-06-01 |  | Currently in Use | Gas (Historical Use) | 10000 | Steel-Impressed Current | 1977-07-26 | Fiberglass Reinforced Plastic | Pressurized
670094 | 4 |  | 2016-03-15 | no | 2016-03-15 | no | Currently in Use | Diesel | 10000 | Composite | 2016-03-15 | Fiberglass Reinforced Plastic | Suction (American)
670096 | 1 |  |  | yes |  | yes | Removed from Ground | Used Oil | 1000 | Bare Steel | 1985-04-22 | Bare Steel | Safe Suction (Euro)
670096 | 2 | [5 empty] | Removed from Ground | Other | 500 | Bare Steel | 1985-04-22 | Bare Steel | Gravity Fed
670096 | 3 | [5 empty] | Removed from Ground | Gas (Historical Use) | 10000 | Bare Steel | 1985-04-22 | Bare Steel | Safe Suction (Euro)
670097 | 1 | [5 empty] | Permanently Out of Use - historical purposes | Diesel | 1000 | Cathodically Protected Steel | 1983-04-22 | Galvanized Steel
670102 | 1 | [5 empty] | Removed from Ground | Gas (Historical Use) | 2000 | Marked Unknown | 1991-09-04 | Unknown
670102 | 2 | [5 empty] | Removed from Ground | Diesel | 1000 | Marked Unknown | 1991-09-04 | Unknown
670103 | 1 | [5 empty] | Removed from Ground | Gas (Historical Use) | 1000 | Bare Steel | 1974-05-03 | Galvanized Steel
670104 | 1 | [5 empty] | Removed from Ground | Gas (Historical Use) | 1000 | Bare Steel | 1974-05-04 | Galvanized Steel
670104 | 2 | [5 empty] | Removed from Ground | Gas (Historical Use) | 1000 | Bare Steel | 1964-05-06 | Galvanized Steel
670104 | 3 | [5 empty] | Removed from Ground | Diesel | 1000 | Bare Steel | 1964-05-06 | Galvanized Steel
670104 | 4 | [5 empty] | Removed from Ground | Diesel | 3000 | Bare Steel | 1979-05-03 | Galvanized Steel
670104 | 5 | [5 empty] | Removed from Ground | Gas (Historical Use) | 3000 | Bare Steel | 1979-05-03 | Galvanized Steel
670105 | 1 | [5 empty] | Removed from Ground | Diesel | 18000 | Bare Steel | 1974-05-04 | Galvanized Steel
670105 | 2 | [5 empty] | Removed from Ground | Gas (Historical Use) | 1000 | Bare Steel | 1974-05-04 | Galvanized Steel
670105 | 3 | [5 empty] | Removed from Ground | Diesel | 8000 | Bare Steel | 1974-05-04 | Galvanized Steel
670105 | 4 | [5 empty] | Removed from Ground | Other | 1000 | Bare Steel | 1978-05-03 | Galvanized Steel
670105 | 5 | [5 empty] | Removed from Ground | Other | 1000 | Bare Steel | 1978-05-03 | Galvanized Steel
670105 | 6 | [5 empty] | Removed from Ground | Other | 500 | Bare Steel | 1978-05-03 | Galvanized Steel
670105 | 7 | [5 empty] | Removed from Ground | Other | 1000 | Bare Steel | 1978-05-03 | Galvanized Steel
670105 | 8 |  |  | yes |  | yes | Removed from Ground | Used Oil | 200 | Bare Steel | 1978-05-03 | Galvanized Steel
670106 | 1 | [5 empty] | Removed from Ground | Gas (Historical Use) | 1000 | Bare Steel | 1976-05-03 | Galvanized Steel
670106 | 2 | [5 empty] | Removed from Ground | Gas (Historical Use) | 2000 | Bare Steel | 1976-05-03 | Galvanized Steel
670106 | 3 |  |  | yes |  | yes | Removed from Ground | Used Oil | 500 | Bare Steel | 1974-05-04 | Galvanized Steel
670108 | 1 | [5 empty] | Removed from Ground | Diesel | 10500 | Bare Steel | 1978-05-03 | Unknown
670109 | 1 | [5 empty] | Removed from Ground | Gas (Historical Use) | 12000 | Bare Steel | 1983-04-08 | Bare Steel | Pressurized
670109 | 2 |  |  | yes |  | yes | Removed from Ground | Used Oil | 2000 | Bare Steel | 1983-04-08 | Galvanized Steel | Gravity Fed
670109 | 3 | [5 empty] | Removed from Ground | Diesel | 12000 | Bare Steel | 1983-04-08 | Not Marked
670109 | 4 | [5 empty] | Removed from Ground | Diesel | 12000 | Bare Steel | 1983-04-08 | Bare Steel | Pressurized
670109 | 5 | [5 empty] | Removed from Ground | Other | 8000 | Bare Steel | 1983-04-08 | Galvanized Steel | Suction (American)
670109 | 6 |  | 1997-06-01 |  | 1997-06-01 |  | Currently in Use | Diesel | 20000 | Fiberglass Double Walled | 1997-01-01 | Double-Walled Fiberglass | Pressurized
670114 | 1 | [5 empty] | Removed from Ground | Gas (Historical Use) | 1000 | Bare Steel | 1967-05-06 | Galvanized Steel
670114 | 2 | [5 empty] | Removed from Ground | Gas (Historical Use) | 4000 | Bare Steel | 1967-05-06 | Galvanized Steel
670114 | 3 | [5 empty] | Removed from Ground | Gas (Historical Use) | 10000 | Bare Steel | 1967-05-06 | Galvanized Steel
670114 | 4 | [5 empty] | Removed from Ground | Gas (Historical Use) | 10000 | Bare Steel | 1967-05-06 | Galvanized Steel
670114 | 5 | [5 empty] | Removed from Ground | Gas (Historical Use) | 10000 | Bare Steel | 1967-05-06 | Galvanized Steel
670114 | 6 | [5 empty] | Removed from Ground | Diesel | 10000 | Bare Steel | 1967-05-06 | Galvanized Steel
670114 | 7 | [5 empty] | Removed from Ground | Diesel | 10000 | Bare Steel | 1967-05-06 | Galvanized Steel
670114 | 8 | [5 empty] | Removed from Ground | Diesel | 10000 | Bare Steel | 1967-05-06 | Galvanized Steel
670114 | 9 | [5 empty] | Removed from Ground | Diesel | 10000 | Bare Steel | 1967-05-06 | Galvanized Steel
670115 | 1 | [5 empty] | Removed from Ground | Gas (Historical Use) | 2000 | Bare Steel | 1968-03-30 | Galvanized Steel | Suction (American)
670115 | 2 | [5 empty] | Removed from Ground | Diesel | 2000 | Bare Steel | 1971-03-30 | Galvanized Steel | Suction (American)
670115 | 3 | [5 empty] | Removed from Ground | Diesel | 7000 | Bare Steel | 1968-03-30 | Galvanized Steel | Suction (American)
670116 | 1 |  |  | yes |  | yes | Removed from Ground | Used Oil | 325 | Marked Unknown | 1983-03-27 | Unknown
670119 | 1 | [5 empty] | Removed from Ground | Gas (Historical Use) | 12000 | Fiberglass | 1985-05-06 | Fiberglass Reinforced Plastic
670119 | 2 | [5 empty] | Removed from Ground | Gas (Historical Use) | 10000 | Fiberglass | 1985-05-06 | Fiberglass Reinforced Plastic
670119 | 3 | [5 empty] | Removed from Ground | Gas (Historical Use) | 10000 | Fiberglass | 1985-05-06 | Fiberglass Reinforced Plastic
670119 | 4 | [5 empty] | Removed from Ground | Diesel | 8000 | Fiberglass | 1985-05-06 | Fiberglass Reinforced Plastic
670121 | 1 |  | 1985-06-01 |  | 1985-06-01 |  | Removed from Ground | Diesel | 10000 | Fiberglass | 1985-05-06 | Fiberglass Reinforced Plastic | Pressurized
670121 | 2 |  | 1985-06-01 |  | 1985-06-01 |  | Removed from Ground | Gas (Historical Use) | 10000 | Fiberglass | 1985-05-06 | Fiberglass Reinforced Plastic | Pressurized
670121 | 3 |  | 1985-06-01 |  | 1985-06-01 |  | Removed from Ground | Gas (Historical Use) | 10000 | Fiberglass | 1985-05-06 | Fiberglass Reinforced Plastic | Pressurized
670121 | 4 |  | 1985-06-01 |  | 1985-06-01 |  | Removed from Ground | Gas (Historical Use) | 10000 | Fiberglass | 1985-05-06 | Fiberglass Reinforced Plastic | Pressurized
670121 | 5 |  |  | yes | 1985-06-01 | yes | Removed from Ground | Used Oil | 1000 | Fiberglass | 1985-05-06 | Fiberglass Reinforced Plastic | Pressurized
670122 | 1 | [5 empty] | Removed from Ground | Diesel | 10000 | Bare Steel | 1981-05-07 | Fiberglass Reinforced Plastic | Pressurized
670122 | 2 | [5 empty] | Removed from Ground | Gas (Historical Use) | 10000 | Fiberglass | 1981-05-07 | Fiberglass Reinforced Plastic | Pressurized
670122 | 3 | [5 empty] | Removed from Ground | Gas (Historical Use) | 8000 | Fiberglass | 1981-05-07 | Fiberglass Reinforced Plastic | Pressurized
670122 | 4 | [5 empty] | Removed from Ground | Gas (Historical Use) | 6000 | Fiberglass | 1981-05-07 | Fiberglass Reinforced Plastic | Pressurized
670122 | 5 |  |  | yes |  | yes | Removed from Ground | Used Oil | 1000 | Fiberglass | 1981-05-07 | Fiberglass Reinforced Plastic | Pressurized
670123 | 1 | [5 empty] | Removed from Ground | Diesel | 10000 | Fiberglass | 1982-05-07 | Fiberglass Reinforced Plastic | Pressurized
670123 | 2 | [5 empty] | Removed from Ground | Gas (Historical Use) | 6000 | Fiberglass | 1982-05-07 | Fiberglass Reinforced Plastic | Pressurized
670123 | 3 | [5 empty] | Removed from Ground | Gas (Historical Use) | 6000 | Bare Steel | 1969-05-10 | Galvanized Steel | Pressurized
670123 | 4 | [5 empty] | Removed from Ground | Gas (Historical Use) | 6000 | Bare Steel | 1969-05-10 | Galvanized Steel | Pressurized
670123 | 5 |  |  | yes |  | yes | Removed from Ground | Used Oil | 1000 | Bare Steel | 1969-05-10 | Galvanized Steel | Pressurized
670123 | 6 | [5 empty] | Removed from Ground | Gas (Historical Use) | 6000 | Bare Steel | 1969-05-10 | Galvanized Steel | Pressurized
670124 | 1 | [5 empty] | Removed from Ground | Gas (Historical Use) | 10000 | Bare Steel | 1979-04-25 | Bare Steel
670125 | 1 | [5 empty] | Removed from Ground | Gas (Historical Use) | 1000 | Bare Steel | 1971-05-03 | Galvanized Steel
670125 | 2 | [5 empty] | Removed from Ground | Gas (Historical Use) | 1000 | Bare Steel | 1971-05-03 | Galvanized Steel
670125 | 3 | [5 empty] | Removed from Ground | Gas (Historical Use) | 1000 | Bare Steel | 1971-05-03 | Galvanized Steel
670125 | 4 |  | 1988-12-01 |  | 1988-12-01 |  | Removed from Ground | Diesel | 285 | Bare Steel | 1971-05-03 | Galvanized Steel
670125 | 5 |  | 1988-12-01 |  | 1988-12-01 |  | Removed from Ground | Gas (Historical Use) | 2000 | Cathodically Protected Steel | 1988-12-15 | Cathodically Protected
670125 | 6 |  | 1988-12-01 |  | 1988-12-01 |  | Removed from Ground | Gas (Historical Use) | 2000 | Cathodically Protected Steel | 1988-12-15 | Galvanized Steel | Safe Suction (Euro)
670125 | 7 |  | 1988-12-01 |  | 1988-12-01 |  | Removed from Ground | Gas (Historical Use) | 2000 | Cathodically Protected Steel | 1988-12-15 | Galvanized Steel | Safe Suction (Euro)
670126 | 1 | [5 empty] | Removed from Ground | Other | 3000 | Bare Steel | 1974-05-02 | Galvanized Steel
670127 | 1 | Flapper Valve | 1998-07-24 | no | 1998-07-24 | no | Currently in Use | Diesel | 6000 | Steel-Impressed Current | 1976-04-25 | Steel (Impressed Current) | Pressurized
670127 | 2 | Flapper Valve | 1998-07-24 | no | 1998-07-24 | no | Currently in Use | E-10 | 6000 | Steel-Impressed Current | 1976-04-25 | Steel (Impressed Current) | Pressurized
670127 | 3 | Flapper Valve | 1998-07-24 | no | 1998-07-24 | no | Currently in Use | E-10 | 6000 | Steel-Impressed Current | 1976-04-25 | Steel (Impressed Current) | Pressurized
670130 | 1 | [5 empty] | Removed from Ground | Diesel | 0 | Bare Steel | 1986-04-30 | Galvanized Steel
670131 | 1 |  |  | yes |  | yes | Removed from Ground | Used Oil | 250 | Bare Steel | 1982-05-01 | Bare Steel
670131 | 2 | [5 empty] | Removed from Ground | Gas (Historical Use) | 10000 | Bare Steel | 1986-01-01 | Bare Steel
670131 | 3 | [5 empty] | Removed from Ground | Diesel | 10000 | Bare Steel | 1986-01-01 | Bare Steel
670131 | 4 | Flapper Valve | 1998-12-01 | no | 1998-12-01 | no | Currently in Use | Diesel | 12000 | Fiberglass | 1998-12-07 | Double-Walled Flex | Pressurized
670132 | 1 | [5 empty] | Removed from Ground | Diesel | 10000 | Bare Steel | 1979-05-02 | Galvanized Steel
670132 | 2 | [5 empty] | Removed from Ground | Gas (Historical Use) | 10000 | Bare Steel | 1979-05-02 | Galvanized Steel
670132 | 3 | [5 empty] | Removed from Ground | Empty | 10000 | Bare Steel | 1979-05-02 | Galvanized Steel
670132 | 4 |  |  | yes |  | yes | Removed from Ground | Used Oil | 500 | Bare Steel | 1990-05-29 | Galvanized Steel
670134 | 1 | [5 empty] | Removed from Ground | Diesel | 20000 | Fiberglass | 1976-05-02 | Fiberglass Reinforced Plastic
670134 | 2 | [5 empty] | Removed from Ground | Gas (Historical Use) | 10000 | Fiberglass | 1976-05-02 | Fiberglass Reinforced Plastic
670134 | 3 | [5 empty] | Removed from Ground | Other | 6000 | Fiberglass | 1976-05-02 | Fiberglass Reinforced Plastic
670134 | 4 |  |  | yes |  | yes | Removed from Ground | Used Oil | 6000 | Fiberglass | 1976-05-02 | Fiberglass Reinforced Plastic
670135 | 1 |  |  | no |  | no | Removed from Ground |  | 6000 | Bare Steel | 1986-04-01 | Galvanized Steel | Suction (American)
670135 | 2 | Flapper Valve | 1998-10-23 | no | 1998-10-23 | no | Currently in Use | Diesel On Road | 2000 | Steel-Impressed Current | 1980-03-01 |  | Safe Suction (Euro)
670135 | 3 |  |  | no |  | no | Removed from Ground | Gas (Historical Use) | 550 | Bare Steel | 1980-03-01 | Galvanized Steel | Suction (American)
670135 | 4 |  |  | no |  | no | Removed from Ground |  | 6000 | Bare Steel | 1986-04-01 | Galvanized Steel | Suction (American)
670135 | 5 | Flapper Valve | 1998-10-23 | no | 1998-10-23 | no | Currently in Use | Diesel Off Road | 1066 | Steel-Impressed Current | 1980-03-01 |  | Safe Suction (Euro)
670135 | 6 | Flapper Valve | 2000-10-23 | no | 2000-10-23 | no | Currently in Use | Premium | 6000 |  | 1986-06-01 |  | Safe Suction (Euro)
670135 | 7 | Flapper Valve | 1998-10-23 | no | 1998-10-23 | no | Currently in Use | Premium | 6000 |  | 1986-06-01 |  | Suction (American)
670138 | 1 | [5 empty] | Removed from Ground | Diesel | 1000 | Bare Steel | 1984-04-29 | Galvanized Steel
670138 | 2 | [5 empty] | Removed from Ground | Gas (Historical Use) | 3000 | Bare Steel | 1984-04-29 | Galvanized Steel
670138 | 3 | [5 empty] | Removed from Ground | Gas (Historical Use) | 3000 | Bare Steel | 1984-04-29 | Galvanized Steel
670139 | 1 |  | 1991-07-01 |  | 1991-07-01 |  | Removed from Ground | Other | 8000 | Cathodically Protected Steel | 1985-04-23 | Galvanized Steel | Pressurized
670139 | 2 |  | 1991-07-01 |  | 1991-07-01 |  | Removed from Ground | Diesel | 6000 | Cathodically Protected Steel | 1985-04-23 | Galvanized Steel | Pressurized
670139 | 3A | Flapper Valve | 1998-10-21 |  | 1998-10-21 |  | Temporarily out of use | Other | 4000 | Fiberglass | 1998-10-21 | Fiberglass Reinforced Plastic | Pressurized
670139 | 3B | Flapper Valve | 1998-10-21 |  | 1998-10-21 |  | Temporarily out of use | Other | 4000 | Fiberglass | 1998-10-21 | Fiberglass Reinforced Plastic | Pressurized
670142 | 1 | [5 empty] | Removed from Ground | Gas (Historical Use) | 4000 | Bare Steel | 1966-05-05 | Galvanized Steel | Suction (American)
670142 | 2 | [5 empty] | Removed from Ground | Gas (Historical Use) | 4000 | Bare Steel | 1966-05-05 | Galvanized Steel | Suction (American)
670142 | 3 | [5 empty] | Removed from Ground | Gas (Historical Use) | 4000 | Bare Steel | 1966-05-05 | Galvanized Steel | Suction (American)
670142 | 4 | [5 empty] | Removed from Ground | Gas (Historical Use) | 4000 | Bare Steel | 1966-05-05 | Galvanized Steel | Suction (American)
670143 | 1 |  | 1991-06-01 |  | 1994-03-01 |  | Currently in Use | Gas (Historical Use) | 15000 | Steel-Impressed Current | 1981-05-01 | Fiberglass Reinforced Plastic | Pressurized
670143 | 2 |  | 1991-06-01 |  | 1994-03-01 |  | Currently in Use | Gas (Historical Use) | 15000 | Steel-Impressed Current | 1981-05-01 | Fiberglass Reinforced Plastic | Pressurized
670143 | 3 |  | 1991-06-01 |  | 1994-03-01 |  | Currently in Use | Gas (Historical Use) | 15000 | Steel-Impressed Current | 1981-05-01 | Fiberglass Reinforced Plastic | Pressurized
670143 | 4 |  | 1991-06-01 |  | 1994-03-01 |  | Currently in Use | Gas (Historical Use) | 6000 | Steel-Impressed Current | 1981-05-01 | Fiberglass Reinforced Plastic | Pressurized
670143 | 5 |  | 1991-06-01 |  | 1994-03-01 |  | Currently in Use | Gas (Historical Use) | 15000 | Steel-Impressed Current | 1981-05-01 | Fiberglass Reinforced Plastic | Pressurized
670144 | 1 | [5 empty] | Removed from Ground | Gas (Historical Use) | 2000 | Bare Steel | 1966-05-05 | Galvanized Steel
670144 | 2 | [5 empty] | Removed from Ground | Gas (Historical Use) | 2000 | Bare Steel | 1966-05-05 | Galvanized Steel
670144 | 3 | [5 empty] | Removed from Ground | Gas (Historical Use) | 4000 | Bare Steel | 1989-08-10 | Galvanized Steel
670144 | 4 | Ball Float | 1997-06-01 |  | 1997-06-01 |  | Currently in Use | Gas (Historical Use) | 10000 | Composite | 1997-06-01 | Fiberglass Reinforced Plastic | Pressurized
670144 | 5 | Ball Float | 1997-06-01 |  | 1997-06-01 |  | Currently in Use | Gas (Historical Use) | 10000 | Composite | 1997-06-01 | Fiberglass Reinforced Plastic | Pressurized
670144 | 6 | Ball Float | 1997-06-01 |  | 1997-06-01 |  | Currently in Use | Diesel | 3000 | Composite | 1997-06-01 | Fiberglass Reinforced Plastic | Pressurized
670144 | 7 | Flapper Valve | 1997-06-01 |  | 1997-06-01 |  | Currently in Use | Kerosene | 1000 | Composite | 1997-06-01 | Fiberglass Reinforced Plastic | Pressurized
670144 | 8 | [5 empty] | Removed from Ground | Kerosene | 550 | Bare Steel | 1997-04-09 | Galvanized Steel
670145 | 1 | [5 empty] | Removed from Ground | Gas (Historical Use) | 6000 | Bare Steel | 1970-05-04 | Galvanized Steel
670145 | 2 | [5 empty] | Removed from Ground | Gas (Historical Use) | 6000 | Bare Steel | 1970-05-04 | Galvanized Steel
670145 | 3 | [5 empty] | Removed from Ground | Gas (Historical Use) | 6000 | Bare Steel | 1970-05-04 | Galvanized Steel
670147 | 1 | [5 empty] | Removed from Ground | Empty | 4000 | Bare Steel | 1968-05-04 | Galvanized Steel | Suction (American)
670147 | 2 | [5 empty] | Removed from Ground | Empty | 4000 | Bare Steel | 1968-05-04 | Galvanized Steel | Suction (American)
670147 | 3 | [5 empty] | Removed from Ground | Empty | 4000 | Bare Steel | 1968-05-04 | Galvanized Steel | Suction (American)
670147 | 4 | [5 empty] | Removed from Ground | Empty | 4000 | Bare Steel | 1968-05-04 | Galvanized Steel | Suction (American)
670147 | 5 | [5 empty] | Removed from Ground | Empty | 8000 | Bare Steel | 1968-05-04 | Galvanized Steel | Suction (American)
670147 | 6 | [5 empty] | Removed from Ground | Empty | 8000 | Bare Steel | 1968-05-04 | Galvanized Steel | Suction (American)
670147 | 7 | [5 empty] | Removed from Ground | Empty | 8000 | Bare Steel | 1968-05-04 | Galvanized Steel | Suction (American)
670147 | 8 | [5 empty] | Removed from Ground | Empty | 8000 | Bare Steel | 1968-05-04 | Galvanized Steel | Suction (American)
670148 | 1 | [5 empty] | Closed in Ground | Empty | 10000 | Bare Steel | 1981-05-01 | Cathodically Protected
670148 | 2 | [5 empty] | Closed in Ground | Empty | 10000 | Composite | 1981-05-01 | Unknown
670148 | 3 | [5 empty] | Closed in Ground | Empty | 10000 | Composite | 1981-05-01 | Unknown
670148 | 4 | [5 empty] | Closed in Ground | Empty | 10000 | Composite | 1981-05-01 | Unknown
670149 | 1 | [5 empty] | Removed from Ground | Diesel | 8000 | Bare Steel | 1981-05-01 | Galvanized Steel
670151 | 1 | [5 empty] | Removed from Ground | Empty | 10000 | Bare Steel | 1984-05-01 | Galvanized Steel
670151 | 2 |  |  | yes |  | yes | Removed from Ground | Used Oil | 500 | Bare Steel | 1984-05-01 | Galvanized Steel
670152 | 1 |  |  | yes |  | yes | Removed from Ground | Used Oil | 250 | Bare Steel | 1986-04-30 | Galvanized Steel
670153 | 1 | [5 empty] | Removed from Ground | Diesel | 1 | Bare Steel | 1986-04-30 | Bare Steel
670153 | 2 | [5 empty] | Removed from Ground | Diesel | 1 | Bare Steel | 1986-04-30 | Bare Steel
670153 | 3 | [5 empty] | Removed from Ground | Gas (Historical Use) | 1 | Bare Steel | 1986-04-30 | Bare Steel
670153 | 4 | [5 empty] | Removed from Ground | Gas (Historical Use) | 1 | Bare Steel | 1986-04-30 | Bare Steel
670153 | 5 |  |  | yes |  | yes | Removed from Ground | Used Oil | 1 | Bare Steel | 1986-04-30 | Bare Steel
670154 | 1 |  | 1994-11-01 |  | 1994-11-01 |  | Currently in Use | Kerosene | 4000 | Composite | 1985-03-17 | Fiberglass Reinforced Plastic | Suction (American)
670154 | 2 |  | 1994-11-01 |  | 1994-11-01 |  | Currently in Use | Diesel | 8000 | Composite | 1985-03-17 | Fiberglass Reinforced Plastic | Pressurized
670154 | 3 |  | 1994-11-01 |  | 1994-11-01 |  | Currently in Use | Gas (Historical Use) | 8000 | Composite | 1985-03-17 | Fiberglass Reinforced Plastic | Pressurized
670154 | 4 |  | 1994-11-01 |  | 1994-11-01 |  | Currently in Use | Gas (Historical Use) | 10000 | Composite | 1985-03-17 | Fiberglass Reinforced Plastic | Pressurized
670154 | 5 |  | 1994-11-01 |  | 1994-11-01 |  | Currently in Use | Gas (Historical Use) | 10000 | Composite | 1985-03-17 | Fiberglass Reinforced Plastic | Pressurized
670155 | 1 | Flapper Valve | 1998-11-13 |  | 1998-11-13 |  | Currently in Use | Gas (Historical Use) | 10000 | Steel-Impressed Current | 1985-03-17 | Cathodically Protected | Pressurized
670155 | 2 | Flapper Valve | 1998-11-13 |  | 1998-11-13 |  | Currently in Use | Gas (Historical Use) | 10000 | Steel-Impressed Current | 1985-03-17 | Cathodically Protected | Pressurized
670155 | 3 | Flapper Valve | 1998-11-13 |  | 1998-11-13 |  | Currently in Use | Gas (Historical Use) | 10000 | Steel-Impressed Current | 1985-03-17 | Cathodically Protected | Pressurized
670155 | 4 | Flapper Valve | 1998-11-13 |  | 1998-11-13 |  | Temporarily out of use | Diesel | 10000 | Steel-Impressed Current | 1985-03-17 | Cathodically Protected | Pressurized
670155 | 5 | Flapper Valve | 1998-11-13 |  | 1998-11-13 |  | Temporarily out of use | Kerosene | 4000 | Steel-Impressed Current | 1985-03-17 | Cathodically Protected | Pressurized
670156 | 7 |  |  | yes |  | yes | Removed from Ground | Used Oil | 550 | Bare Steel | 1992-05-12 | Galvanized Steel
670156 | A | [5 empty] | Removed from Ground | Gas (Historical Use) | 12000 | Bare Steel | 1982-01-01 | Galvanized Steel
670156 | B | [5 empty] | Removed from Ground | Gas (Historical Use) | 6000 | Bare Steel | 1966-01-01 | Galvanized Steel
670156 | C | [5 empty] | Removed from Ground | Gas (Historical Use) | 6000 | Bare Steel | 1966-01-01 | Galvanized Steel
670156 | D | [5 empty] | Removed from Ground | Gas (Historical Use) | 6000 | Bare Steel | 1966-01-01 | Galvanized Steel
670156 | E | [5 empty] | Removed from Ground | Diesel | 6000 | Bare Steel | 1966-01-01 | Galvanized Steel
670156 | F | [5 empty] | Removed from Ground | Kerosene | 3000 | Bare Steel | 1966-01-01 | Galvanized Steel
670156 | G |  | 1992-05-01 |  | 1992-05-01 |  | Currently in Use | Gas (Historical Use) | 15000 | Steel-Impressed Current | 1992-05-15 | Fiberglass Reinforced Plastic | Pressurized
670156 | H |  | 1992-05-01 |  | 1992-05-01 |  | Currently in Use | Gas (Historical Use) | 8000 | Galvanic (STIP-3) | 1992-05-15 | Fiberglass Reinforced Plastic | Pressurized
670156 | I |  | 1992-05-01 |  | 1992-05-01 |  | Currently in Use | Gas (Historical Use) | 8000 | Galvanic (STIP-3) | 1992-05-15 | Fiberglass Reinforced Plastic | Pressurized
670156 | J |  | 1992-05-01 |  | 1992-05-01 |  | Currently in Use | Diesel | 4000 | Galvanic (STIP-3) | 1992-05-16 | Fiberglass Reinforced Plastic | Pressurized
670156 | K |  | 1992-05-01 |  | 1992-05-01 |  | Currently in Use | E-85 | 4000 | Galvanic (STIP-3) | 1992-05-16 | Fiberglass Reinforced Plastic | Pressurized
670158 | A | Ball Float | 1993-01-01 |  | 1992-12-01 |  | Currently in Use | Gas (Historical Use) | 12000 | Steel-Impressed Current | 1984-03-17 | Fiberglass Reinforced Plastic | Pressurized
670158 | B | Ball Float | 1993-01-01 |  | 1992-12-01 |  | Currently in Use | Gas (Historical Use) | 12000 | Steel-Impressed Current | 1984-03-17 | Fiberglass Reinforced Plastic | Pressurized
670158 | C | Ball Float | 1993-01-01 |  | 1992-12-01 |  | Currently in Use | Gas (Historical Use) | 8000 | Steel-Impressed Current | 1984-03-17 | Fiberglass Reinforced Plastic | Pressurized
670158 | D | Flapper Valve | 1993-01-01 |  | 1992-12-01 |  | Currently in Use | Diesel | 8000 | Steel-Impressed Current | 1984-03-17 | Fiberglass Reinforced Plastic | Pressurized
670158 | E | Flapper Valve | 1993-01-01 |  | 1992-12-01 |  | Currently in Use | Kerosene | 4000 | Steel-Impressed Current | 1984-03-17 | Fiberglass Reinforced Plastic | Pressurized
670162 | 92A |  | 1992-03-01 |  | 1995-03-01 |  | Temporarily out of use | E-10 | 12000 | Fiberglass | 1992-03-01 | Fiberglass Reinforced Plastic | Pressurized
670162 | 92B |  | 1992-03-01 |  | 1995-03-01 |  | Temporarily out of use | E-10 | 12000 | Fiberglass | 1992-03-01 | Fiberglass Reinforced Plastic | Pressurized
670162 | 92C |  | 1992-03-01 |  | 1995-03-01 |  | Temporarily out of use | E-10 | 12000 | Fiberglass | 1992-04-01 | Fiberglass Reinforced Plastic | Pressurized
670162 | 92D |  | 1992-03-01 |  | 1995-03-01 |  | Temporarily out of use | Diesel | 4000 | Fiberglass | 1992-03-01 | Fiberglass Reinforced Plastic | Pressurized
670162 | 92E |  | 1992-03-01 |  | 1995-03-01 |  | Temporarily out of use | E-85 | 4000 | Fiberglass | 1992-03-01 | Fiberglass Reinforced Plastic | Safe Suction (Euro)
670162 | A | [5 empty] | Removed from Ground | Gas (Historical Use) | 4000 | Bare Steel | 1976-03-19 | Galvanized Steel | Pressurized
670162 | B | [5 empty] | Removed from Ground | Kerosene | 3000 | Bare Steel | 1976-03-19 | Galvanized Steel | Safe Suction (Euro)
670162 | C | [5 empty] | Removed from Ground | Gas (Historical Use) | 6000 | Bare Steel | 1976-03-19 | Galvanized Steel | Pressurized
670162 | D | [5 empty] | Removed from Ground | Gas (Historical Use) | 6000 | Bare Steel | 1976-03-19 | Galvanized Steel | Safe Suction (Euro)
670162 | E | [5 empty] | Removed from Ground | Gas (Historical Use) | 6000 | Bare Steel | 1976-03-19 | Galvanized Steel | Safe Suction (Euro)
670162 | F | [5 empty] | Removed from Ground | Diesel | 6000 | Bare Steel | 1976-03-19 | Galvanized Steel | Safe Suction (Euro)
670163 | 1 | [5 empty] | Removed from Ground | Diesel | 10000 | Bare Steel | 1978-05-02 | Bare Steel
670165 | 1 | [5 empty] | Removed from Ground | Diesel | 20000 | Bare Steel | 1982-01-01 | Bare Steel | Pressurized
670165 | 2 | [5 empty] | Removed from Ground | Diesel | 20000 | Bare Steel | 1982-01-01 | Bare Steel | Pressurized
670165 | 3 | [5 empty] | Removed from Ground | Other | 10000 | Bare Steel | 1982-01-01 | Bare Steel | Suction (American)
670165 | 4 |  |  | yes |  | yes | Removed from Ground | Used Oil | 6000 | Bare Steel | 1982-01-01 | Bare Steel | Suction (American)
670165 | 5 | Flapper Valve | 1996-08-23 |  | 1996-08-23 |  | Currently in Use | Diesel | 20000 | Fiberglass Double Walled | 1996-08-23 | Double-Walled Fiberglass | Pressurized
670166 | 1 | [5 empty] | Removed from Ground | Gas (Historical Use) | 10000 | Bare Steel | 1981-02-01 | Galvanized Steel | Suction (American)
670166 | 2 | [5 empty] | Removed from Ground | Diesel | 15000 | Bare Steel | 1981-02-01 | Galvanized Steel | Suction (American)
670166 | 3 |  | 2005-01-08 | no | 2005-01-08 | no | Currently in Use | Diesel | 20000 | Epoxy Double-Walled | 2005-01-06 |  | Pressurized
670168 | 1 | [5 empty] | Removed from Ground | Used Oil | 7000 | Not Marked/Unknown | 1979-05-03 | Not Marked
670168 | 162700 |  | 1997-04-18 |  | 1997-04-18 |  | Removed from Ground | Diesel | 4000 | Galvanic (STIP-3) | 1990-10-12 | Double Walled | Suction (American)
670168 | 2 | [5 empty] | Removed from Ground | Used Oil | 500 | Not Marked/Unknown | 1976-05-03 | Not Marked
670169 | 1 | [5 empty] | Closed in Ground | Diesel | 2000 | Bare Steel | 1971-05-05 | Galvanized Steel | Suction (American)
670171 | 1 |  |  | yes |  | yes | Removed from Ground | Used Oil | 2000 | Cathodically Protected Steel | 1985-05-05 | Galvanized Steel
670171 | 2 | [5 empty] | Removed from Ground | Other | 3000 | Cathodically Protected Steel | 1985-05-05 | Galvanized Steel
670171 | 3 | [5 empty] | Removed from Ground | Other | 5000 | Cathodically Protected Steel | 1985-05-05 | Galvanized Steel
670172 | 1 | [5 empty] | Removed from Ground | Other | 2000 | Cathodically Protected Steel | 1980-05-06 | Galvanized Steel
670172 | 2 | [5 empty] | Removed from Ground | Other | 2000 | Cathodically Protected Steel | 1980-05-06 | Galvanized Steel
670172 | 3 |  |  | yes |  | yes | Removed from Ground | Used Oil | 2000 | Cathodically Protected Steel | 1980-05-06 | Galvanized Steel
670173 | 1 |  |  | no |  | no | Removed from Ground |  | 10027 | Bare Steel | 1976-05-07 | Galvanized Steel
670173 | 2 |  |  | no |  | no | Removed from Ground |  | 10027 | Bare Steel | 1976-05-07 | Galvanized Steel
670173 | 3 | Ball Float | 2003-05-01 | no | 2003-05-01 | yes | Currently in Use | Regular | 15000 | Epoxy | 2003-05-01 | Double-Walled Fiberglass | Pressurized
670173 | 4A | Ball Float | 2003-05-01 | no | 2003-05-01 | yes | Currently in Use | Premium | 10000 | Epoxy | 2003-05-01 | Double-Walled Fiberglass | Pressurized
670173 | 4B | Ball Float | 2003-05-01 | no | 2003-05-01 | yes | Currently in Use | Diesel | 5000 | Epoxy | 2003-05-01 | Double-Walled Fiberglass | Pressurized
670174 | 1 | Ball Float | 1995-03-01 | no | 1995-03-01 | no | Currently in Use | Regular | 10000 | Galvanic (STIP-3) | 1985-01-01 | Fiberglass Reinforced Plastic | Pressurized
670174 | 2 | Ball Float | 1995-03-01 | no | 1995-03-01 | no | Currently in Use | Premium | 10000 | Galvanic (STIP-3) | 1985-01-01 | Fiberglass Reinforced Plastic | Pressurized
670174 | 3 | Ball Float | 1995-03-01 | no | 1995-03-01 | no | Currently in Use | Diesel | 6000 | Galvanic (STIP-3) | 1985-01-01 | Fiberglass Reinforced Plastic | Pressurized
670176 | 1 | [5 empty] | Removed from Ground | Diesel | 20000 | Bare Steel | 1978-05-04 | Bare Steel
670176 | 10 | [5 empty] | Removed from Ground | Other | 1000 | Bare Steel | 1974-05-05 | Bare Steel
670176 | 2 | [5 empty] | Removed from Ground | Diesel | 20000 | Bare Steel | 1978-05-04 | Bare Steel
670176 | 3 | [5 empty] | Removed from Ground | Diesel | 7000 | Bare Steel | 1974-05-05 | Bare Steel
670176 | 4 | [5 empty] | Removed from Ground | Diesel | 7000 | Bare Steel | 1974-05-05 | Bare Steel
670176 | 5 | [5 empty] | Removed from Ground | Diesel | 2000 | Bare Steel | 1974-05-05 | Bare Steel
670176 | 6 | [5 empty] | Removed from Ground | Diesel | 10000 | Bare Steel | 1978-05-04 | Bare Steel
670176 | 7 | [5 empty] | Removed from Ground | Gas (Historical Use) | 4000 | Bare Steel | 1974-05-05 | Bare Steel
670176 | 8 | [5 empty] | Removed from Ground | Gas (Historical Use) | 4000 | Bare Steel | 1974-05-05 | Bare Steel
670176 | 9 |  |  | yes |  | yes | Removed from Ground | Used Oil | 2000 | Bare Steel | 1974-05-05 | Bare Steel
670177 | 1 | [5 empty] | Removed from Ground | Gas (Historical Use) | 12000 | Bare Steel | 1981-05-06 | Bare Steel | Pressurized
670177 | 2 | [5 empty] | Removed from Ground | Gas (Historical Use) | 12000 | Bare Steel | 1981-05-06 | Bare Steel | Pressurized
670177 | 3 | [5 empty] | Removed from Ground | Gas (Historical Use) | 10000 | Bare Steel | 1981-05-06 | Bare Steel | Pressurized
670177 | 4 | [5 empty] | Removed from Ground | Diesel | 10000 | Bare Steel | 1981-05-06 | Bare Steel | Pressurized
670177 | 5 |  |  | no |  | no | Removed from Ground | Gas (Historical Use) | 12000 | Unknown | 2004-04-30 | Unknown
670177 | 6 |  |  | no |  | no | Removed from Ground | Gas (Historical Use) | 12000 | Unknown | 2004-04-30 | Unknown
670178 | 1 |  | 1996-02-01 |  | 1996-02-01 |  | Currently in Use | Gas (Historical Use) | 10000 | Fiberglass | 1986-05-05 | Fiberglass Reinforced Plastic | Pressurized
670178 | 2 |  | 1996-02-01 |  | 1996-02-01 |  | Currently in Use | Gas (Historical Use) | 10000 | Fiberglass | 1986-05-05 | Fiberglass Reinforced Plastic | Pressurized
670178 | 3 |  | 1996-02-01 |  | 1996-02-01 |  | Currently in Use | Diesel | 6000 | Fiberglass | 1986-05-05 | Fiberglass Reinforced Plastic | Pressurized
670179 | 1 | Overfill Alarm | 1998-11-01 | no | 1998-11-01 | no | Currently in Use | Diesel | 12000 | Steel-Impressed Current | 1985-05-02 | Flex | Pressurized
670179 | 2 |  |  | no |  | no | Removed from Ground |  | 3000 | Bare Steel | 1985-05-02 | Galvanized Steel | Suction (American)
670179 | 3 |  |  | yes |  | yes | Removed from Ground | Used Oil | 1000 | Bare Steel | 1985-05-02 | Galvanized Steel | Gravity Fed
670180 | 1 | [5 empty] | Removed from Ground | Diesel | 2000 | Cathodically Protected Steel | 1982-01-01 | Bare Steel | Suction (American)
670181 | 1 | [5 empty] | Removed from Ground | Diesel | 3000 | Bare Steel | 1966-05-10 | Not Marked
670181 | 2 | [5 empty] | Removed from Ground | Diesel | 0 | Bare Steel | 1966-05-10 | Not Marked
670182 | 1 |  | 1997-08-01 |  | 1997-08-01 |  | Removed from Ground | Gas (Historical Use) | 10000 | Fiberglass | 1984-05-02 | Fiberglass Reinforced Plastic | Pressurized
670182 | 2 |  | 1997-08-01 |  | 1997-08-01 |  | Removed from Ground | Gas (Historical Use) | 10000 | Fiberglass | 1984-05-02 | Fiberglass Reinforced Plastic | Pressurized
670182 | 3 |  | 1997-08-01 |  | 1997-08-01 |  | Removed from Ground | Gas (Historical Use) | 10000 | Fiberglass | 1984-05-02 | Fiberglass Reinforced Plastic | Pressurized
670182 | 4 |  | 1997-08-01 |  | 1997-08-01 |  | Removed from Ground | Diesel | 10000 | Fiberglass | 1984-05-02 | Fiberglass Reinforced Plastic | Pressurized
670182 | 5 | Ball Float | 2003-11-01 | no | 2003-11-01 | no | Currently in Use | Gas (Historical Use) | 10000 | Fiberglass Double Walled | 2003-10-08 | Double-Walled Flex | Pressurized
670182 | 6 | Ball Float | 2003-11-01 | no | 2003-11-01 | no | Currently in Use | Gas (Historical Use) | 10000 | Fiberglass Double Walled | 2003-10-08 | Double-Walled Flex | Pressurized
670182 | 7 | Ball Float | 2003-11-01 | no | 2003-11-01 | no | Currently in Use | Gas (Historical Use) | 10000 | Fiberglass Double Walled | 2003-10-08 | Double-Walled Flex | Pressurized
670182 | 8 | Ball Float | 2003-11-01 | no | 2003-11-01 | no | Currently in Use | Gas (Historical Use) | 10000 | Fiberglass Double Walled | 2003-10-08 | Double-Walled Flex | Pressurized
670183 | 1 |  | 1983-01-01 |  | 1983-01-01 |  | Removed from Ground | Gas (Historical Use) | 10000 | Fiberglass | 1983-05-03 | Fiberglass Reinforced Plastic | Pressurized
670183 | 2 |  | 1983-01-01 |  | 1983-01-01 |  | Removed from Ground | Gas (Historical Use) | 10000 | Fiberglass | 1983-05-03 | Fiberglass Reinforced Plastic | Pressurized
670183 | 3 |  | 1983-01-01 |  | 1983-01-01 |  | Removed from Ground | Gas (Historical Use) | 10000 | Fiberglass | 1983-05-03 | Fiberglass Reinforced Plastic | Pressurized
670183 | 4 |  | 1983-01-01 |  | 1983-01-01 |  | Removed from Ground | Diesel | 10000 | Fiberglass | 1982-05-03 | Fiberglass Reinforced Plastic | Pressurized
670184 | 1 | [5 empty] | Removed from Ground | Gas (Historical Use) | 10000 | Bare Steel | 1979-05-04 | Galvanized Steel
670184 | 2 | [5 empty] | Removed from Ground | Gas (Historical Use) | 10000 | Bare Steel | 1979-05-04 | Galvanized Steel
670184 | 3 | [5 empty] | Removed from Ground | Diesel | 10000 | Bare Steel | 1981-05-03 | Galvanized Steel
670184 | 4 | [5 empty] | Removed from Ground | Gas (Historical Use) | 12000 | Bare Steel | 1979-05-04 | Galvanized Steel
670184 | 5 |  | 1989-04-01 |  | 1989-04-01 |  | Currently in Use | Gas (Historical Use) | 10000 | Fiberglass | 1989-01-01 | Fiberglass Reinforced Plastic | Pressurized
670184 | 6 |  | 1989-04-01 |  | 1989-04-01 |  | Currently in Use | Gas (Historical Use) | 10000 | Fiberglass | 1989-01-01 | Fiberglass Reinforced Plastic | Pressurized
670184 | 7 |  | 1989-04-01 |  | 1989-04-01 |  | Currently in Use | Gas (Historical Use) | 10000 | Fiberglass | 1989-01-01 | Fiberglass Reinforced Plastic | Pressurized
670184 | 8 |  | 1989-04-01 |  | 1989-04-01 |  | Currently in Use | Diesel | 10000 | Fiberglass | 1989-01-01 | Fiberglass Reinforced Plastic | Pressurized
670185 | 1 | [5 empty] | Removed from Ground | Gas (Historical Use) | 3000 | Bare Steel | 1950-05-11 | Galvanized Steel
670185 | 2 | [5 empty] | Removed from Ground | Gas (Historical Use) | 3000 | Bare Steel | 1950-05-11 | Galvanized Steel
670185 | 3 | [5 empty] | Removed from Ground | Gas (Historical Use) | 5000 | Bare Steel | 1950-05-11 | Galvanized Steel
670185 | 4 |  |  | yes |  | yes | Removed from Ground | Used Oil | 1000 | Bare Steel | 1950-05-11 | Galvanized Steel
670185 | 5 |  | 1988-01-01 |  | 1988-01-01 |  | Removed from Ground | Gas (Historical Use) | 10000 | Fiberglass | 1988-01-01 | Fiberglass Reinforced Plastic | Pressurized
670185 | 6 |  | 1988-01-01 |  | 1988-01-01 |  | Removed from Ground | Gas (Historical Use) | 10000 | Fiberglass | 1988-01-01 | Fiberglass Reinforced Plastic | Pressurized
670185 | 7 |  | 1988-01-01 |  | 1988-01-01 |  | Removed from Ground | Gas (Historical Use) | 10000 | Fiberglass | 1988-01-01 | Fiberglass Reinforced Plastic | Pressurized
670185 | 9 |  |  | yes |  | yes | Removed from Ground | Used Oil | 1000 | Fiberglass | 1988-01-01 | Fiberglass Reinforced Plastic | Pressurized
670186 | 1 | [5 empty] | Removed from Ground | Gas (Historical Use) | 10000 | Bare Steel | 1979-05-04 | Galvanized Steel
670186 | 2 | [5 empty] | Removed from Ground | Gas (Historical Use) | 10000 | Bare Steel | 1979-05-04 | Galvanized Steel
670186 | 3 | [5 empty] | Removed from Ground | Diesel | 10000 | Bare Steel | 1980-05-03 | Galvanized Steel
670186 | 4 | [5 empty] | Removed from Ground | Gas (Historical Use) | 12000 | Bare Steel | 1979-05-04 | Galvanized Steel
670187 | 1 | [5 empty] | Removed from Ground | Gas (Historical Use) | 10000 | Bare Steel | 1978-05-04 | Galvanized Steel
670187 | 2 | [5 empty] | Removed from Ground | Gas (Historical Use) | 10000 | Bare Steel | 1978-05-04 | Galvanized Steel
670187 | 3 | [5 empty] | Removed from Ground | Diesel | 10000 | Bare Steel | 1981-05-03 | Galvanized Steel
670187 | 4 | [5 empty] | Removed from Ground | Gas (Historical Use) | 12000 | Bare Steel | 1979-05-04 | Galvanized Steel
670187 | 5 |  | 1989-11-01 |  | 1989-11-01 |  | Currently in Use | Diesel | 10000 | Fiberglass | 1989-01-01 | Double-Walled Fiberglass | Pressurized
670187 | 6 |  | 1989-11-01 |  | 1989-11-01 |  | Currently in Use | Gas (Historical Use) | 10000 | Fiberglass | 1989-01-01 | Double-Walled Fiberglass | Pressurized
670187 | 7 |  | 1989-11-01 |  | 1989-11-01 |  | Currently in Use | Gas (Historical Use) | 10000 | Fiberglass | 1989-01-01 | Fiberglass Reinforced Plastic | Pressurized
670188 | 1 | [5 empty] | Removed from Ground | Gas (Historical Use) | 10000 | Bare Steel | 1977-05-04 | Galvanized Steel
670188 | 2 | [5 empty] | Removed from Ground | Gas (Historical Use) | 10000 | Bare Steel | 1977-05-04 | Galvanized Steel
670188 | 3 | [5 empty] | Removed from Ground | Diesel | 10000 | Bare Steel | 1982-05-03 | Galvanized Steel
670188 | 4 | [5 empty] | Removed from Ground | Gas (Historical Use) | 12000 | Bare Steel | 1977-05-04 | Galvanized Steel
670188 | 5 | [5 empty] | Removed from Ground | Diesel | 10000 | Fiberglass | 1987-01-01 | Fiberglass Reinforced Plastic
670190 | 1 |  |  | yes |  | yes | Removed from Ground | Used Oil | 550 | Bare Steel | 1956-05-09 | Galvanized Steel
670190 | 2 | [5 empty] | Removed from Ground | Gas (Historical Use) | 3000 | Bare Steel | 1956-05-09 | Galvanized Steel
670190 | 3 | [5 empty] | Removed from Ground | Gas (Historical Use) | 3000 | Bare Steel | 1956-05-09 | Galvanized Steel
670190 | 4 | [5 empty] | Removed from Ground | Gas (Historical Use) | 3000 | Bare Steel | 1956-05-09 | Galvanized Steel
670190 | 5 | [5 empty] | Removed from Ground | Diesel | 3000 | Bare Steel | 1956-05-09 | Galvanized Steel
670190 | 6 |  |  | yes |  | yes | Removed from Ground | Diesel | 550 | Not Marked/Unknown | 1956-05-09 | Not Marked
670191 | 1 | [5 empty] | Removed from Ground | Gas (Historical Use) | 6000 | Bare Steel | 1965-05-07 | Galvanized Steel
670191 | 2 | [5 empty] | Removed from Ground | Gas (Historical Use) | 10000 | Bare Steel | 1974-05-05 | Galvanized Steel
670191 | 3 | [5 empty] | Removed from Ground | Gas (Historical Use) | 6000 | Bare Steel | 1965-05-07 | Galvanized Steel
670191 | 4 | [5 empty] | Removed from Ground | Gas (Historical Use) | 6000 | Bare Steel | 1965-05-07 | Galvanized Steel
670191 | 5 |  |  | yes |  | yes | Removed from Ground | Used Oil | 550 | Bare Steel | 1965-05-07 | Galvanized Steel
670192 | 1 | [5 empty] | Removed from Ground | Gas (Historical Use) | 10000 | Bare Steel | 1979-05-04 | Galvanized Steel
670192 | 2 | [5 empty] | Removed from Ground | Gas (Historical Use) | 10000 | Bare Steel | 1979-05-04 | Galvanized Steel
670192 | 3 | [5 empty] | Removed from Ground | Diesel | 12000 | Bare Steel | 1981-05-03 | Galvanized Steel
670192 | 4 | [5 empty] | Removed from Ground | Gas (Historical Use) | 10000 | Bare Steel | 1979-05-04 | Galvanized Steel
670192 | 5 | [5 empty] | Removed from Ground | Other | 10000 | Not Marked/Unknown | 1988-01-01 | Not Marked
670192 | 6 | [5 empty] | Removed from Ground | Other | 10000 | Not Marked/Unknown | 1988-01-01 | Not Marked
670192 | 7 | [5 empty] | Removed from Ground | Other | 10000 | Not Marked/Unknown | 1988-01-01 | Not Marked
670192 | 8 | [5 empty] | Removed from Ground | Other | 10000 | Not Marked/Unknown | 1988-01-01 | Not Marked
670192 | 9 |  |  | no |  | no | Removed from Ground | Not Marked/Tank Removed | 550 | Unknown | 2009-11-19 | Unknown
670193 | 1 |  |  | yes |  | yes | Removed from Ground | Used Oil | 550 | Bare Steel | 1965-05-07 | Galvanized Steel
670193 | 2 | [5 empty] | Removed from Ground | Gas (Historical Use) | 6000 | Bare Steel | 1965-05-07 | Galvanized Steel
670193 | 3 | [5 empty] | Removed from Ground | Gas (Historical Use) | 6000 | Bare Steel | 1965-05-07 | Galvanized Steel
670193 | 4 | [5 empty] | Removed from Ground | Gas (Historical Use) | 6000 | Bare Steel | 1965-05-07 | Galvanized Steel
670193 | 5 | [5 empty] | Removed from Ground | Kerosene | 10000 | Fiberglass | 1985-02-19 | Galvanized Steel
670193 | 6 | [5 empty] | Removed from Ground | Gas (Historical Use) | 10000 | Fiberglass | 1985-02-19 | Fiberglass Reinforced Plastic
670193 | 7 |  |  | yes |  | yes | Removed from Ground | Used Oil | 500 | Fiberglass | 1985-02-19 | Fiberglass Reinforced Plastic
670193 | 8 | [5 empty] | Removed from Ground | Gas (Historical Use) | 10000 | Fiberglass | 1985-02-19 | Fiberglass Reinforced Plastic
670194 | 1 |  |  | yes |  | yes | Removed from Ground | Used Oil | 550 | Bare Steel | 1966-05-07 | Galvanized Steel
670194 | 2 | [5 empty] | Removed from Ground | Gas (Historical Use) | 6000 | Bare Steel | 1965-05-07 | Galvanized Steel
670194 | 3 | [5 empty] | Removed from Ground | Gas (Historical Use) | 6000 | Bare Steel | 1965-05-07 | Galvanized Steel
670194 | 4 | [5 empty] | Removed from Ground | Gas (Historical Use) | 6000 | Bare Steel | 1965-05-07 | Galvanized Steel
670194 | 5 | [5 empty] | Removed from Ground | Gas (Historical Use) | 10000 | Bare Steel | 1971-05-06 | Galvanized Steel
670194 | 6 | [5 empty] | Removed from Ground | Diesel | 10000 | Bare Steel | 1971-05-06 | Galvanized Steel
670194 | 7 |  | 1989-01-01 |  | 1989-01-01 |  | Removed from Ground | Gas (Historical Use) | 10000 | Fiberglass | 1989-01-01 | Fiberglass Reinforced Plastic | Pressurized
670194 | 8 |  | 1989-01-01 |  | 1989-01-01 |  | Removed from Ground | Gas (Historical Use) | 10000 | Fiberglass | 1989-01-01 | Fiberglass Reinforced Plastic | Pressurized
670194 | 9 |  | 1989-01-01 |  | 1989-01-01 |  | Removed from Ground | Gas (Historical Use) | 10000 | Fiberglass | 1989-01-01 | Fiberglass Reinforced Plastic | Pressurized
670195 | 1 | [5 empty] | Removed from Ground | Gas (Historical Use) | 10000 | Fiberglass | 1974-05-05 | Fiberglass Reinforced Plastic
670195 | 2 | [5 empty] | Removed from Ground | Gas (Historical Use) | 10000 | Fiberglass | 1974-05-05 | Fiberglass Reinforced Plastic
670195 | 3 | [5 empty] | Removed from Ground | Gas (Historical Use) | 10000 | Fiberglass | 1974-05-05 | Fiberglass Reinforced Plastic
670195 | 4 | [5 empty] | Removed from Ground | Gas (Historical Use) | 10000 | Fiberglass | 1974-05-05 | Fiberglass Reinforced Plastic
670195 | 5 | [5 empty] | Removed from Ground | Diesel | 10000 | Bare Steel | 1980-05-03 | Galvanized Steel
670197 | 1 | [5 empty] | Removed from Ground | Gas (Historical Use) | 10000 | Bare Steel | 1978-05-04 | Galvanized Steel
670197 | 2 | [5 empty] | Removed from Ground | Diesel | 10000 | Bare Steel | 1978-05-04 | Galvanized Steel
670197 | 3 | [5 empty] | Removed from Ground | Gas (Historical Use) | 10000 | Bare Steel | 1978-05-04 | Galvanized Steel
670197 | 4 | [5 empty] | Removed from Ground | Diesel | 500 | Bare Steel | 1979-05-04 | Galvanized Steel
670197 | 5 | Ball Float | 1989-04-05 | no | 1989-04-05 | no | Currently in Use | Gas (Historical Use) | 12000 | Galvanic (STIP-3) | 1989-04-05 | Fiberglass Reinforced Plastic | Pressurized
670197 | 6 | Ball Float | 1989-04-05 | no | 1989-04-05 | no | Currently in Use | Diesel | 12000 | Galvanic (STIP-3) | 1989-04-05 | Fiberglass Reinforced Plastic | Pressurized
670197 | 7 | Ball Float | 1989-04-05 | no | 1989-04-05 | no | Currently in Use | Regular | 12000 | Galvanic (STIP-3) | 1989-04-05 | Fiberglass Reinforced Plastic | Pressurized
670198 | 1 |  | 1992-03-06 |  | 1992-03-06 |  | Removed from Ground | Gas (Historical Use) | 10000 | Bare Steel | 1979-05-04 | Fiberglass Reinforced Plastic | Suction (American)
670198 | 2 |  | 1992-03-06 |  | 1992-03-06 |  | Removed from Ground | Diesel | 10000 | Bare Steel | 1979-05-04 | Fiberglass Reinforced Plastic | Suction (American)
670198 | 3 |  | 1992-03-06 |  | 1992-03-06 |  | Removed from Ground | Gas (Historical Use) | 10000 | Bare Steel | 1979-05-04 | Fiberglass Reinforced Plastic | Suction (American)
670198 | 4 | [5 empty] | Removed from Ground | Diesel | 2000 | Bare Steel | 1981-05-03 | Galvanized Steel
670198 | 5 | Ball Float | 1999-02-01 | no | 1999-02-01 | no | Currently in Use | Regular | 15000 | Fiberglass Double Walled | 1999-02-01 | Fiberglass Reinforced Plastic | Pressurized
670198 | 6 | Ball Float | 1999-02-01 | no | 1999-02-01 | no | Currently in Use | Diesel | 15000 | Fiberglass Double Walled | 1999-02-01 | Fiberglass Reinforced Plastic | Pressurized
670199 | 1 | [5 empty] | Removed from Ground | Gas (Historical Use) | 12000 | Bare Steel | 1978-05-04 | Galvanized Steel
670199 | 2 | [5 empty] | Removed from Ground | Diesel | 10000 | Bare Steel | 1978-05-04 | Galvanized Steel
670199 | 3 | [5 empty] | Removed from Ground | Gas (Historical Use) | 12000 | Bare Steel | 1978-05-04 | Galvanized Steel
670199 | 4 | [5 empty] | Removed from Ground | Other | 550 | Bare Steel | 1978-05-04 | Galvanized Steel
670199 | 5 | Overfill Alarm | 1991-10-08 |  | 1991-10-08 |  | Removed from Ground | Gas (Historical Use) | 12000 | Fiberglass | 1992-01-01 | Fiberglass Reinforced Plastic | Pressurized
670199 | 6 | Overfill Alarm | 1991-10-08 |  | 1991-10-08 |  | Removed from Ground | Diesel | 12000 | Fiberglass | 1992-01-01 | Fiberglass Reinforced Plastic | Pressurized
670199 | 7 | [5 empty] | Removed from Ground | Other | 550 | Double Walled | 1992-01-01 | Fiberglass Reinforced Plastic
670200 | 1 |  | 1991-08-29 |  | 1991-08-29 |  | Removed from Ground | Gas (Historical Use) | 12000 | Bare Steel | 1982-01-01 | Fiberglass Reinforced Plastic | Suction (American)
670200 | 2 |  | 1991-08-29 |  | 1991-08-29 |  | Removed from Ground | Diesel | 12000 | Bare Steel | 1982-01-01 | Fiberglass Reinforced Plastic | Suction (American)
670200 | 3 |  | 1991-08-29 |  | 1991-08-29 |  | Removed from Ground | Diesel | 12000 | Bare Steel | 1982-01-01 | Fiberglass Reinforced Plastic | Suction (American)
670200 | 4 | [5 empty] | Removed from Ground | Other | 550 | Bare Steel | 1982-01-01 | Fiberglass Reinforced Plastic
670201 | 1 | [5 empty] | Removed from Ground | Gas (Historical Use) | 12000 | Bare Steel | 1982-01-01 | Fiberglass Reinforced Plastic | Suction (American)
670201 | 2 | [5 empty] | Removed from Ground | Diesel | 10000 | Bare Steel | 1982-01-01 | Galvanized Steel | Suction (American)
670201 | 3 | [5 empty] | Removed from Ground | Diesel | 12000 | Bare Steel | 1982-01-01 | Fiberglass Reinforced Plastic | Suction (American)
670201 | 4 | [5 empty] | Removed from Ground | Other | 550 | Bare Steel | 1982-01-01 | Fiberglass Reinforced Plastic
670202 | 1 |  | 1991-10-31 |  | 1991-10-31 |  | Removed from Ground | Gas (Historical Use) | 12000 | Bare Steel | 1982-01-01 | Fiberglass Reinforced Plastic | Suction (American)
670202 | 2 |  | 1991-10-31 |  | 1991-10-31 |  | Removed from Ground | Diesel | 12000 | Bare Steel | 1982-01-01 | Fiberglass Reinforced Plastic | Suction (American)
670202 | 3 |  | 1991-10-31 |  | 1991-10-31 |  | Removed from Ground | Diesel | 12000 | Bare Steel | 1982-01-01 | Fiberglass Reinforced Plastic | Suction (American)
670202 | 4 | [5 empty] | Removed from Ground | Other | 550 | Bare Steel | 1982-01-01 | Fiberglass Reinforced Plastic
670203 | 1 |  | 1991-12-31 |  | 1991-12-31 |  | Removed from Ground | Gas (Historical Use) | 12000 | Bare Steel | 1982-01-01 | Fiberglass Reinforced Plastic | Suction (American)
670203 | 2 |  | 1991-12-31 |  | 1991-12-31 |  | Removed from Ground | Diesel | 12000 | Bare Steel | 1982-01-01 | Fiberglass Reinforced Plastic | Suction (American)
670203 | 3 |  | 1991-12-31 |  | 1991-12-31 |  | Removed from Ground | Diesel | 12000 | Bare Steel | 1982-01-01 | Fiberglass Reinforced Plastic | Suction (American)
670203 | 4 | [5 empty] | Removed from Ground | Other | 550 | Bare Steel | 1982-01-01 | Fiberglass Reinforced Plastic | Suction (American)
670204 | 1 | Flapper Valve | 1992-03-26 |  | 1992-03-26 |  | Removed from Ground | Gas (Historical Use) | 12000 | Steel-Impressed Current | 1980-05-03 | Fiberglass Reinforced Plastic | Suction (American)
670204 | 2 | Flapper Valve |  |  |  |  | Removed from Ground | Diesel | 12000 | Steel-Impressed Current | 1980-05-03 | Fiberglass Reinforced Plastic
670204 | 3 | Flapper Valve |  |  |  |  | Removed from Ground | Gas (Historical Use) | 12000 | Steel-Impressed Current | 1980-05-03 | Fiberglass Reinforced Plastic
670204 | 4 | [5 empty] | Removed from Ground | Other | 550 | Bare Steel | 1980-05-03 | Galvanized Steel
670204 | 5 | [5 empty] | Removed from Ground | Other | 550 | Bare Steel | 1974-05-05 | Galvanized Steel
670205 | 1 | [5 empty] | Removed from Ground | Empty | 1000 | Bare Steel | 1974-05-05 | Galvanized Steel
670206 | 1 | [5 empty] | Removed from Ground | Empty | 1000 | Bare Steel | 1976-05-04 | Galvanized Steel
670207 | 1 | [5 empty] | Closed in Ground | Empty | 1000 | Bare Steel | 1974-05-05 | Galvanized Steel
670208 | 1 | [5 empty] | Closed in Ground | Empty | 1000 | Bare Steel | 1974-05-05 | Galvanized Steel
670209 | 1 | [5 empty] | Closed in Ground | Empty | 1000 | Bare Steel | 1978-05-04 | Galvanized Steel
670210 | 1 | [5 empty] | Closed in Ground | Empty | 1000 | Bare Steel | 1978-05-04 | Galvanized Steel
670211 | 1 | [5 empty] | Removed from Ground | Gas (Historical Use) | 1000 | Bare Steel | 1974-05-05 | Galvanized Steel
670212 | 1 | [5 empty] | Removed from Ground | Empty | 1000 | Bare Steel | 1978-05-04 | Galvanized Steel
670213 | 1 | [5 empty] | Removed from Ground | Empty | 1000 | Bare Steel | 1978-05-04 | Galvanized Steel
670213 | 2 | [5 empty] | Removed from Ground | Diesel | 1000 | Bare Steel | 1978-05-04 | Galvanized Steel
670213 | 3 | [5 empty] | Removed from Ground | Diesel | 550 | Bare Steel | 1998-05-01 | Bare Steel | Safe Suction (Euro)
670214 | 1 | [5 empty] | Removed from Ground | Diesel | 500 | Bare Steel | 1981-05-03 | Galvanized Steel
670215 | 1 | [5 empty] | Removed from Ground | Diesel | 1000 | Bare Steel | 1981-05-03 | Galvanized Steel
670216 | 1 | [5 empty] | Removed from Ground | Diesel | 500 | Bare Steel | 1982-05-03 | Galvanized Steel
670217 | 1 | [5 empty] | Removed from Ground | Diesel | 1000 | Bare Steel | 1982-05-03 | Galvanized Steel | Suction (American)
670218 | 1 | [5 empty] | Removed from Ground | Diesel | 500 | Bare Steel | 1985-05-02 | Galvanized Steel
670220 | 1 | [5 empty] | Removed from Ground | Diesel | 4000 | Bare Steel | 1978-05-04 | Galvanized Steel
670220 | 2 | [5 empty] | Removed from Ground | Empty | 2000 | Bare Steel | 1978-05-04 | Galvanized Steel
670220 | 3 | [5 empty] | Removed from Ground | Diesel | 4000 | Bare Steel | 1978-05-04 | Galvanized Steel
670220 | 4 |  |  | yes |  | yes | Closed in Ground | Used Oil | 550 | Bare Steel | 1978-05-04 | Galvanized Steel
670221 | 1 | [5 empty] | Removed from Ground | Diesel | 2000 | Bare Steel | 1978-05-04 | Copper
670222 | 1 | [5 empty] | Removed from Ground | Empty | 2000 | Bare Steel | 1976-05-04 | Galvanized Steel
670222 | 2 | [5 empty] | Removed from Ground | Empty | 2000 | Bare Steel | 1976-05-04 | Galvanized Steel
670222 | 3 |  | 1998-10-01 |  | 1998-10-01 |  | Removed from Ground | Diesel | 3000 | Fiberglass Double Walled | 1981-01-01 | Double-Walled Fiberglass | Safe Suction (Euro)
670223 | 1 | [5 empty] | Removed from Ground | Empty | 500 | Bare Steel | 1971-05-06 | Unknown
670223 | 2 | [5 empty] | Removed from Ground | Empty | 300 | Bare Steel | 1971-05-06 | Unknown
670224 | 1 |  |  | no |  | no | Removed from Ground | Diesel | 15000 | Unknown | 2007-07-12 | Unknown
670224 | 2 | [5 empty] | Closed in Ground | Diesel | 10000 | Bare Steel | 1982-05-03 | Galvanized Steel
670225 | 1 | [5 empty] | Removed from Ground | Diesel | 550 | Bare Steel | 1978-05-04 | Galvanized Steel
670226 | 1 | [5 empty] | Closed in Ground | Diesel | 550 | Bare Steel | 1974-05-05 | Galvanized Steel
670227 | DUMMY | [5 empty] | Removed from Ground | Empty | 0 | Not Marked/Unknown |  | Not Marked
670228 | 1 | [5 empty] | Removed from Ground | Diesel | 300 | Bare Steel | 1971-05-06 | Galvanized Steel
670229 | 1 |  | 1996-08-01 | no | 1996-08-01 | no | Currently in Use | Diesel | 20000 | Fiberglass Double Walled | 1996-03-01 | Double-Walled Fiberglass | Pressurized
670229 | 2 |  | 1996-03-01 |  | 1996-03-01 |  | Currently in Use | Diesel | 12000 | Fiberglass Double Walled | 1996-03-01 | Double-Walled Fiberglass | Pressurized
670229 | 3 |  | 1996-08-01 |  | 1996-08-01 |  | Currently in Use | New Oil | 4000 | Fiberglass Double Walled | 1996-03-01 | Double-Walled Fiberglass | Suction (American)
670229 | 1 | [5 empty] | Removed from Ground | Diesel | 10000 | Bare Steel | 1972-05-05 | Bare Steel | Pressurized
670229 | 2 | [5 empty] | Removed from Ground | Diesel | 10000 | Bare Steel | 1978-05-05 | Not Marked
670229 | 3 | [5 empty] | Removed from Ground | Diesel | 20000 | Bare Steel | 1972-05-04 | Bare Steel | Pressurized
670229 | 4 | [5 empty] | Removed from Ground | Gas (Historical Use) | 10000 | Bare Steel | 1972-05-05 | Bare Steel | Suction (American)
670229 | 5 | [5 empty] | Removed from Ground | Other | 6000 | Bare Steel | 1972-05-05 | Bare Steel | Suction (American)
670229 | 6 | [5 empty] | Removed from Ground | Other | 4000 | Bare Steel | 1971-03-15 | Galvanized Steel
670229 | 7 |  |  | yes |  | yes | Removed from Ground | Used Oil | 2000 | Bare Steel | 1972-03-15 | Galvanized Steel | Gravity Fed
670232 | 1 | [5 empty] | Removed from Ground | Hazardous Substance | 8000 | Bare Steel | 1977-03-15 | Galvanized Steel | Pressurized
670235 | 1 | Ball Float | 1998-09-01 |  | 1998-09-01 |  | Currently in Use | Gas (Historical Use) | 10000 | Steel-Impressed Current | 1977-05-07 | Steel (Impressed Current) | Pressurized
670235 | 2 | Ball Float | 1998-09-01 |  | 1998-09-01 |  | Currently in Use | Gas (Historical Use) | 10000 | Steel-Impressed Current | 1977-05-07 | Steel (Impressed Current) | Pressurized
670236 | 1 | [5 empty] | Removed from Ground | Diesel | 8000 | Bare Steel | 1980-05-06 | Unknown
670236 | 10 | [5 empty] | Removed from Ground | Diesel | 1000 | Fiberglass | 1974-05-03 | Unknown
670236 | 11 | [5 empty] | Removed from Ground | Diesel | 12000 | Marked Unknown | 1974-05-03 | Unknown
670236 | 12 | [5 empty] | Removed from Ground | Diesel | 12000 | Marked Unknown | 1974-05-03 | Unknown
670236 | 13 | [5 empty] | Removed from Ground | Gas (Historical Use) | 12000 | Marked Unknown | 1974-05-03 | Unknown
670236 | 14 | [5 empty] | Removed from Ground | Other | 1000 | Marked Unknown | 1974-05-03 | Unknown
670236 | 15 | Ball Float | 2000-03-01 | no | 2000-03-01 | no | Currently in Use | Diesel | 12000 | Fiberglass | 2000-03-01 | Double-Walled Flex | Pressurized
670236 | 2 | [5 empty] | Removed from Ground | Diesel | 8000 | Bare Steel | 1980-05-06 | Unknown
670236 | 3 | [5 empty] | Removed from Ground | Diesel | 8000 | Bare Steel | 1980-05-06 | Unknown
670236 | 4 | [5 empty] | Removed from Ground | Diesel | 8000 | Bare Steel | 1980-05-06 | Unknown
670236 | 5 | [5 empty] | Removed from Ground | Diesel | 1000 | Bare Steel | 1980-05-06 | Unknown
670236 | 6 | [5 empty] | Removed from Ground | Diesel | 1200 | Bare Steel | 1980-05-06 | Unknown
670236 | 7 | [5 empty] | Removed from Ground | Gas (Historical Use) | 10000 | Bare Steel | 1980-05-06 | Unknown
670236 | 8 | [5 empty] | Removed from Ground | Hazardous Substance | 500 | Bare Steel | 1980-05-06 | Unknown
670236 | 9 |  |  | yes |  | yes | Removed from Ground | Used Oil | 1000 | Bare Steel | 1980-05-06 | Galvanized Steel
670237 | 1 | [5 empty] | Removed from Ground | Gas (Historical Use) | 8000 | Bare Steel | 1971-05-09 | Galvanized Steel | Suction (American)
670237 | 2 | [5 empty] | Removed from Ground | Gas (Historical Use) | 8000 | Bare Steel | 1971-05-09 | Galvanized Steel | Suction (American)
670237 | 3 | [5 empty] | Removed from Ground | Gas (Historical Use) | 8000 | Bare Steel | 1971-05-09 | Galvanized Steel | Suction (American)
670239 | 1 | [5 empty] | Removed from Ground | Gas (Historical Use) | 10000 | Bare Steel | 1982-05-09 | Unknown
670239 | 2 | [5 empty] | Removed from Ground | Diesel | 5000 | Bare Steel | 1982-05-09 | Unknown
670239 | 3 |  |  | yes |  | yes | Removed from Ground | Used Oil | 550 | Bare Steel | 1999-02-09 | Unknown
670240 | 1 | [5 empty] | Removed from Ground | Gas (Historical Use) | 6000 | Bare Steel | 1984-05-08 | Cathodically Protected | Suction (American)
670240 | 2 | [5 empty] | Removed from Ground | Gas (Historical Use) | 6000 | Bare Steel | 1984-05-08 | Galvanized Steel | Suction (American)
670240 | 3 | [5 empty] | Removed from Ground | Diesel | 6000 | Bare Steel | 1984-05-08 | Galvanized Steel | Suction (American)
670240 | 4 | [5 empty] | Removed from Ground | Gas (Historical Use) | 1000 | Bare Steel | 1984-05-08 | Galvanized Steel | Suction (American)
670241 | 1 | [5 empty] | Removed from Ground | Diesel | 10000 | Fiberglass | 1988-04-15 | Not Marked
670241 | 2 | [5 empty] | Removed from Ground | Diesel | 10000 | Double Walled | 1988-04-15 | Fiberglass Reinforced Plastic | Pressurized
670241 | 3 | [5 empty] | Removed from Ground | Other | 1000 | Fiberglass | 1988-04-15 | Bare Steel | Suction (American)
670241 | 4 |  |  | yes |  | yes | Removed from Ground | Used Oil | 1000 | Fiberglass | 1988-04-15 | Bare Steel | Suction (American)
670241 | 5 | [5 empty] | Removed from Ground | Diesel | 10000 | Fiberglass | 1988-04-15 | Not Marked
670241 | 6 | Flapper Valve | 1998-03-01 | no | 1998-03-01 | no | Currently in Use | Diesel | 20000 | Galvanic (STIP-3) | 1998-03-01 | Double-Walled Flex | Pressurized
670242 | 1 |  | 1998-05-15 | yes | 1998-05-15 |  | Currently in Use | Diesel | 4000 | Steel-Impressed Current | 1985-05-08 | Steel (Impressed Current) | Safe Suction (Euro)
670242 | 10 |  | 1988-10-01 | yes | 1988-10-01 |  | Currently in Use | New Oil | 6000 | Galvanic (STIP-3) | 1988-10-01 | Fiberglass Reinforced Plastic | Safe Suction (Euro)
670242 | 11 |  | 1988-10-01 | yes | 1988-10-01 |  | Currently in Use | New Oil | 6000 | Galvanic (STIP-3) | 1988-10-01 | Fiberglass Reinforced Plastic | Safe Suction (Euro)
670242 | 12 |  | 1988-10-01 | yes | 1988-10-01 |  | Currently in Use | Used Oil | 550 | Cathodically Protected Steel | 1988-10-01 | Cathodically Protected | Safe Suction (Euro)
670242 | 2 |  | 1998-05-15 | yes | 1998-05-15 |  | Currently in Use | New Oil | 4000 | Steel-Impressed Current | 1985-05-08 | Steel (Impressed Current) | Safe Suction (Euro)
670242 | 3 |  | 1998-05-15 | yes | 1998-05-15 |  | Currently in Use | New Oil | 4000 | Steel-Impressed Current | 1985-05-08 | Fiberglass Reinforced Plastic | Safe Suction (Euro)
670242 | 4 |  | 1998-05-15 | yes | 1998-05-15 |  | Currently in Use | New Oil | 4000 | Steel-Impressed Current | 1985-05-08 | Steel (Impressed Current) | Safe Suction (Euro)
670242 | 5 |  | 1998-05-15 | yes | 1998-05-15 |  | Currently in Use | New Oil | 4000 | Steel-Impressed Current | 1985-05-08 | Steel (Impressed Current) | Safe Suction (Euro)
670242 | 6 |  | 1998-05-15 | yes | 1998-05-15 |  | Currently in Use | New Oil | 4000 | Steel-Impressed Current | 1985-05-08 | Steel (Impressed Current) | Safe Suction (Euro)
670242 | 7 |  | 1988-10-01 | yes | 1988-10-01 |  | Currently in Use | New Oil | 6000 | Galvanic (STIP-3) | 1988-10-01 | Fiberglass Reinforced Plastic | Safe Suction (Euro)
670242 | 8 |  | 1988-10-01 | yes | 1988-10-01 |  | Currently in Use | New Oil | 6000 | Galvanic (STIP-3) | 1988-10-01 | Fiberglass Reinforced Plastic | Safe Suction (Euro)
670242 | 9 |  | 1988-10-01 | yes | 1988-01-01 |  | Currently in Use | New Oil | 6000 | Galvanic (STIP-3) | 1988-10-01 | Fiberglass Reinforced Plastic | Safe Suction (Euro)
670245 | 1 | [5 empty] | Removed from Ground | Kerosene | 2000 | Bare Steel | 1972-01-01 | Unknown
670249 | 1 | [5 empty] | Removed from Ground | Diesel | 8000 | Bare Steel | 1983-03-13 | Galvanized Steel
670249 | 2 | [5 empty] | Removed from Ground | Diesel | 8000 | Bare Steel | 1983-03-13 | Galvanized Steel
670249 | 3 | [5 empty] | Removed from Ground | Kerosene | 5000 | Bare Steel | 1980-03-13 | Galvanized Steel
670249 | 4 | [5 empty] | Removed from Ground | Kerosene | 6000 | Bare Steel | 1980-03-13 | Galvanized Steel
670250 | 1 | [5 empty] | Removed from Ground | Diesel | 10000 | Cathodically Protected Steel | 1984-03-07 | Galvanized Steel
670250 | 2 | [5 empty] | Removed from Ground | Diesel | 10000 | Bare Steel | 1984-03-07 | Galvanized Steel
670251 | 1 | [5 empty] | Removed from Ground | Diesel | 3000 | Bare Steel | 1980-03-08 | Galvanized Steel
670252 | 1 |  | 1998-12-01 |  | 1998-12-01 |  | Removed from Ground | Diesel | 10000 | Steel-Impressed Current | 1979-01-01 | Fiberglass Reinforced Plastic | Suction (American)
670252 | 2 | [5 empty] | Closed in Ground | Diesel | 10000 | Bare Steel | 1979-01-01 | Galvanized Steel | Suction (American)
670253 | 1 | [5 empty] | Removed from Ground | Gas (Historical Use) | 4000 | Cathodically Protected Steel | 1976-03-09 | Galvanized Steel
670253 | 1N |  | 1989-12-06 |  | 1989-12-06 |  | Removed from Ground | Gas (Historical Use) | 8000 | Galvanic (STIP-3) | 1989-12-06 | Fiberglass Reinforced Plastic | Pressurized
670253 | 2 | [5 empty] | Removed from Ground | Gas (Historical Use) | 4000 | Cathodically Protected Steel | 1976-03-09 | Galvanized Steel
670253 | 2N |  | 1989-12-06 |  | 1989-12-06 |  | Removed from Ground | Gas (Historical Use) | 8000 | Galvanic (STIP-3) | 1989-12-06 | Fiberglass Reinforced Plastic | Suction (American)
670253 | 3 | [5 empty] | Removed from Ground | Gas (Historical Use) | 4000 | Cathodically Protected Steel | 1976-03-09 | Galvanized Steel
670253 | 3N |  | 1989-12-06 |  | 1989-12-06 |  | Removed from Ground | Gas (Historical Use) | 8000 | Galvanic (STIP-3) | 1989-12-06 | Fiberglass Reinforced Plastic | Pressurized
670253 | 4 | [5 empty] | Removed from Ground | Gas (Historical Use) | 4000 | Cathodically Protected Steel | 1976-03-09 | Galvanized Steel
670255 | 1 | [5 empty] | Removed from Ground | Diesel | 5000 | Bare Steel | 1978-03-16 | Galvanized Steel | Pressurized
670255 | 2 | [5 empty] | Removed from Ground | Diesel | 5000 | Bare Steel | 1978-03-16 | Galvanized Steel | Pressurized
670255 | 3 | [5 empty] | Removed from Ground | Diesel | 5000 | Bare Steel | 1978-03-16 | Galvanized Steel | Pressurized
670255 | 4 |  | 1996-09-10 | no | 1996-09-10 | no | Currently in Use | Diesel | 15000 | Fiberglass | 1996-09-10 | Double-Walled Fiberglass | Pressurized
670258 | 1 | [5 empty] | Removed from Ground | Gas (Historical Use) | 250 | Bare Steel | 1976-03-21 | Galvanized Steel
670260 | 1 |  |  | yes |  | yes | Removed from Ground | Used Oil | 550 | Bare Steel | 1974-03-23 | Galvanized Steel
670263 | 1 | [5 empty] | Removed from Ground | Kerosene | 2000 | Bare Steel | 1985-03-20 | Bare Steel
670263 | 2 | [5 empty] | Removed from Ground | Other | 500 | Bare Steel | 1985-03-20 | Bare Steel
670264 | 1 | [5 empty] | Removed from Ground | Gas (Historical Use) | 2000 | Marked Unknown | 1969-03-25 | Galvanized Steel
670265 | 1 |  |  | yes |  | yes | Removed from Ground | Used Oil | 270 | Bare Steel |  | Bare Steel | Gravity Fed
670269 | 1 |  |  | no |  | no | Removed from Ground | Gas (Historical Use) | 6000 | Unknown | 2003-09-24 | Unknown
670269 | 2 |  |  | no |  | no | Removed from Ground | Gas (Historical Use) | 8200 | Unknown | 2003-09-24 | Unknown
670269 | 3 |  |  | no |  | no | Removed from Ground | Gas (Historical Use) | 6000 | Unknown | 2003-09-24 | Unknown
670269 | 5 | [5 empty] | Removed from Ground | Gas (Historical Use) | 6000 | Bare Steel | 1983-04-15 | Galvanized Steel | Suction (American)
670269 | 6 | [5 empty] | Removed from Ground | Gas (Historical Use) | 6000 | Bare Steel | 1983-04-15 | Galvanized Steel | Suction (American)
670269 | 7 | [5 empty] | Removed from Ground | Gas (Historical Use) | 8000 | Bare Steel | 1983-04-15 | Galvanized Steel | Suction (American)
670270 | 1 | [5 empty] | Removed from Ground | Diesel | 1 | Bare Steel | 1977-04-16 | Bare Steel
670270 | 2 | [5 empty] | Removed from Ground | Diesel | 20000 | Bare Steel | 1976-01-01 | Bare Steel | Suction (American)
670270 | 8 | [5 empty] | Removed from Ground | Diesel | 1 | Bare Steel | 1977-04-16 | Bare Steel
670272 | 1 | [5 empty] | Removed from Ground | Diesel | 10000 | Bare Steel | 1976-04-16 | Cathodically Protected | Suction (American)
670272 | 2 | [5 empty] | Removed from Ground | Gas (Historical Use) | 10000 | Bare Steel | 1976-04-16 | Cathodically Protected | Suction (American)
670272 | 3 | [5 empty] | Removed from Ground | Gas (Historical Use) | 5000 | Bare Steel | 1978-04-16 | Cathodically Protected | Suction (American)
670272 | 4 | Flapper Valve | 1997-10-16 |  | 2000-10-16 |  | Currently in Use | Diesel | 15000 | Composite | 1997-10-01 | Fiberglass Reinforced Plastic | Safe Suction (Euro)
670272 | 5 | Flapper Valve | 1997-10-16 |  | 2000-10-16 |  | Currently in Use | Diesel | 10000 | Composite | 1997-10-01 | Fiberglass Reinforced Plastic | Safe Suction (Euro)
670272 | 6 |  |  | yes |  | yes | Removed from Ground | Used Oil | 500 | Bare Steel | 1997-10-01 | Galvanized Steel | Gravity Fed
670273 | 1 | [5 empty] | Removed from Ground | Used Oil | 1 | Marked Unknown |  | Unknown
670273 | 16 | [5 empty] | Removed from Ground | Gas (Historical Use) | 1000 | Bare Steel | 1983-01-15 | Galvanized Steel
670273 | 17 | [5 empty] | Removed from Ground | Diesel | 2000 | Bare Steel | 1983-01-15 | Galvanized Steel
670274 | 1 | [5 empty] | Removed from Ground | Gas (Historical Use) | 2000 | Marked Unknown | 1982-04-15 | Unknown | Safe Suction (Euro)
670274 | 2 | [5 empty] | Removed from Ground | Diesel | 10000 | Marked Unknown | 1982-04-15 | Unknown | Safe Suction (Euro)
670277 | 1 | [5 empty] | Removed from Ground | Gas (Historical Use) | 1000 | Bare Steel | 1972-04-18 | Galvanized Steel
670277 | 2 |  |  | yes |  | yes | Removed from Ground | Used Oil | 550 | Fiberglass | 1988-09-01 | Bare Steel
670277 | 3 |  |  | yes |  | yes | Removed from Ground | Used Oil | 550 | Fiberglass | 1988-09-01 | Bare Steel
670278 | 1 | [5 empty] | Removed from Ground | Gas (Historical Use) | 8000 | Bare Steel | 1971-04-19 | Galvanized Steel
670278 | 2 | [5 empty] | Removed from Ground | Gas (Historical Use) | 8000 | Bare Steel | 1971-04-19 | Galvanized Steel
670278 | 3 | [5 empty] | Removed from Ground | Gas (Historical Use) | 550 | Bare Steel | 1971-04-19 | Galvanized Steel
670278 | 4 | [5 empty] | Removed from Ground | Gas (Historical Use) | 550 | Bare Steel | 1971-04-19 | Galvanized Steel
670280 | 1 | [5 empty] | Removed from Ground | Gas (Historical Use) | 1000 | Bare Steel | 1968-04-19 | Galvanized Steel | Suction (American)
670280 | 2 | [5 empty] | Removed from Ground | Gas (Historical Use) | 2000 | Bare Steel | 1968-04-19 | Galvanized Steel | Suction (American)
670280 | 3 | [5 empty] | Removed from Ground | Gas (Historical Use) | 1000 | Bare Steel | 1968-04-19 | Galvanized Steel | Suction (American)
670281 | 1 |  | 1998-11-13 |  | 1998-11-13 |  | Removed from Ground | E-10 | 8000 | Steel-Impressed Current | 1977-04-19 | Steel (Impressed Current) | Pressurized
670281 | 2 |  | 1998-11-13 |  | 1998-11-13 |  | Removed from Ground | E-10 | 6000 | Steel-Impressed Current | 1977-04-19 | Steel (Impressed Current) | Pressurized
670281 | 3 |  | 1998-11-13 |  | 1998-11-13 |  | Removed from Ground | E-10 | 6000 | Steel-Impressed Current | 1977-04-19 | Steel (Impressed Current) | Pressurized
670282 | 1 |  | 1998-11-09 |  | 1998-11-09 |  | Removed from Ground | E-10 | 8000 | Steel-Impressed Current | 1977-04-19 | Fiberglass Reinforced Plastic | Pressurized
670282 | 2 |  | 1998-11-09 |  | 1998-11-09 |  | Removed from Ground | E-10 | 6000 | Steel-Impressed Current | 1977-04-19 | Fiberglass Reinforced Plastic | Pressurized
670282 | 3 |  | 1998-11-09 |  | 1998-11-09 |  | Removed from Ground | E-10 | 6000 | Steel-Impressed Current | 1977-04-19 | Fiberglass Reinforced Plastic | Pressurized
670283 | 1 | [5 empty] | Closed in Ground | Other | 15000 | Bare Steel | 1970-04-21 | Bare Steel
670283 | 2 | [5 empty] | Closed in Ground | Other | 15000 | Bare Steel | 1970-04-21 | Bare Steel
670285 | 1 | [5 empty] | Removed from Ground | Gas (Historical Use) | 5000 | Bare Steel | 1984-04-21 | Galvanized Steel
670286 | 1 | [5 empty] | Currently in Use | Diesel | 8000 | Bare Steel | 1976-04-23 | Galvanized Steel | Suction (American)
670286 | 2 | [5 empty] | Currently in Use | Diesel | 5000 | Bare Steel | 1981-01-06 | Galvanized Steel | Suction (American)
670287 | 1 | [5 empty] | Removed from Ground | Diesel | 1 | Bare Steel | 1986-04-16 | Galvanized Steel
670289 | 1 | [5 empty] | Removed from Ground | Gas (Historical Use) | 10000 | Bare Steel | 1978-04-23 | Bare Steel | Suction (American)
670289 | 2 | [5 empty] | Removed from Ground | Diesel | 10000 | Bare Steel | 1978-04-23 | Bare Steel | Suction (American)
670289 | 3 | [5 empty] | Removed from Ground | Gas (Historical Use) | 1000 | Bare Steel | 1991-08-01 | Bare Steel | Suction (American)
670291 | 1 | [5 empty] | Removed from Ground | Gas (Historical Use) | 1000 | Bare Steel | 1986-04-11 | Galvanized Steel | Pressurized
670292 | 1 | [5 empty] | Removed from Ground | Gas (Historical Use) | 6000 | Bare Steel | 1971-04-15 | Cathodically Protected
670292 | 2 | [5 empty] | Removed from Ground | Gas (Historical Use) | 1000 | Bare Steel | 1971-04-15 | Cathodically Protected
670292 | 3 |  | 1992-04-08 |  | 1992-04-08 |  | Removed from Ground | Diesel | 8000 | Double Walled | 1992-04-08 | Double Walled | Suction (American)
670292 | 4 |  | 1992-04-08 |  | 1992-04-08 |  | Removed from Ground | Diesel | 8000 | Double Walled | 1992-04-08 | Double Walled | Suction (American)
670293 | 1 | [5 empty] | Removed from Ground | Gas (Historical Use) | 10000 | Bare Steel | 1978-04-19 | Galvanized Steel
670293 | 2 | [5 empty] | Removed from Ground | Gas (Historical Use) | 10000 | Bare Steel | 1978-04-19 | Galvanized Steel
670293 | 3 | [5 empty] | Removed from Ground | Gas (Historical Use) | 10000 | Bare Steel | 1978-04-19 | Galvanized Steel
670293 | 4 | Ball Float | 1993-01-01 | no | 1993-01-01 | no | Currently in Use | Regular | 12000 | Fiberglass Double Walled | 1988-12-15 | Fiberglass Reinforced Plastic | Pressurized
670293 | 5 |  | 1993-01-01 |  | 1993-01-01 |  | Currently in Use | Gas (Historical Use) | 12000 | Fiberglass Double Walled | 1988-12-15 | Fiberglass Reinforced Plastic | Pressurized
670293 | 6 |  | 1993-01-01 |  | 1993-01-01 |  | Currently in Use | Gas (Historical Use) | 12000 | Fiberglass Double Walled | 1988-12-15 | Fiberglass Reinforced Plastic | Pressurized
670293 | 7 | Ball Float | 1993-01-01 | no | 1993-01-01 | no | Currently in Use | Diesel | 6000 | Fiberglass Double Walled | 1988-12-15 | Fiberglass Reinforced Plastic | Pressurized
670294 | 1 | [5 empty] | Removed from Ground | Gas (Historical Use) | 1000 | Bare Steel | 1976-04-20 | Galvanized Steel
670294 | 2 | Ball Float | 1989-04-26 | no | 1989-04-26 | no | Currently in Use | Regular | 10000 | Galvanic (STIP-3) | 1989-04-26 | Fiberglass Reinforced Plastic | Pressurized
670294 | 3 | Ball Float | 1989-04-26 | no | 1989-04-26 | no | Currently in Use | Plus | 10000 | Galvanic (STIP-3) | 1989-04-26 | Fiberglass Reinforced Plastic | Pressurized
670294 | 4 | Ball Float | 1989-04-26 | no | 1989-04-26 | no | Currently in Use | Premium | 10000 | Galvanic (STIP-3) | 1989-04-26 | Fiberglass Reinforced Plastic | Pressurized
670298 | 1 | [5 empty] | Removed from Ground | Diesel | 10000 | Cathodically Protected Steel | 1979-04-23 | Galvanized Steel
670298 | 2 | [5 empty] | Removed from Ground | Gas (Historical Use) | 10000 | Cathodically Protected Steel | 1979-04-23 | Galvanized Steel
670298 | 3 |  |  | yes |  | yes | Removed from Ground | Used Oil | 500 | Galvanic (STIP-3) | 1979-04-23 | Galvanized Steel | Gravity Fed
670298 | 4 |  |  | yes |  | yes | Removed from Ground | Used Oil | 500 | Galvanic (STIP-3) | 1979-04-23 | Galvanized Steel | Gravity Fed
670299 | 1 | [5 empty] | Removed from Ground | Diesel | 10000 | Fiberglass | 1968-04-25 | Fiberglass Reinforced Plastic
670299 | 2 | [5 empty] | Removed from Ground | Gas (Historical Use) | 10000 | Fiberglass | 1968-04-25 | Galvanized Steel
670299 | 3 |  |  | yes |  | yes | Removed from Ground | Used Oil | 500 | Bare Steel | 1994-05-01 | Unknown
670299 | 4 | [5 empty] | Removed from Ground | Diesel | 10000 | Bare Steel | 1980-01-01 | Galvanized Steel | Suction (American)
670299 | 5 | [5 empty] | Removed from Ground | Diesel | 550 | Fiberglass | 1986-01-01 | Galvanized Steel | Suction (American)
670299 | 6 |  |  | yes |  | yes | Removed from Ground | Used Oil | 500 | Bare Steel | 1976-01-01 | Galvanized Steel | Gravity Fed
670300 | 1 | [5 empty] | Removed from Ground | Diesel | 2000 | Bare Steel | 1982-04-12 | Galvanized Steel
670301 | 1 | [5 empty] | Removed from Ground | Empty | 15000 | Bare Steel | 1982-04-12 | Galvanized Steel | Pressurized
670301 | 2 | [5 empty] | Removed from Ground | Empty | 2000 | Bare Steel | 1982-04-12 | Galvanized Steel | Gravity Fed
670302 | 2 | [5 empty] | Removed from Ground | Gas (Historical Use) | 6000 | Bare Steel | 1968-04-27 | Galvanized Steel
670302 | 3 | [5 empty] | Removed from Ground | Gas (Historical Use) | 6000 | Bare Steel | 1968-04-27 | Galvanized Steel
670302 | 5 | [5 empty] | Removed from Ground | Gas (Historical Use) | 6000 | Bare Steel | 1968-04-27 | Galvanized Steel
670302 | 6 | Ball Float | 1988-07-01 |  | 1988-07-01 |  | Currently in Use | Gas (Historical Use) | 10000 | Steel-Impressed Current | 1988-07-01 | Steel (Impressed Current) | Pressurized
670302 | 7 | Ball Float | 1988-07-01 |  | 1988-07-01 |  | Currently in Use | Gas (Historical Use) | 10000 | Steel-Impressed Current | 1988-07-01 | Steel (Impressed Current) | Pressurized
670302 | 8 | Ball Float | 1988-07-01 |  | 1988-07-01 |  | Currently in Use | Gas (Historical Use) | 10000 | Steel-Impressed Current | 1988-07-01 | Steel (Impressed Current) | Pressurized
670302 | 9 | Ball Float | 1988-07-01 |  | 1988-07-01 |  | Currently in Use | Gas (Historical Use) | 10000 | Steel-Impressed Current | 1988-07-01 | Steel (Impressed Current) | Pressurized
670303 | 1 | Overfill Alarm | 1981-04-24 |  | 1981-04-24 |  | Currently in Use | Gas (Historical Use) | 10000 | Steel-Impressed Current | 1981-04-24 | Steel (Impressed Current) | Pressurized
670303 | 2 | Overfill Alarm | 1981-04-24 |  | 1981-04-24 |  | Currently in Use | Gas (Historical Use) | 10000 | Steel-Impressed Current | 1981-04-24 | Steel (Impressed Current) | Pressurized
670303 | 3 | Overfill Alarm | 1981-04-24 |  | 1981-04-24 |  | Currently in Use | Diesel | 10000 | Steel-Impressed Current | 1981-04-24 | Steel (Impressed Current) | Pressurized
670304 | 1 | Ball Float | 1981-04-24 |  | 1981-04-24 |  | Closed in Ground | Gas (Historical Use) | 10000 | Steel-Impressed Current | 1981-04-24 | Steel (Impressed Current) | Pressurized
670304 | 2 | Ball Float | 1981-04-24 |  | 1981-04-24 |  | Closed in Ground | Gas (Historical Use) | 10000 | Steel-Impressed Current | 1981-04-24 | Steel (Impressed Current) | Pressurized
670304 | 3 | Ball Float | 1981-04-24 |  | 1981-04-24 |  | Closed in Ground | Diesel | 10000 | Steel-Impressed Current | 1981-04-24 | Steel (Impressed Current) | Pressurized
670304 | 4 | Ball Float | 2007-06-19 | no | 2007-06-19 | no | Currently in Use | Gas (Historical Use) | 10000 | Tank Jacket | 2007-06-13 | Double-Walled Fiberglass | Pressurized
670304 | 5A | Ball Float | 2007-06-19 | no | 2007-06-19 | no | Currently in Use | Gas (Historical Use) | 4000 | Tank Jacket | 2007-06-13 | Double-Walled Fiberglass | Pressurized
670304 | 5B | Ball Float | 2007-06-19 | no | 2007-06-19 | no | Currently in Use | Diesel | 6000 | Tank Jacket | 2007-06-13 | Double-Walled Fiberglass | Pressurized
670305 | 1 | Ball Float | 1985-04-23 | no | 1985-04-23 | no | Currently in Use | Regular | 10000 | Galvanic (STIP-3) | 1985-04-23 | Galvanized Steel | Pressurized
670305 | 2 | Ball Float | 1984-04-23 | no | 1984-04-23 | no | Currently in Use | Regular | 10000 | Galvanic (STIP-3) | 1984-04-23 | Galvanized Steel | Pressurized
670305 | 3 | Ball Float | 1984-04-23 | no | 1984-04-23 | no | Currently in Use | Premium | 10000 | Galvanic (STIP-3) | 1984-04-23 | Galvanized Steel | Pressurized
670306 | 1 | Ball Float | 1985-10-01 |  | 1985-10-01 |  | Currently in Use | Gas (Historical Use) | 10000 | Steel-Impressed Current | 1985-10-01 | Steel (Impressed Current) | Pressurized
670306 | 2 | Ball Float | 1985-10-01 |  | 1985-10-01 |  | Currently in Use | Gas (Historical Use) | 10000 | Steel-Impressed Current | 1985-10-01 | Steel (Impressed Current) | Pressurized
670306 | 3 | Ball Float | 1985-10-01 |  | 1985-10-01 |  | Currently in Use | Diesel | 10000 | Steel-Impressed Current | 1985-10-01 | Steel (Impressed Current) | Pressurized
670307 | 1 | [5 empty] | Removed from Ground | Gas (Historical Use) | 10000 | Bare Steel | 1978-04-25 | Galvanized Steel
670307 | 2 | [5 empty] | Removed from Ground | Gas (Historical Use) | 10000 | Bare Steel | 1978-04-25 | Galvanized Steel
670307 | 3 | [5 empty] | Removed from Ground | Gas (Historical Use) | 10000 | Bare Steel | 1978-04-25 | Galvanized Steel
670307 | 4 | [5 empty] | Removed from Ground | Gas (Historical Use) | 10000 | Cathodically Protected Steel | 1988-01-01 | Cathodically Protected | Pressurized
670307 | 5 | [5 empty] | Removed from Ground | Gas (Historical Use) | 10000 | Cathodically Protected Steel | 1988-01-01 | Cathodically Protected | Pressurized
670307 | 6 | [5 empty] | Removed from Ground | Gas (Historical Use) | 10000 | Cathodically Protected Steel | 1988-01-01 | Cathodically Protected | Pressurized
670307 | 7 | [5 empty] | Removed from Ground | Gas (Historical Use) | 10000 | Cathodically Protected Steel | 1988-01-01 | Cathodically Protected | Pressurized
670308 | 1 |  | 1979-04-25 |  | 1979-04-25 |  | Removed from Ground | Gas (Historical Use) | 10000 | Galvanic (STIP-3) | 1979-04-25 | Galvanized Steel | Pressurized
670308 | 2 |  | 1979-04-25 |  | 1979-04-25 |  | Removed from Ground | Gas (Historical Use) | 10000 | Galvanic (STIP-3) | 1979-04-25 | Galvanized Steel | Pressurized
670308 | 3 |  | 1979-04-25 |  | 1979-04-25 |  | Removed from Ground | Gas (Historical Use) | 10000 | Galvanic (STIP-3) | 1979-04-25 | Galvanized Steel | Pressurized
670309 | 1 | [5 empty] | Removed from Ground | Gas (Historical Use) | 5000 | Bare Steel | 1972-04-26 | Galvanized Steel
670309 | 2 | [5 empty] | Removed from Ground | Gas (Historical Use) | 10000 | Bare Steel | 1972-04-26 | Galvanized Steel
670309 | 3 | [5 empty] | Removed from Ground | Gas (Historical Use) | 10000 | Bare Steel | 1972-04-26 | Galvanized Steel
670309 | 4 |  |  | yes |  | yes | Removed from Ground | Used Oil | 550 | Bare Steel | 1972-04-26 | Galvanized Steel
670309 | 5 |  | 1994-08-11 | no | 1994-08-11 | no | Currently in Use | Regular | 10000 | Fiberglass | 1989-06-15 | Fiberglass Reinforced Plastic | Pressurized
670309 | 6 |  | 1994-08-11 | no | 1994-08-11 | no | Currently in Use | Plus | 10000 | Fiberglass | 1989-06-15 | Fiberglass Reinforced Plastic | Pressurized
670309 | 7 |  | 1994-08-11 | no | 1994-08-11 | no | Currently in Use | Premium | 10000 | Fiberglass | 1989-06-15 | Fiberglass Reinforced Plastic | Pressurized
670309 | 8 |  | 1994-08-11 | yes | 1994-08-11 | yes | Currently in Use | Used Oil | 1000 |  | 1989-06-15
670310 | 1 |  | 1993-04-21 |  | 1993-04-21 |  | Currently in Use | Gas (Historical Use) | 10000 | Fiberglass | 1984-04-23 | Double-Walled Fiberglass | Pressurized
670310 | 2 |  | 1993-04-21 |  | 1993-04-21 |  | Currently in Use | Gas (Historical Use) | 10000 | Fiberglass | 1984-04-23 | Double-Walled Fiberglass | Pressurized
670310 | 3 |  | 1993-04-21 |  | 1993-04-21 |  | Currently in Use | Gas (Historical Use) | 10000 | Fiberglass | 1984-04-23 | Double-Walled Fiberglass | Pressurized
670310 | 4 |  |  | yes |  | yes | Removed from Ground | Used Oil | 1000 | Fiberglass | 1984-04-23 | Fiberglass Reinforced Plastic
670310 | 5 |  | 2001-01-26 |  | 2001-01-26 |  | Currently in Use | Diesel | 10000 | Fiberglass | 2001-01-26 | Double-Walled Fiberglass | Pressurized
670312 | 1 | [5 empty] | Removed from Ground | Gas (Historical Use) | 5000 | Cathodically Protected Steel | 1964-04-28 | Galvanized Steel
670312 | 2 | [5 empty] | Removed from Ground | Gas (Historical Use) | 10000 | Cathodically Protected Steel | 1964-04-28 | Galvanized Steel
670312 | 3 | [5 empty] | Removed from Ground | Gas (Historical Use) | 10000 | Cathodically Protected Steel | 1964-04-28 | Galvanized Steel
670312 | 4 |  |  | yes |  | yes | Removed from Ground | Used Oil | 550 | Cathodically Protected Steel | 1964-04-28 | Galvanized Steel
670314 | 1 | [5 empty] | Removed from Ground | Gas (Historical Use) | 5000 | Bare Steel | 1971-04-27 | Galvanized Steel
670314 | 2 | [5 empty] | Removed from Ground | Gas (Historical Use) | 10000 | Bare Steel | 1971-04-27 | Galvanized Steel
670314 | 3 | [5 empty] | Removed from Ground | Gas (Historical Use) | 10000 | Bare Steel | 1971-04-27 | Galvanized Steel
670314 | 4 |  |  | yes |  | yes | Removed from Ground | Used Oil | 550 | Bare Steel | 1971-04-27 | Galvanized Steel
670315 | 1 | [5 empty] | Removed from Ground | Gas (Historical Use) | 10000 | Cathodically Protected Steel | 1968-04-27 | Galvanized Steel
670315 | 2 | [5 empty] | Removed from Ground | Gas (Historical Use) | 10000 | Cathodically Protected Steel | 1968-04-27 | Galvanized Steel
670315 | 3 | [5 empty] | Removed from Ground | Gas (Historical Use) | 5000 | Cathodically Protected Steel | 1968-04-27 | Galvanized Steel
670315 | 4 |  |  | yes |  | yes | Removed from Ground | Used Oil | 550 | Cathodically Protected Steel | 1968-04-27 | Galvanized Steel
670316 | 1 | [5 empty] | Removed from Ground | Gas (Historical Use) | 5000 | Bare Steel | 1968-04-27 | Galvanized Steel
670316 | 2 | [5 empty] | Removed from Ground | Gas (Historical Use) | 10000 | Bare Steel | 1968-04-27 | Galvanized Steel
670316 | 3 | [5 empty] | Removed from Ground | Gas (Historical Use) | 10000 | Bare Steel | 1968-04-27 | Galvanized Steel
670316 | 4 |  |  | yes |  | yes | Removed from Ground | Used Oil | 550 | Bare Steel | 1968-04-27 | Galvanized Steel
670316 | 5 | Ball Float | 1993-11-24 |  | 1993-11-24 |  | Currently in Use | Gas (Historical Use) | 8775 | Fiberglass | 1987-12-14 | Double-Walled Flex | Pressurized
670316 | 6 | Ball Float | 1993-11-24 |  | 1993-11-24 |  | Currently in Use | Gas (Historical Use) | 8775 | Fiberglass | 1987-12-14 | Double-Walled Flex | Pressurized
670316 | 7 | Ball Float | 1993-11-24 |  | 1993-11-24 |  | Currently in Use | Diesel | 8775 | Fiberglass | 1987-12-14 | Double-Walled Flex | Pressurized
670317 | 1 | [5 empty] | Removed from Ground | Gas (Historical Use) | 10000 | Fiberglass | 1984-04-23 | Fiberglass Reinforced Plastic
670317 | 2 | [5 empty] | Removed from Ground | Gas (Historical Use) | 10000 | Fiberglass | 1984-04-23 | Fiberglass Reinforced Plastic
670317 | 3 | [5 empty] | Removed from Ground | Gas (Historical Use) | 10000 | Fiberglass | 1984-04-23 | Fiberglass Reinforced Plastic
670317 | 4 |  |  | yes |  | yes | Removed from Ground | Used Oil | 1000 | Fiberglass | 1984-04-23 | Fiberglass Reinforced Plastic
670318 | 1 |  | 1993-07-20 |  | 1993-07-20 |  | Removed from Ground | Gas (Historical Use) | 8775 | Fiberglass | 1986-01-01 | Fiberglass Reinforced Plastic | Pressurized
670318 | 2 |  | 1993-07-20 |  | 1993-07-20 |  | Removed from Ground | Gas (Historical Use) | 8775 | Fiberglass | 1986-01-01 | Fiberglass Reinforced Plastic | Pressurized
670318 | 3 |  | 1993-07-20 |  | 1993-07-20 |  | Removed from Ground | Gas (Historical Use) | 8775 | Fiberglass | 1986-01-01 | Fiberglass Reinforced Plastic | Pressurized
670319 | 1 | [5 empty] | Removed from Ground | Gas (Historical Use) | 10000 | Fiberglass | 1981-04-24 | Fiberglass Reinforced Plastic | Pressurized
670319 | 2 | [5 empty] | Removed from Ground | Gas (Historical Use) | 10000 | Fiberglass | 1981-04-24 | Fiberglass Reinforced Plastic | Pressurized
670319 | 3 | [5 empty] | Removed from Ground | Gas (Historical Use) | 10000 | Fiberglass | 1981-04-24 | Fiberglass Reinforced Plastic | Pressurized
670319 | 4 | [5 empty] | Removed from Ground | Diesel | 10000 | Fiberglass | 1981-04-24 | Fiberglass Reinforced Plastic | Pressurized
670319 | 5 |  |  | yes |  | yes | Removed from Ground | Used Oil | 1000 | Fiberglass | 1981-04-24 | Fiberglass Reinforced Plastic
670320 | 1 |  | 1993-08-04 |  | 1993-08-04 |  | Removed from Ground | Gas (Historical Use) | 10000 | Fiberglass | 1985-01-01 | Fiberglass Reinforced Plastic | Pressurized
670320 | 2 |  | 1993-08-04 |  | 1993-08-04 |  | Removed from Ground | Gas (Historical Use) | 10000 | Fiberglass | 1985-01-01 | Fiberglass Reinforced Plastic | Pressurized
670320 | 3 |  | 1993-08-04 |  | 1993-08-04 |  | Removed from Ground | Gas (Historical Use) | 10000 | Fiberglass | 1985-01-01 | Fiberglass Reinforced Plastic | Pressurized
670321 | 1 |  | 1993-08-20 |  | 1993-08-20 |  | Currently in Use | Gas (Historical Use) | 10000 | Fiberglass | 1985-01-01 | Double-Walled Fiberglass | Pressurized
670321 | 2 |  | 1993-08-20 |  | 1993-08-20 |  | Currently in Use | Gas (Historical Use) | 10000 | Fiberglass | 1985-01-01 | Double-Walled Fiberglass | Pressurized
670321 | 3 |  | 1993-08-20 |  | 1993-08-20 |  | Currently in Use | Gas (Historical Use) | 10000 | Fiberglass | 1985-01-01 | Double-Walled Fiberglass | Pressurized
670322 | 1 | [5 empty] | Removed from Ground | Gas (Historical Use) | 10000 | Fiberglass | 1983-01-01 | Fiberglass Reinforced Plastic | Pressurized
670322 | 2 | [5 empty] | Removed from Ground | Gas (Historical Use) | 10000 | Fiberglass | 1983-01-01 | Fiberglass Reinforced Plastic | Pressurized
670322 | 3 | [5 empty] | Removed from Ground | Gas (Historical Use) | 10000 | Fiberglass | 1983-01-01 | Fiberglass Reinforced Plastic | Pressurized
670322 | 4 |  |  | yes |  | yes | Removed from Ground | Used Oil | 1000 | Fiberglass | 1983-01-01 | Fiberglass Reinforced Plastic
670323 | 1 |  |  | yes |  | yes | Removed from Ground | Used Oil | 550 | Marked Unknown | 1995-07-17 | Bare Steel | Gravity Fed
670324 | 1 |  | 1999-02-15 |  | 1999-02-15 |  | Currently in Use | Gas (Historical Use) | 8000 | Steel-Impressed Current | 1983-05-08 | Fiberglass Reinforced Plastic | Pressurized
670324 | 2 |  | 1999-02-15 |  | 1999-02-15 |  | Currently in Use | Gas (Historical Use) | 8000 | Steel-Impressed Current | 1983-05-08 | Fiberglass Reinforced Plastic | Pressurized
670324 | 3 |  | 1999-02-15 |  | 1999-02-15 |  | Currently in Use | Diesel | 8000 | Steel-Impressed Current | 1983-05-08 | Fiberglass Reinforced Plastic | Pressurized
670325 | 1 | [5 empty] | Removed from Ground | Gas (Historical Use) | 8000 | Bare Steel | 1982-01-01 | Galvanized Steel
670325 | 2 | [5 empty] | Removed from Ground | Gas (Historical Use) | 4000 | Bare Steel | 1978-01-01 | Galvanized Steel
670325 | 3 | [5 empty] | Removed from Ground | Gas (Historical Use) | 4000 | Bare Steel | 1978-01-01 | Galvanized Steel
670326 | 1 | [5 empty] | Removed from Ground | Gas (Historical Use) | 4000 | Bare Steel | 1971-05-11 | Cathodically Protected
670326 | 2 | [5 empty] | Removed from Ground | Gas (Historical Use) | 4000 | Bare Steel | 1971-05-11 | Galvanized Steel
670326 | 3 | [5 empty] | Removed from Ground | Gas (Historical Use) | 4000 | Bare Steel | 1971-05-11 | Galvanized Steel
670326 | 4 | [5 empty] | Removed from Ground | Gas (Historical Use) | 1500 | Bare Steel | 1982-05-08 | Galvanized Steel
670326 | 5 | [5 empty] | Removed from Ground | Gas (Historical Use) | 4000 | Bare Steel | 1971-05-11 | Galvanized Steel
670326 | 6 |  | 1993-10-12 |  | 1993-10-12 |  | Temporarily out of use | Gas (Historical Use) | 8000 | Fiberglass | 1988-04-01 | Fiberglass Reinforced Plastic | Pressurized
670326 | 7 |  | 1993-10-12 |  | 1993-10-12 |  | Temporarily out of use | Gas (Historical Use) | 8000 | Fiberglass | 1988-04-01 | Fiberglass Reinforced Plastic | Pressurized
670326 | 8 |  | 1993-10-12 |  | 1993-10-12 |  | Temporarily out of use | Gas (Historical Use) | 8000 | Fiberglass | 1988-04-01 | Fiberglass Reinforced Plastic | Pressurized
670326 | 9 |  | 1993-10-12 |  | 1993-10-12 |  | Temporarily out of use | Diesel | 20000 | Fiberglass | 1988-04-01 | Fiberglass Reinforced Plastic | Pressurized
670328 | 1 | Ball Float | 1998-08-06 | no | 1998-08-06 | yes | Currently in Use | Regular | 10000 | Steel-Impressed Current | 1983-05-08 | Steel (Impressed Current) | Pressurized
670328 | 2 | Ball Float | 1998-08-06 |  | 1998-08-06 | yes | Currently in Use | Diesel | 10000 | Steel-Impressed Current | 1983-05-08 | Steel (Impressed Current) | Pressurized
670328 | 3 | Ball Float | 1998-08-06 |  | 1998-08-06 | yes | Currently in Use | Gas (Historical Use) | 12000 | Steel-Impressed Current | 1983-05-08 | Steel (Impressed Current) | Pressurized
670328 | 4 | Ball Float | 1998-08-06 |  | 1998-08-06 | yes | Currently in Use | Gas (Historical Use) | 12000 | Steel-Impressed Current | 1983-05-08 | Steel (Impressed Current) | Pressurized
67033 | 1 |  | 1994-03-21 |  | 1994-03-21 |  | Currently in Use | Gas (Historical Use) | 8000 | Steel-Impressed Current | 1978-05-01 | Fiberglass Reinforced Plastic | Pressurized
67033 | 2 |  | 1994-03-21 |  | 1994-03-21 |  | Currently in Use | Gas (Historical Use) | 7500 | Steel-Impressed Current | 1978-05-01 | Fiberglass Reinforced Plastic | Pressurized
67033 | 3 |  | 1994-03-21 |  | 1994-03-21 |  | Currently in Use | Diesel | 6110 | Steel-Impressed Current | 1978-05-01 | Fiberglass Reinforced Plastic | Pressurized
670330 | 1 | [5 empty] | Removed from Ground | Gas (Historical Use) | 10000 | Cathodically Protected Steel | 1980-05-02 | Bare Steel | Suction (American)
670330 | 2 | [5 empty] | Removed from Ground | Gas (Historical Use) | 10000 | Cathodically Protected Steel | 1980-05-02 | Bare Steel | Suction (American)
670330 | 3 | [5 empty] | Removed from Ground | Gas (Historical Use) | 4000 | Cathodically Protected Steel | 1980-05-02 | Bare Steel | Suction (American)
670330 | 4 |  | 1994-10-01 |  | 1994-10-01 |  | Removed from Ground | Gas (Historical Use) | 9816 | Fiberglass | 1994-10-01 | Fiberglass Reinforced Plastic | Pressurized
670330 | 5 |  | 1994-10-01 |  | 1994-10-01 |  | Removed from Ground | Gas (Historical Use) | 9816 | Fiberglass | 1994-10-01 | Fiberglass Reinforced Plastic | Pressurized
670330 | 6 |  | 1994-10-01 |  | 1994-10-01 |  | Removed from Ground | Gas (Historical Use) | 9816 | Fiberglass | 1994-10-01 | Fiberglass Reinforced Plastic | Pressurized
670331 | 1 | Flapper Valve | 1998-10-03 |  | 1998-10-03 |  | Currently in Use | Gas (Historical Use) | 8000 | Steel-Impressed Current | 1974-05-10 | Fiberglass Reinforced Plastic | Pressurized
670331 | 2 | Flapper Valve | 1998-10-03 |  | 1998-10-03 |  | Currently in Use | Gas (Historical Use) | 8000 | Steel-Impressed Current | 1974-05-10 | Fiberglass Reinforced Plastic | Pressurized
670331 | 3 | Flapper Valve | 1998-10-03 |  | 1998-10-03 |  | Closed in Ground | Diesel | 3000 | Steel-Impressed Current | 1974-05-10 | Fiberglass Reinforced Plastic | Pressurized
670332 | 1 |  | 1994-11-09 |  | 1994-11-09 |  | Currently in Use | Gas (Historical Use) | 10000 | Steel-Impressed Current | 1979-05-09 | Fiberglass Reinforced Plastic | Pressurized
670332 | 2 |  | 1994-11-09 |  | 1994-11-09 |  | Currently in Use | Gas (Historical Use) | 10000 | Steel-Impressed Current | 1979-05-09 | Fiberglass Reinforced Plastic | Pressurized
670332 | 3 |  | 1994-11-09 |  | 1994-11-09 |  | Currently in Use | Gas (Historical Use) | 10000 | Steel-Impressed Current | 1979-05-09 | Fiberglass Reinforced Plastic | Pressurized
670334 | 1 | [5 empty] | Removed from Ground | Gas (Historical Use) | 8000 | Bare Steel | 1974-05-10 | Galvanized Steel | Safe Suction (Euro)
670334 | 2 | [5 empty] | Removed from Ground | Gas (Historical Use) | 8000 | Bare Steel | 1974-05-10 | Galvanized Steel | Safe Suction (Euro)
670334 | 3 |  | 1994-12-05 |  | 1994-12-05 |  | Currently in Use | Gas (Historical Use) | 9816 | Fiberglass | 1994-12-05 | Fiberglass Reinforced Plastic | Pressurized
670334 | 4 |  | 1994-12-05 |  | 1994-12-05 |  | Currently in Use | Gas (Historical Use) | 9816 | Fiberglass | 1994-12-05 | Fiberglass Reinforced Plastic | Pressurized
670334 | 5 |  | 1994-12-05 |  | 1994-12-05 |  | Currently in Use | Diesel | 9816 | Fiberglass | 1994-12-05 | Fiberglass Reinforced Plastic | Pressurized
670336 | 1 | [5 empty] | Removed from Ground | Gas (Historical Use) | 8000 | Bare Steel | 1977-05-09 | Bare Steel | Suction (American)
670336 | 2 | [5 empty] | Removed from Ground | Gas (Historical Use) | 4000 | Bare Steel | 1972-05-10 | Bare Steel | Suction (American)
670336 | 3 | [5 empty] | Removed from Ground | Gas (Historical Use) | 4000 | Bare Steel | 1972-05-10 | Bare Steel | Suction (American)
670338 | 1 | [5 empty] | Closed in Ground | Empty | 750 | Concrete | 1981-05-09 | Bare Steel
670339 | 1 | Ball Float | 1994-07-29 |  | 1994-07-29 |  | Currently in Use | Gas (Historical Use) | 10000 | Fiberglass | 1985-09-01 | Double-Walled Fiberglass | Pressurized
670339 | 2 | Ball Float | 1994-07-29 |  | 1994-07-29 |  | Currently in Use | Gas (Historical Use) | 10000 | Fiberglass | 1985-09-01 | Double-Walled Fiberglass | Pressurized
670339 | 3 | Ball Float | 1994-07-29 | no | 1994-07-29 | no | Currently in Use | Diesel | 10000 | Fiberglass | 1985-09-01 | Double-Walled Fiberglass | Pressurized
670340 | 1 | Ball Float | 1994-08-02 | no | 1994-08-02 | no | Currently in Use | Regular | 10000 | Fiberglass | 1983-05-09 | Fiberglass Reinforced Plastic | Pressurized
670340 | 2 | Ball Float | 1994-08-02 | no | 1994-08-02 | no | Currently in Use | Premium | 10000 | Fiberglass | 1983-05-09 | Fiberglass Reinforced Plastic | Pressurized
670340 | 3 | Ball Float | 1994-08-02 | no | 1994-08-02 | no | Currently in Use | Diesel | 10000 | Fiberglass | 1983-05-09 | Fiberglass Reinforced Plastic | Pressurized
670341 | 1 | Ball Float | 1994-08-23 | no | 1994-08-23 | no | Currently in Use | Regular | 10000 | Fiberglass | 1986-03-01 | Fiberglass Reinforced Plastic | Pressurized
670341 | 2 | Ball Float | 1994-08-23 | no | 1994-08-23 | no | Currently in Use | Premium | 10000 | Fiberglass | 1986-03-01 | Fiberglass Reinforced Plastic | Pressurized
670341 | 3 | Ball Float | 1994-08-23 | no | 1994-08-23 | no | Currently in Use | E-85 | 10000 | Fiberglass | 1986-03-01 | Fiberglass Reinforced Plastic | Pressurized
670342 | 1 | [5 empty] | Removed from Ground | Gas (Historical Use) | 6000 | Bare Steel | 1956-05-15 | Galvanized Steel
670342 | 2 | [5 empty] | Removed from Ground | Gas (Historical Use) | 6000 | Bare Steel | 1956-05-15 | Galvanized Steel
670345 | 1 | [5 empty] | Removed from Ground | Gas (Historical Use) | 2000 | Bare Steel | 1972-05-11 | Unknown
670347 | 1 |  | 1998-07-10 |  | 1996-01-01 |  | Removed from Ground | Diesel | 8000 | Steel-Impressed Current | 1985-05-06 | Cathodically Protected | Pressurized
670347 | 2 |  | 1998-07-10 |  | 1996-01-01 |  | Removed from Ground | Diesel | 3000 | Steel-Impressed Current | 1985-05-06 | Cathodically Protected | Safe Suction (Euro)
670349 | 1 |  | 1994-12-04 | no | 1994-12-04 | no | Currently in Use | Diesel | 10000 | Fiberglass | 1986-04-06 | Fiberglass Reinforced Plastic | Pressurized
670349 | 2 | [5 empty] | Removed from Ground | Gas (Historical Use) | 500 | Bare Steel | 1986-05-07 | Galvanized Steel
670350 | 1 | Flapper Valve | 1997-09-01 | no | 1997-09-01 | no | Currently in Use | Regular | 6000 | Steel-Impressed Current | 1972-05-10 | Fiberglass Reinforced Plastic | Pressurized
670350 | 2 | Flapper Valve | 1997-09-01 | no | 1997-09-01 | no | Currently in Use | Plus | 6000 | Steel-Impressed Current | 1972-05-10 | Fiberglass Reinforced Plastic | Pressurized
670350 | 3 |  | 1997-09-01 |  | 1997-09-01 |  | Currently in Use | Gas (Historical Use) | 6000 | Steel-Impressed Current | 1972-05-10 | Fiberglass Reinforced Plastic | Pressurized
670351 | 1 | [5 empty] | Removed from Ground | Gas (Historical Use) | 4000 | Bare Steel | 1976-05-09 | Galvanized Steel
670352 | 1 |  | 1989-01-01 |  | 1989-01-01 |  | Temporarily out of use | Gas (Historical Use) | 6000 | Fiberglass | 1989-01-01 | Fiberglass Reinforced Plastic | Pressurized
670352 | 1A | [5 empty] | Removed from Ground | Gas (Historical Use) | 6000 | Bare Steel | 1987-06-14 | Fiberglass Reinforced Plastic
670352 | 2 |  | 1989-01-01 |  | 1989-01-01 |  | Temporarily out of use | Gas (Historical Use) | 6000 | Fiberglass | 1989-01-01 | Fiberglass Reinforced Plastic | Pressurized
670352 | 2B | [5 empty] | Removed from Ground | Gas (Historical Use) | 6000 | Bare Steel | 1987-06-14 | Fiberglass Reinforced Plastic
670352 | 3 |  | 1989-01-01 |  | 1989-01-01 |  | Temporarily out of use | Diesel | 6000 | Fiberglass | 1987-06-14 | Fiberglass Reinforced Plastic | Pressurized
670352 | 3C | [5 empty] | Removed from Ground | Diesel | 6000 | Bare Steel | 1987-06-14 | Not Marked
670352 | 4 | [5 empty] | Removed from Ground | Diesel | 6000 | Bare Steel | 1981-05-08 | Bare Steel
670353 | 1 | [5 empty] | Removed from Ground | Gas (Historical Use) | 4000 | Bare Steel | 1985-05-07 | Bare Steel | Suction (American)
670353 | 2 | [5 empty] | Removed from Ground | Gas (Historical Use) | 3000 | Bare Steel | 1986-05-07 | Bare Steel | Suction (American)
670353 | 3 | [5 empty] | Removed from Ground | Diesel | 3000 | Bare Steel | 1985-05-07 | Bare Steel | Suction (American)
670353 | 4 |  |  | yes |  | yes | Removed from Ground | Used Oil | 300 | Bare Steel | 1992-08-07 | Not Marked
670354 | 1 | [5 empty] | Removed from Ground | Hazardous Substance | 10000 | Bare Steel | 1970-05-11 | Galvanized Steel
670355 | 1 | [5 empty] | Removed from Ground | Gas (Historical Use) | 2000 | Bare Steel | 1969-05-12 | Galvanized Steel
670355 | 2 |  |  | yes |  | yes | Removed from Ground | Used Oil | 550 | Bare Steel | 1969-05-12 | Galvanized Steel
670357 | 1 | [5 empty] | Removed from Ground | Gas (Historical Use) | 1000 | Marked Unknown | 1967-05-13 | Unknown
670358 | 1 | [5 empty] | Closed in Ground | Gas (Historical Use) | 100 | Bare Steel | 1984-05-07 | Bare Steel
670359 | 1 | [5 empty] | Removed from Ground | Gas (Historical Use) | 3000 | Bare Steel | 1966-05-13 | Galvanized Steel
670359 | 2 | [5 empty] | Removed from Ground | Gas (Historical Use) | 3000 | Bare Steel | 1994-12-10 | Galvanized Steel
670359 | 3 | [5 empty] | Removed from Ground | Gas (Historical Use) | 1000 | Bare Steel | 1994-12-10 | Galvanized Steel
670359 | 4 | [5 empty] | Removed from Ground | Gas (Historical Use) | 560 | Bare Steel | 1994-12-10 | Galvanized Steel
670360 | 1 | [5 empty] | Removed from Ground | Gas (Historical Use) | 8000 | Bare Steel | 1972-05-11 | Galvanized Steel | Pressurized
670360 | 2 | [5 empty] | Removed from Ground | Gas (Historical Use) | 8000 | Bare Steel | 1972-05-11 | Galvanized Steel | Pressurized
670360 | 3 | [5 empty] | Removed from Ground | Gas (Historical Use) | 8000 | Bare Steel | 1972-05-11 | Galvanized Steel | Pressurized
670360 | 4 | Ball Float | 1994-10-01 | no | 1994-10-01 | no | Currently in Use | Regular | 15000 | Composite | 1994-11-10 | Fiberglass Reinforced Plastic | Pressurized
670360 | 5 |  | 1994-10-01 | no | 1994-10-01 | no | Currently in Use | Premium | 15000 | Composite | 1994-11-10 | Fiberglass Reinforced Plastic | Pressurized
670361 | 1 | [5 empty] | Removed from Ground | Diesel | 20000 | Bare Steel | 1981-05-09 | Bare Steel | Suction (American)
670362 | 1 |  |  | no |  | no | Removed from Ground | Gas (Historical Use) | 10086 | Steel-Impressed Current | 1975-05-11
670362 | 2 |  |  | no |  | no | Removed from Ground | Gas (Historical Use) | 10086 | Steel-Impressed Current | 1975-05-11 | Double-Walled Fiberglass
670362 | 3 |  |  | no |  | no | Removed from Ground | Gas (Historical Use) | 10086 | Steel-Impressed Current | 1975-05-11 | Double-Walled Fiberglass
670362 | 4 |  |  | no |  | no | Removed from Ground | Diesel | 6110 | Bare Steel | 1975-05-11 | Galvanized Steel
670362 | 5 | Ball Float | 2012-12-01 | no | 2012-12-01 | no | Currently in Use | Regular | 15000 | Tank Jacket | 2012-12-01 | Double-Walled Fiberglass | Pressurized
670362 | 6 | Ball Float | 2012-12-01 | no | 2012-12-01 | no | Currently in Use | Premium | 6000 | Tank Jacket | 2012-12-01 | Double-Walled Fiberglass | Pressurized
670362 | 7 | Ball Float | 2012-12-01 | no | 2012-12-01 | no | Currently in Use | Diesel | 6000 | Tank Jacket | 2012-12-01 | Double-Walled Fiberglass | Pressurized
670363 | 1 | [5 empty] | Removed from Ground | Gas (Historical Use) | 2000 | Bare Steel | 1961-05-14 | Bare Steel
670363 | 2 | [5 empty] | Removed from Ground | Gas (Historical Use) | 2000 | Bare Steel | 1961-05-14 | Bare Steel
670363 | 3 | [5 empty] | Removed from Ground | Gas (Historical Use) | 2000 | Bare Steel | 1961-01-01 | Bare Steel
670363 | 4 | [5 empty] | Removed from Ground | Diesel | 2000 | Bare Steel | 1984-05-08 | Bare Steel
670363 | 5 | [5 empty] | Removed from Ground | Kerosene | 500 | Bare Steel | 1958-05-14 | Bare Steel
670363 | 6 | [5 empty] | Removed from Ground | Gas (Historical Use) | 500 | Bare Steel | 1958-05-14 | Bare Steel
670363 | 7 | [5 empty] | Removed from Ground | Other | 250 | Bare Steel | 1958-05-14 | Bare Steel
670364 | 1 | [5 empty] | Permanently Out of Use - historical purposes | Gas (Historical Use) | 280 | Bare Steel | 1948-05-15 | Galvanized Steel
670365 | 1 |  |  | yes |  | yes | Removed from Ground | Used Oil | 550 | Bare Steel | 1981-05-06 | Bare Steel
670366 | 1 |  |  | yes |  | yes | Removed from Ground | Used Oil | 550 | Bare Steel | 1984-05-05 | Bare Steel
670367 | 1 |  |  | yes |  | yes | Removed from Ground | Used Oil | 275 | Bare Steel | 1985-05-05 | Bare Steel | Gravity Fed
670368 | 1 |  |  | yes |  | yes | Removed from Ground | Used Oil | 550 | Bare Steel | 1974-05-08 | Bare Steel
670369 | 1 | [5 empty] | Removed from Ground | Empty | 2500 | Bare Steel | 1964-05-06 | Galvanized Steel
670370 | 1 | [5 empty] | Removed from Ground | Gas (Historical Use) | 560 | Bare Steel | 1966-05-13 | Galvanized Steel
670370 | 2 | [5 empty] | Removed from Ground | Gas (Historical Use) | 560 | Bare Steel | 1966-05-13 | Galvanized Steel
670371 | 1 | [5 empty] | Removed from Ground | Diesel | 10000 | Bare Steel | 1980-05-09 | Unknown
670373 | 1 |  | 1998-12-01 |  | 1998-12-01 |  | Removed from Ground | Diesel | 550 | Steel-Impressed Current | 1971-05-12 | Cathodically Protected | Suction (American)
670373 | 6 | Ball Float | 2002-01-25 | no | 2002-01-25 | no | Currently in Use | Premium | 10000 | Composite | 2002-01-22 | Double-Walled Flex | Pressurized
670373 | 7 | Ball Float | 2002-01-25 | no | 2002-01-25 | no | Currently in Use | Diesel | 8000 | Composite | 2002-01-22 | Double-Walled Flex | Pressurized
670373 | PL |  | 1998-12-01 |  | 1998-12-01 |  | Removed from Ground | Gas (Historical Use) | 4000 | Cathodically Protected Steel | 1987-01-01 | Cathodically Protected | Pressurized
670373 | RU |  | 1998-12-01 |  | 1998-12-01 |  | Removed from Ground | Gas (Historical Use) | 6000 | Cathodically Protected Steel | 1987-01-01 | Cathodically Protected | Pressurized
670373 | SP |  | 1998-12-01 |  | 1998-12-01 |  | Removed from Ground | Gas (Historical Use) | 4000 | Cathodically Protected Steel | 1987-01-01 | Cathodically Protected | Pressurized
670374 | 1 | [5 empty] | Removed from Ground | Gas (Historical Use) | 1100 | Bare Steel | 1974-05-11 | Unknown | Suction (American)
670374 | 1A |  | 1998-12-14 |  | 1998-12-14 |  | Currently in Use | Gas (Historical Use) | 10000 | Epoxy | 1998-12-14 | Fiberglass Reinforced Plastic | Pressurized
670374 | 1B |  | 1998-12-14 |  | 1998-12-14 |  | Currently in Use | Gas (Historical Use) | 5000 | Epoxy | 1998-12-14 | Fiberglass Reinforced Plastic | Pressurized
670374 | 2 | [5 empty] | Removed from Ground | Gas (Historical Use) | 1100 | Bare Steel | 1974-05-11 | Unknown
670374 | 3 | [5 empty] | Removed from Ground | Gas (Historical Use) | 1100 | Bare Steel | 1974-05-11 | Unknown | Suction (American)
670375 | 1 | [5 empty] | Removed from Ground | Gas (Historical Use) | 6000 | Bare Steel | 1971-05-12 | Unknown | Suction (American)
670375 | 2 | [5 empty] | Removed from Ground | Gas (Historical Use) | 3000 | Bare Steel | 1971-05-12 | Unknown | Suction (American)
670375 | 3 | [5 empty] | Removed from Ground | Gas (Historical Use) | 1000 | Bare Steel | 1971-05-12 | Unknown | Suction (American)
670376 | 1 | [5 empty] | Removed from Ground | Diesel | 1000 | Cathodically Protected Steel | 1972-01-01 | Copper | Suction (American)
670376 | 2 |  | 1992-09-22 |  | 1992-09-22 |  | Removed from Ground | Diesel | 1000 | Cathodically Protected Steel | 1992-09-22 | Copper | Suction (American)
670376 | 3 | Flapper Valve | 1999-11-15 | no | 1999-11-15 | no | Currently in Use | Diesel | 4000 | Fiberglass Double Walled | 1999-08-10 | Double-Walled Fiberglass | Suction (American)
670377 | 1 |  |  | yes |  | yes | Closed in Ground | Used Oil | 2000 | Marked Unknown | 1985-05-08 | Unknown
670377 | 2 | [5 empty] | Removed from Ground | Gas (Historical Use) | 10000 | Bare Steel | 1985-05-08 | Unknown
670378 | 1 |  |  | yes |  | yes | Removed from Ground | Used Oil | 550 | Bare Steel | 1985-05-08 | Bare Steel | Gravity Fed
670379 | 1 | [5 empty] | Removed from Ground | Gas (Historical Use) | 10000 | Fiberglass | 1979-01-03 | Galvanized Steel
670379 | 2 | [5 empty] | Removed from Ground | Gas (Historical Use) | 6000 | Fiberglass | 1979-01-03 | Galvanized Steel
670379 | 3 | [5 empty] | Removed from Ground | Gas (Historical Use) | 6000 | Fiberglass | 1979-01-03 | Galvanized Steel
670380 | 1 | [5 empty] | Removed from Ground | Diesel | 10000 | Bare Steel | 1977-01-03 | Galvanized Steel
670380 | 2 | [5 empty] | Removed from Ground | Gas (Historical Use) | 6000 | Bare Steel | 1977-01-03 | Galvanized Steel
670380 | 3 | [5 empty] | Removed from Ground | Other | 1000 | Bare Steel | 1977-01-03 | Fiberglass Reinforced Plastic
670380 | 4 | [5 empty] | Removed from Ground | Other | 1000 | Bare Steel | 1977-01-03 | Fiberglass Reinforced Plastic
670380 | 5 | [5 empty] | Removed from Ground | Empty | 1000 | Bare Steel | 1977-01-03 | Fiberglass Reinforced Plastic
670382 | 1 |  | 1997-10-10 |  | 1997-10-10 |  | Removed from Ground | Diesel | 6000 | Galvanic (STIP-3) | 1986-01-01 | Fiberglass Reinforced Plastic | Suction (American)
670383 | 1 |  | 1997-10-09 |  | 1997-10-09 |  | Removed from Ground | Diesel | 8000 | Steel-Impressed Current | 1976-01-04 | Cathodically Protected | Suction (American)
670384 | 1 | Ball Float | 1994-09-28 |  | 1994-09-28 |  | Currently in Use | Gas (Historical Use) | 10000 | Fiberglass | 1986-08-01 | Fiberglass Reinforced Plastic | Pressurized
670384 | 2 | Ball Float | 1994-09-28 |  | 1994-09-28 |  | Currently in Use | Gas (Historical Use) | 10000 | Fiberglass | 1986-08-01 | Fiberglass Reinforced Plastic | Pressurized
670384 | 3 | Ball Float | 1994-09-28 |  | 1994-09-28 |  | Currently in Use | Gas (Historical Use) | 10000 | Fiberglass | 1986-08-01 | Fiberglass Reinforced Plastic | Pressurized
670388 | 1 |  | 1986-01-01 | no | 1986-01-01 | no | Currently in Use | Diesel | 10000 | Galvanic (STIP-3) | 1986-01-01 | Fiberglass Reinforced Plastic | Pressurized
670388 | 2 |  | 1986-01-01 | no | 1986-01-01 | no | Currently in Use | Gas (Historical Use) | 10000 | Galvanic (STIP-3) | 1986-01-01 | Fiberglass Reinforced Plastic | Pressurized
670388 | 3 |  | 1986-01-01 |  | 1986-01-01 |  | Currently in Use | Gas (Historical Use) | 10000 | Galvanic (STIP-3) | 1986-01-01 | Fiberglass Reinforced Plastic | Pressurized
670388 | 4 |  | 1986-01-01 | no | 1986-01-01 | no | Currently in Use | Gas (Historical Use) | 10000 | Galvanic (STIP-3) | 1986-01-01 | Fiberglass Reinforced Plastic | Pressurized
670389 | 1 |  | 1998-08-01 |  | 1998-08-01 |  | Currently in Use | Diesel | 10000 | Fiberglass | 1986-01-01 | Bare Steel | Suction (American)
670389 | 2 |  |  | yes |  | yes | Removed from Ground | Other | 1500 | Bare Steel | 1986-01-01 | Not Marked
670390 | 1 |  | 1998-12-03 |  | 1998-12-03 |  | Currently in Use | Diesel | 10000 | Steel-Impressed Current | 1986-01-01 | Steel (Impressed Current) | Suction (American)
670390 | 2 |  |  | yes |  | yes | Removed from Ground | Empty | 275 | Bare Steel | 1986-01-01 | Not Marked
670392 | 1 | [5 empty] | Removed from Ground | Gas (Historical Use) | 1000 | Bare Steel | 1978-03-18 | Bare Steel | Suction (American)
670393 | D |  | 1991-04-30 |  | 1991-04-30 |  | Currently in Use | Diesel | 5000 | Galvanic (STIP-3) | 1991-04-30 | Fiberglass Reinforced Plastic | Pressurized
670393 | U |  | 1991-04-30 |  | 1991-04-30 |  | Currently in Use | Gas (Historical Use) | 10000 | Galvanic (STIP-3) | 1991-04-30 | Fiberglass Reinforced Plastic | Pressurized
670393 | WO |  | 1991-05-27 | yes | 1987-10-30 | yes | Currently in Use | Used Oil | 550 | Galvanic (STIP-3) | 1987-10-30 | Cathodically Protected | Gravity Fed
670395 | 1 | [5 empty] | Removed from Ground | Gas (Historical Use) | 3000 | Bare Steel | 1976-05-09 | Unknown
670395 | 2 | [5 empty] | Removed from Ground | Empty | 3000 | Bare Steel | 1976-05-09 | Unknown
670395 | 3 | [5 empty] | Removed from Ground | Other | 3000 | Bare Steel | 1976-05-09 | Unknown
670395 | 4 | [5 empty] | Removed from Ground | Other | 3000 | Bare Steel | 1976-05-09 | Unknown
670395 | 5 | [5 empty] | Removed from Ground | Gas (Historical Use) | 8000 | Bare Steel | 1964-05-12 | Unknown
670395 | 6 | [5 empty] | Removed from Ground | Other | 6000 | Bare Steel | 1976-05-09 | Unknown
670395 | 7 | [5 empty] | Removed from Ground | Other | 6000 | Bare Steel | 1976-05-09 | Unknown
670398 | 1 | [5 empty] | Removed from Ground | Empty | 10000 | Bare Steel | 1972-05-11 | Galvanized Steel
670398 | 2 | [5 empty] | Removed from Ground | Empty | 10000 | Bare Steel | 1972-05-11 | Galvanized Steel
670398 | 3 | [5 empty] | Removed from Ground | Gas (Historical Use) | 10000 | Marked Unknown | 1976-04-22 | Bare Steel
670398 | 4 | [5 empty] | Removed from Ground | Gas (Historical Use) | 10000 | Marked Unknown | 1976-04-22 | Bare Steel
670398 | 5 | [5 empty] | Removed from Ground | Gas (Historical Use) | 10000 | Marked Unknown | 1980-04-22 | Bare Steel
670398 | 6 | Ball Float | 1988-09-22 |  | 1988-09-22 |  | Currently in Use | Gas (Historical Use) | 8000 | Galvanic (STIP-3) | 1988-09-01 | Fiberglass Reinforced Plastic | Pressurized
670398 | 7 | Ball Float | 1988-09-22 |  | 1988-09-22 |  | Currently in Use | Gas (Historical Use) | 8000 | Galvanic (STIP-3) | 1988-09-01 | Fiberglass Reinforced Plastic | Pressurized
670398 | 8 | Ball Float | 1988-09-22 |  | 1988-09-22 |  | Currently in Use | Diesel | 8000 | Galvanic (STIP-3) | 1988-09-01 | Fiberglass Reinforced Plastic | Pressurized
670399 | 1 | [5 empty] | Removed from Ground | Diesel | 10000 | Bare Steel | 1979-05-10 | Bare Steel
670401 | 1 |  | 1993-05-03 |  | 1993-05-03 |  | Temporarily out of use | Gas (Historical Use) | 8775 | Fiberglass | 1986-04-01 | Fiberglass Reinforced Plastic | Pressurized
670401 | 2 |  | 1993-05-03 |  | 1993-05-03 |  | Temporarily out of use | Gas (Historical Use) | 8775 | Fiberglass | 1986-04-01 | Fiberglass Reinforced Plastic | Pressurized
670401 | 3 |  | 1993-05-03 |  | 1993-05-03 |  | Temporarily out of use | Gas (Historical Use) | 8775 | Fiberglass | 1986-04-01 | Fiberglass Reinforced Plastic | Pressurized
670402 | 1 | [5 empty] | Removed from Ground | Diesel | 10000 | Cathodically Protected Steel | 1988-01-15 | Galvanized Steel | Pressurized
670402 | 2 | [5 empty] | Removed from Ground | Diesel | 10000 | Cathodically Protected Steel | 1988-01-15 | Galvanized Steel | Pressurized
670403 | 17 | [5 empty] | Removed from Ground | Gas (Historical Use) | 6000 | Bare Steel | 1982-06-06 | Galvanized Steel
670403 | 18 | [5 empty] | Removed from Ground | Gas (Historical Use) | 6000 | Bare Steel | 1982-06-06 | Galvanized Steel
670403 | 19 | [5 empty] | Removed from Ground | Gas (Historical Use) | 6000 | Bare Steel | 1982-06-06 | Galvanized Steel
670403 | 20 | [5 empty] | Removed from Ground | Gas (Historical Use) | 6000 | Bare Steel | 1982-06-06 | Galvanized Steel
670403 | 21 |  |  | no |  | no | Removed from Ground |  | 0 | Unknown | 2008-11-01
670403 | 22 |  |  | no |  | no | Removed from Ground |  | 0 | Unknown | 2008-11-01
670405 | 1 |  |  | yes |  | yes | Removed from Ground | Used Oil | 500 | Bare Steel | 1980-05-29 | Fiberglass Reinforced Plastic
670406 | 1 | [5 empty] | Removed from Ground | Diesel | 5000 | Bare Steel | 1971-06-01 | Galvanized Steel
670406 | 2 | [5 empty] | Removed from Ground | Diesel | 5000 | Bare Steel | 1971-06-01 | Galvanized Steel
670408 | 1 | [5 empty] | Removed from Ground | Gas (Historical Use) | 3000 | Bare Steel | 1976-05-25 | Galvanized Steel
670408 | 10 |  |  | no |  | no | Removed from Ground | Used Oil | 500 | Unknown | 2016-09-14 | Unknown
670408 | 2 | [5 empty] | Removed from Ground | Gas (Historical Use) | 2000 | Bare Steel | 1976-05-25 | Galvanized Steel
670408 | 3 | [5 empty] | Removed from Ground | Gas (Historical Use) | 2000 | Bare Steel | 1976-05-25 | Galvanized Steel
670408 | 4 | [5 empty] | Removed from Ground | Gas (Historical Use) | 2000 | Bare Steel | 1976-05-25 | Galvanized Steel
670408 | 5 | [5 empty] | Removed from Ground | Gas (Historical Use) | 15000 | Bare Steel | 1981-05-24 | Galvanized Steel
670408 | 6 | [5 empty] | Removed from Ground | Gas (Historical Use) | 10000 | Bare Steel | 1981-05-24 | Galvanized Steel
670408 | 7 |  |  | no |  | no | Removed from Ground | Gas (Historical Use) | 2200 | Unknown | 2016-09-14 | Unknown
670408 | 8 |  |  | no |  | no | Removed from Ground | Gas (Historical Use) | 2200 | Unknown | 2016-09-14 | Unknown
670408 | 9 |  |  | no |  | no | Removed from Ground | Gas (Historical Use) | 2200 | Unknown | 2016-09-14 | Unknown
670412 | 1 | [5 empty] | Removed from Ground | Gas (Historical Use) | 6000 | Cathodically Protected Steel | 1978-05-10 | Cathodically Protected
670412 | 2 | [5 empty] | Removed from Ground | Gas (Historical Use) | 8000 | Cathodically Protected Steel | 1978-05-10 | Cathodically Protected
670412 | 3 | [5 empty] | Removed from Ground | Gas (Historical Use) | 5000 | Cathodically Protected Steel | 1978-05-10 | Cathodically Protected
670412 | 4 | Ball Float | 1987-08-01 |  | 1987-08-01 |  | Currently in Use | Gas (Historical Use) | 10000 | Cathodically Protected Steel | 1987-08-01 | Fiberglass Reinforced Plastic | Pressurized
670412 | 5 | Ball Float | 1987-08-01 |  | 1987-08-01 |  | Currently in Use | Gas (Historical Use) | 10000 | Cathodically Protected Steel | 1987-08-01 | Fiberglass Reinforced Plastic | Pressurized
670412 | 6 | Ball Float | 1987-08-01 |  | 1987-08-01 |  | Currently in Use | Gas (Historical Use) | 10000 | Cathodically Protected Steel | 1987-08-01 | Fiberglass Reinforced Plastic | Pressurized
670412 | 7 | Ball Float | 1987-08-01 |  | 1987-08-01 |  | Currently in Use | Diesel | 6000 | Cathodically Protected Steel | 1987-08-01 | Fiberglass Reinforced Plastic | Pressurized
670413 | 1 | [5 empty] | Removed from Ground | Diesel | 2000 | Bare Steel | 1970-05-12 | Bare Steel | Safe Suction (Euro)
670413 | 2 | [5 empty] | Removed from Ground | Diesel | 2000 | Bare Steel | 1970-05-12 | Bare Steel | Safe Suction (Euro)
670413 | 3 | [5 empty] | Removed from Ground | Diesel | 1000 | Bare Steel | 1966-05-13 | Bare Steel | Safe Suction (Euro)
670417 | 1 | [5 empty] | Removed from Ground | Empty | 2000 | Bare Steel | 1974-05-11 | Galvanized Steel
670420 | 1 | [5 empty] | Removed from Ground | Other | 10000 | Bare Steel | 1966-05-13 | Not Marked | Suction (American)
670421 | 1 | [5 empty] | Removed from Ground | Diesel | 6000 | Bare Steel | 1973-01-01 | Galvanized Steel
670422 | 1 |  |  | yes |  | yes | Removed from Ground | Used Oil | 1000 | Bare Steel | 1985-05-08 | Bare Steel | Gravity Fed
670422 | 2 | [5 empty] | Removed from Ground | Other | 500 | Bare Steel | 1985-05-08 | Bare Steel | Safe Suction (Euro)
670422 | 3 | [5 empty] | Removed from Ground | Gas (Historical Use) | 10000 | Bare Steel | 1985-05-08 | Bare Steel | Safe Suction (Euro)
670431 | 1 |  | 1998-12-01 |  | 1998-12-01 |  | Currently in Use | Diesel | 550 | Fiberglass | 1984-05-08 | Galvanized Steel | Gravity Fed
670433 | 1 | [5 empty] | Removed from Ground | Gas (Historical Use) | 1000 | Bare Steel | 1974-05-11 | Galvanized Steel
670433 | 2 | [5 empty] | Removed from Ground | Gas (Historical Use) | 1000 | Bare Steel | 1971-05-12 | Galvanized Steel
670434 | 1 | Ball Float | 1997-10-22 |  | 1994-01-01 |  | Temporarily out of use | Gas (Historical Use) | 8000 | Galvanic (STIP-3) | 1983-05-09 | Fiberglass Reinforced Plastic | Pressurized
670434 | 2 |  | 1997-10-22 |  | 1994-01-01 |  | Temporarily out of use | Gas (Historical Use) | 6000 | Galvanic (STIP-3) | 1983-05-09 | Fiberglass Reinforced Plastic | Pressurized
670434 | 3 |  | 1997-10-22 |  | 1994-01-01 |  | Temporarily out of use | Diesel | 8000 | Galvanic (STIP-3) | 1983-05-09 | Fiberglass Reinforced Plastic | Pressurized
670435 | 1 |  | 1996-01-01 | no | 1996-01-01 | no | Temporarily out of use |  | 10000 | Steel-Impressed Current | 2015-11-24 | Steel (Impressed Current) | Pressurized
670435 | 2 |  | 1996-01-01 | no | 1996-01-01 | no | Temporarily out of use |  | 10000 | Steel-Impressed Current | 2015-11-24 | Steel (Impressed Current) | Pressurized
670435 | 3 |  | 1996-01-01 | no | 1996-01-01 | no | Temporarily out of use |  | 10000 | Steel-Impressed Current | 2015-11-24 | Steel (Impressed Current) | Pressurized
670435 | 4 |  | 1996-01-01 | no | 1996-01-01 | no | Temporarily out of use | Diesel | 8000 | Steel-Impressed Current | 2015-11-24 | Steel (Impressed Current) | Pressurized
670435 | 5 |  | 1996-01-01 |  | 1996-01-01 |  | Temporarily out of use | Kerosene | 6110 | Steel-Impressed Current | 1994-05-01 | Steel (Impressed Current) | Pressurized
670436 | 1 |  |  |  | 1988-12-01 |  | Removed from Ground | Gas (Historical Use) | 10000 | Bare Steel | 1976-05-10 | Galvanized Steel | Pressurized
670436 | 2 |  |  |  | 1988-12-01 |  | Removed from Ground | Gas (Historical Use) | 10000 | Bare Steel | 1976-05-10 | Galvanized Steel | Pressurized
670436 | 3 |  |  |  | 1988-12-01 |  | Removed from Ground | Gas (Historical Use) | 5000 | Bare Steel | 1976-05-10 | Galvanized Steel | Pressurized
670436 | 4 |  | 1988-12-01 | no | 1988-12-01 | no | Removed from Ground | Diesel | 10000 | Galvanic (STIP-3) | 1988-12-15 | Fiberglass Reinforced Plastic | Pressurized
670436 | 5 |  | 1988-12-01 | no | 1988-12-01 | no | Removed from Ground | Regular | 10000 | Galvanic (STIP-3) | 1988-12-15 | Fiberglass Reinforced Plastic | Pressurized
670436 | 6 |  | 1988-12-01 | no | 1988-01-01 | no | Removed from Ground | Premium | 10000 | Galvanic (STIP-3) | 1988-12-15 | Fiberglass Reinforced Plastic | Pressurized
670436 | 7 |  | 1988-12-01 | no | 1988-01-01 | no | Removed from Ground | Diesel Off Road | 2000 | Galvanic (STIP-3) | 1988-12-15 | Fiberglass Reinforced Plastic | Pressurized
670437 | 1 |  | 1996-10-14 |  | 1994-01-01 |  | Removed from Ground | Gas (Historical Use) | 10000 | Steel-Impressed Current | 1978-05-10 | Steel (Impressed Current) | Pressurized
670437 | 2 |  | 1996-10-14 |  | 1994-01-01 |  | Removed from Ground | Gas (Historical Use) | 10000 | Steel-Impressed Current | 1978-05-10 | Steel (Impressed Current) | Pressurized
670437 | 3 |  | 1996-10-14 |  | 1994-01-01 |  | Removed from Ground | Gas (Historical Use) | 10000 | Steel-Impressed Current | 1978-05-10 | Steel (Impressed Current) | Pressurized
670437 | 4 |  | 1996-10-14 |  | 1994-01-01 |  | Removed from Ground | Diesel | 8000 | Steel-Impressed Current | 1986-05-08 | Steel (Impressed Current) | Pressurized
670438 | 1 | [5 empty] | Removed from Ground | Gas (Historical Use) | 6000 | Bare Steel | 1961-05-14 | Galvanized Steel | Suction (American)
670438 | 2 | [5 empty] | Removed from Ground | Gas (Historical Use) | 5000 | Bare Steel | 1961-05-14 | Galvanized Steel | Suction (American)
670438 | 3 | [5 empty] | Removed from Ground | Gas (Historical Use) | 5000 | Bare Steel | 1961-05-14 | Galvanized Steel | Suction (American)
670439 | 1 | [5 empty] | Closed in Ground | Gas (Historical Use) | 1000 | Bare Steel | 1966-05-13 | Galvanized Steel
670441 | 1 | [5 empty] | Removed from Ground | Gas (Historical Use) | 1000 | Bare Steel | 1971-05-12 | Galvanized Steel
670443 | 1M |  | 1995-03-31 |  | 1995-03-31 |  | Currently in Use | Gas (Historical Use) | 6110 | Steel-Impressed Current | 1981-05-09 | Cathodically Protected | Pressurized
670443 | 2M |  | 1995-03-31 |  | 1995-03-31 |  | Currently in Use | Gas (Historical Use) | 6110 | Steel-Impressed Current | 1976-05-10 | Cathodically Protected | Pressurized
670443 | 3 |  | 1995-03-31 |  | 1995-03-31 |  | Currently in Use | Gas (Historical Use) | 10000 | Steel-Impressed Current | 1976-05-10 | Cathodically Protected | Pressurized
670443 | 4 |  | 1995-03-31 |  | 1995-03-31 |  | Currently in Use | Diesel | 8000 | Steel-Impressed Current | 1976-05-10 | Cathodically Protected | Pressurized
670443 | 5 |  | 1995-03-31 |  | 1995-03-31 |  | Currently in Use | Diesel | 6110 | Steel-Impressed Current | 1976-05-10 | Cathodically Protected | Pressurized
670445 | 1 | [5 empty] | Removed from Ground | Gas (Historical Use) | 1000 | Bare Steel | 1971-05-12 | Galvanized Steel
670445 | 2 | [5 empty] | Removed from Ground | Gas (Historical Use) | 1000 | Bare Steel | 1971-05-12 | Galvanized Steel
670446 | 1 |  | 1995-05-01 |  | 1995-05-01 |  | Removed from Ground | Gas (Historical Use) | 5000 | Steel-Impressed Current | 1972-05-11 | Cathodically Protected
670446 | 2 |  | 1995-05-01 |  | 1995-05-01 |  | Removed from Ground | Gas (Historical Use) | 5000 | Steel-Impressed Current | 1972-05-11 | Cathodically Protected
670446 | 3 |  | 1995-05-01 |  | 1995-05-01 |  | Removed from Ground | Gas (Historical Use) | 5000 | Steel-Impressed Current | 1972-05-11 | Cathodically Protected
670446 | 4 |  | 1995-05-01 |  | 1995-05-01 |  | Removed from Ground | Gas (Historical Use) | 5000 | Steel-Impressed Current | 1980-05-09 | Cathodically Protected
670447 | 1 | Ball Float | 1986-01-01 | no | 1986-01-01 | no | Currently in Use | Regular | 10000 | Steel-Impressed Current | 1979-05-10 | Steel (Impressed Current) | Pressurized
670447 | 2 |  |  | no |  | no | Removed from Ground | Gas (Historical Use) | 4000 | Bare Steel | 1971-05-12 | Galvanized Steel
670447 | 3 |  |  | no |  | no | Removed from Ground | Gas (Historical Use) | 4000 |  | 1971-05-12 | Galvanized Steel
670447 | 4 |  |  | no |  | no | Removed from Ground | Diesel | 10000 | Bare Steel | 1979-05-10 | Galvanized Steel
670447 | 5 |  |  | no |  | no | Removed from Ground | Gas (Historical Use) | 4000 | Bare Steel | 1971-05-12 | Galvanized Steel
670447 | 6 | Ball Float | 1998-01-01 | no | 1986-01-01 | no | Currently in Use | Plus | 10000 | Steel-Impressed Current | 1986-01-01 | Steel (Impressed Current) | Pressurized
670447 | 7 | Ball Float | 1998-01-01 | no | 1986-01-01 | no | Currently in Use | Premium | 10000 | Steel-Impressed Current | 1986-01-01 | Steel (Impressed Current) | Pressurized
670447 | 8 | Flapper Valve | 1998-01-01 | no | 1986-01-01 | no | Currently in Use | Diesel | 10000 | Steel-Impressed Current | 1986-01-01 | Fiberglass Reinforced Plastic | Pressurized
670448 | 1 |  | 1998-06-01 |  | 1998-06-01 |  | Temporarily out of use | Gas (Historical Use) | 10000 | Steel-Impressed Current | 1978-05-10 | Steel (Impressed Current) | Suction (American)
670448 | 2 |  | 1998-06-01 |  | 1998-06-01 |  | Temporarily out of use | Gas (Historical Use) | 10000 | Steel-Impressed Current | 1978-05-10 | Steel (Impressed Current) | Safe Suction (Euro)
670448 | 3 |  | 1998-06-01 |  | 1998-06-01 |  | Temporarily out of use | Gas (Historical Use) | 10000 | Steel-Impressed Current | 1978-05-10 | Steel (Impressed Current) | Safe Suction (Euro)
670448 | 4 |  | 1998-06-01 |  | 1998-06-01 |  | Temporarily out of use | Diesel | 6000 | Steel-Impressed Current | 1971-05-12 | Steel (Impressed Current) | Safe Suction (Euro)
670449 | 1 |  |  |  | 1993-08-23 |  | Removed from Ground | Other | 560 | Cathodically Protected Steel | 1983-09-12 | Galvanized Steel | Suction (American)
670449 | 2 |  |  | yes | 1993-08-23 | yes | Removed from Ground | Used Oil | 550 | Cathodically Protected Steel | 1983-09-12 | Galvanized Steel | Gravity Fed
670450 | 1 | [5 empty] | Removed from Ground | Gas (Historical Use) | 6 | Cathodically Protected Steel | 1978-05-10 | Unknown
670450 | 2 | [5 empty] | Removed from Ground | Gas (Historical Use) | 6 | Cathodically Protected Steel | 1978-05-10 | Unknown
670450 | 3 | [5 empty] | Removed from Ground | Gas (Historical Use) | 6 | Cathodically Protected Steel | 1978-05-10 | Unknown
670450 | 4 | [5 empty] | Removed from Ground | Diesel | 3 | Cathodically Protected Steel | 1978-05-10 | Unknown
670452 | 1 | [5 empty] | Removed from Ground | Gas (Historical Use) | 1000 | Marked Unknown | 1961-04-08 | Unknown
670453 | 1 | [5 empty] | Removed from Ground | Empty | 2000 | Bare Steel | 1972-05-02 | Galvanized Steel
670453 | 2 | [5 empty] | Removed from Ground | Empty | 2000 | Bare Steel | 1972-05-02 | Galvanized Steel
670453 | 3 | [5 empty] | Removed from Ground | Empty | 3000 | Bare Steel | 1974-05-02 | Galvanized Steel
670455 | 1 |  |  | yes |  | yes | Removed from Ground | Used Oil | 500 | Marked Unknown | 1984-03-24 | Unknown
670456 | 1 | [5 empty] | Removed from Ground | Gas (Historical Use) | 8000 | Bare Steel | 1974-01-01 | Galvanized Steel | Safe Suction (Euro)
670456 | 2 | [5 empty] | Removed from Ground | Gas (Historical Use) | 8000 | Bare Steel | 1974-01-01 | Galvanized Steel | Safe Suction (Euro)
670456 | 3 | [5 empty] | Removed from Ground | Gas (Historical Use) | 8000 | Bare Steel | 1974-01-01 | Galvanized Steel
670456 | 4 | [5 empty] | Removed from Ground | Diesel | 4000 | Bare Steel | 1976-03-05 | Galvanized Steel | Safe Suction (Euro)
670457 | 1 | [5 empty] | Temporarily out of use | Gas (Historical Use) | 1000 | Bare Steel | 1962-03-12 | Galvanized Steel
670457 | 2 |  |  | yes |  | yes | Temporarily out of use | Used Oil | 500 | Bare Steel | 1962-03-12 | Unknown
670460 | 1 | [5 empty] | Removed from Ground | Diesel | 10000 | Bare Steel | 1980-02-15 | Galvanized Steel
670460 | 2 |  |  | yes |  | yes | Removed from Ground | Used Oil | 10000 | Bare Steel | 1980-02-15 | Galvanized Steel
670461 | 1 | [5 empty] | Closed in Ground | Gas (Historical Use) | 560 | Bare Steel | 1966-03-05 | Galvanized Steel
670462 | 1 | [5 empty] | Removed from Ground | Gas (Historical Use) | 1000 | Bare Steel | 1966-03-05 | Galvanized Steel
670462 | 2 | [5 empty] | Removed from Ground | Diesel | 500 | Bare Steel | 1966-03-05 | Galvanized Steel
670464 | 1 | [5 empty] | Removed from Ground | Gas (Historical Use) | 10000 | Bare Steel | 1974-03-06 | Galvanized Steel
670464 | 2 | [5 empty] | Removed from Ground | Diesel | 10000 | Bare Steel | 1974-03-06 | Bare Steel | Safe Suction (Euro)
670464 | 3 | [5 empty] | Removed from Ground | Diesel | 20000 | Bare Steel | 1974-03-06 | Bare Steel | Safe Suction (Euro)
670464 | 4 | [5 empty] | Removed from Ground | Diesel | 10000 | Fiberglass | 1989-09-15 | Fiberglass Reinforced Plastic | Safe Suction (Euro)
670464 | 5 | [5 empty] | Removed from Ground | Diesel | 10000 | Double Walled | 1993-01-08 | Fiberglass Reinforced Plastic | Safe Suction (Euro)
670465 | 1 | [5 empty] | Removed from Ground | Gas (Historical Use) | 3000 | Bare Steel | 1966-03-11 | Galvanized Steel | Safe Suction (Euro)
670466 | 1 |  | 1994-03-11 |  | 1994-03-11 |  | Removed from Ground | Gas (Historical Use) | 10000 | Steel-Impressed Current | 1977-03-26 | Cathodically Protected | Pressurized
670466 | 2 |  | 1994-03-11 |  | 1994-03-11 |  | Removed from Ground | Gas (Historical Use) | 10000 | Steel-Impressed Current | 1977-03-26 | Cathodically Protected | Pressurized
670466 | 3 |  | 1994-03-11 |  | 1994-03-11 |  | Removed from Ground | Gas (Historical Use) | 10000 | Steel-Impressed Current | 1977-03-26 | Cathodically Protected | Pressurized
670467 | 1 | Ball Float | 1994-03-09 | no | 1994-03-09 | no | Currently in Use | Regular | 10000 | Steel-Impressed Current | 1976-03-26 | Steel (Impressed Current) | Pressurized
670467 | 2 | Ball Float | 1994-03-09 | no | 1994-03-09 | no | Currently in Use | Diesel | 8000 | Steel-Impressed Current | 1976-03-26 | Steel (Impressed Current) | Pressurized
670467 | 3 | Ball Float | 1994-03-09 | no | 1994-03-09 | no | Currently in Use | Premium | 10000 | Fiberglass | 1985-03-24 | Fiberglass Reinforced Plastic | Pressurized
670467 | 4 | Flapper Valve | 1994-03-09 | no | 1994-03-09 | no | Currently in Use | Kerosene | 2000 | Fiberglass | 1985-03-24 | Fiberglass Reinforced Plastic | Safe Suction (Euro)
670468 | 1 | Ball Float | 1994-03-22 | no | 1994-03-22 | no | Currently in Use | Regular | 10000 | Steel-Impressed Current | 2001-09-20 | Fiberglass Reinforced Plastic | Pressurized
670468 | 2 |  | 1994-03-22 | no | 1994-03-22 | no | Currently in Use | Premium | 10000 | Steel-Impressed Current | 2001-09-20 | Fiberglass Reinforced Plastic | Pressurized
670468 | 3 | Ball Float | 1994-03-22 | no | 1994-03-22 | no | Currently in Use | Diesel | 8000 | Fiberglass | 1985-03-24 | Fiberglass Reinforced Plastic | Pressurized
670468 | 4 |  | 1994-03-22 | no | 1994-03-22 | no | Currently in Use | Kerosene | 2000 | Fiberglass | 1985-03-24 | Fiberglass Reinforced Plastic | Suction (American)
670471 | 1 | [5 empty] | Closed in Ground | Diesel | 3000 | Bare Steel | 1981-03-01 | Galvanized Steel
670471 | 2 | Flapper Valve | 1997-12-19 |  | 1997-12-19 |  | Removed from Ground | Diesel | 2000 | Composite Double Walled | 1997-12-19 | Double-Walled Flex | Suction (American)
670474 | 1 | [5 empty] | Removed from Ground | Diesel | 30000 | Bare Steel | 1981-01-15 | Galvanized Steel
670474 | 10AST | [5 empty] | Permanently Out of Use - historical purposes | Other | 8000 | Bare Steel | 1978-01-16 | Galvanized Steel
670474 | 11AST | [5 empty] | Currently in Use | Other | 1500 | Bare Steel | 1976-01-17 | Galvanized Steel
670474 | 12AST |  |  | yes |  | yes | Permanently Out of Use - historical purposes | Used Oil | 1500 | Bare Steel | 1976-01-17 | Galvanized Steel
670474 | 2 | [5 empty] | Removed from Ground | Diesel | 15000 | Bare Steel | 1976-01-17 | Galvanized Steel
670474 | 3 | [5 empty] | Permanently Out of Use - historical purposes | Gas (Historical Use) | 8000 | Bare Steel | 1976-01-17 | Galvanized Steel
670474 | 4AST | [5 empty] | Permanently Out of Use - historical purposes | Other | 5000 | Bare Steel | 1976-01-17 | Galvanized Steel
670474 | 5AST |  |  | yes |  | yes | Currently in Use | Used Oil | 1000 | Bare Steel | 1976-01-17 | Galvanized Steel
670474 | 6AST | [5 empty] | Permanently Out of Use - historical purposes | Other | 4000 | Bare Steel | 1976-01-17 | Galvanized Steel
670474 | 7 | [5 empty] | Permanently Out of Use - historical purposes | Diesel | 12000 | Bare Steel | 1976-01-17 | Galvanized Steel
670474 | 8 | [5 empty] | Permanently Out of Use - historical purposes | Gas (Historical Use) | 5000 | Bare Steel | 1966-01-19 | Galvanized Steel
670474 | 9 | [5 empty] | Permanently Out of Use - historical purposes | Diesel | 5000 | Bare Steel | 1966-01-19 | Galvanized Steel
670478 | 1 | [5 empty] | Removed from Ground | Diesel | 10000 | Marked Unknown | 1979-12-21 | Galvanized Steel
670479 | 1 | [5 empty] | Removed from Ground | Gas (Historical Use) | 10027 | Bare Steel | 1980-01-16 | Galvanized Steel | Suction (American)
670479 | 2 | [5 empty] | Removed from Ground | Gas (Historical Use) | 10027 | Bare Steel | 1980-01-16 | Galvanized Steel | Suction (American)
670479 | 3 | [5 empty] | Removed from Ground | Gas (Historical Use) | 10027 | Bare Steel | 1980-01-16 | Galvanized Steel | Suction (American)
670479 | 4 | Ball Float | 1997-12-01 |  | 1997-12-01 |  | Currently in Use | Gas (Historical Use) | 12000 | Fiberglass | 1997-12-01 | Fiberglass Reinforced Plastic | Pressurized
670479 | 5 | Ball Float | 1997-12-01 |  | 1997-12-01 |  | Currently in Use | Gas (Historical Use) | 10000 | Fiberglass | 1997-12-01 | Fiberglass Reinforced Plastic | Pressurized
670479 | 6 | Ball Float | 1997-12-01 |  | 1997-12-01 |  | Currently in Use | Diesel | 10000 | Fiberglass | 1997-12-01 | Fiberglass Reinforced Plastic | Pressurized
670480 | 1 | [5 empty] | Removed from Ground | Gas (Historical Use) | 10000 | Bare Steel | 1981-01-15 | Galvanized Steel
670480 | 2 | [5 empty] | Removed from Ground | Gas (Historical Use) | 10000 | Bare Steel | 1981-01-15 | Galvanized Steel
670480 | 3 | [5 empty] | Removed from Ground | Gas (Historical Use) | 10000 | Bare Steel | 1981-01-15 | Galvanized Steel
670480 | 4 | Ball Float | 1994-06-01 | no | 1994-06-01 | no | Currently in Use | Diesel | 10000 | Fiberglass | 1994-06-01 | Fiberglass Reinforced Plastic | Pressurized
670480 | 5 | Ball Float | 1994-06-01 | no | 1994-06-01 | no | Currently in Use | Regular | 10000 | Fiberglass | 1994-06-01 | Fiberglass Reinforced Plastic | Pressurized
670480 | 6 | Ball Float | 1994-06-01 | no | 1994-06-01 | no | Currently in Use | Premium | 10000 | Fiberglass | 1994-06-01 | Fiberglass Reinforced Plastic | Pressurized
670481 | 1 | [5 empty] | Removed from Ground | Gas (Historical Use) | 10026 | Bare Steel | 1980-01-16 | Galvanized Steel
670481 | 2 | [5 empty] | Removed from Ground | Gas (Historical Use) | 10026 | Bare Steel | 1980-01-16 | Galvanized Steel
670481 | 3 | [5 empty] | Removed from Ground | Gas (Historical Use) | 10026 | Bare Steel | 1980-01-16 | Galvanized Steel
670481 | 4 |  | 1994-05-01 | no | 1994-05-01 | no | Currently in Use | Regular | 10000 | Composite | 1994-05-01 | Double-Walled Flex | Pressurized
670481 | 5 |  | 1994-05-01 | no | 1994-05-01 | no | Currently in Use | Plus | 10000 | Composite | 1994-05-01 | Double-Walled Flex | Pressurized
670481 | 6 |  | 1994-05-01 | no | 1994-05-01 | no | Currently in Use | Premium | 10000 | Composite | 1994-05-01 | Double-Walled Flex | Pressurized
670482 | 1 |  | 1994-04-01 | no | 1994-04-01 | no | Currently in Use | Gas (Historical Use) | 10000 | Fiberglass | 1984-01-15 | Double-Walled Flex | Pressurized
670482 | 2 |  | 1994-04-01 | no | 1994-04-01 | no | Currently in Use | Gas (Historical Use) | 10000 | Fiberglass | 1984-01-15 | Double-Walled Flex | Pressurized
670482 | 3 |  | 1994-04-01 | no | 1994-04-01 | no | Currently in Use | Gas (Historical Use) | 10000 | Fiberglass | 1984-01-15 | Double-Walled Flex | Pressurized
670482 | 4 |  | 1994-04-01 | no | 1994-04-01 | no | Temporarily out of use | Diesel | 10000 | Fiberglass | 1984-01-15 | Double-Walled Flex | Pressurized
670483 | 1 | [5 empty] | Removed from Ground | Diesel | 20000 | Bare Steel | 1981-01-22 | Galvanized Steel
670484 | 1 | [5 empty] | Removed from Ground | Gas (Historical Use) | 12000 | Bare Steel | 1979-02-06 | Galvanized Steel
670484 | 2 | [5 empty] | Removed from Ground | Gas (Historical Use) | 12000 | Bare Steel | 1979-02-06 | Galvanized Steel
670485 | 1 |  |  | yes |  | yes | Removed from Ground | Used Oil | 300 | Bare Steel | 1983-03-07 | Galvanized Steel
670487 | 1 | [5 empty] | Removed from Ground | Gas (Historical Use) | 550 | Bare Steel | 1983-03-01 | Galvanized Steel | Suction (American)
670488 | 1 | [5 empty] | Removed from Ground | Diesel | 12000 | Bare Steel | 1980-02-21 | Bare Steel | Safe Suction (Euro)
670488 | 2 | [5 empty] | Removed from Ground | Gas (Historical Use) | 12000 | Bare Steel | 1980-02-21 | Bare Steel | Safe Suction (Euro)
670488 | 3 | [5 empty] | Removed from Ground | Other | 2000 | Bare Steel | 1986-01-01 | Bare Steel | Suction (American)
670488 | 4 |  |  | yes |  | yes | Removed from Ground | Used Oil | 500 | Bare Steel | 1986-01-01 | Bare Steel | Pressurized
670489 | 1 | [5 empty] | Removed from Ground | Gas (Historical Use) | 12000 | Fiberglass | 1977-11-01 | Fiberglass Reinforced Plastic | Pressurized
670489 | 2 | [5 empty] | Removed from Ground | Gas (Historical Use) | 12000 | Fiberglass | 1978-02-02 | Fiberglass Reinforced Plastic | Pressurized
670489 | 3 | [5 empty] | Removed from Ground | Gas (Historical Use) | 12000 | Fiberglass | 1978-02-02 | Fiberglass Reinforced Plastic | Pressurized
670491 | 1 |  | 1993-01-18 |  | 1993-11-18 |  | Removed from Ground | Empty | 11500 | Fiberglass | 1978-06-01 | Fiberglass Reinforced Plastic | Pressurized
670491 | 2 |  | 1993-11-18 |  | 1993-11-18 |  | Removed from Ground | Gas (Historical Use) | 12000 | Fiberglass | 1978-06-01 | Fiberglass Reinforced Plastic | Pressurized
670491 | 3 |  | 1993-11-18 |  | 1993-11-18 |  | Removed from Ground | Gas (Historical Use) | 12000 | Fiberglass | 1978-06-01 | Fiberglass Reinforced Plastic | Pressurized
670492 | 1 | [5 empty] | Permanently Out of Use - historical purposes | Gas (Historical Use) | 10000 | Bare Steel | 1983-02-01 | Galvanized Steel
670492 | 2 | [5 empty] | Permanently Out of Use - historical purposes | Gas (Historical Use) | 10000 | Bare Steel | 1983-02-01 | Galvanized Steel
670492 | 3 | [5 empty] | Permanently Out of Use - historical purposes | Gas (Historical Use) | 10000 | Bare Steel | 1983-02-01 | Galvanized Steel
670493 | 1 | [5 empty] | Removed from Ground | Gas (Historical Use) | 10000 | Bare Steel | 1983-02-01 | Galvanized Steel
670493 | 2 | [5 empty] | Removed from Ground | Gas (Historical Use) | 10000 | Bare Steel | 1983-02-01 | Galvanized Steel
670493 | 3 | [5 empty] | Removed from Ground | Gas (Historical Use) | 10000 | Bare Steel | 1983-02-01 | Galvanized Steel
670496 | 1 | [5 empty] | Removed from Ground | Diesel | 12000 | Bare Steel | 1970-01-01 | Bare Steel
670496 | 2 | [5 empty] | Removed from Ground | Gas (Historical Use) | 10000 | Bare Steel | 1970-01-01 | Bare Steel
670496 | 3 | Flapper Valve | 1990-01-01 | no | 1990-01-01 | no | Temporarily out of use | Diesel | 10000 | Galvanic (STIP-3) | 1990-01-01 | Fiberglass Reinforced Plastic | Pressurized
670497 | 1 | [5 empty] | Removed from Ground | Gas (Historical Use) | 10000 | Bare Steel | 1983-03-04 | Galvanized Steel | Suction (American)
670497 | 2 | [5 empty] | Removed from Ground | Diesel | 4000 | Bare Steel | 1983-03-04 | Galvanized Steel | Pressurized
670497 | 3 | [5 empty] | Removed from Ground | Other | 250 | Bare Steel | 1983-03-04 | Galvanized Steel | Gravity Fed
670497 | 4 | Ball Float | 1994-05-01 |  | 1994-05-01 |  | Currently in Use | Gas (Historical Use) | 10000 | Fiberglass Double Walled | 1994-05-10 | Double-Walled Fiberglass | Pressurized
670497 | 5 | Ball Float | 1994-05-01 |  | 1994-05-01 |  | Currently in Use | Diesel | 6000 | Fiberglass Double Walled | 1994-05-10 | Double-Walled Fiberglass | Pressurized
670497 | 6 |  |  | no |  | no | Removed from Ground | Gas (Historical Use) | 500 | Unknown | 2007-03-26 | Unknown
670498 | 1 | [5 empty] | Removed from Ground | Diesel | 3000 | Bare Steel | 1969-01-05 | Copper | Suction (American)
670498 | 2 |  | 1991-01-01 |  | 1991-01-01 |  | Removed from Ground | Diesel | 6000 | Cathodically Protected Steel | 1991-01-01 | Copper | Suction (American)
670498 | 3 | Flapper Valve | 1993-05-10 | no | 1993-05-10 | no | Currently in Use | Diesel | 10000 | Composite Double Walled | 1993-02-10 | Fiberglass Reinforced Plastic | Suction (American)
670499 | 1 | [5 empty] | Removed from Ground | Other | 10000 | Bare Steel | 1974-01-04 | Copper | Suction (American)
670499 | 2 | Overfill Alarm | 1997-07-02 | no | 1997-07-02 | no | Currently in Use | Diesel | 6000 | Fiberglass Double Walled | 1997-07-02 | Double-Walled Fiberglass | Suction (American)
670500 | 1 | [5 empty] | Removed from Ground | Other | 10000 | Bare Steel | 1977-01-03 | Copper | Suction (American)
670500 | 2 | [5 empty] | Removed from Ground | Other | 1000 | Not Marked/Unknown | 1993-05-03
670500 | 3 |  | 1993-05-10 | no | 1993-05-10 | no | Currently in Use | Diesel | 6000 | Fiberglass Double Walled | 1993-05-10 | Double-Walled Fiberglass | Suction (American)
670501 | 1 | [5 empty] | Removed from Ground | Diesel | 1000 | Bare Steel | 1971-01-05 | Copper | Suction (American)
670503 | 1 | [5 empty] | Removed from Ground | Gas (Historical Use) | 10000 | Bare Steel | 1977-01-03 | Bare Steel
670504 | 1 | [5 empty] | Removed from Ground | Diesel | 1000 | Bare Steel | 1983-07-29 | Copper | Suction (American)
670504 | 2 |  | 1993-01-28 |  | 1993-01-28 |  | Removed from Ground | Other | 2500 | Double Walled | 1993-01-28 | Not Marked
670504 | 3 | Flapper Valve | 2001-02-02 |  | 2001-02-02 |  | Currently in Use | Diesel | 4000 | Fiberglass Double Walled | 2000-02-01 | Double-Walled Fiberglass | Suction (American)
670505 | 1 | [5 empty] | Removed from Ground | Diesel | 2000 | Bare Steel | 1981-01-02 | Copper | Suction (American)
670505 | 2 |  | 1997-10-09 | no | 1997-10-09 | no | Currently in Use | Diesel | 4000 | Fiberglass Double Walled | 1997-10-09 | Copper | Suction (American)
670506 | 1 | [5 empty] | Removed from Ground | Gas (Historical Use) | 12000 | Bare Steel | 1979-01-03 | Copper | Pressurized
670506 | 2 |  |  | yes |  | yes | Removed from Ground | Used Oil | 500 | Bare Steel | 1978-01-01 | Unknown | Gravity Fed
670508 | 1 | [5 empty] | Removed from Ground | Gas (Historical Use) | 0 | Bare Steel | 1987-01-01 | Unknown
670508 | 2 |  |  | no |  | no | Removed from Ground | Used Oil | 550 | Unknown | 2002-11-08
670513 | 1 | Overfill Alarm | 1987-01-01 |  | 1987-01-01 |  | Currently in Use | Gas (Historical Use) | 10000 | Galvanic (STIP-3) | 1987-01-01 | Fiberglass Reinforced Plastic | Pressurized
670513 | 2 | Overfill Alarm | 1987-01-01 |  | 1987-01-01 |  | Currently in Use | Gas (Historical Use) | 10000 | Galvanic (STIP-3) | 1987-01-01 | Fiberglass Reinforced Plastic | Pressurized
670513 | 3 | Overfill Alarm | 1987-01-01 |  | 1987-01-01 |  | Currently in Use | Gas (Historical Use) | 10000 | Galvanic (STIP-3) | 1987-01-01 | Fiberglass Reinforced Plastic | Pressurized
670513 | 4 | Overfill Alarm | 1996-10-08 |  | 1996-10-08 |  | Currently in Use | Diesel | 10000 | Fiberglass | 1996-10-15 | Flex | Pressurized
670514 | 1 |  | 1993-03-01 |  | 1992-01-01 |  | Removed from Ground | Gas (Historical Use) | 20000 | Cathodically Protected Steel | 1985-05-19 | Cathodically Protected | Pressurized
670514 | 2 |  | 1993-03-01 |  | 1992-01-01 |  | Removed from Ground | Diesel | 20000 | Cathodically Protected Steel | 1985-05-19 | Cathodically Protected | Pressurized
670514 | 3 |  | 1993-03-01 |  | 1992-01-01 |  | Removed from Ground | Diesel | 20000 | Cathodically Protected Steel | 1985-05-19 | Cathodically Protected | Pressurized
670514 | 4 |  | 1993-03-01 |  | 1992-01-01 |  | Removed from Ground | Diesel | 20000 | Cathodically Protected Steel | 1985-05-19 | Cathodically Protected | Pressurized
670514 | 5 |  | 1993-03-01 |  | 1992-01-01 |  | Removed from Ground | Diesel | 20000 | Cathodically Protected Steel | 1985-05-19 | Cathodically Protected | Pressurized
670514 | 8 |  |  | yes |  | yes | Removed from Ground | Used Oil | 550 | Cathodically Protected Steel | 1985-05-21 | Cathodically Protected | Gravity Fed
670516 | 1 | Ball Float | 1998-06-26 | no | 1998-06-26 | no | Currently in Use | Regular | 8000 | Steel-Impressed Current | 1985-05-20 | Fiberglass Reinforced Plastic | Pressurized
670516 | 2 | Ball Float | 1998-06-26 | no | 1998-06-26 | no | Currently in Use | Premium | 8000 | Steel-Impressed Current | 1985-05-20 | Fiberglass Reinforced Plastic | Pressurized
670516 | 3 | Ball Float | 1998-06-26 | no | 1998-06-26 | no | Currently in Use | Diesel | 6000 | Steel-Impressed Current | 1985-05-20 | Fiberglass Reinforced Plastic | Pressurized
670517 | 1 | [5 empty] | Permanently Out of Use - historical purposes | Empty | 4000 | Bare Steel | 1978-12-20 | Not Marked
670517 | 2 | [5 empty] | Permanently Out of Use - historical purposes | Empty | 4000 | Bare Steel | 1961-05-20 | Not Marked
670519 | 1 | [5 empty] | Removed from Ground | Gas (Historical Use) | 8000 | Bare Steel | 1972-05-04 | Galvanized Steel | Pressurized
670519 | 2 | [5 empty] | Removed from Ground | Gas (Historical Use) | 8000 | Bare Steel | 1972-05-04 | Galvanized Steel | Pressurized
670519 | 3 | Ball Float | 1995-04-07 |  | 1995-04-07 |  | Currently in Use | Diesel | 8000 | Galvanic (STIP-3) | 1995-04-07 | Fiberglass Reinforced Plastic | Pressurized
670519 | 4 | Ball Float | 1995-04-07 |  | 1995-04-07 |  | Currently in Use | Gas (Historical Use) | 8000 | Galvanic (STIP-3) | 1995-04-07 | Fiberglass Reinforced Plastic | Pressurized
670519 | 5 | Ball Float | 2000-02-24 |  | 2000-02-24 |  | Currently in Use | Gas (Historical Use) | 12000 | Galvanic (STIP-3) | 2000-02-24 | Fiberglass Reinforced Plastic | Pressurized
670520 | 1 | Ball Float | 1998-10-01 |  | 1998-10-01 |  | Currently in Use | Gas (Historical Use) | 10000 | Steel-Impressed Current | 1979-05-18 | Steel (Impressed Current) | Pressurized
670520 | 2 | Ball Float | 1998-10-01 |  | 1998-10-01 |  | Currently in Use | Gas (Historical Use) | 10000 | Steel-Impressed Current | 1979-05-18 | Steel (Impressed Current) | Pressurized
670520 | 3 | Ball Float | 1998-10-01 |  | 1998-10-01 |  | Currently in Use | Gas (Historical Use) | 10000 | Steel-Impressed Current | 1979-05-18 | Steel (Impressed Current) | Pressurized
670521 | 1 | [5 empty] | Removed from Ground | Gas (Historical Use) | 8000 | Bare Steel | 1993-04-02 | Galvanized Steel
670521 | 2 | [5 empty] | Removed from Ground | Gas (Historical Use) | 8000 | Bare Steel | 1993-04-02 | Galvanized Steel
670521 | 3 | [5 empty] | Removed from Ground | Gas (Historical Use) | 10000 | Not Marked/Unknown | 1993-04-02 | Not Marked
670522 | 1 | [5 empty] | Removed from Ground | Gas (Historical Use) | 8000 | Bare Steel | 1991-12-02 | Galvanized Steel
670522 | 2 | [5 empty] | Removed from Ground | Gas (Historical Use) | 8000 | Bare Steel | 1986-05-13 | Galvanized Steel
670523 | 1 |  | 2006-11-28 |  | 2006-11-28 |  | Currently in Use | Gas (Historical Use) | 8000 | Steel-Impressed Current | 1986-05-13 | Steel (Impressed Current) | Pressurized
670523 | 2 |  | 2006-11-28 |  | 2006-11-28 |  | Currently in Use | Gas (Historical Use) | 8000 | Steel-Impressed Current | 1986-05-13 | Steel (Impressed Current) | Pressurized
670523 | 3 |  | 2006-11-28 |  | 2006-11-28 |  | Currently in Use | Gas (Historical Use) | 8000 | Steel-Impressed Current | 1987-01-01 | Steel (Impressed Current) | Pressurized
670525 | 1 | [5 empty] | Removed from Ground | Gas (Historical Use) | 8000 | Bare Steel | 1973-05-16 | Galvanized Steel
670525 | 2 | [5 empty] | Removed from Ground | Gas (Historical Use) | 8000 | Bare Steel | 1973-05-16 | Galvanized Steel
670526 | 1 | [5 empty] | Permanently Out of Use - historical purposes | Gas (Historical Use) | 8000 | Bare Steel | 1975-05-16 | Galvanized Steel
670526 | 2 | [5 empty] | Permanently Out of Use - historical purposes | Gas (Historical Use) | 8000 | Bare Steel | 1975-05-16 | Galvanized Steel
670526 | 3 | Ball Float | 1997-06-20 | yes | 2007-07-12 | yes | Currently in Use | Gas (Historical Use) | 10000 | Fiberglass | 1988-02-01 | Fiberglass Reinforced Plastic | Pressurized
670526 | 4 | Ball Float | 1997-06-20 | yes | 2007-07-12 | yes | Currently in Use | Gas (Historical Use) | 10000 | Fiberglass | 1988-02-01 | Fiberglass Reinforced Plastic | Pressurized
670526 | 5 | Ball Float | 1997-06-20 | yes | 2007-07-12 | yes | Currently in Use | Gas (Historical Use) | 10000 | Fiberglass | 1988-02-01 | Fiberglass Reinforced Plastic | Pressurized
670531 | 1 |  | 1997-08-02 |  | 1997-08-02 |  | Removed from Ground | Gas (Historical Use) | 10270 | Steel-Impressed Current | 1981-04-05 | Fiberglass Reinforced Plastic | Pressurized
670531 | 2 |  | 1997-08-02 |  | 1997-08-02 |  | Removed from Ground | Gas (Historical Use) | 10270 | Steel-Impressed Current | 1981-04-05 | Fiberglass Reinforced Plastic | Pressurized
670531 | 3 |  | 1997-08-02 |  | 1997-08-02 |  | Removed from Ground | Gas (Historical Use) | 10270 | Steel-Impressed Current | 1981-04-05 | Fiberglass Reinforced Plastic | Pressurized
670531 | 4 |  | 1997-08-02 |  | 1997-08-02 |  | Removed from Ground | Gas (Historical Use) | 10270 | Steel-Impressed Current | 1981-04-05 | Fiberglass Reinforced Plastic | Pressurized
670532 | 1 | [5 empty] | Removed from Ground | Diesel | 12000 | Cathodically Protected Steel | 1974-05-19 | Galvanized Steel | Pressurized
670532 | 2 |  |  | yes |  | yes | Removed from Ground | Used Oil | 500 | Not Marked/Unknown | 1998-04-01 | Unknown
670532 | 3 | [5 empty] | Removed from Ground | Empty | 2000 | Bare Steel | 1980-01-01 | Bare Steel
670534 | 1 |  | 1997-12-30 |  | 1997-12-30 |  | Removed from Ground | Diesel | 275 | Cathodically Protected Steel | 1987-01-01 | Double Walled
670535 | 1 |  | 1987-01-01 |  | 1987-01-01 |  | Closed in Ground | Gas (Historical Use) | 10000 | Galvanic (STIP-3) | 1987-01-01 | Cathodically Protected | Pressurized
670535 | 2 |  | 1987-01-01 |  | 1987-01-01 |  | Closed in Ground | Gas (Historical Use) | 10000 | Galvanic (STIP-3) | 1987-01-01 | Cathodically Protected | Pressurized
670535 | 3 |  | 1987-01-01 |  | 1987-01-01 |  | Closed in Ground | Gas (Historical Use) | 10000 | Galvanic (STIP-3) | 1987-01-01 | Cathodically Protected | Pressurized
670535 | 4 |  | 1987-01-01 |  | 1987-01-01 |  | Closed in Ground | Gas (Historical Use) | 10000 | Galvanic (STIP-3) | 1987-01-01 | Cathodically Protected | Pressurized
670537 | 1 | [5 empty] | Removed from Ground | Other | 3000 | Cathodically Protected Steel | 1987-01-01 | Galvanized Steel | Suction (American)
670537 | 2 | [5 empty] | Removed from Ground | Other | 2000 | Cathodically Protected Steel | 1987-01-01 | Galvanized Steel | Suction (American)
670537 | 3 |  |  | yes |  | yes | Removed from Ground | Used Oil | 1000 | Cathodically Protected Steel | 1987-01-01 | Galvanized Steel | Suction (American)
670538 | 1 |  | 1987-01-01 |  | 1987-01-01 |  | Currently in Use | Gas (Historical Use) | 10000 | Steel-Impressed Current | 1987-01-01 | Steel (Impressed Current) | Pressurized
670538 | 2 |  | 1987-01-01 | no | 1987-01-01 | no | Currently in Use | Gas (Historical Use) | 10000 | Steel-Impressed Current | 1987-01-01 | Steel (Impressed Current) | Pressurized
670538 | 3 |  | 1987-01-01 | no | 1987-01-01 | no | Currently in Use | Gas (Historical Use) | 10000 | Steel-Impressed Current | 1987-01-01 | Steel (Impressed Current) | Pressurized
670538 | 4 |  | 1987-01-01 | no | 1987-01-01 | no | Temporarily out of use | Gas (Historical Use) | 10000 | Galvanic (STIP-3) | 1987-01-01 | Galvanized Steel | Pressurized
670539 | 1 |  | 1987-08-31 |  | 1987-08-31 |  | Temporarily out of use | Gas (Historical Use) | 10000 | Composite | 1987-08-31 | Fiberglass Reinforced Plastic | Pressurized
670539 | 2 |  | 1987-08-31 |  | 1987-08-31 |  | Temporarily out of use | Gas (Historical Use) | 6000 | Composite | 1987-08-31 | Fiberglass Reinforced Plastic | Pressurized
670539 | 3 |  | 1987-08-31 |  | 1987-08-31 |  | Temporarily out of use | Gas (Historical Use) | 6000 | Composite | 1987-08-31 | Fiberglass Reinforced Plastic | Pressurized
670540 | 1 | Flapper Valve | 1998-12-15 |  | 1998-12-15 |  | Currently in Use | Gas (Historical Use) | 6000 | Steel-Impressed Current | 1983-01-02 | Fiberglass Reinforced Plastic | Pressurized
670540 | 2 | Flapper Valve | 1998-12-15 |  | 1998-12-15 |  | Currently in Use | Gas (Historical Use) | 6000 | Steel-Impressed Current | 1983-01-02 | Fiberglass Reinforced Plastic | Pressurized
670540 | 3 | Flapper Valve | 1998-12-15 |  | 1998-12-15 |  | Currently in Use | Gas (Historical Use) | 6000 | Steel-Impressed Current | 1983-01-02 | Fiberglass Reinforced Plastic | Pressurized
670541 | 1 | [10 empty] | Fiberglass Reinforced Plastic | Pressurized
670541 | 2 |  |  | no |  | no | Currently in Use | Gas (Historical Use) | 10000 |  | 1987-01-01 | Fiberglass Reinforced Plastic | Pressurized
670541 | 3 | Ball Float | 1998-02-01 |  | 1987-01-01 |  | Currently in Use | Gas (Historical Use) | 6000 | Steel-Impressed Current | 1987-01-01 | Fiberglass Reinforced Plastic | Pressurized
670542 | 1 | [5 empty] | Removed from Ground | Other | 5000 | Bare Steel | 1987-01-01 | Galvanized Steel
670542 | 2 | [5 empty] | Removed from Ground | Other | 3000 | Bare Steel | 1987-01-01 | Galvanized Steel
670542 | 3 |  |  | yes |  | yes | Removed from Ground | Used Oil | 2000 | Bare Steel | 1987-01-01 | Galvanized Steel
670544 | 1 | [5 empty] | Removed from Ground | Diesel | 12000 | Fiberglass | 1987-01-01 | Galvanized Steel
670545 | 1 | [5 empty] | Removed from Ground | Empty | 1000 | Bare Steel | 1975-01-04 | Bare Steel
670546 | 1 | [5 empty] | Removed from Ground | Diesel | 4000 | Bare Steel | 1977-01-03 | Galvanized Steel
670546 | 2 | [5 empty] | Removed from Ground | Diesel | 1000 | Bare Steel | 1977-01-03 | Galvanized Steel
670546 | 3AST | [5 empty] | Currently in Use | Diesel | 2000 | Bare Steel |  | Galvanized Steel
670547 | 1 | [5 empty] | Currently in Use | Gas (Historical Use) | 4000 | Bare Steel | 1977-01-03 | Galvanized Steel
670547 | 2 | [5 empty] | Currently in Use | Diesel | 4000 | Bare Steel | 1977-01-03 | Galvanized Steel
670550 | 1AST | [5 empty] | Currently in Use | Other | 10000 | Marked Unknown |  | Unknown
670550 | 2AST | [5 empty] | Currently in Use | Other | 10000 | Marked Unknown |  | Unknown
670551 | 1 | [5 empty] | Removed from Ground | Gas (Historical Use) | 1000 | Bare Steel | 1971-01-01 | Galvanized Steel
670551 | 2 | [5 empty] | Removed from Ground | Gas (Historical Use) | 550 | Bare Steel | 1978-01-01 | Galvanized Steel
670552 | 1 | [5 empty] | Removed from Ground | Gas (Historical Use) | 1000 | Marked Unknown | 1990-03-01 | Unknown
670552 | 2 | [5 empty] | Removed from Ground | Gas (Historical Use) | 1000 | Marked Unknown | 1990-03-01 | Unknown
670553 | 1 | [5 empty] | Removed from Ground | Diesel | 20000 | Marked Unknown | 1991-03-01 | Unknown
670553 | 2 | [5 empty] | Removed from Ground | Diesel | 1 | Marked Unknown | 1991-03-01 | Unknown
670555 | 1 | [5 empty] | Removed from Ground | Gas (Historical Use) | 3000 | Bare Steel | 1974-01-01 | Unknown | Pressurized
670555 | 2 | [5 empty] | Removed from Ground | Gas (Historical Use) | 12000 | Bare Steel | 1981-01-01 | Unknown | Pressurized
670555 | 3 |  |  | yes |  | yes | Removed from Ground | Used Oil | 500 | Bare Steel | 1990-12-01 | Unknown | Gravity Fed
672001 | 1 | [5 empty] | Removed from Ground | Diesel | 1000 | Bare Steel | 1987-11-04 | Bare Steel
672002 | 1 | Ball Float | 1993-12-10 | no | 1993-12-01 | no | Currently in Use | Regular | 8000 | Fiberglass | 1988-09-01 | Flex | Pressurized
672002 | 2 | Ball Float | 1993-12-10 | no | 1993-12-10 | no | Currently in Use | Diesel | 8000 | Fiberglass | 1988-09-01 | Flex | Pressurized
672002 | 3 | Ball Float | 1993-12-10 | no | 1993-12-10 | no | Currently in Use | Premium | 8000 | Fiberglass | 1988-09-01 | Flex | Pressurized
672003 | 1 | Ball Float | 1987-01-01 |  | 1987-01-01 |  | Currently in Use | Diesel | 10000 | Composite | 1987-10-01 | Fiberglass Reinforced Plastic | Pressurized
672003 | 2 | Ball Float | 1987-01-01 |  | 1987-01-01 |  | Currently in Use | Gas (Historical Use) | 8000 | Composite | 1987-10-01 | Fiberglass Reinforced Plastic | Pressurized
672003 | 3 | Ball Float | 1987-01-01 |  | 1987-01-01 |  | Currently in Use | Gas (Historical Use) | 8000 | Composite | 1987-10-01 | Fiberglass Reinforced Plastic | Pressurized
672004 | 1 |  | 1994-07-22 |  | 1994-07-22 |  | Currently in Use | Gas (Historical Use) | 10000 | Fiberglass | 1987-10-01 | Fiberglass Reinforced Plastic | Pressurized
672004 | 2 |  | 1994-07-22 |  | 1994-07-22 |  | Currently in Use | Gas (Historical Use) | 10000 | Fiberglass | 1987-10-01 | Fiberglass Reinforced Plastic | Pressurized
672004 | 3 |  | 1994-07-22 |  | 1994-07-22 |  | Currently in Use | Gas (Historical Use) | 10000 | Fiberglass | 1987-10-01 | Fiberglass Reinforced Plastic | Pressurized
672005 | 1 |  | 1994-08-04 |  | 1994-08-04 |  | Currently in Use | Gas (Historical Use) | 10000 | Fiberglass | 1987-07-01 | Fiberglass Reinforced Plastic | Pressurized
672005 | 2 |  | 1994-08-04 |  | 1994-08-04 |  | Currently in Use | Gas (Historical Use) | 10000 | Fiberglass | 1987-07-01 | Fiberglass Reinforced Plastic | Pressurized
672005 | 3 |  | 1994-08-04 |  | 1994-08-04 |  | Currently in Use | Gas (Historical Use) | 10000 | Fiberglass | 1987-11-04 | Fiberglass Reinforced Plastic | Pressurized
672006 | 1 | Ball Float | 1993-08-23 | no | 1993-08-23 | no | Currently in Use | Premium | 10000 | Fiberglass | 1987-12-01 | Fiberglass Reinforced Plastic | Pressurized
672006 | 2 | Ball Float | 1993-08-23 | no | 1993-08-23 | no | Currently in Use | Regular | 10000 | Fiberglass | 1987-12-01 | Fiberglass Reinforced Plastic | Pressurized
672006 | 3 | Ball Float | 1993-08-23 | no | 1993-08-23 | no | Currently in Use | Diesel | 10000 | Fiberglass | 1987-12-01 | Fiberglass Reinforced Plastic | Pressurized
672007 | 1 | Ball Float | 1997-02-01 |  | 1997-02-01 |  | Currently in Use | Gas (Historical Use) | 10000 | Fiberglass | 1988-11-03 | Fiberglass Reinforced Plastic | Pressurized
672007 | 2 | Ball Float | 1997-02-01 |  | 1997-02-01 |  | Currently in Use | Gas (Historical Use) | 10000 | Fiberglass | 1988-11-03 | Fiberglass Reinforced Plastic | Pressurized
672007 | 3 | Ball Float | 1997-02-01 |  | 1997-02-01 |  | Currently in Use | Diesel | 10000 | Fiberglass | 1988-11-03 | Fiberglass Reinforced Plastic | Pressurized
680001 | 1 | [5 empty] | Closed in Ground | Gas (Historical Use) | 500 | Bare Steel | 1980-03-14 | Galvanized Steel | Suction (American)
680001 | 2 |  | 1998-11-18 |  | 1998-11-18 |  | Removed from Ground | Gas (Historical Use) | 1000 | Steel-Impressed Current | 1980-03-14 | Cathodically Protected | Suction (American)
680001 | 3 |  | 1998-11-18 |  | 1998-11-18 |  | Removed from Ground | Gas (Historical Use) | 1000 | Steel-Impressed Current | 1980-03-14 | Cathodically Protected | Suction (American)
680011 | 1 | [5 empty] | Removed from Ground | Gas (Historical Use) | 1000 | Bare Steel | 1959-03-06 | Galvanized Steel
680011 | 2 | [5 empty] | Removed from Ground | Gas (Historical Use) | 1000 | Bare Steel | 1959-03-06 | Galvanized Steel
680011 | 3 | [5 empty] | Removed from Ground | Gas (Historical Use) | 10000 | Bare Steel | 1978-03-01 | Galvanized Steel
680011 | 4 | [5 empty] | Removed from Ground | Gas (Historical Use) | 10000 | Bare Steel | 1979-03-01 | Galvanized Steel
680011 | 5 | [5 empty] | Removed from Ground | Diesel | 10000 | Bare Steel | 1983-02-28 | Not Marked
680011 | 6 | [5 empty] | Removed from Ground | Diesel | 500 | Bare Steel | 1959-03-06 | Not Marked
680011 | 7 |  |  | yes |  | yes | Removed from Ground | Used Oil | 500 | Bare Steel | 1962-03-05 | Galvanized Steel
680011 | 8 | Flapper Valve | 1990-08-15 | no | 1990-08-15 | no | Currently in Use | Gas (Historical Use) | 10000 | Fiberglass | 1990-01-01 | Fiberglass Reinforced Plastic | Safe Suction (Euro)
680011 | 9 | Flapper Valve | 1990-08-15 | no | 1990-08-15 | no | Currently in Use | Diesel | 10000 | Fiberglass | 1990-01-01 | Fiberglass Reinforced Plastic | Safe Suction (Euro)
680012 | 1 | [5 empty] | Removed from Ground | Diesel | 2000 | Bare Steel | 1975-02-27 | Galvanized Steel
680012 | 2 | [5 empty] | Removed from Ground | Gas (Historical Use) | 2000 | Bare Steel | 1981-02-25 | Galvanized Steel
680013 | 1 | [5 empty] | Removed from Ground | Gas (Historical Use) | 1000 | Bare Steel | 1965-01-01 | Galvanized Steel
680013 | 2 | [5 empty] | Removed from Ground | Gas (Historical Use) | 10000 | Bare Steel | 1977-01-01 | Galvanized Steel
680014 | 1 |  | 1991-12-01 |  | 1991-12-01 |  | Removed from Ground | Gas (Historical Use) | 10000 | Cathodically Protected Steel | 1986-01-01 | Fiberglass Reinforced Plastic | Suction (American)
680014 | 2 |  | 1991-12-01 |  | 1991-12-01 |  | Removed from Ground | Diesel | 1000 | Cathodically Protected Steel | 1987-01-01 | Fiberglass Reinforced Plastic | Suction (American)
680015 | 1 | [5 empty] | Removed from Ground | Gas (Historical Use) | 1000 | Bare Steel | 1977-02-26 | Galvanized Steel
680016 | 1 | [5 empty] | Removed from Ground | Diesel | 1000 | Bare Steel | 1973-02-27 | Galvanized Steel
680016 | 2 |  | 1997-06-09 |  | 1997-06-09 |  | Removed from Ground | Diesel | 1000 | Epoxy | 1997-06-09 | Fiberglass Reinforced Plastic | Suction (American)
680017 | 1 | [5 empty] | Removed from Ground | Gas (Historical Use) | 5000 | Bare Steel | 1975-03-16 | Galvanized Steel
680017 | 2 | [5 empty] | Removed from Ground | Gas (Historical Use) | 5000 | Bare Steel | 1975-03-16 | Galvanized Steel
680017 | 3 | [5 empty] | Removed from Ground | Gas (Historical Use) | 5000 | Bare Steel | 1975-03-16 | Galvanized Steel
680017 | 4 | [5 empty] | Removed from Ground | Diesel | 2000 | Bare Steel | 1981-03-14 | Galvanized Steel
680018 | 1 | [5 empty] | Removed from Ground | Gas (Historical Use) | 5000 | Bare Steel | 1976-03-15 | Galvanized Steel
680018 | 2 | [5 empty] | Removed from Ground | Gas (Historical Use) | 5000 | Bare Steel | 1976-03-15 | Galvanized Steel
680018 | 3 | [5 empty] | Removed from Ground | Gas (Historical Use) | 3000 | Bare Steel | 1978-03-15 | Galvanized Steel
680018 | 4 | Ball Float | 1993-07-23 |  | 1993-07-23 |  | Currently in Use | Gas (Historical Use) | 8200 | Galvanic (STIP-3) | 1993-07-21 | Fiberglass Reinforced Plastic | Pressurized
680018 | 5 | Ball Float | 1993-07-23 |  | 1993-07-23 |  | Currently in Use | Gas (Historical Use) | 8200 | Galvanic (STIP-3) | 1993-07-21 | Fiberglass Reinforced Plastic | Pressurized
680018 | 6 | Ball Float | 1993-07-21 |  | 1993-07-21 |  | Currently in Use | Gas (Historical Use) | 8200 | Galvanic (STIP-3) | 1993-07-21 | Fiberglass Reinforced Plastic | Pressurized
680018 | 7 | Flapper Valve | 1993-07-21 |  | 1993-07-21 |  | Currently in Use | Kerosene | 4000 | Galvanic (STIP-3) | 1993-07-21 | Fiberglass Reinforced Plastic | Safe Suction (Euro)
680019 | 1 | [5 empty] | Removed from Ground | Gas (Historical Use) | 5000 | Bare Steel | 1975-03-16 | Galvanized Steel | Suction (American)
680019 | 2 | [5 empty] | Removed from Ground | Gas (Historical Use) | 5000 | Bare Steel | 1975-03-16 | Galvanized Steel | Suction (American)
680019 | 3 | [5 empty] | Removed from Ground | Gas (Historical Use) | 3000 | Bare Steel |  | Galvanized Steel | Suction (American)
680019 | 4 |  | 1996-05-01 |  | 1996-05-01 |  | Currently in Use | Gas (Historical Use) | 10000 | Galvanic (STIP-3) | 1996-05-01 | Fiberglass Reinforced Plastic | Pressurized
680019 | 5 |  | 1996-05-01 |  | 1996-05-01 |  | Currently in Use | Gas (Historical Use) | 8000 | Galvanic (STIP-3) | 1996-05-01 | Fiberglass Reinforced Plastic | Pressurized
680019 | 6 |  | 1996-05-01 |  | 1996-05-01 |  | Currently in Use | Diesel | 8000 | Galvanic (STIP-3) | 1996-05-01 | Fiberglass Reinforced Plastic | Pressurized
680019 | 7 |  | 1996-05-01 |  | 1996-05-01 |  | Currently in Use | Kerosene | 4000 | Galvanic (STIP-3) | 1996-05-01 | Fiberglass Reinforced Plastic | Safe Suction (Euro)
680020 | 1 | [5 empty] | Removed from Ground | Empty | 2000 | Bare Steel | 1977-03-15 | Galvanized Steel
680020 | 2 | [5 empty] | Removed from Ground | Gas (Historical Use) | 1000 | Bare Steel | 1977-03-15 | Galvanized Steel
680020 | 3 | [5 empty] | Removed from Ground | Gas (Historical Use) | 560 | Bare Steel | 1977-03-15 | Galvanized Steel
680021 | 1 | Flapper Valve | 1999-01-19 | no | 1999-01-19 | no | Currently in Use | Diesel | 10000 | STIP-3/Impressed Current | 1979-01-01 | Steel (Impressed Current) | Pressurized
680021 | 2 | Flapper Valve | 1999-01-19 | no | 1999-01-19 | no | Currently in Use | Gas (Historical Use) | 10000 | STIP-3/Impressed Current | 1979-01-01 | Steel (Impressed Current) | Safe Suction (Euro)
680021 | 3 | Flapper Valve | 1999-01-19 | no | 1999-01-19 | no | Currently in Use | Gas (Historical Use) | 5000 | STIP-3/Impressed Current | 1979-01-01 |  | Safe Suction (Euro)
680022 | 1 | [5 empty] | Removed from Ground | Gas (Historical Use) | 5000 | Bare Steel | 1980-03-08 | Galvanized Steel
680022 | 2 | [5 empty] | Removed from Ground | Gas (Historical Use) | 5000 | Bare Steel | 1980-03-08 | Galvanized Steel
680022 | 3 | [5 empty] | Removed from Ground | Gas (Historical Use) | 5000 | Bare Steel | 1980-03-08 | Galvanized Steel
680022 | 4 | [5 empty] | Removed from Ground | Diesel | 10000 | Bare Steel | 1982-03-08 | Galvanized Steel
680023 | 1 | [5 empty] | Removed from Ground | Gas (Historical Use) | 10000 | Bare Steel | 1966-03-12 | Galvanized Steel
680024 | 1 | [5 empty] | Removed from Ground | Diesel | 10000 | Bare Steel | 1966-03-12 | Galvanized Steel
680024 | 2 | [5 empty] | Removed from Ground | Diesel | 1000 | Bare Steel | 1978-03-09 | Galvanized Steel
680024 | 3 | [5 empty] | Removed from Ground | Diesel | 250 | Bare Steel | 1981-01-01 | Unknown
680024 | 4 |  | 1990-01-01 | no | 1990-01-01 | no | Removed from Ground | Diesel | 6000 | Fiberglass Double Walled | 1990-01-01 | Secondary Containment | Safe Suction (Euro)
680025 | 1 | [5 empty] | Removed from Ground | Gas (Historical Use) | 0 | Bare Steel | 2000-09-13 | Galvanized Steel
680025 | 2 | [5 empty] | Removed from Ground | Diesel | 0 | Bare Steel | 1993-01-01 | Galvanized Steel
680026 | 1 | [5 empty] | Removed from Ground | Gas (Historical Use) | 2000 | Bare Steel | 1951-03-28 | Galvanized Steel
680026 | 2 | [5 empty] | Removed from Ground | Gas (Historical Use) | 2000 | Bare Steel | 1961-03-25 | Galvanized Steel
680026 | 3 | [5 empty] | Removed from Ground | Gas (Historical Use) | 2000 | Bare Steel | 1951-03-28 | Galvanized Steel
680027 | 1 | [5 empty] | Removed from Ground | Gas (Historical Use) | 10134 | Bare Steel | 1976-04-19 | Galvanized Steel | Pressurized
680027 | 2 | [5 empty] | Removed from Ground | Gas (Historical Use) | 10134 | Bare Steel | 1976-04-19 | Galvanized Steel | Pressurized
680027 | 3 | [5 empty] | Removed from Ground | Gas (Historical Use) | 10000 | Bare Steel | 1984-04-17 | Galvanized Steel | Pressurized
680028 | 1 | [5 empty] | Removed from Ground | Gas (Historical Use) | 8000 | Bare Steel | 1979-04-19 | Galvanized Steel
680028 | 2 | [5 empty] | Removed from Ground | Gas (Historical Use) | 8000 | Bare Steel | 1979-04-19 | Galvanized Steel
680028 | 3 | [5 empty] | Removed from Ground | Gas (Historical Use) | 8000 | Bare Steel | 1979-04-19 | Galvanized Steel
680029 | 1 | [5 empty] | Removed from Ground | Gas (Historical Use) | 10000 | Bare Steel | 1966-04-26 | Galvanized Steel
680029 | 2 | [5 empty] | Removed from Ground | Diesel | 10000 | Bare Steel | 1974-01-01 | Galvanized Steel
680030 | 1 |  | 1999-01-01 |  | 1999-01-01 |  | Removed from Ground | Gas (Historical Use) | 560 | Galvanic (STIP-3) | 1964-04-16 | Fiberglass Reinforced Plastic | Safe Suction (Euro)
680030 | 2 |  | 1999-01-01 |  | 1999-01-01 |  | Removed from Ground | Gas (Historical Use) | 1060 | Galvanic (STIP-3) | 1964-04-16 | Fiberglass Reinforced Plastic | Safe Suction (Euro)
680030 | 3 |  | 1999-01-01 |  | 1999-01-01 |  | Removed from Ground | Gas (Historical Use) | 2000 | Galvanic (STIP-3) | 1979-04-13 | Fiberglass Reinforced Plastic | Safe Suction (Euro)
680030 | 4 |  | 1999-01-01 |  | 1999-01-01 |  | Removed from Ground | Gas (Historical Use) | 2000 | Galvanic (STIP-3) | 1999-01-01 | Fiberglass Reinforced Plastic | Safe Suction (Euro)
680030 | 5 |  | 1999-01-01 |  | 1999-01-01 |  | Removed from Ground | Diesel | 2000 | Galvanic (STIP-3) | 1999-01-01 | Fiberglass Reinforced Plastic | Safe Suction (Euro)
680031 | 1 | [5 empty] | Removed from Ground | Gas (Historical Use) | 1060 | Bare Steel | 1964-04-16 | Galvanized Steel
680031 | 2 |  | 1999-02-01 |  | 1999-02-01 |  | Temporarily out of use | Gas (Historical Use) | 1060 | Steel-Impressed Current | 1964-04-16 | Fiberglass Reinforced Plastic | Safe Suction (Euro)
680031 | 3 |  | 1999-02-01 |  | 1999-02-01 |  | Temporarily out of use | Gas (Historical Use) | 2000 | Steel-Impressed Current | 1979-04-13 | Fiberglass Reinforced Plastic | Safe Suction (Euro)
680031 | 4 |  | 1999-02-01 |  | 1999-02-01 |  | Temporarily out of use | Diesel | 550 | Epoxy | 1999-02-01 | Fiberglass Reinforced Plastic | Safe Suction (Euro)
680032 | 1 | [5 empty] | Permanently Out of Use - historical purposes | Gas (Historical Use) | 1000 | Bare Steel | 1968-04-15 | Galvanized Steel
680033 | 1 | [5 empty] | Removed from Ground | Diesel | 4000 | Bare Steel | 1956-04-18 | Galvanized Steel
680033 | 2 | [5 empty] | Removed from Ground | Gas (Historical Use) | 4000 | Bare Steel | 1956-04-18 | Galvanized Steel
680033 | 3 | [5 empty] | Removed from Ground | Gas (Historical Use) | 4000 | Bare Steel | 1956-04-18 | Galvanized Steel
680033 | 4 | [5 empty] | Removed from Ground | Gas (Historical Use) | 1060 | Bare Steel | 1956-04-18 | Galvanized Steel
680034 | 1 | [5 empty] | Removed from Ground | Gas (Historical Use) | 2000 | Bare Steel | 1979-04-13 | Galvanized Steel
680034 | 2 | [5 empty] | Removed from Ground | Gas (Historical Use) | 1060 | Bare Steel | 1978-04-13 | Galvanized Steel
680034 | 3 | [5 empty] | Removed from Ground | Gas (Historical Use) | 1060 | Bare Steel | 1957-04-18 | Galvanized Steel
680034 | 4 | [5 empty] | Removed from Ground | Kerosene | 280 | Bare Steel | 1982-04-12 | Galvanized Steel
680035 | 1 | [5 empty] | Removed from Ground | Gas (Historical Use) | 4000 | Bare Steel | 1966-04-16 | Galvanized Steel | Suction (American)
680035 | 2 | [5 empty] | Removed from Ground | Gas (Historical Use) | 4000 | Bare Steel | 1966-04-16 | Galvanized Steel | Suction (American)
680035 | 3 | [5 empty] | Removed from Ground | Diesel | 560 | Bare Steel | 1966-04-16 | Galvanized Steel | Suction (American)
680035 | 4 | [5 empty] | Removed from Ground | Gas (Historical Use) | 2000 | Bare Steel | 1979-04-13 | Galvanized Steel | Suction (American)
680035 | 5 |  |  | no |  | no | Removed from Ground | Kerosene | 500 | Unknown | 2011-11-02
680036 | 1 | [5 empty] | Removed from Ground | Gas (Historical Use) | 3000 | Bare Steel | 1954-04-19 | Galvanized Steel
680036 | 2 | [5 empty] | Removed from Ground | Gas (Historical Use) | 3000 | Bare Steel | 1954-04-19 | Galvanized Steel
680036 | 3 | [5 empty] | Removed from Ground | Diesel | 1060 | Bare Steel | 1954-04-19 | Galvanized Steel
680036 | 4 | [5 empty] | Removed from Ground | Gas (Historical Use) | 2000 | Bare Steel | 1979-04-13 | Galvanized Steel
680037 | 1 |  | 1999-02-01 |  | 1999-02-01 |  | Removed from Ground | Gas (Historical Use) | 20000 | Steel-Impressed Current | 1979-04-13 | Cathodically Protected | Pressurized
680037 | 2 |  | 1999-02-01 |  | 1999-02-01 |  | Removed from Ground | Diesel | 10000 | Steel-Impressed Current | 1983-04-12 | Galvanized Steel | Pressurized
680037 | 3 |  | 1999-02-01 |  | 1999-02-01 |  | Removed from Ground | Diesel | 10000 | Steel-Impressed Current | 1983-04-12 | Fiberglass Reinforced Plastic | Pressurized
680037 | 4 |  | 1999-02-01 |  | 1999-02-01 |  | Removed from Ground | Gas (Historical Use) | 10000 | Steel-Impressed Current | 1983-04-12 | Cathodically Protected | Pressurized
680037 | 5 |  | 1999-02-01 |  | 1999-02-01 |  | Removed from Ground | Gas (Historical Use) | 10000 | Steel-Impressed Current | 1983-04-12 | Cathodically Protected | Pressurized
680037 | 6 | [5 empty] | Removed from Ground | Diesel | 2000 | Bare Steel | 1983-04-12 | Galvanized Steel
680037 | 7 | [5 empty] | Removed from Ground | Other | 2000 | Bare Steel | 1985-04-11 | Galvanized Steel
680038 | 1 |  | 1989-07-01 |  | 1989-07-01 |  | Currently in Use | Gas (Historical Use) | 4000 | Steel-Impressed Current | 1976-04-23 | Fiberglass Reinforced Plastic | Safe Suction (Euro)
680038 | 2 |  | 1989-07-01 |  | 1989-07-01 |  | Currently in Use | Gas (Historical Use) | 3000 | Steel-Impressed Current | 1976-04-23 | Fiberglass Reinforced Plastic | Safe Suction (Euro)
680038 | 3 |  | 1989-07-01 |  | 1989-07-01 |  | Currently in Use | Kerosene | 3000 | Steel-Impressed Current | 1976-04-23 | Fiberglass Reinforced Plastic | Safe Suction (Euro)
680038 | 4 |  | 1989-07-01 |  | 1989-07-01 |  | Currently in Use | Gas (Historical Use) | 6000 | Steel-Impressed Current | 1989-07-01 | Fiberglass Reinforced Plastic | Safe Suction (Euro)
680038 | 5 |  | 1995-01-01 |  | 1995-01-01 |  | Currently in Use | Diesel | 3000 | Steel-Impressed Current | 1995-01-01 | Fiberglass Reinforced Plastic | Safe Suction (Euro)
680038 | 6 |  | 2003-12-10 | no | 2003-12-10 | no | Currently in Use | Gas (Historical Use) | 8000 | Epoxy | 2003-12-10 | Fiberglass Reinforced Plastic | Pressurized
680039 | 1 | [5 empty] | Removed from Ground | Gas (Historical Use) | 1000 | Bare Steel | 1971-04-25 | Galvanized Steel
680039 | 2 | [5 empty] | Removed from Ground | Gas (Historical Use) | 550 | Bare Steel | 1971-04-25 | Galvanized Steel
680040 | 1 | [5 empty] | Removed from Ground | Gas (Historical Use) | 1000 | Bare Steel | 1974-01-01 | Galvanized Steel
680040 | 2 | [5 empty] | Removed from Ground | Gas (Historical Use) | 1000 | Bare Steel | 1974-01-01 | Galvanized Steel
680040 | 3 | [5 empty] | Removed from Ground | Gas (Historical Use) | 3000 | Bare Steel | 1974-01-01 | Galvanized Steel
680041 | 1 | [5 empty] | Removed from Ground | Gas (Historical Use) | 6000 | Bare Steel | 1976-04-23 | Galvanized Steel | Pressurized
680041 | 2 | [5 empty] | Removed from Ground | Gas (Historical Use) | 6000 | Bare Steel | 1976-04-23 | Galvanized Steel | Pressurized
680041 | 3 | [5 empty] | Removed from Ground | Gas (Historical Use) | 4000 | Bare Steel | 1976-04-23 | Galvanized Steel | Pressurized
680041 | 4 | [5 empty] | Removed from Ground | Diesel | 1000 | Bare Steel | 1976-04-23 | Galvanized Steel
680041 | 5 | Ball Float | 1999-01-01 |  | 1999-01-01 |  | Currently in Use | Gas (Historical Use) | 12000 | Composite | 1999-01-01 | Fiberglass Reinforced Plastic | Pressurized
680041 | 6 | Ball Float | 1999-01-01 |  | 1999-01-01 |  | Currently in Use | Gas (Historical Use) | 12000 | Composite | 1999-01-01 | Fiberglass Reinforced Plastic | Pressurized
680042 | 1 | [5 empty] | Removed from Ground | Gas (Historical Use) | 6000 | Bare Steel | 1985-04-21 | Galvanized Steel
680042 | 2 | [5 empty] | Removed from Ground | Gas (Historical Use) | 6000 | Bare Steel | 1985-04-21 | Galvanized Steel
680042 | 3 | [5 empty] | Removed from Ground | Gas (Historical Use) | 6000 | Bare Steel | 1985-04-21 | Galvanized Steel
680042 | 4 | [5 empty] | Removed from Ground | Kerosene | 1000 | Bare Steel | 1985-04-21 | Fiberglass Reinforced Plastic
680043 | 1 | [5 empty] | Removed from Ground | Gas (Historical Use) | 0 | Bare Steel | 1974-04-24 | Galvanized Steel
680043 | 2 | [5 empty] | Removed from Ground | Gas (Historical Use) | 0 | Bare Steel | 1974-04-24 | Galvanized Steel
680044 | 1 | [5 empty] | Removed from Ground | Gas (Historical Use) | 550 | Bare Steel |  | Bare Steel | Suction (American)
680044 | 2 | Flapper Valve | 1996-12-26 |  | 1996-12-26 |  | Currently in Use | Gas (Historical Use) | 1000 | Composite | 1996-12-26 | Fiberglass Reinforced Plastic | Suction (American)
680046 | 1 | Ball Float | 1994-10-01 |  | 1994-10-01 |  | Currently in Use | Gas (Historical Use) | 6000 | Galvanic (STIP-3) | 1985-04-18 | Fiberglass Reinforced Plastic | Pressurized
680046 | 2 | Ball Float | 1994-10-01 |  | 1994-10-01 |  | Currently in Use | Diesel | 6000 | Galvanic (STIP-3) | 1985-04-18 | Fiberglass Reinforced Plastic | Pressurized
680046 | 3 | [5 empty] | Removed from Ground | Kerosene | 1000 | Bare Steel | 1976-04-20 | Galvanized Steel
680046 | 4 | [5 empty] | Removed from Ground | Gas (Historical Use) | 4000 | Bare Steel | 1982-04-19 | Galvanized Steel
680046 | 5 | Flapper Valve | 1994-10-01 |  | 1994-10-01 |  | Currently in Use | Gas (Historical Use) | 10000 | Galvanic (STIP-3) | 1994-09-15 | Fiberglass Reinforced Plastic | Pressurized
680046 | 6 | Flapper Valve | 1994-10-01 |  | 1994-10-01 |  | Currently in Use | Kerosene | 2000 | Galvanic (STIP-3) | 1994-09-15 | Fiberglass Reinforced Plastic | Safe Suction (Euro)
680047 | 1 | [5 empty] | Removed from Ground | Gas (Historical Use) | 560 | Bare Steel | 1955-04-30 | Galvanized Steel
680047 | 2 |  | 1991-06-01 |  | 1991-06-01 |  | Removed from Ground | Gas (Historical Use) | 2000 | Galvanic (STIP-3) | 1988-01-01 | Cathodically Protected | Safe Suction (Euro)
680047 | 3 |  | 1991-06-01 |  | 1991-06-01 |  | Removed from Ground | Diesel | 560 | Galvanic (STIP-3) | 1988-01-01 | Cathodically Protected | Safe Suction (Euro)
680048 | 109D1 | [5 empty] | Removed from Ground | Diesel | 1000 | Bare Steel | 1967-05-04 | Galvanized Steel | Suction (American)
680048 | 109G1 | [5 empty] | Removed from Ground | Gas (Historical Use) | 2000 | Bare Steel | 1967-05-04 | Galvanized Steel | Suction (American)
680048 | 109G2 | [5 empty] | Removed from Ground | Gas (Historical Use) | 2000 | Bare Steel | 1967-05-04 | Galvanized Steel | Suction (American)
680048 | 4 | Flapper Valve | 1997-10-22 |  | 1997-10-22 |  | Currently in Use | Gas (Historical Use) | 2500 | Fiberglass Double Walled | 1997-10-21 | Fiberglass Reinforced Plastic | Suction (American)
680048 | 5 | Flapper Valve | 1997-10-22 |  | 1997-10-22 |  | Currently in Use | Diesel | 2500 | Fiberglass Double Walled | 1997-10-21 | Fiberglass Reinforced Plastic | Suction (American)
680050 | 1 | [5 empty] | Removed from Ground | Gas (Historical Use) | 1000 | Bare Steel | 1976-04-24 | Galvanized Steel | Suction (American)
680050 | 2 | [5 empty] | Permanently Out of Use - historical purposes | Gas (Historical Use) | 1000 | Bare Steel | 1976-04-24 | Galvanized Steel
680051 | 1 | [5 empty] | Removed from Ground | Diesel | 10500 | Bare Steel | 1961-04-08 | Galvanized Steel
680051 | 2 | [5 empty] | Removed from Ground | Kerosene | 1000 | Bare Steel | 1971-04-06 | Galvanized Steel
680052 | R50001 | [5 empty] | Removed from Ground | Gas (Historical Use) | 1000 | Bare Steel | 1961-05-07 | Galvanized Steel
680052 | U50001 | [5 empty] | Removed from Ground | Gas (Historical Use) | 1000 | Bare Steel | 1961-05-07 | Galvanized Steel
680053 | 1 |  | 1989-05-01 |  | 1989-05-01 |  | Removed from Ground | Gas (Historical Use) | 8000 | Cathodically Protected Steel | 1989-05-01 | Fiberglass Reinforced Plastic | Safe Suction (Euro)
680053 | 2 |  | 1989-05-01 |  | 1989-05-01 |  | Removed from Ground | Gas (Historical Use) | 8000 | Cathodically Protected Steel | 1989-05-01 | Fiberglass Reinforced Plastic | Safe Suction (Euro)
680053 | 3 |  | 1989-05-01 |  | 1989-05-01 |  | Removed from Ground | Gas (Historical Use) | 8000 | Cathodically Protected Steel | 1989-05-01 | Fiberglass Reinforced Plastic | Safe Suction (Euro)
680053 | 4 | [5 empty] | Permanently Out Of Use | Gas (Historical Use) | 1000 | Bare Steel | 1976-04-02 | Galvanized Steel
680053 | 5 | [5 empty] | Permanently Out Of Use | Kerosene | 6000 | Bare Steel | 1982-04-01 | Galvanized Steel
680054 | 1 | Ball Float | 1996-08-01 |  | 1996-08-01 |  | Temporarily out of use | Gas (Historical Use) | 10000 | Steel-Impressed Current | 1972-03-20 | Fiberglass Reinforced Plastic | Pressurized
680054 | 2 | Ball Float | 1996-08-01 |  | 1996-08-01 |  | Currently in Use | Gas (Historical Use) | 10000 | Steel-Impressed Current | 1972-03-20 | Fiberglass Reinforced Plastic | Pressurized
680054 | 3 |  | 1996-08-01 |  | 1996-08-01 |  | Removed from Ground | Gas (Historical Use) | 8000 | Fiberglass | 1972-03-20 | Fiberglass Reinforced Plastic | Pressurized
680054 | 4 | [5 empty] | Removed from Ground | Kerosene | 4000 | Bare Steel | 1972-03-20 | Galvanized Steel | Safe Suction (Euro)
680054 | 5 | Ball Float | 1996-08-01 |  | 1996-08-01 |  | Currently in Use | Gas (Historical Use) | 8000 | Composite | 1995-08-01 | Fiberglass Reinforced Plastic | Pressurized
680056 | 1AST | [5 empty] | Currently in Use | Other | 1 | Bare Steel | 1965-05-12 | Unknown
680057 | 1 | Ball Float | 1995-04-13 |  | 1995-04-13 |  | Currently in Use | Diesel | 10000 | Fiberglass | 1995-04-13 | Fiberglass Reinforced Plastic
680057 | 2 | [5 empty] | Closed in Ground | Gas (Historical Use) | 10000 | Marked Unknown | 1981-05-08 | Unknown
680059 | 1 | [5 empty] | Closed in Ground | Gas (Historical Use) | 500 | Bare Steel | 1989-12-04 | Galvanized Steel
680059 | 2 | [5 empty] | Closed in Ground | Gas (Historical Use) | 500 | Bare Steel | 1989-12-04 | Galvanized Steel
680059 | 3 | [5 empty] | Closed in Ground | Gas (Historical Use) | 1000 | Bare Steel | 1989-12-04 | Galvanized Steel
680059 | 4 |  | 1990-01-01 |  | 1990-01-01 |  | Removed from Ground | Gas (Historical Use) | 2000 | Cathodically Protected Steel | 1990-01-01 | Cathodically Protected | Suction (American)
680059 | 5 |  | 1990-01-01 |  | 1990-01-01 |  | Removed from Ground | Gas (Historical Use) | 2000 | Cathodically Protected Steel | 1990-01-01 | Cathodically Protected | Suction (American)
680059 | 6 |  | 1990-01-01 |  | 1990-01-01 |  | Removed from Ground | Gas (Historical Use) | 2000 | Cathodically Protected Steel | 1990-01-01 | Cathodically Protected
680060 | 1 |  | 1998-09-16 |  | 1998-09-16 |  | Removed from Ground | Gas (Historical Use) | 3000 | Steel-Impressed Current | 1975-01-01 | Steel (Impressed Current) | Suction (American)
680060 | 2 |  | 1998-09-16 |  | 1998-09-16 |  | Removed from Ground | Gas (Historical Use) | 3000 | Steel-Impressed Current | 1998-09-16 | Steel (Impressed Current) | Suction (American)
680060 | 3 |  | 1998-09-16 |  | 1998-09-16 |  | Removed from Ground | Gas (Historical Use) | 3000 | Steel-Impressed Current | 1998-09-16 | Steel (Impressed Current) | Suction (American)
680060 | 4 | [5 empty] | Removed from Ground | Gas (Historical Use) | 3000 | Bare Steel | 1976-05-09 | Galvanized Steel | Suction (American)
680060 | 5 |  | 1998-09-16 |  | 1998-09-16 |  | Removed from Ground | Diesel | 2000 | Steel-Impressed Current | 1988-01-01 | Steel (Impressed Current) | Suction (American)
680061 | 1 | [5 empty] | Removed from Ground | Gas (Historical Use) | 1000 | Bare Steel | 1993-03-01 | Galvanized Steel
680061 | 2 | [5 empty] | Removed from Ground | Gas (Historical Use) | 1000 | Bare Steel | 1993-03-01 | Galvanized Steel
680061 | 3 | [5 empty] | Removed from Ground | Gas (Historical Use) | 2000 | Bare Steel | 1978-05-09 | Galvanized Steel
680062 | 1 | [5 empty] | Removed from Ground | Gas (Historical Use) | 500 | Bare Steel | 1988-03-01 | Galvanized Steel
680062 | 2 | [5 empty] | Removed from Ground | Gas (Historical Use) | 1000 | Bare Steel | 1993-06-18 | Galvanized Steel
680062 | 3 | [5 empty] | Removed from Ground | Gas (Historical Use) | 1000 | Bare Steel | 1976-05-09 | Galvanized Steel
680062 | 4 | [5 empty] | Removed from Ground | Gas (Historical Use) | 1000 | Cathodically Protected Steel | 1988-01-01 | Galvanized Steel
680063 | 1 | [5 empty] | Removed from Ground | Gas (Historical Use) | 500 | Bare Steel | 1989-11-28 | Galvanized Steel
680063 | 2 | [5 empty] | Removed from Ground | Gas (Historical Use) | 500 | Bare Steel | 1989-11-28 | Galvanized Steel
680064 | 1 | [5 empty] | Removed from Ground | Diesel | 1000 | Bare Steel | 1999-03-03 | Galvanized Steel | Suction (American)
680064 | 2 | [5 empty] | Removed from Ground | Diesel | 1000 | Bare Steel | 1999-03-03 | Galvanized Steel | Suction (American)
680064 | 3 | [5 empty] | Removed from Ground | Gas (Historical Use) | 1000 | Bare Steel | 1999-03-03 | Galvanized Steel | Suction (American)
680064 | 4 | [5 empty] | Removed from Ground | Gas (Historical Use) | 1000 | Bare Steel | 1999-03-03 | Galvanized Steel | Suction (American)
680064 | 5 | [5 empty] | Removed from Ground | Gas (Historical Use) | 3000 | Bare Steel | 1976-05-09 | Galvanized Steel | Suction (American)
680064 | 6 | [5 empty] | Removed from Ground | Gas (Historical Use) | 1000 | Bare Steel | 1999-03-03 | Galvanized Steel | Suction (American)
680064 | 7A |  | 1999-03-08 |  | 1999-03-08 |  | Currently in Use | Gas (Historical Use) | 3000 | Composite | 1999-03-08 | Double-Walled Fiberglass | Pressurized
680064 | 7B |  | 1999-03-08 | no | 1999-03-08 | no | Currently in Use | Gas (Historical Use) | 3000 | Composite | 1999-03-08 | Double-Walled Fiberglass | Pressurized
680064 | 8 |  | 1999-03-08 |  | 1999-03-08 |  | Currently in Use | Gas (Historical Use) | 8000 | Composite | 1999-03-08 | Double-Walled Fiberglass | Safe Suction (Euro)
680064 | 9 |  | 1999-03-08 |  | 1999-03-08 |  | Currently in Use | Diesel | 2000 | Composite | 1999-03-08 | Double-Walled Fiberglass | Pressurized
680065 | 1 | [5 empty] | Removed from Ground | Gas (Historical Use) | 1000 | Bare Steel |  | Galvanized Steel
680065 | 2 | [5 empty] | Removed from Ground | Gas (Historical Use) | 1000 | Bare Steel |  | Galvanized Steel
680065 | 3 | [5 empty] | Removed from Ground | Diesel | 1000 | Bare Steel | 1976-01-01 | Galvanized Steel
680069 | 3 | [5 empty] | Removed from Ground | Gas (Historical Use) | 1066 | Bare Steel | 1976-05-07 | Galvanized Steel
680069 | 4 | [5 empty] | Removed from Ground | Diesel | 560 | Bare Steel | 1976-05-07 | Galvanized Steel
680069 | DIESEL | [5 empty] | Removed from Ground | Diesel | 560 | Bare Steel | 1975-01-01 | Galvanized Steel
680069 | RUL | [5 empty] | Removed from Ground | Gas (Historical Use) | 1000 | Bare Steel | 1975-01-01 | Galvanized Steel
680069 | SUPER | [5 empty] | Removed from Ground | Gas (Historical Use) | 1000 | Bare Steel | 1975-01-01 | Galvanized Steel
680070 | 1 | [5 empty] | Permanently Out Of Use | Gas (Historical Use) | 1000 | Bare Steel | 1971-05-09 | Galvanized Steel
680070 | 2 | [5 empty] | Permanently Out Of Use | Gas (Historical Use) | 1000 | Bare Steel | 1971-05-09 | Galvanized Steel
680070 | 3 | [5 empty] | Permanently Out Of Use | Gas (Historical Use) | 1000 | Bare Steel | 1971-05-09 | Galvanized Steel
680077 | 1 | [5 empty] | Removed from Ground | Empty | 550 | Bare Steel | 1961-05-13 | Galvanized Steel
680077 | 2 | [5 empty] | Removed from Ground | Gas (Historical Use) | 1000 | Bare Steel | 1976-05-09 | Galvanized Steel
680078 | 1 | [5 empty] | Removed from Ground | Gas (Historical Use) | 4000 | Bare Steel | 1966-05-12 | Galvanized Steel
680078 | 2 | [5 empty] | Removed from Ground | Gas (Historical Use) | 4000 | Bare Steel | 1966-05-12 | Galvanized Steel
680078 | 3 | [5 empty] | Removed from Ground | Gas (Historical Use) | 4000 | Bare Steel | 1966-05-12 | Galvanized Steel
680078 | 4 | [5 empty] | Removed from Ground | Gas (Historical Use) | 4000 | Bare Steel | 1966-05-12 | Galvanized Steel
680078 | 5 |  |  | yes |  | yes | Removed from Ground | Used Oil | 500 | Bare Steel | 1966-05-12 | Galvanized Steel
680080 | 1 | [5 empty] | Removed from Ground | Gas (Historical Use) | 1000 | Bare Steel | 1971-05-11 | Galvanized Steel
680081 | 1 | [5 empty] | Removed from Ground | Gas (Historical Use) | 275 | Bare Steel | 1974-05-10 | Galvanized Steel
680081 | 2 | [5 empty] | Removed from Ground | Gas (Historical Use) | 525 | Bare Steel | 1974-05-10 | Galvanized Steel
680082 | 1 | [5 empty] | Removed from Ground | Gas (Historical Use) | 2000 | Bare Steel | 1962-05-13 | Galvanized Steel
680082 | 2 | [5 empty] | Removed from Ground | Gas (Historical Use) | 2000 | Bare Steel | 1962-05-13 | Galvanized Steel
680082 | 3 | [5 empty] | Removed from Ground | Gas (Historical Use) | 2000 | Bare Steel | 1962-05-13 | Galvanized Steel
680082 | 4 |  |  | yes |  | yes | Removed from Ground | Used Oil | 500 | Bare Steel | 1962-05-13 | Galvanized Steel
680082 | 5 |  |  | no |  | no | Removed from Ground | Kerosene | 0 | Unknown
680083 | 1 | [5 empty] | Removed from Ground | Empty | 1000 | Bare Steel | 1966-05-12 | Galvanized Steel
680083 | 2 | [5 empty] | Permanently Out of Use - historical purposes | Empty | 1000 | Bare Steel | 1966-05-12 | Galvanized Steel
680084 | 1 | [5 empty] | Removed from Ground | Empty | 3000 | Bare Steel | 1981-05-08 | Galvanized Steel
680085 | 1 | [5 empty] | Closed in Ground | Gas (Historical Use) | 500 | Bare Steel | 1961-05-13 | Galvanized Steel
680086 | 1 | [5 empty] | Removed from Ground | Empty | 550 | Bare Steel | 1971-05-11 | Galvanized Steel
680087 | 1 |  | 1999-03-12 |  | 1999-03-12 |  | Removed from Ground | Gas (Historical Use) | 2000 | Steel-Impressed Current | 1966-05-11 | Cathodically Protected | Safe Suction (Euro)
680087 | 2 |  | 1999-03-12 |  | 1999-03-12 |  | Removed from Ground | Gas (Historical Use) | 1000 | Steel-Impressed Current | 1966-05-11 | Cathodically Protected | Safe Suction (Euro)
680087 | 3 |  | 1999-03-12 |  | 1999-03-12 |  | Removed from Ground | Gas (Historical Use) | 1000 | Steel-Impressed Current | 1966-05-11 | Cathodically Protected | Safe Suction (Euro)
680088 | 1 | [5 empty] | Removed from Ground | Gas (Historical Use) | 4000 | Bare Steel | 1981-05-08 | Galvanized Steel
680088 | 2 | [5 empty] | Removed from Ground | Gas (Historical Use) | 4000 | Bare Steel | 1981-05-08 | Galvanized Steel
680088 | 3 | [5 empty] | Removed from Ground | Gas (Historical Use) | 4000 | Bare Steel | 1981-05-08 | Galvanized Steel
680088 | 4 |  | 1998-12-14 |  | 1998-12-14 |  | Removed from Ground | Gas (Historical Use) | 2000 | Composite | 1998-12-14 | Fiberglass Reinforced Plastic | Suction (American)
680088 | 5 |  | 1998-12-14 |  | 1998-12-14 |  | Temporarily out of use | Gas (Historical Use) | 6000 | Composite | 1998-12-14 | Fiberglass Reinforced Plastic | Safe Suction (Euro)
680088 | 6 |  | 1998-12-14 |  | 1998-12-14 |  | Temporarily out of use | Gas (Historical Use) | 8000 | Composite | 1998-12-14 | Fiberglass Reinforced Plastic | Safe Suction (Euro)
680089 | 1 | [5 empty] | Removed from Ground | Gas (Historical Use) | 2000 | Bare Steel | 1982-01-01 | Galvanized Steel
680089 | 2 | [5 empty] | Removed from Ground | Gas (Historical Use) | 2000 | Bare Steel | 1982-01-01 | Galvanized Steel
680089 | 3 | [5 empty] | Removed from Ground | Gas (Historical Use) | 2000 | Bare Steel | 1982-01-01 | Galvanized Steel
680089 | 4 | [5 empty] | Removed from Ground | Diesel | 550 | Bare Steel | 1998-11-11 | Bare Steel
680090 | 1 | [5 empty] | Removed from Ground | Gas (Historical Use) | 1000 | Bare Steel | 1979-05-09 | Galvanized Steel
680090 | 2 | [5 empty] | Removed from Ground | Gas (Historical Use) | 1000 | Bare Steel | 1979-05-09 | Galvanized Steel
680090 | 3 | [5 empty] | Removed from Ground | Gas (Historical Use) | 1000 | Bare Steel | 1979-05-09 | Galvanized Steel
680090 | 4 | [5 empty] | Removed from Ground | Gas (Historical Use) | 2000 | Bare Steel | 1979-05-09 | Galvanized Steel
680090 | 5 | [5 empty] | Removed from Ground | Gas (Historical Use) | 3000 | Bare Steel | 1979-05-09 | Galvanized Steel
680092 | 1 | [5 empty] | Removed from Ground | Gas (Historical Use) | 10000 | Bare Steel | 1974-05-11 | Galvanized Steel
680092 | 2 | [5 empty] | Removed from Ground | Gas (Historical Use) | 10000 | Bare Steel | 1974-05-11 | Galvanized Steel
680092 | 3 | [5 empty] | Removed from Ground | Gas (Historical Use) | 10000 | Bare Steel | 1974-05-11 | Galvanized Steel
680092 | 4 | [5 empty] | Removed from Ground | Diesel | 1000 | Bare Steel | 1966-05-13 | Galvanized Steel
680092 | 5 | [5 empty] | Removed from Ground | Gas (Historical Use) | 6000 | Bare Steel | 1966-05-13 | Galvanized Steel
680093 | 1 | [5 empty] | Removed from Ground | Gas (Historical Use) | 1000 | Bare Steel | 1966-05-13 | Unknown
680093 | 2 | [5 empty] | Removed from Ground | Gas (Historical Use) | 1000 | Bare Steel | 1966-05-13 | Unknown
680093 | 3 | [5 empty] | Removed from Ground | Gas (Historical Use) | 1000 | Bare Steel | 1966-05-13 | Unknown
680094 | 1 | [5 empty] | Removed from Ground | Gas (Historical Use) | 2000 | Bare Steel | 1966-05-12 | Unknown
680094 | 2 | [5 empty] | Removed from Ground | Gas (Historical Use) | 2000 | Bare Steel | 1966-05-12 | Unknown
680096 | 1 | [5 empty] | Removed from Ground | Gas (Historical Use) | 8000 | Cathodically Protected Steel | 1980-05-08 | Bare Steel | Pressurized
680096 | 2 | [5 empty] | Removed from Ground | Gas (Historical Use) | 6000 | Cathodically Protected Steel | 1980-05-08 | Bare Steel | Pressurized
680096 | 3 | [5 empty] | Removed from Ground | Gas (Historical Use) | 4000 | Cathodically Protected Steel | 1980-05-08 | Bare Steel | Pressurized
680096 | 4 | [5 empty] | Removed from Ground | Gas (Historical Use) | 6000 | Cathodically Protected Steel | 1980-05-08 | Bare Steel | Pressurized
680098 | 1 | Ball Float | 1993-11-15 |  | 1993-11-15 |  | Removed from Ground | Gas (Historical Use) | 8000 | Steel-Impressed Current | 1984-01-01 | Fiberglass Reinforced Plastic | Pressurized
680098 | 2 | Ball Float | 1993-11-15 |  | 1993-11-15 |  | Removed from Ground | Gas (Historical Use) | 8000 | Steel-Impressed Current | 1984-01-01 | Fiberglass Reinforced Plastic | Pressurized
680098 | 3 | Ball Float | 1993-11-15 |  | 1993-11-15 |  | Removed from Ground | Gas (Historical Use) | 6000 | Steel-Impressed Current | 1984-01-01 | Fiberglass Reinforced Plastic | Pressurized
680099 | 1 | [5 empty] | Removed from Ground | Gas (Historical Use) | 1000 | Bare Steel | 1977-01-03 | Galvanized Steel
680099 | 2 | [5 empty] | Removed from Ground | Gas (Historical Use) | 1000 | Bare Steel | 1977-01-03 | Galvanized Steel
680099 | 3 | [5 empty] | Removed from Ground | Gas (Historical Use) | 1000 | Bare Steel | 1977-01-03 | Galvanized Steel
680099 | 4 | Ball Float | 1991-11-24 | no | 1991-11-24 | no | Currently in Use | Gas (Historical Use) | 8000 | Galvanic (STIP-3) | 1991-11-24 | Fiberglass Reinforced Plastic | Pressurized
680099 | 5 | Ball Float | 1991-11-24 | no | 1991-11-24 | no | Currently in Use | Gas (Historical Use) | 8000 | Galvanic (STIP-3) | 1991-11-24 | Fiberglass Reinforced Plastic | Pressurized
680100 | 1 |  | 1998-10-20 |  | 1998-10-20 |  | Closed in Ground | Gas (Historical Use) | 8000 | Cathodically Protected Steel | 1982-01-02 | Fiberglass Reinforced Plastic | Pressurized
680100 | 2 | Flapper Valve | 1998-10-20 |  | 1998-10-20 |  | Currently in Use | Gas (Historical Use) | 6000 | Steel-Impressed Current | 1982-01-02 | Fiberglass Reinforced Plastic | Pressurized
680100 | 3 | Flapper Valve | 1998-10-20 |  | 1998-10-20 |  | Currently in Use | Gas (Historical Use) | 6000 | Steel-Impressed Current | 1982-01-02 | Fiberglass Reinforced Plastic | Pressurized
680100 | 4 | Flapper Valve | 1998-10-20 |  | 1998-10-20 |  | Currently in Use | Gas (Historical Use) | 6000 | Steel-Impressed Current | 1982-01-02 | Fiberglass Reinforced Plastic | Pressurized
680101 | 1 | [5 empty] | Removed from Ground | Gas (Historical Use) | 1000 | Bare Steel | 1976-01-04 | Galvanized Steel
680101 | 2 | [5 empty] | Removed from Ground | Gas (Historical Use) | 1000 | Bare Steel | 1976-01-04 | Galvanized Steel
680101 | 3 | [5 empty] | Removed from Ground | Gas (Historical Use) | 1000 | Bare Steel | 1976-01-04 | Galvanized Steel
680101 | 4 | Ball Float | 1994-10-01 |  | 1994-10-01 |  | Currently in Use | Gas (Historical Use) | 8000 | Galvanic (STIP-3) | 1994-10-01 | Fiberglass Reinforced Plastic | Pressurized
680101 | 5A | Ball Float | 1994-10-01 |  | 1994-10-01 |  | Currently in Use | Gas (Historical Use) | 6000 | Galvanic (STIP-3) | 1994-10-01 | Fiberglass Reinforced Plastic | Pressurized
680101 | 5B | Flapper Valve | 1994-10-01 |  | 1994-10-01 |  | Currently in Use | Diesel | 6000 | Galvanic (STIP-3) | 1994-10-01 | Fiberglass Reinforced Plastic | Safe Suction (Euro)
680101 | 6 | Flapper Valve | 1994-10-01 |  | 1994-10-01 |  | Currently in Use | Diesel | 2000 | Galvanic (STIP-3) | 1994-10-01 | Fiberglass Reinforced Plastic | Safe Suction (Euro)
680102 | 1 | [5 empty] | Removed from Ground | Gas (Historical Use) | 500 | Bare Steel | 1966-05-24 | Unknown
680102 | 2 | [5 empty] | Removed from Ground | Gas (Historical Use) | 6000 | Bare Steel | 1958-01-01 | Copper | Safe Suction (Euro)
680102 | 3 | [5 empty] | Removed from Ground | Gas (Historical Use) | 2000 | Bare Steel | 1962-01-01 | Copper | Safe Suction (Euro)
680102 | 4 | [5 empty] | Removed from Ground | Gas (Historical Use) | 2000 | Bare Steel | 1954-05-27 | Unknown
680102 | 5 | [5 empty] | Removed from Ground | Other | 3000 | Bare Steel | 1981-05-20 | Galvanized Steel
680103 | 1 | [5 empty] | Removed from Ground | Empty | 1000 | Bare Steel | 1968-05-11 | Galvanized Steel
680104 | 1 | [5 empty] | Removed from Ground | Empty | 550 | Marked Unknown | 1946-05-17 | Unknown
680104 | 2 | [5 empty] | Removed from Ground | Empty | 550 | Marked Unknown | 1946-05-17 | Unknown
680105 | 1 | [5 empty] | Closed in Ground | Diesel | 100 | Bare Steel | 1979-01-01 | Galvanized Steel
680106 | 1 |  | 1997-07-14 |  | 1997-07-14 |  | Currently in Use | Gas (Historical Use) | 3000 | Steel-Impressed Current | 1976-06-19 | Fiberglass Reinforced Plastic | Pressurized
680106 | 2 |  | 1997-07-14 |  | 1997-07-14 |  | Currently in Use | Gas (Historical Use) | 3000 | Steel-Impressed Current | 1976-06-19 | Fiberglass Reinforced Plastic | Pressurized
680106 | 3 |  | 1997-07-14 |  | 1997-07-14 |  | Currently in Use | Gas (Historical Use) | 3000 | Steel-Impressed Current | 1976-06-19 | Fiberglass Reinforced Plastic | Pressurized
680106 | 4 |  | 1997-07-14 |  | 1997-07-14 |  | Currently in Use | Diesel | 6000 | Steel-Impressed Current | 1985-06-17 | Fiberglass Reinforced Plastic | Pressurized
680107 | 1 | Flapper Valve | 1998-05-05 |  | 1998-05-05 |  | Currently in Use | Gas (Historical Use) | 10000 | Galvanic (STIP-3) | 1987-01-01 | Fiberglass Reinforced Plastic | Pressurized
680107 | 2 | Flapper Valve | 1998-05-05 |  | 1998-05-05 |  | Currently in Use | Gas (Historical Use) | 10000 | Galvanic (STIP-3) | 1987-01-01 | Fiberglass Reinforced Plastic | Pressurized
680107 | 3A | Flapper Valve | 1998-05-05 |  | 1998-05-05 |  | Currently in Use | Diesel | 5000 | Galvanic (STIP-3) | 1987-01-01 | Fiberglass Reinforced Plastic | Pressurized
680107 | 3B | Flapper Valve | 1998-05-05 |  | 1998-05-05 |  | Currently in Use | Kerosene | 5000 | Galvanic (STIP-3) | 1987-01-01 | Fiberglass Reinforced Plastic | Pressurized
680107 | 5 |  | 1998-05-05 |  | 1998-05-05 |  | Removed from Ground | Kerosene | 1000 | Cathodically Protected Steel | 1987-01-01 | Fiberglass Reinforced Plastic | Suction (American)
680108 | 1 | [5 empty] | Permanently Out Of Use | Diesel | 1000 | Bare Steel | 1971-05-06 | Bare Steel
680108 | 2 | [5 empty] | Removed from Ground | Empty | 12000 | Bare Steel | 1966-05-07 | Bare Steel
680108 | 3 | [5 empty] | Removed from Ground | Empty | 12000 | Bare Steel | 1966-05-07 | Bare Steel
680108 | 4 | [5 empty] | Removed from Ground | Empty | 15000 | Bare Steel | 1966-05-07 | Bare Steel
680108 | 5 | [5 empty] | Removed from Ground | Empty | 15000 | Bare Steel | 1966-05-07 | Bare Steel
680108 | AST7 | [5 empty] | Permanently Out of Use - historical purposes | Diesel | 42000 | Bare Steel | 1990-01-01 | Bare Steel
680108 | C1 | [5 empty] | Removed from Ground | Hazardous Substance | 1000 | Unknown | 1984-05-02 | Secondary Containment | Pressurized
680108 | C2 | [5 empty] | Removed from Ground | Hazardous Substance | 2600 | Unknown | 1984-05-02 | Secondary Containment | Suction (American)
680108 | C3 | [5 empty] | Removed from Ground | Hazardous Substance | 2600 | Unknown | 1984-05-02 | Secondary Containment | Suction (American)
680108 | C4 | [5 empty] | Removed from Ground | Hazardous Substance | 2600 | Unknown | 1984-05-02 | Secondary Containment | Suction (American)
680108 | C5 | [5 empty] | Removed from Ground | Hazardous Substance | 2600 | Unknown | 1984-05-02 | Secondary Containment | Suction (American)
680108 | C6 | [5 empty] | Removed from Ground | Hazardous Substance | 6000 | Unknown | 1984-05-02 | Secondary Containment | Safe Suction (Euro)
680108 | C7 | [5 empty] | Removed from Ground | Hazardous Substance | 8000 | Unknown | 1984-05-02 | Secondary Containment | Safe Suction (Euro)
680108 | P1 | [5 empty] | Closed in Ground | Propane | 15000 | Bare Steel | 1961-05-08 | Bare Steel
680108 | P2 | [5 empty] | Closed in Ground | Propane | 15000 | Bare Steel | 1961-05-08 | Bare Steel
680109 | 1 | [5 empty] | Removed from Ground | Diesel | 15000 | Bare Steel | 1950-05-17 | Bare Steel
680109 | 2 | [5 empty] | Removed from Ground | Diesel | 15000 | Bare Steel | 1950-05-17 | Bare Steel
682000 | 1 | Flapper Valve | 1998-11-01 |  | 1998-11-01 |  | Currently in Use | Gas (Historical Use) | 8000 | Galvanic (STIP-3) | 1987-11-04 | Fiberglass Reinforced Plastic | Pressurized
682000 | 2 | Flapper Valve | 1998-11-01 |  | 1998-11-01 |  | Currently in Use | Gas (Historical Use) | 8000 | Galvanic (STIP-3) | 1987-11-04 | Fiberglass Reinforced Plastic | Pressurized
682000 | 3 | Flapper Valve | 1998-11-01 | no | 1998-11-01 | no | Currently in Use | Gas (Historical Use) | 8000 | Galvanic (STIP-3) | 1987-11-04 | Fiberglass Reinforced Plastic | Pressurized
682000 | 4 |  | 1998-11-01 |  | 1998-11-01 |  | Temporarily out of use | Diesel | 1000 | Galvanic (STIP-3) | 1987-11-04 | Cathodically Protected | Pressurized
690002 | 1 |  | 1983-01-01 | no | 1983-01-01 | no | Currently in Use | Diesel | 6000 |  | 1983-01-01 |  | Pressurized
690002 | 2 |  | 1983-01-01 | no | 1983-01-01 | no | Currently in Use | Gas (Historical Use) | 8000 |  | 1983-01-01 |  | Pressurized
690002 | 3 |  | 1983-01-01 | no | 1983-01-01 | no | Currently in Use | Gas (Historical Use) | 8000 |  | 1985-01-01 |  | Pressurized
690002 | 4 |  | 1993-01-19 | no | 1993-01-19 | no | Currently in Use | Kerosene | 2000 |  | 1993-01-19 | Fiberglass Reinforced Plastic | Safe Suction (Euro)
690003 | 1 | [5 empty] | Removed from Ground | Gas (Historical Use) | 8000 | Bare Steel | 1983-05-08 | Galvanized Steel | Pressurized
690003 | 2 | [5 empty] | Removed from Ground | Gas (Historical Use) | 8000 | Bare Steel | 1983-05-08 | Galvanized Steel | Pressurized
690003 | 3 | [5 empty] | Removed from Ground | Gas (Historical Use) | 8000 | Bare Steel | 1983-05-08 | Galvanized Steel | Pressurized
690004 | 1 | Flapper Valve | 1998-07-01 | no | 1998-07-01 | no | Currently in Use | Regular | 8000 | Steel-Impressed Current | 1984-05-07 | Steel (Impressed Current) | Pressurized
690004 | 2 | Flapper Valve | 1998-07-01 | no | 1998-07-01 | no | Currently in Use | Premium | 8000 | Steel-Impressed Current | 1984-05-07 | Steel (Impressed Current) | Pressurized
690004 | 3 | Flapper Valve | 1998-07-01 | no | 1998-07-01 | no | Currently in Use | Diesel | 6000 | Steel-Impressed Current | 1984-05-07 | Steel (Impressed Current) | Pressurized
690005 | 1 | Flapper Valve | 1998-10-01 |  | 1998-10-01 |  | Currently in Use | Diesel | 8000 | Steel-Impressed Current | 1984-05-08 | Steel (Impressed Current) | Pressurized
690005 | 2 | Flapper Valve | 1998-10-01 |  | 1998-10-01 |  | Currently in Use | Gas (Historical Use) | 8000 | Steel-Impressed Current | 1984-05-08 | Steel (Impressed Current) | Pressurized
690005 | 3 | Flapper Valve | 1998-10-01 |  | 1998-10-01 |  | Currently in Use | Gas (Historical Use) | 8000 | Steel-Impressed Current | 1984-05-08 | Steel (Impressed Current) | Pressurized
690005 | 4 | Flapper Valve | 1998-10-01 |  | 1998-10-01 |  | Temporarily out of use | Kerosene | 8000 | Steel-Impressed Current | 1984-05-08 | Steel (Impressed Current) | Pressurized
690005 | 5 | Flapper Valve | 1998-10-01 |  | 1998-10-01 |  | Temporarily out of use | Kerosene | 1000 | Steel-Impressed Current | 1984-05-08 | Steel (Impressed Current) | Safe Suction (Euro)
690006 | 1 |  |  |  | 1993-12-30 |  | Closed in Ground | Other | 550 | Bare Steel | 1985-05-08 | Galvanized Steel | Suction (American)
690006 | 2 |  |  |  | 1993-12-30 |  | Closed in Ground | Other | 550 | Bare Steel | 1985-05-08 | Galvanized Steel | Suction (American)
690006 | 3 |  |  |  | 1993-12-30 |  | Closed in Ground | Other | 550 | Bare Steel | 1985-05-08 | Galvanized Steel | Suction (American)
690006 | 4 |  |  | yes | 1993-12-30 | yes | Closed in Ground | Used Oil | 550 | Bare Steel | 1985-05-08 | Galvanized Steel | Gravity Fed
690007 | 1 | [5 empty] | Removed from Ground | Empty | 3000 | Bare Steel | 1965-05-11 | Galvanized Steel
690007 | 2 | [5 empty] | Removed from Ground | Empty | 1000 | Bare Steel | 1965-05-11 | Galvanized Steel
690007 | 3 | [5 empty] | Removed from Ground | Empty | 2000 | Bare Steel | 1965-05-11 | Galvanized Steel
690007 | 4 | [5 empty] | Removed from Ground | Empty | 1000 | Bare Steel | 1968-05-10 | Galvanized Steel
690007 | 5 | [5 empty] | Removed from Ground | Empty | 3000 | Bare Steel | 1968-05-10 | Galvanized Steel
690007 | 6 | Flapper Valve | 1992-04-01 |  | 1998-08-01 |  | Currently in Use | Gas (Historical Use) | 6000 | Galvanic (STIP-3) | 1988-03-01 | Fiberglass Reinforced Plastic | Pressurized
690008 | 1 |  | 1998-10-13 | no | 1998-10-13 | no | Temporarily out of use | Gas (Historical Use) | 8000 | Steel-Impressed Current | 1983-05-09 | Fiberglass Reinforced Plastic | Pressurized
690008 | 2 | Flapper Valve | 1998-10-13 | no | 1998-10-13 | no | Currently in Use | E-0 | 6000 | Steel-Impressed Current | 1983-05-09 | Fiberglass Reinforced Plastic | Pressurized
690008 | 3 | Flapper Valve | 1998-10-13 | no | 1998-10-13 | no | Currently in Use | Regular | 6000 | Steel-Impressed Current | 1983-05-09 | Fiberglass Reinforced Plastic | Pressurized
690008 | 4 |  | 1998-10-13 |  | 1998-10-13 |  | Currently in Use | Gas (Historical Use) | 6000 | Steel-Impressed Current | 1983-05-09 | Fiberglass Reinforced Plastic | Pressurized
690008 | 5 | Flapper Valve | 1998-10-13 | no | 1998-10-13 | no | Currently in Use | Premium | 6000 | Steel-Impressed Current | 1983-05-09 | Fiberglass Reinforced Plastic | Pressurized
690008 | 6 | Flapper Valve | 1998-10-13 | no | 1998-10-13 | no | Currently in Use | Diesel | 4000 | Steel-Impressed Current | 1983-05-09 | Fiberglass Reinforced Plastic | Suction (American)
690009 | 1 | [5 empty] | Removed from Ground | Gas (Historical Use) | 2000 | Bare Steel | 1968-05-11 | Galvanized Steel | Suction (American)
690009 | 2 | [5 empty] | Removed from Ground | Gas (Historical Use) | 4000 | Bare Steel | 1976-05-09 | Galvanized Steel | Pressurized
690009 | 3 | [5 empty] | Removed from Ground | Gas (Historical Use) | 4000 | Bare Steel | 1976-05-09 | Galvanized Steel | Pressurized
690009 | 4 | [5 empty] | Removed from Ground | Diesel | 2000 | Bare Steel | 1968-05-11 | Galvanized Steel | Suction (American)
690010 | 1 | [5 empty] | Currently in Use | Empty | 6000 | Bare Steel | 1985-05-06 | Galvanized Steel
690010 | 2 | [5 empty] | Currently in Use | Empty | 6000 | Bare Steel | 1985-05-06 | Galvanized Steel
690010 | 3 | [5 empty] | Currently in Use | Empty | 6000 | Bare Steel | 1985-05-06 | Galvanized Steel
690010 | 4 | [5 empty] | Currently in Use | Diesel | 0 | Bare Steel | 1985-05-06 | Galvanized Steel
690010 | 5 | [5 empty] | Currently in Use | Kerosene | 0 | Bare Steel | 1985-05-06 | Galvanized Steel
690011 | 1 | [5 empty] | Removed from Ground | Diesel | 560 | Bare Steel | 1976-01-01 | Bare Steel
690013 | 1 | [5 empty] | Removed from Ground | Diesel | 6000 | Bare Steel | 1961-05-13 | Galvanized Steel
690013 | 2 | [5 empty] | Removed from Ground | Diesel | 15000 | Bare Steel | 1976-05-09 | Galvanized Steel
690013 | 3
690014 | 1 | [5 empty] | Removed from Ground | Gas (Historical Use) | 2005 | Bare Steel | 1980-05-08 | Galvanized Steel
690016 | 4 | [5 empty] | Removed from Ground | Kerosene | 550 | Bare Steel | 1970-05-12 | Galvanized Steel
690016 | 494315 | [5 empty] | Removed from Ground | Gas (Historical Use) | 6000 | Bare Steel | 1970-05-12 | Galvanized Steel
690016 | 494316 | [5 empty] | Removed from Ground | Gas (Historical Use) | 6000 | Bare Steel | 1970-05-12 | Galvanized Steel
690016 | 494317 | [5 empty] | Removed from Ground | Gas (Historical Use) | 6000 | Bare Steel | 1970-05-12 | Galvanized Steel
690016 | 5 |  |  | yes |  | yes | Removed from Ground | Used Oil | 550 | Bare Steel | 1970-05-12 | Galvanized Steel
690017 | 1 | [5 empty] | Removed from Ground | Gas (Historical Use) | 4000 | Bare Steel | 1960-05-14 | Bare Steel | Pressurized
690017 | 2 | [5 empty] | Removed from Ground | Gas (Historical Use) | 4000 | Bare Steel | 1960-05-14 | Bare Steel | Pressurized
690017 | 3 | [5 empty] | Removed from Ground | Gas (Historical Use) | 2000 | Bare Steel | 1966-05-13 | Bare Steel | Pressurized
690019 | 1 | [5 empty] | Removed from Ground | Gas (Historical Use) | 1000 | Cathodically Protected Steel | 1971-05-12 | Not Marked
690019 | 2 |  | 1998-09-01 |  | 1998-09-01 |  | Removed from Ground | Kerosene | 550 | Galvanic (STIP-3) | 1991-06-21 | Fiberglass Reinforced Plastic | Safe Suction (Euro)
690019 | 3 |  | 1998-09-01 |  | 1998-09-01 |  | Removed from Ground | Diesel | 550 | Galvanic (STIP-3) | 1991-06-21 | Fiberglass Reinforced Plastic | Safe Suction (Euro)
690019 | 4 |  | 1998-09-01 |  | 1998-09-01 |  | Removed from Ground | Gas (Historical Use) | 1000 | Galvanic (STIP-3) | 1991-06-21 | Fiberglass Reinforced Plastic | Safe Suction (Euro)
690020 | 1 | [5 empty] | Closed in Ground | Empty | 3000 | Bare Steel | 1971-05-12 | Bare Steel
690020 | 2 | [5 empty] | Closed in Ground | Empty | 3000 | Bare Steel | 1971-05-12 | Bare Steel
690020 | 3 | [5 empty] | Closed in Ground | Empty | 3000 | Bare Steel | 1971-05-12 | Bare Steel
690021 | 1 | [5 empty] | Removed from Ground | Gas (Historical Use) | 10000 | Bare Steel | 1972-05-11 | Galvanized Steel
690021 | 2 | [5 empty] | Removed from Ground | Gas (Historical Use) | 10000 | Bare Steel | 1972-05-11 | Galvanized Steel
690021 | 3 | [5 empty] | Removed from Ground | Gas (Historical Use) | 10000 | Bare Steel | 1972-05-11 | Galvanized Steel
690021 | 4 | [5 empty] | Removed from Ground | Diesel | 1000 | Bare Steel | 1972-05-11 | Galvanized Steel
690021 | 5 |  |  | yes |  | yes | Removed from Ground | Used Oil | 550 | Bare Steel | 1972-05-11 | Galvanized Steel
690021 | 6 |  |  | yes |  | yes | Removed from Ground | Used Oil | 550 | Bare Steel | 1972-05-11 | Galvanized Steel
690022 | 1 | [5 empty] | Removed from Ground | Gas (Historical Use) | 1000 | Bare Steel | 1961-05-14 | Bare Steel
690022 | 2 | [5 empty] | Removed from Ground | Gas (Historical Use) | 1000 | Bare Steel | 1961-05-14 | Bare Steel
690022 | 3 | [5 empty] | Removed from Ground | Gas (Historical Use) | 1000 | Bare Steel | 1961-05-14 | Bare Steel
690022 | 4 | [5 empty] | Removed from Ground | Gas (Historical Use) | 500 | Bare Steel | 1961-05-14 | Bare Steel
690022 | 5 | Flapper Valve | 1998-10-01 |  | 1998-10-01 |  | Removed from Ground | Gas (Historical Use) | 8000 | Galvanic (STIP-3) | 1988-04-01 | Cathodically Protected | Pressurized
690022 | 6 | Flapper Valve | 1998-10-01 |  | 1998-10-01 |  | Removed from Ground | Gas (Historical Use) | 8000 | Galvanic (STIP-3) | 1988-04-01 | Cathodically Protected | Pressurized
690022 | 7 | Flapper Valve | 1998-10-01 |  | 1998-10-01 |  | Removed from Ground | Gas (Historical Use) | 8000 | Galvanic (STIP-3) | 1988-04-01 | Cathodically Protected | Pressurized
690022 | 8 | Flapper Valve | 1998-10-01 |  | 1998-10-01 |  | Removed from Ground | Diesel | 1000 | Galvanic (STIP-3) | 1988-04-01 | Cathodically Protected | Pressurized
690022 | 9 | Flapper Valve | 1998-10-01 |  | 1998-10-01 |  | Removed from Ground | Kerosene | 1000 | Galvanic (STIP-3) | 1988-04-01 | Cathodically Protected | Pressurized
690024 | 1 | [5 empty] | Removed from Ground | Gas (Historical Use) | 4000 | Bare Steel | 1961-05-14 | Bare Steel | Suction (American)
690024 | 2 | [5 empty] | Removed from Ground | Gas (Historical Use) | 4000 | Bare Steel | 1961-05-14 | Bare Steel | Suction (American)
690024 | 3 | [5 empty] | Removed from Ground | Gas (Historical Use) | 3000 | Bare Steel | 1961-05-14 | Bare Steel | Suction (American)
690024 | 4 | [5 empty] | Removed from Ground | Gas (Historical Use) | 1000 | Bare Steel | 1961-05-14 | Bare Steel | Suction (American)
690024 | 5 |  |  | yes |  | yes | Removed from Ground | Used Oil | 550 | Bare Steel | 1961-05-14 | Bare Steel
690027 | 1 | [5 empty] | Removed from Ground | Gas (Historical Use) | 2000 | Bare Steel | 1961-05-14 | Bare Steel | Suction (American)
690027 | 2 | [5 empty] | Removed from Ground | Gas (Historical Use) | 1000 | Bare Steel | 1961-05-14 | Bare Steel | Suction (American)
690027 | 3 | [5 empty] | Removed from Ground | Gas (Historical Use) | 560 | Bare Steel | 1961-05-14 | Bare Steel | Suction (American)
690027 | 4 | [5 empty] | Removed from Ground | Gas (Historical Use) | 560 | Bare Steel | 1961-05-14 | Bare Steel | Suction (American)
690030 | 1 | Flapper Valve | 1994-05-01 |  | 1994-05-01 |  | Currently in Use | Gas (Historical Use) | 10000 | Galvanic (STIP-3) | 1972-05-11 | Fiberglass Reinforced Plastic | Pressurized
690030 | 2 | Flapper Valve | 1994-05-01 |  | 1994-05-01 |  | Currently in Use | Gas (Historical Use) | 10000 | Galvanic (STIP-3) | 1972-05-11 | Fiberglass Reinforced Plastic | Pressurized
690030 | 3 | Flapper Valve | 1994-05-01 |  | 1994-05-01 |  | Currently in Use | Gas (Historical Use) | 6000 | Galvanic (STIP-3) | 1972-05-11 | Fiberglass Reinforced Plastic | Pressurized
690032 | 1 | [5 empty] | Removed from Ground | Diesel | 3850 | Bare Steel | 1952-05-15 | Galvanized Steel
690033 | 1 | [5 empty] | Removed from Ground | Diesel | 500 | Bare Steel | 1984-05-08 | Galvanized Steel
690033 | 2 | [5 empty] | Removed from Ground | Hazardous Substance | 1000 | Bare Steel | 1983-05-09 | Galvanized Steel
690034 | 1 | [5 empty] | Removed from Ground | Gas (Historical Use) | 3000 | Bare Steel | 1971-05-12 | Galvanized Steel
690034 | 2 | [5 empty] | Removed from Ground | Gas (Historical Use) | 2000 | Bare Steel | 1971-05-12 | Galvanized Steel
690034 | 3 | [5 empty] | Removed from Ground | Diesel | 1000 | Bare Steel | 1971-05-12 | Galvanized Steel
690034 | 4 |  | 1989-11-01 |  | 1989-11-01 |  | Removed from Ground | Gas (Historical Use) | 4000 | Tank Jacket | 1989-11-19 | Double Walled | Pressurized
690039 | 1 |  | 1998-10-14 | no | 1998-10-14 | no | Temporarily out of use | Gas (Historical Use) | 10000 | Steel-Impressed Current | 1978-04-19 |  | Safe Suction (Euro)
690039 | 2 |  | 1998-12-19 | no | 1998-12-19 | no | Temporarily out of use | Diesel | 10000 | Steel-Impressed Current | 1978-04-19 | Fiberglass Reinforced Plastic | Safe Suction (Euro)
690039 | 3 |  | 1998-12-19 | no | 1998-12-19 | no | Temporarily out of use | Gas (Historical Use) | 5000 | Steel-Impressed Current | 1978-04-19 | Fiberglass Reinforced Plastic | Safe Suction (Euro)
690040 | 1 | [5 empty] | Removed from Ground | Gas (Historical Use) | 10000 | Bare Steel | 1978-04-19 | Galvanized Steel | Suction (American)
690040 | 2 | [5 empty] | Removed from Ground | Gas (Historical Use) | 10000 | Bare Steel | 1978-04-19 | Galvanized Steel | Suction (American)
690040 | 3 | [5 empty] | Removed from Ground | Diesel | 5000 | Bare Steel | 1978-04-19 | Galvanized Steel | Suction (American)
690040 | 4 | [5 empty] | Removed from Ground | Gas (Historical Use) | 8000 | Bare Steel | 1978-04-19 | Galvanized Steel | Suction (American)
690040 | 5 | Ball Float | 1993-05-01 |  | 1993-05-01 |  | Currently in Use | Gas (Historical Use) | 8000 | Composite | 1993-05-01 | Fiberglass Reinforced Plastic | Pressurized
690040 | 6 | Ball Float | 1993-05-01 |  | 1993-05-01 |  | Currently in Use | Gas (Historical Use) | 8000 | Composite | 1993-05-01 | Fiberglass Reinforced Plastic | Pressurized
690040 | 7 | Ball Float | 1993-05-01 |  | 1993-05-01 |  | Currently in Use | Kerosene | 2000 | Composite | 1993-05-01 | Fiberglass Reinforced Plastic | Safe Suction (Euro)
690041 | 1 | [5 empty] | Removed from Ground | Gas (Historical Use) | 10000 | Bare Steel | 1974-04-20 | Galvanized Steel
690041 | 2 | [5 empty] | Removed from Ground | Gas (Historical Use) | 10000 | Bare Steel | 1974-04-20 | Galvanized Steel
690042 | 1 | [5 empty] | Removed from Ground | Empty | 10000 | Bare Steel | 1974-04-20 | Galvanized Steel
690042 | 2 | [5 empty] | Removed from Ground | Empty | 10000 | Bare Steel | 1974-04-20 | Galvanized Steel
690042 | 3 | Ball Float | 1997-09-17 |  | 1997-09-17 |  | Currently in Use | Gas (Historical Use) | 10000 | Steel-Impressed Current | 1986-01-01 | Fiberglass Reinforced Plastic | Pressurized
690042 | 4 | Ball Float | 1997-09-17 |  | 1997-09-17 |  | Currently in Use | Gas (Historical Use) | 10000 | Steel-Impressed Current | 1986-01-01 | Fiberglass Reinforced Plastic | Pressurized
690042 | 5 | Ball Float | 1997-09-17 |  | 1997-09-17 |  | Currently in Use | Gas (Historical Use) | 10000 | Steel-Impressed Current | 1986-01-01 | Fiberglass Reinforced Plastic | Pressurized
690042 | 6 | Flapper Valve | 1997-09-17 |  | 1997-09-17 |  | Currently in Use | Diesel | 2000 | Steel-Impressed Current | 1986-01-01 | Fiberglass Reinforced Plastic | Safe Suction (Euro)
690044 | 1 |  |  | yes |  | yes | Removed from Ground | Used Oil | 2000 | Bare Steel | 1981-03-15 | Bare Steel | Gravity Fed
690044 | 2 | [5 empty] | Removed from Ground | Other | 8000 | Bare Steel | 1981-03-15 | Bare Steel | Suction (American)
690044 | 3 | [5 empty] | Removed from Ground | Diesel | 12000 | Bare Steel | 1981-03-15 | Not Marked
690044 | 4 | [5 empty] | Removed from Ground | Diesel | 12000 | Bare Steel | 1981-03-15 | Bare Steel | Pressurized
690044 | 5 | [5 empty] | Removed from Ground | Diesel | 12000 | Bare Steel | 1981-03-15 | Bare Steel | Pressurized
690046 | 1 | [5 empty] | Closed in Ground | Other | 550 | Bare Steel | 1956-03-14 | Bare Steel
690046 | 2 | [5 empty] | Closed in Ground | Other | 550 | Bare Steel | 1956-03-14 | Bare Steel
690046 | 3 | [5 empty] | Closed in Ground | Other | 550 | Bare Steel | 1956-03-14 | Bare Steel
690046 | 4 | [5 empty] | Closed in Ground | Other | 6000 | Bare Steel | 1956-03-14 | Bare Steel
690047 | 1 | [5 empty] | Removed from Ground | Diesel | 10000 | Bare Steel | 1980-03-08 | Galvanized Steel | Suction (American)
690048 | 1 |  | 1997-10-01 |  | 1997-10-01 |  | Removed from Ground | Diesel | 10000 | Steel-Impressed Current | 1979-03-09 | Cathodically Protected | Suction (American)
690048 | 2 | [5 empty] | Closed in Ground | Gas (Historical Use) | 10000 | Bare Steel | 1979-03-09 | Galvanized Steel
690050 | 1 | [5 empty] | Removed from Ground | Gas (Historical Use) | 500 | Bare Steel | 1977-03-14 | Galvanized Steel
690051 | 1 | [5 empty] | Removed from Ground | Gas (Historical Use) | 4000 | Bare Steel | 1978-05-01 | Galvanized Steel
690051 | 2 | [5 empty] | Removed from Ground | Gas (Historical Use) | 4000 | Bare Steel | 1978-05-01 | Galvanized Steel
690051 | 3 | [5 empty] | Removed from Ground | Gas (Historical Use) | 4000 | Bare Steel | 1978-05-01 | Galvanized Steel
690051 | 4 | [5 empty] | Removed from Ground | Diesel | 1000 | Bare Steel | 1978-05-01 | Galvanized Steel
690051 | 5 | Flapper Valve | 1988-10-01 |  | 1988-10-01 |  | Currently in Use | Diesel | 5200 | Galvanic (STIP-3) | 1988-10-01 | Double-Walled Flex | Pressurized
690051 | 6 | Flapper Valve | 1988-10-01 |  | 1988-10-01 |  | Currently in Use | Kerosene | 3000 | Galvanic (STIP-3) | 1988-10-01 | Double-Walled Flex | Safe Suction (Euro)
690051 | 7 | Flapper Valve | 1988-10-01 |  | 1988-10-01 |  | Currently in Use | Diesel | 8200 | Galvanic (STIP-3) | 1988-10-01 | Double-Walled Flex | Pressurized
690051 | 8 | Flapper Valve | 1988-10-01 |  | 1988-10-01 |  | Currently in Use | Gas (Historical Use) | 8200 | Galvanic (STIP-3) | 1988-10-01 | Double-Walled Flex | Pressurized
690051 | 9 | Flapper Valve | 1988-10-01 |  | 1988-10-01 |  | Currently in Use | Gas (Historical Use) | 10000 | Galvanic (STIP-3) | 1988-10-01 | Double-Walled Flex | Pressurized
690052 | 1 | [5 empty] | Removed from Ground | Gas (Historical Use) | 6000 | Bare Steel | 1956-03-05 | Galvanized Steel
690054 | 1 |  |  | yes |  | yes | Removed from Ground | Other | 10000 | Bare Steel | 1981-02-07 | Bare Steel | Gravity Fed
690054 | 2 |  |  | yes |  | yes | Removed from Ground | Other | 10000 | Bare Steel | 1981-02-07 | Bare Steel | Gravity Fed
690055 | 1 | [5 empty] | Removed from Ground | Gas (Historical Use) | 2000 | Bare Steel | 1981-01-15 | Galvanized Steel | Suction (American)
690055 | 2 | [5 empty] | Removed from Ground | Diesel | 2000 | Bare Steel | 1981-01-15 | Galvanized Steel | Suction (American)
690055 | 3 | [5 empty] | Removed from Ground | Diesel | 2000 | Bare Steel | 1981-01-15 | Galvanized Steel | Suction (American)
690055 | 4 |  |  | yes |  | yes | Removed from Ground | Used Oil | 1000 | Bare Steel | 1998-12-30 | Galvanized Steel | Gravity Fed
690056 | 1 | [5 empty] | Removed from Ground | Diesel | 10000 | Bare Steel | 1971-02-07 | Bare Steel
690056 | 2 | [5 empty] | Removed from Ground | Diesel | 6000 | Bare Steel | 1971-02-07 | Bare Steel
690056 | 3 |  |  | yes |  | yes | Closed in Ground | Used Oil | 2000 | Bare Steel | 1973-01-01 | Galvanized Steel
690056 | 4 |  |  | yes |  | yes | Closed in Ground | Used Oil | 2000 | Bare Steel | 1958-01-01 | Galvanized Steel
690056 | 5 | [5 empty] | Removed from Ground | Empty | 6000 | Bare Steel | 1953-01-01 | Unknown
690059 | 1 | [5 empty] | Removed from Ground | Diesel | 2000 | Bare Steel | 1966-02-15 | Galvanized Steel
690059 | 10 | [5 empty] | Removed from Ground | Gas (Historical Use) | 1000 | Cathodically Protected Steel | 1974-02-13 | Cathodically Protected
690059 | 2 | [5 empty] | Removed from Ground | Diesel | 2000 | Bare Steel | 1966-02-15 | Galvanized Steel
690059 | 3 | [5 empty] | Removed from Ground | Diesel | 2000 | Bare Steel | 1966-02-15 | Galvanized Steel
690059 | 4 | [5 empty] | Removed from Ground | Diesel | 4000 | Bare Steel | 1971-02-14 | Galvanized Steel
690059 | 5 | [5 empty] | Removed from Ground | Diesel | 2000 | Bare Steel | 1966-02-15 | Galvanized Steel
690059 | 6 | [5 empty] | Removed from Ground | Diesel | 2000 | Bare Steel | 1969-02-14 | Galvanized Steel
690059 | 7 | [5 empty] | Removed from Ground | Diesel | 3000 | Bare Steel | 1971-02-14 | Galvanized Steel
690059 | 8 | [5 empty] | Removed from Ground | Diesel | 10000 | Cathodically Protected Steel | 1974-02-13 | Galvanized Steel
690059 | 9 | [5 empty] | Removed from Ground | Diesel | 2000 | Bare Steel | 1966-02-15 | Galvanized Steel
690060 | 1 | [5 empty] | Removed from Ground | Gas (Historical Use) | 3000 | Bare Steel | 1967-03-11 | Unknown
690060 | 2 | [5 empty] | Removed from Ground | Gas (Historical Use) | 6000 | Bare Steel | 1989-01-01 | Galvanized Steel
690060 | 3 | [5 empty] | Removed from Ground | Gas (Historical Use) | 6000 | Bare Steel | 1991-09-01 | Fiberglass Reinforced Plastic
690061 | 1 | [5 empty] | Removed from Ground | Gas (Historical Use) | 6000 | Bare Steel | 1986-02-10 | Unknown
690061 | 2 | [5 empty] | Removed from Ground | Gas (Historical Use) | 6000 | Bare Steel | 1986-02-10 | Unknown
690061 | 3 | [5 empty] | Removed from Ground | Gas (Historical Use) | 10000 | Bare Steel | 1986-02-10 | Unknown
690061 | 4 | [5 empty] | Removed from Ground | Diesel | 5000 | Bare Steel | 1986-02-10 | Unknown
690061 | 5 |  |  | yes |  | yes | Removed from Ground | Used Oil | 700 | Bare Steel | 1990-02-01 | Unknown
690061 | 6 | Flapper Valve | 1996-07-01 | no | 1989-01-01 | no | Currently in Use | Diesel | 10000 | Composite | 1989-01-01 | Fiberglass Reinforced Plastic | Safe Suction (Euro)
690061 | 7 | Flapper Valve | 1996-07-01 | no | 1989-01-01 | no | Currently in Use | Regular | 10000 | Composite | 1989-01-01 | Fiberglass Reinforced Plastic | Safe Suction (Euro)
690061 | 8 | Exempted |  | yes |  | yes | Currently in Use | Used Oil | 550 | Composite | 1989-01-01 | Fiberglass Reinforced Plastic | Gravity
690062 | 1 | [5 empty] | Removed from Ground | Gas (Historical Use) | 4000 | Bare Steel | 1986-01-08 | Galvanized Steel
690062 | 2 | [5 empty] | Removed from Ground | Gas (Historical Use) | 4000 | Bare Steel | 1986-01-08 | Galvanized Steel
690062 | 3 | [5 empty] | Removed from Ground | Gas (Historical Use) | 2000 | Bare Steel | 1986-01-08 | Galvanized Steel
690062 | 4 | [5 empty] | Removed from Ground | Gas (Historical Use) | 2000 | Bare Steel | 1986-01-08 | Galvanized Steel
690062 | 5 |  | 1991-05-24 | no | 1991-05-24 | no | Currently in Use | Gas (Historical Use) | 6000 | Composite | 1991-05-24 | Fiberglass Reinforced Plastic | Pressurized
690062 | 6 |  | 1991-05-24 | no | 1991-05-24 | no | Currently in Use | Diesel | 6000 | Composite | 1991-05-24 | Fiberglass Reinforced Plastic | Pressurized
690062 (Transferred to Supersite) | 1 | [5 empty] | Removed from Ground | Gas (Historical Use) | 4000 | Bare Steel | 1986-01-08 | Galvanized Steel
690062 (Transferred to Supersite) | 2 | [5 empty] | Removed from Ground | Gas (Historical Use) | 4000 | Bare Steel | 1986-01-08 | Galvanized Steel
690062 (Transferred to Supersite) | 3 | [5 empty] | Removed from Ground | Gas (Historical Use) | 2000 | Bare Steel | 1986-01-08 | Galvanized Steel
690062 (Transferred to Supersite) | 4 | [5 empty] | Removed from Ground | Gas (Historical Use) | 2000 | Bare Steel | 1986-01-08 | Galvanized Steel
690062 (Transferred to Supersite) | 5 |  | 1991-05-24 | no | 1991-05-24 | no | Currently in Use | Gas (Historical Use) | 6000 | Composite | 1991-05-24 | Fiberglass Reinforced Plastic | Pressurized
690062 (Transferred to Supersite) | 6 |  | 1991-05-24 | no | 1991-05-24 | no | Currently in Use | Diesel | 6000 | Composite | 1991-05-24 | Fiberglass Reinforced Plastic | Pressurized
690063 | 1 | [5 empty] | Removed from Ground | Used Oil | 1000 | Bare Steel | 1977-03-05 | Galvanized Steel
690063 | 2 |  |  | yes |  | yes | Removed from Ground | Diesel | 280 | Bare Steel | 1975-03-06 | Copper
690064 | 1 | [5 empty] | Closed in Ground | Diesel | 10000 | Bare Steel | 1978-03-02 | Bare Steel
690064 | 2 | Flapper Valve | 1998-02-20 |  | 1998-02-20 |  | Currently in Use | Diesel | 6000 | Composite | 1998-02-20 | Double-Walled Flex | Safe Suction (Euro)
690065 | 1 | [5 empty] | Removed from Ground | Other | 1000 | Bare Steel | 1971-03-03 | Galvanized Steel
690065 | 2 | [5 empty] | Removed from Ground | Other | 1000 | Bare Steel | 1971-03-03 | Galvanized Steel
690065 | 3 | [5 empty] | Removed from Ground | Gas (Historical Use) | 500 | Bare Steel | 1951-01-01 | Galvanized Steel | Safe Suction (Euro)
690065 | 4 | [5 empty] | Removed from Ground | Gas (Historical Use) | 500 | Bare Steel | 1951-01-01 | Galvanized Steel | Safe Suction (Euro)
690065 | 5 | [5 empty] | Removed from Ground | Diesel | 500 | Bare Steel | 1977-01-01 | Galvanized Steel | Safe Suction (Euro)
690066 | 1 | [5 empty] | Removed from Ground | Empty | 1500 | Bare Steel | 1982-01-23 | Galvanized Steel
690066 | 10 | [5 empty] | Removed from Ground | Other | 4000 | Not Marked/Unknown | 1994-12-27 | Not Marked
690066 | 2 | [5 empty] | Removed from Ground | Other | 3000 | Bare Steel | 1984-01-23 | Fiberglass Reinforced Plastic
690066 | 3 | [5 empty] | Removed from Ground | Other | 3000 | Composite | 1984-01-23 | Bare Steel
690066 | 4 | [5 empty] | Removed from Ground | Empty | 3000 | Composite | 1984-01-23 | Bare Steel
690066 | 5 | [5 empty] | Removed from Ground | Other | 6000 | Not Marked/Unknown | 1994-12-27 | Not Marked
690066 | 6 | [5 empty] | Removed from Ground | Other | 6000 | Not Marked/Unknown | 1994-12-27 | Not Marked
690066 | 7 | [5 empty] | Removed from Ground | Other | 6000 | Not Marked/Unknown | 1994-12-27 | Not Marked
690066 | 8 | [5 empty] | Removed from Ground | Other | 4000 | Not Marked/Unknown | 1994-12-27 | Not Marked
690066 | 9 | [5 empty] | Removed from Ground | Other | 4000 | Not Marked/Unknown | 1994-12-27 | Not Marked
690067 | 1 | [5 empty] | Temporarily out of use | Gas (Historical Use) | 10027 | Bare Steel | 1982-01-15 | Galvanized Steel
690067 | 2 | [5 empty] | Temporarily out of use | Gas (Historical Use) | 10027 | Bare Steel | 1982-01-15 | Galvanized Steel
690067 | 3 | [5 empty] | Temporarily out of use | Gas (Historical Use) | 10027 | Bare Steel | 1982-01-15 | Galvanized Steel
690067 | 4 | [5 empty] | Temporarily out of use | Diesel | 10027 | Bare Steel | 1982-01-01 | Galvanized Steel
690069 | 1 | [5 empty] | Removed from Ground | Gas (Historical Use) | 3000 | Bare Steel | 1976-03-05 | Galvanized Steel | Pressurized
690069 | 2 | [5 empty] | Removed from Ground | Gas (Historical Use) | 1000 | Bare Steel | 1976-03-05 | Galvanized Steel | Pressurized
690069 | 3 | [5 empty] | Removed from Ground | Gas (Historical Use) | 2000 | Bare Steel | 1976-03-05 | Galvanized Steel | Pressurized
690069 | 4 | Flapper Valve | 1997-04-01 |  | 1997-04-01 |  | Currently in Use | Gas (Historical Use) | 10000 | Fiberglass Double Walled | 1993-04-05 | Double-Walled Flex | Pressurized
690072 | 14 | [5 empty] | Removed from Ground | Gas (Historical Use) | 7000 | Bare Steel | 1969-03-16 | Galvanized Steel
690072 | 2 | [5 empty] | Removed from Ground | Gas (Historical Use) | 7500 | Bare Steel | 1975-03-15 | Galvanized Steel
690073 | 1 |  |  | yes |  | yes | Closed in Ground | Used Oil | 1 | Bare Steel | 1977-03-26 | Galvanized Steel
690076 | 1 |  |  | yes |  | yes | Removed from Ground | Used Oil | 550 | Bare Steel | 1969-03-21 | Bare Steel | Gravity Fed
690076 | 2 | [5 empty] | Removed from Ground | Gas (Historical Use) | 10000 | Bare Steel | 1969-03-21 | Bare Steel | Pressurized
690076 | 3 | [5 empty] | Removed from Ground | Gas (Historical Use) | 10000 | Bare Steel | 1969-03-21 | Bare Steel | Pressurized
690077 | 1 | [5 empty] | Removed from Ground | Gas (Historical Use) | 10000 | Bare Steel | 1975-01-01 | Galvanized Steel
690077 | 2 | [5 empty] | Removed from Ground | Gas (Historical Use) | 10000 | Bare Steel | 1983-03-18 | Galvanized Steel
690077 | 3 | [5 empty] | Removed from Ground | Gas (Historical Use) | 10000 | Bare Steel | 1983-03-18 | Galvanized Steel
690079 | 1 | [5 empty] | Removed from Ground | Gas (Historical Use) | 10000 | Cathodically Protected Steel | 1984-04-17 | Galvanized Steel
690079 | 2 | [5 empty] | Removed from Ground | Gas (Historical Use) | 10000 | Bare Steel | 1974-04-20 | Galvanized Steel
690079 | 3 | [5 empty] | Removed from Ground | Gas (Historical Use) | 10000 | Bare Steel | 1974-04-20 | Galvanized Steel
690081 | 1 | [5 empty] | Removed from Ground | Gas (Historical Use) | 10000 | Bare Steel | 1980-04-18 | Galvanized Steel
690081 | 2 | [5 empty] | Removed from Ground | Gas (Historical Use) | 10000 | Bare Steel | 1980-04-18 | Galvanized Steel
690083 | 1 | [5 empty] | Removed from Ground | Gas (Historical Use) | 2000 | Bare Steel | 1986-04-16 | Galvanized Steel
690084 | 1 |  | 1998-10-21 |  | 1998-10-21 |  | Closed in Ground | Gas (Historical Use) | 10000 | Cathodically Protected Steel | 1985-04-17 | Fiberglass Reinforced Plastic | Pressurized
690084 | 2 |  | 1998-10-21 |  | 1998-10-21 |  | Closed in Ground | Gas (Historical Use) | 10000 | Cathodically Protected Steel | 1985-04-17 | Fiberglass Reinforced Plastic | Pressurized
690084 | 3 |  | 1998-10-21 |  | 1998-10-21 |  | Closed in Ground | Gas (Historical Use) | 10000 | Cathodically Protected Steel | 1985-04-17 | Fiberglass Reinforced Plastic | Pressurized
690084 | 4 |  | 1998-10-21 |  | 1998-10-21 |  | Closed in Ground | Diesel | 10000 | Cathodically Protected Steel | 1985-04-17 | Fiberglass Reinforced Plastic | Pressurized
690084 | 5 | [5 empty] | Removed from Ground | Kerosene | 1000 | Bare Steel | 1985-04-17 | Galvanized Steel | Suction (American)
690085 | 1 | [5 empty] | Removed from Ground | Gas (Historical Use) | 10000 | Bare Steel | 1978-04-23 | Galvanized Steel | Pressurized
690085 | 2 | [5 empty] | Removed from Ground | Diesel | 10000 | Bare Steel | 1978-04-23 | Galvanized Steel | Suction (American)
690085 | 3 | [5 empty] | Removed from Ground | Other | 300 | Bare Steel | 1969-01-01 | Not Marked
690085 | 4 | [5 empty] | Removed from Ground | Other | 300 | Bare Steel | 1969-01-01 | Not Marked
690087 | 1 | [5 empty] | Removed from Ground | Diesel | 10000 | Bare Steel | 1976-04-25 | Galvanized Steel | Pressurized
690087 | 2 | Flapper Valve | 1997-02-01 | no | 1997-02-01 | no | Currently in Use | Diesel | 12000 | Composite | 1997-02-01 | Fiberglass Reinforced Plastic | Safe Suction (Euro)
690088 | 1 |  | 1998-11-12 |  | 1998-11-12 |  | Removed from Ground | Gas (Historical Use) | 8000 | Steel-Impressed Current | 1978-04-25 | Cathodically Protected | Pressurized
690088 | 2 |  | 1998-11-12 |  | 1998-11-12 |  | Removed from Ground | Gas (Historical Use) | 8000 | Steel-Impressed Current | 1978-04-25 | Cathodically Protected | Pressurized
690088 | 3 |  | 1998-11-12 |  | 1998-11-12 |  | Removed from Ground | Gas (Historical Use) | 8000 | Steel-Impressed Current | 1978-04-25 | Cathodically Protected | Pressurized
690093 | 1 | [5 empty] | Removed from Ground | Gas (Historical Use) | 12000 | Bare Steel | 1968-04-21 | Galvanized Steel
690093 | 2 | [5 empty] | Removed from Ground | Gas (Historical Use) | 15000 | Bare Steel | 1968-04-21 | Galvanized Steel
690093 | 3 | [5 empty] | Removed from Ground | Gas (Historical Use) | 12000 | Bare Steel | 1968-04-21 | Galvanized Steel
690093 | 4 | Flapper Valve | 1991-05-01 |  | 1991-05-01 |  | Currently in Use | Kerosene | 4000 | Fiberglass | 1991-05-01 | Fiberglass Reinforced Plastic | Safe Suction (Euro)
690093 | 5 | Ball Float | 1988-10-01 |  | 1988-10-01 |  | Currently in Use | Gas (Historical Use) | 10000 | Fiberglass | 1988-10-01 | Fiberglass Reinforced Plastic | Pressurized
690093 | 6 | Ball Float | 1988-10-01 |  | 1988-10-01 |  | Currently in Use | Gas (Historical Use) | 10000 | Fiberglass | 1988-10-01 | Fiberglass Reinforced Plastic | Pressurized
690093 | 7 | Ball Float | 1988-10-01 |  | 1988-10-01 |  | Currently in Use | Gas (Historical Use) | 10000 | Fiberglass | 1988-10-01 | Fiberglass Reinforced Plastic | Pressurized
690093 | 8 | Ball Float | 1988-10-01 |  | 1988-10-01 |  | Currently in Use | Diesel | 10000 | Fiberglass | 1988-10-01 | Fiberglass Reinforced Plastic | Pressurized
690094 | 1 | [5 empty] | Removed from Ground | Other | 2000 | Bare Steel | 1976-04-20 | Bare Steel
690094 | 10 |  |  | yes |  | yes | Removed from Ground | Used Oil | 30000 | Bare Steel | 1976-04-20 | Bare Steel
690094 | 11 |  |  | yes |  | yes | Removed from Ground | Used Oil | 30000 | Bare Steel | 1976-04-20 | Bare Steel
690094 | 2 | [5 empty] | Removed from Ground | Other | 2000 | Bare Steel | 1976-04-20 | Bare Steel
690094 | 3 | [5 empty] | Removed from Ground | Other | 2000 | Bare Steel | 1976-04-20 | Bare Steel
690094 | 4 | [5 empty] | Removed from Ground | Other | 4000 | Bare Steel | 1976-04-20 | Bare Steel
690094 | 5 | [5 empty] | Removed from Ground | Other | 8000 | Bare Steel | 1976-04-20 | Galvanized Steel
690094 | 6 | [5 empty] | Removed from Ground | Other | 2000 | Bare Steel | 1976-04-20 | Bare Steel
690094 | 7 | [5 empty] | Removed from Ground | Other | 2000 | Bare Steel | 1976-04-20 | Bare Steel
690094 | 8 | [5 empty] | Removed from Ground | Other | 10000 | Bare Steel | 1976-04-20 | Bare Steel
690094 | 9 | [5 empty] | Removed from Ground | Other | 10000 | Bare Steel | 1976-04-20 | Bare Steel
690096 | 1 |  | 1999-04-22 |  | 1999-04-22 |  | Temporarily out of use | Gas (Historical Use) | 1000 | Steel-Impressed Current | 1984-04-14 | Cathodically Protected | Safe Suction (Euro)
690096 | 2 | Flapper Valve | 1999-04-22 |  | 1999-04-22 |  | Currently in Use | Gas (Historical Use) | 2000 | Steel-Impressed Current | 1967-01-01 | Steel (Impressed Current) | Safe Suction (Euro)
690096 | 3 | Flapper Valve | 1999-04-22 |  | 1999-04-22 |  | Currently in Use | Gas (Historical Use) | 2000 | Steel-Impressed Current | 1967-01-01 | Steel (Impressed Current) | Safe Suction (Euro)
690096 | 4 |  | 1999-04-22 |  | 1999-04-22 |  | Temporarily out of use | Diesel | 500 | Steel-Impressed Current | 1967-01-01 | Cathodically Protected | Safe Suction (Euro)
690097 | 1 | [5 empty] | Removed from Ground | Diesel | 10000 | Bare Steel | 1981-04-12 | Galvanized Steel
690097 | 2 | [5 empty] | Removed from Ground | Gas (Historical Use) | 1000 | Bare Steel | 1976-01-01 | Bare Steel
690097 | 3 | [5 empty] | Removed from Ground | Diesel | 1000 | Bare Steel | 1976-01-01 | Bare Steel
690098 | ELEV.F/O#1 | [5 empty] | Removed from Ground | Diesel | 20026 | Bare Steel | 1974-04-20 | Bare Steel
690098 | ELEV.F/O#2 | [5 empty] | Removed from Ground | Diesel | 20026 | Bare Steel | 1974-04-20 | Bare Steel
690098 | H-1 | [5 empty] | Removed from Ground | Hazardous Substance | 19962 | Bare Steel | 1983-04-18 | Bare Steel
690098 | H-1A |  | 1990-06-13 | no | 1990-06-13 | no | Currently in Use | Hazardous Substance | 25000 | Fiberglass Double Walled | 1990-01-01 | Aboveground | Suction (American)
690098 | H-1B |  | 2007-09-20 | no | 2012-06-13 | yes | Currently in Use | Hazardous Substance | 35000 | Fiberglass Double Walled | 2007-09-20 | Aboveground | Suction (American)
690098 | H-2 | [5 empty] | Removed from Ground | Hazardous Substance | 15276 | Bare Steel | 1967-04-22 | Bare Steel
690098 | H-2A |  | 1990-06-13 |  | 2000-06-13 |  | Temporarily out of use | Hazardous Substance | 25000 | Fiberglass Double Walled | 1990-01-01 | Aboveground | Suction (American)
690098 | H-3 | [5 empty] | Removed from Ground | Hazardous Substance | 18178 | Bare Steel | 1975-04-20 | Bare Steel
690098 | H-SURGE | [5 empty] | Removed from Ground | Hazardous Substance | 1219 | Bare Steel | 1967-04-22 | Bare Steel
690098 | MANTGASTNK | [5 empty] | Removed from Ground | Empty | 1 | Bare Steel | 1967-04-22 | Bare Steel
690098 | NB.F/O#1 | [5 empty] | Removed from Ground | Other | 30119 | Bare Steel | 1980-04-18 | Bare Steel
690098 | OB.F/O#1 | [5 empty] | Removed from Ground | Other | 15276 | Bare Steel | 1967-04-22 | Bare Steel
690098 | OB.F/O#2 | [5 empty] | Removed from Ground | Other | 15276 | Bare Steel | 1967-04-22 | Bare Steel
690099 | 1 | Ball Float | 1986-04-01 |  | 1986-04-01 |  | Currently in Use | Gas (Historical Use) | 10000 | Fiberglass | 1986-04-23 | Fiberglass Reinforced Plastic | Pressurized
690099 | 2 | Ball Float | 1986-04-01 |  | 1986-04-01 |  | Currently in Use | Gas (Historical Use) | 10000 | Fiberglass | 1986-04-23 | Fiberglass Reinforced Plastic | Pressurized
690099 | 3 | Ball Float | 1986-04-01 |  | 1986-04-01 |  | Currently in Use | Gas (Historical Use) | 10000 | Fiberglass | 1986-04-23 | Fiberglass Reinforced Plastic | Pressurized
690099 | 4 |  |  | yes |  | yes | Removed from Ground | Used Oil | 500 | Fiberglass | 1970-01-01 | Fiberglass Reinforced Plastic
690100 | 1 | [5 empty] | Removed from Ground | Gas (Historical Use) | 10000 | Cathodically Protected Steel | 1970-04-27 | Galvanized Steel
690100 | 2 | [5 empty] | Removed from Ground | Diesel | 10000 | Cathodically Protected Steel | 1970-04-27 | Galvanized Steel
690100 | 3 | [5 empty] | Removed from Ground | Gas (Historical Use) | 5000 | Cathodically Protected Steel | 1970-04-27 | Galvanized Steel
690100 | 4 |  |  | yes |  | yes | Removed from Ground | Used Oil | 550 | Cathodically Protected Steel | 1970-04-27 | Galvanized Steel
690101 | 1 | [5 empty] | Removed from Ground | Gas (Historical Use) | 2000 | Bare Steel | 1975-04-25 | Galvanized Steel | Safe Suction (Euro)
690101 | 2 | [5 empty] | Removed from Ground | Propane | 500 | Bare Steel | 1956-04-29 | Galvanized Steel
690102 | 1 | [5 empty] | Removed from Ground | Gas (Historical Use) | 2000 | Bare Steel | 1985-04-22 | Galvanized Steel
690102 | 2 | [5 empty] | Removed from Ground | Empty | 560 | Bare Steel | 1956-04-29 | Bare Steel
690102 | 3 |  | 1990-01-01 |  | 1990-01-01 |  | Removed from Ground | Gas (Historical Use) | 1000 | Galvanic (STIP-3) | 1990-01-01 | Cathodically Protected | Safe Suction (Euro)
690102 | 4 |  | 1990-01-01 |  | 1990-01-01 |  | Removed from Ground | Diesel | 1000 | Galvanic (STIP-3) | 1990-01-01 | Cathodically Protected | Safe Suction (Euro)
690105 | 1 |  |  | yes |  | yes | Removed from Ground | Used Oil | 550 | Bare Steel | 1970-04-08 | Galvanized Steel
690105 | 2 | [5 empty] | Removed from Ground | Gas (Historical Use) | 550 | Bare Steel | 1970-04-08 | Galvanized Steel
690106 | 1 | Flapper Valve | 1996-10-31 | no | 1996-10-31 | no | Currently in Use | Diesel | 6000 | Fiberglass | 1996-10-01 | Double-Walled Fiberglass | Pressurized
690106 | 10101-1 | [5 empty] | Removed from Ground | Gas (Historical Use) | 2000 | Bare Steel | 1964-05-05 | Galvanized Steel
690106 | 10101-2 | [5 empty] | Removed from Ground | Gas (Historical Use) | 2000 | Bare Steel | 1964-05-05 | Galvanized Steel
690106 | 101D1 | [5 empty] | Removed from Ground | Diesel | 10000 | Bare Steel | 1974-05-02 | Galvanized Steel | Suction (American)
690106 | 101G1 | [5 empty] | Removed from Ground | Gas (Historical Use) | 10000 | Bare Steel | 1973-05-02 | Galvanized Steel | Suction (American)
690106 | 101G2 | [5 empty] | Removed from Ground | Gas (Historical Use) | 4000 | Bare Steel | 1973-05-02 | Galvanized Steel | Suction (American)
690106 | 2 | Flapper Valve | 1996-10-31 | no | 1996-10-31 | no | Currently in Use | Regular | 10000 | Fiberglass | 1996-10-01 | Double-Walled Fiberglass | Pressurized
690107 | 1 | [5 empty] | Removed from Ground | Gas (Historical Use) | 6000 | Marked Unknown | 1967-05-04 | Galvanized Steel
690108 | 10111-1 | [5 empty] | Removed from Ground | Empty | 1000 | Bare Steel | 1971-05-03 | Galvanized Steel
690108 | 10111-2 | [5 empty] | Removed from Ground | Diesel | 1000 | Bare Steel | 1971-05-03 | Galvanized Steel
690110 | 1 | [5 empty] | Removed from Ground | Gas (Historical Use) | 1000 | Bare Steel | 1971-04-11 | Unknown
690110 | 2 | [5 empty] | Removed from Ground | Gas (Historical Use) | 6000 | Bare Steel | 1971-04-11 | Unknown
690111 | 1 |  | 1996-10-01 |  | 1996-10-01 |  | Currently in Use | Gas (Historical Use) | 10000 | Steel-Impressed Current | 1979-05-01 | Fiberglass Reinforced Plastic | Pressurized
690111 | 2 |  | 1996-10-01 |  | 1996-10-01 |  | Currently in Use | Gas (Historical Use) | 5000 | Steel-Impressed Current | 1979-05-01 | Fiberglass Reinforced Plastic | Pressurized
690111 | 3 |  | 1996-10-01 |  | 1996-10-01 |  | Currently in Use | Gas (Historical Use) | 10000 | Steel-Impressed Current | 1979-05-01 | Fiberglass Reinforced Plastic | Pressurized
690112 | 1 | [5 empty] | Removed from Ground | Gas (Historical Use) | 1000 | Bare Steel | 1966-05-04 | Galvanized Steel | Safe Suction (Euro)
690112 | 2 | [5 empty] | Removed from Ground | Gas (Historical Use) | 1000 | Bare Steel | 1966-05-04 | Galvanized Steel | Safe Suction (Euro)
690112 | 3 | [5 empty] | Removed from Ground | Gas (Historical Use) | 1000 | Bare Steel | 1966-05-04 | Galvanized Steel | Safe Suction (Euro)
690112 | 4 |  |  | yes |  | yes | Removed from Ground | Used Oil | 550 | Bare Steel | 1966-05-04 | Galvanized Steel | Gravity Fed
690114 | 1 | [5 empty] | Removed from Ground | Gas (Historical Use) | 3000 | Bare Steel | 1966-05-04 | Galvanized Steel | Suction (American)
690114 | 2 | [5 empty] | Removed from Ground | Gas (Historical Use) | 3000 | Bare Steel | 1966-05-04 | Galvanized Steel | Suction (American)
690114 | 3 | [5 empty] | Removed from Ground | Gas (Historical Use) | 3000 | Bare Steel | 1966-05-04 | Galvanized Steel | Suction (American)
690114 | 4 | [5 empty] | Removed from Ground | Gas (Historical Use) | 3000 | Bare Steel | 1966-05-04 | Galvanized Steel | Suction (American)
690114 | 5 | [5 empty] | Removed from Ground | Empty | 550 | Bare Steel | 1966-05-04 | Galvanized Steel
690115 | 1 | Flapper Valve | 1995-10-15 | no | 1995-10-15 | yes | Currently in Use | Gas (Historical Use) | 4500 | Steel-Impressed Current | 1976-05-01 | Steel (Impressed Current) | Safe Suction (Euro)
690115 | 2 | Flapper Valve | 1993-10-15 | no | 1993-10-15 | yes | Currently in Use | Gas (Historical Use) | 4500 | Steel-Impressed Current | 1976-05-01 | Steel (Impressed Current) | Safe Suction (Euro)
690116 | 1 | [5 empty] | Removed from Ground | Gas (Historical Use) | 1000 | Bare Steel | 1964-05-04 | Galvanized Steel
690116 | 2 | [5 empty] | Removed from Ground | Gas (Historical Use) | 1000 | Bare Steel | 1964-05-04 | Galvanized Steel
690116 | 3 | [5 empty] | Removed from Ground | Gas (Historical Use) | 1000 | Bare Steel | 1964-05-04 | Galvanized Steel
690116 | 4 |  |  | yes |  | yes | Removed from Ground | Used Oil | 560 | Bare Steel | 1964-05-04 | Galvanized Steel
690118 | 1 | [5 empty] | Removed from Ground | Gas (Historical Use) | 5000 | Bare Steel | 1961-05-05 | Galvanized Steel | Suction (American)
690118 | 2 | [5 empty] | Removed from Ground | Gas (Historical Use) | 5000 | Bare Steel | 1961-05-05 | Galvanized Steel | Suction (American)
690124 | 1 | [5 empty] | Removed from Ground | Gas (Historical Use) | 1000 | Bare Steel | 1961-05-05 | Unknown
690124 | 2 | [5 empty] | Removed from Ground | Gas (Historical Use) | 1000 | Bare Steel | 1961-05-05 | Unknown
690125 | 2 | [5 empty] | Removed from Ground | Empty | 3000 | Bare Steel | 1980-04-30 | Galvanized Steel
690125 | GAS | [5 empty] | Removed from Ground | Empty | 1000 | Bare Steel | 1966-05-04 | Unknown
690127 | 1 | [5 empty] | Removed from Ground | Empty | 1000 | Bare Steel | 1961-05-05 | Unknown
690127 | 2 | [5 empty] | Removed from Ground | Empty | 550 | Bare Steel | 1961-05-05 | Unknown
690127 | 3 | [5 empty] | Removed from Ground | Empty | 1000 | Bare Steel | 1961-05-05 | Unknown
690128 | 1 | [5 empty] | Removed from Ground | Empty | 4000 | Bare Steel | 1980-04-30 | Galvanized Steel
690130 | 1 | Ball Float | 1992-08-01 |  | 1992-08-01 |  | Currently in Use | Gas (Historical Use) | 10000 | Steel-Impressed Current | 1991-08-01 | Double-Walled Fiberglass | Pressurized
690130 | 2 | Ball Float | 1992-08-01 |  | 1992-08-01 |  | Currently in Use | Diesel | 8000 | Steel-Impressed Current | 1991-08-01 | Double-Walled Fiberglass | Pressurized
690130 | 3 | Ball Float | 1992-08-01 |  | 1992-08-01 |  | Currently in Use | Gas (Historical Use) | 10000 | Steel-Impressed Current | 1991-08-01 | Double-Walled Fiberglass | Pressurized
690131 | 1 |  | 1998-10-12 |  | 1998-10-12 |  | Removed from Ground | Empty | 5000 | Steel-Impressed Current | 1980-04-30 | Cathodically Protected | Suction (American)
690131 | 2 |  | 1998-10-12 |  | 1998-10-12 |  | Removed from Ground | Empty | 8000 | Steel-Impressed Current | 1980-04-30 | Cathodically Protected | Suction (American)
690131 | 3 |  | 1998-10-12 |  | 1998-10-12 |  | Removed from Ground | Empty | 8000 | Steel-Impressed Current | 1980-04-30 | Cathodically Protected | Suction (American)
690132 | 1 |  | 1995-03-15 |  | 1995-03-15 |  | Currently in Use | Gas (Historical Use) | 8000 | Steel-Impressed Current | 1983-04-30 | Fiberglass Reinforced Plastic | Pressurized
690132 | 2 | Ball Float | 1995-03-15 |  | 1995-03-15 |  | Currently in Use | Gas (Historical Use) | 10000 | Steel-Impressed Current | 1983-04-30 | Fiberglass Reinforced Plastic | Pressurized
690132 | 3 | Ball Float | 1995-03-15 |  | 1995-03-15 |  | Currently in Use | Gas (Historical Use) | 10000 | Steel-Impressed Current | 1983-04-30 | Fiberglass Reinforced Plastic | Pressurized
690132 | 4 | Ball Float | 1995-03-15 |  | 1995-03-15 |  | Currently in Use | Diesel | 10000 | Steel-Impressed Current | 1983-04-30 | Fiberglass Reinforced Plastic | Pressurized
690132 | 5 | Flapper Valve | 1993-10-08 |  | 1993-10-08 |  | Currently in Use | Kerosene | 2000 | Steel-Impressed Current | 1983-04-30 | Fiberglass Reinforced Plastic | Safe Suction (Euro)
690134 | 1 | [5 empty] | Removed from Ground | Diesel | 1000 | Bare Steel | 1966-05-04 | Galvanized Steel
690134 | 1 | [5 empty] | Removed from Ground | Gas (Historical Use) | 8000 | Bare Steel | 1977-01-01 | Galvanized Steel
690134 | 2 | [5 empty] | Removed from Ground | Gas (Historical Use) | 5000 | Bare Steel | 1977-01-01 | Galvanized Steel
690134 | 3 | [5 empty] | Removed from Ground | Gas (Historical Use) | 8000 | Bare Steel | 1977-01-01 | Galvanized Steel
690134 | 4 | [5 empty] | Removed from Ground | Diesel | 1000 | Bare Steel | 1966-05-04 | Galvanized Steel
690134 | 5 | [5 empty] | Removed from Ground | Diesel | 1000 | Bare Steel | 1966-05-04 | Galvanized Steel
690134 | 6 | [5 empty] | Removed from Ground | Diesel | 1000 | Bare Steel | 1966-05-04 | Galvanized Steel
690137 | 1 | [5 empty] | Removed from Ground | Gas (Historical Use) | 4000 | Bare Steel | 1980-04-30 | Galvanized Steel
690137 | 2 | [5 empty] | Removed from Ground | Gas (Historical Use) | 4000 | Bare Steel | 1980-04-30 | Galvanized Steel
690138 | 1 | Flapper Valve | 1997-07-01 | no | 1997-07-01 | no | Currently in Use | Regular | 6000 | Steel-Impressed Current | 1979-05-01 |  | Pressurized
690138 | 2 | Ball Float | 1997-07-01 | no | 1997-07-01 | no | Currently in Use | Premium | 6000 | Steel-Impressed Current | 1979-05-01 |  | Pressurized
690138 | 3 | Ball Float | 1997-07-01 | no | 1997-07-01 | no | Currently in Use | Regular | 6000 | Steel-Impressed Current | 1979-05-01 |  | Pressurized
690138 | 4 | Flapper Valve | 1997-07-01 | no | 1997-07-01 | no | Currently in Use | Diesel | 4000 | Steel-Impressed Current | 1984-04-29 |  | Safe Suction (Euro)
690138 | 5 | Flapper Valve | 1997-07-01 | no | 1997-07-01 | no | Currently in Use | Diesel On Road | 2000 | Steel-Impressed Current | 1988-03-07 |  | Safe Suction (Euro)
690141 | 1 | [5 empty] | Permanently Out of Use - historical purposes | Gas (Historical Use) | 2000 | Bare Steel | 1971-05-03 | Galvanized Steel
690141 | 2 | [5 empty] | Permanently Out of Use - historical purposes | Gas (Historical Use) | 3000 | Bare Steel | 1971-05-03 | Galvanized Steel
690141 | 3 | [5 empty] | Permanently Out of Use - historical purposes | Empty | 2000 | Bare Steel | 1971-05-03 | Galvanized Steel
690141 | 4 | Flapper Valve | 1988-08-01 |  | 1988-08-01 |  | Currently in Use | Gas (Historical Use) | 8000 | Fiberglass | 1988-08-01 | Double-Walled Fiberglass | Pressurized
690142 | 1 |  | 1998-07-27 | yes | 1998-07-27 | yes | Temporarily out of use | Gas (Historical Use) | 4500 | Steel-Impressed Current | 1984-02-01 | Steel (Impressed Current) | Suction (American)
690142 | 2 |  | 1998-07-27 | yes | 1998-07-27 | yes | Temporarily out of use | Gas (Historical Use) | 4500 | Steel-Impressed Current | 1984-02-01 | Steel (Impressed Current) | Suction (American)
690142 | 3 |  | 1998-07-27 | yes | 1998-07-27 | yes | Temporarily out of use | Gas (Historical Use) | 4500 | Steel-Impressed Current | 1984-02-01 | Steel (Impressed Current) | Suction (American)
690145 | 1 | [5 empty] | Permanently Out of Use - historical purposes | Gas (Historical Use) | 1000 | Bare Steel | 1966-05-04 | Galvanized Steel
690145 | 2 | [5 empty] | Permanently Out of Use - historical purposes | Gas (Historical Use) | 1000 | Bare Steel | 1966-05-04 | Galvanized Steel
690145 | 3 | [5 empty] | Removed from Ground | Gas (Historical Use) | 3000 | Cathodically Protected Steel | 1990-01-01 | Fiberglass Reinforced Plastic | Suction (American)
690145 | 4 | [5 empty] | Removed from Ground | Gas (Historical Use) | 3000 | Cathodically Protected Steel | 1990-01-01 | Fiberglass Reinforced Plastic | Suction (American)
690145 | 5 | [5 empty] | Removed from Ground | Gas (Historical Use) | 2000 | Cathodically Protected Steel | 1990-01-01 | Fiberglass Reinforced Plastic | Suction (American)
690146 | 1 | [5 empty] | Removed from Ground | Gas (Historical Use) | 1 | Marked Unknown | 1986-05-01 | Unknown
690148 | 1 | [5 empty] | Removed from Ground | Gas (Historical Use) | 5000 | Bare Steel | 1965-05-06 | Bare Steel | Suction (American)
690148 | 2 | [5 empty] | Removed from Ground | Gas (Historical Use) | 5000 | Bare Steel | 1965-05-06 | Galvanized Steel | Suction (American)
690148 | 3 | [5 empty] | Removed from Ground | Gas (Historical Use) | 5000 | Bare Steel | 1965-05-06 | Galvanized Steel | Suction (American)
690148 | 4 | [5 empty] | Removed from Ground | Gas (Historical Use) | 5000 | Bare Steel | 1965-05-06 | Galvanized Steel | Suction (American)
690148 | 5 |  |  | yes |  | yes | Removed from Ground | Used Oil | 500 | Bare Steel | 1965-05-06 | Galvanized Steel | Suction (American)
690149 | 1 | [5 empty] | Removed from Ground | Empty | 4000 | Bare Steel | 1970-05-03 | Galvanized Steel
690149 | 2 | [5 empty] | Removed from Ground | Empty | 10000 | Bare Steel | 1981-04-30 | Galvanized Steel
690149 | 3 | [5 empty] | Removed from Ground | Empty | 4000 | Bare Steel | 1970-05-03 | Bare Steel
690150 | 1 | [5 empty] | Removed from Ground | Gas (Historical Use) | 500 | Bare Steel | 1966-04-22 | Galvanized Steel
690150 | 2 |  | 1989-04-10 |  | 1989-04-10 |  | Removed from Ground | Gas (Historical Use) | 1000 | Cathodically Protected Steel | 1989-04-10 | Galvanized Steel
690150 | 3 | Flapper Valve | 1999-04-14 |  | 1999-04-14 |  | Currently in Use | Gas (Historical Use) | 2500 | Fiberglass Double Walled | 1999-04-01 | Double-Walled Flex | Pressurized
690151 | 1 | [5 empty] | Removed from Ground | Gas (Historical Use) | 500 | Marked Unknown | 1968-04-21 | Unknown
690151 | 2 |  | 1989-10-25 |  | 1989-10-25 |  | Removed from Ground | Gas (Historical Use) | 1000 | Cathodically Protected Steel | 1989-10-25 | Galvanized Steel
690153 | 1 | Flapper Valve | 1998-11-01 |  | 1998-11-01 |  | Currently in Use | Gas (Historical Use) | 20000 | Steel-Impressed Current | 1974-04-24 | Double-Walled Flex | Pressurized
690153 | 2 | Flapper Valve | 1998-11-01 |  | 1998-11-01 |  | Currently in Use | Diesel | 3000 | Steel-Impressed Current | 1974-04-24 | Double-Walled Flex | Pressurized
690154 | 1 | [5 empty] | Currently in Use | Diesel | 3000 | Marked Unknown | 1976-05-02 | Unknown
690155 | 1 | [5 empty] | Removed from Ground | Gas (Historical Use) | 500 | Bare Steel | 1956-04-09 | Bare Steel
690155 | 2 | [5 empty] | Removed from Ground | Diesel | 1000 | Bare Steel | 1966-04-07 | Bare Steel
690156 | 1 | [5 empty] | Removed from Ground | Other | 12142 | Bare Steel | 1953-04-12 | Bare Steel
690156 | 2 | [5 empty] | Removed from Ground | Other | 12142 | Bare Steel | 1953-04-12 | Bare Steel
690156 | 3 | [5 empty] | Removed from Ground | Other | 25150 | Bare Steel | 1965-04-09 | Bare Steel
690156 | 4 | [5 empty] | Removed from Ground | Hazardous Substance | 25150 | Bare Steel | 1974-04-07 | Bare Steel
690156 | 5 | [5 empty] | Removed from Ground | Other | 25150 | Bare Steel | 1974-04-07 | Bare Steel
690156 | 6 | [5 empty] | Removed from Ground | Other | 25150 | Bare Steel | 1974-04-07 | Bare Steel
690156 | 7 | [5 empty] | Removed from Ground | Hazardous Substance | 25150 | Bare Steel | 1974-04-07 | Bare Steel
690158 | 1 |  | 1998-06-01 |  | 1998-06-01 |  | Removed from Ground | Gas (Historical Use) | 8000 | Cathodically Protected Steel | 1972-03-22 | Cathodically Protected | Suction (American)
690158 | 2 |  | 1998-06-01 |  | 1998-06-01 |  | Removed from Ground | Gas (Historical Use) | 8000 | Cathodically Protected Steel | 1972-03-22 | Cathodically Protected | Suction (American)
690158 | 3 |  | 1998-06-01 |  | 1998-06-01 |  | Removed from Ground | Gas (Historical Use) | 5000 | Cathodically Protected Steel | 1972-03-22 | Cathodically Protected | Suction (American)
690158 | 4 | [5 empty] | Removed from Ground | Empty | 500 | Bare Steel | 1962-03-25 | Galvanized Steel
690158 | 5 |  |  | yes |  | yes | Removed from Ground | Empty | 200 | Bare Steel | 1962-03-25 | Galvanized Steel
690158 | 6 | [5 empty] | Removed from Ground | Other | 1000 | Bare Steel | 1962-03-25 | Galvanized Steel
690158 | 7 | [5 empty] | Removed from Ground | Empty | 1000 | Bare Steel | 1962-03-25 | Galvanized Steel
690159 | 1 | [5 empty] | Closed in Ground | Gas (Historical Use) | 1000 | Bare Steel | 1966-05-06 | Unknown
690159 | 2 | [5 empty] | Closed in Ground | Gas (Historical Use) | 2000 | Bare Steel | 1966-05-06 | Unknown
690159 | 3 | [5 empty] | Closed in Ground | Gas (Historical Use) | 3000 | Bare Steel | 1966-05-06 | Unknown
690159 | 4 | [5 empty] | Closed in Ground | Gas (Historical Use) | 3000 | Bare Steel | 1966-05-06 | Unknown
690159 | 5 | Ball Float | 1988-03-01 | no | 1988-03-01 | no | Currently in Use | Gas (Historical Use) | 6000 | Galvanic (STIP-3) | 1988-03-01 | Fiberglass Reinforced Plastic | Pressurized
690159 | 6 | Ball Float | 1988-03-01 | no | 1988-03-01 | no | Currently in Use | Gas (Historical Use) | 3000 | Galvanic (STIP-3) | 1988-03-01 | Fiberglass Reinforced Plastic | Pressurized
690160 | 1 | [5 empty] | Removed from Ground | Empty | 2000 | Bare Steel | 1971-05-03 | Galvanized Steel
690160 | 2 | [5 empty] | Removed from Ground | Empty | 1000 | Bare Steel | 1971-05-03 | Galvanized Steel
690160 | 3 | [5 empty] | Removed from Ground | Empty | 1000 | Bare Steel | 1971-05-03 | Galvanized Steel
690162 | 1 | [5 empty] | Removed from Ground | Gas (Historical Use) | 10000 | Bare Steel | 1976-05-01 | Galvanized Steel
690162 | 2 | [5 empty] | Removed from Ground | Diesel | 10000 | Bare Steel | 1976-05-01 | Galvanized Steel
690162 | 3 | [5 empty] | Removed from Ground | Diesel | 5000 | Bare Steel | 1976-05-01 | Galvanized Steel
690162 | 4 |  |  | yes |  | yes | Removed from Ground | Used Oil | 1000 | Bare Steel | 1976-05-01 | Galvanized Steel
690162 | 5 |  |  | yes |  | yes | Removed from Ground | Used Oil | 550 | Bare Steel | 1971-01-01 | Bare Steel
690162 | 6 | [5 empty] | Closed in Ground | Other | 2000 | Bare Steel | 1961-01-01 | Bare Steel
690162 | 7 | [5 empty] | Closed in Ground | Other | 2000 | Bare Steel | 1961-01-01 | Bare Steel
690163 | 1 | [5 empty] | Removed from Ground | Gas (Historical Use) | 2000 | Bare Steel | 1971-05-03 | Galvanized Steel
690163 | 2 | [5 empty] | Removed from Ground | Gas (Historical Use) | 2000 | Bare Steel | 1971-05-03 | Galvanized Steel
690163 | 3 | [5 empty] | Removed from Ground | Gas (Historical Use) | 1000 | Bare Steel | 1971-05-03 | Galvanized Steel
690163 | 4 | [5 empty] | Removed from Ground | Diesel | 500 | Bare Steel | 1971-05-03 | Galvanized Steel
690164 | 1 | [5 empty] | Removed from Ground | Empty | 1000 | Bare Steel | 1968-05-03 | Galvanized Steel
690164 | 2 | [5 empty] | Removed from Ground | Empty | 1000 | Bare Steel | 1968-05-03 | Galvanized Steel
690165 | 1 | [5 empty] | Removed from Ground | Gas (Historical Use) | 2000 | Bare Steel | 1971-05-03 | Galvanized Steel
690165 | 2 | [5 empty] | Removed from Ground | Empty | 1000 | Bare Steel | 1971-05-03 | Galvanized Steel
690165 | 3 | [5 empty] | Removed from Ground | Empty | 500 | Bare Steel | 1971-05-03 | Galvanized Steel
690166 | 1 | [5 empty] | Removed from Ground | Other | 20000 | Bare Steel | 1977-05-01 | Bare Steel
690166 | 2 | [5 empty] | Removed from Ground | Other | 15000 | Bare Steel | 1966-05-04 | Bare Steel
690166 | 3 | [5 empty] | Removed from Ground | Other | 12500 | Bare Steel | 1966-05-04 | Bare Steel
690168 | 1 | [5 empty] | Removed from Ground | Other | 270 | Bare Steel | 1985-04-30 | Bare Steel
690168 | 2 | [5 empty] | Removed from Ground | Diesel | 4000 | Bare Steel | 1991-04-01 | Bare Steel
690168 | 3 | [5 empty] | Removed from Ground | Gas (Historical Use) | 4000 | Bare Steel | 1991-04-01 | Bare Steel
690169 | 1 | [5 empty] | Removed from Ground | Gas (Historical Use) | 12000 | Bare Steel | 1978-05-02 | Bare Steel
690169 | 2 | [5 empty] | Removed from Ground | Diesel | 12000 | Bare Steel | 1978-05-02 | Bare Steel
690171 | 1 | [5 empty] | Removed from Ground | Diesel | 10000 | Bare Steel | 1972-04-26 | Bare Steel
690171 | 2 | [5 empty] | Removed from Ground | Diesel | 10000 | Bare Steel | 1972-04-26 | Bare Steel
690171 | 3 | [5 empty] | Removed from Ground | Diesel | 20000 | Bare Steel | 1979-04-25 | Bare Steel
690171 | 4 | [5 empty] | Currently in Use | Diesel | 20000 | Not Marked/Unknown | 1994-01-01 | Not Marked
690172 | 1 | [5 empty] | Removed from Ground | Kerosene | 10000 | Bare Steel | 1970-05-03 | Bare Steel
690172 | 2 | [5 empty] | Removed from Ground | Kerosene | 10000 | Bare Steel | 1970-05-03 | Bare Steel
690172 | 3 | [5 empty] | Removed from Ground | Diesel | 10000 | Bare Steel | 1970-05-03 | Bare Steel
690172 | 4 | [5 empty] | Removed from Ground | Gas (Historical Use) | 5000 | Bare Steel | 1961-05-05 | Unknown
690172 | 5 | [5 empty] | Removed from Ground | Gas (Historical Use) | 5000 | Bare Steel | 1961-05-05 | Unknown
690172 | 6 | [5 empty] | Removed from Ground | Empty | 1000 | Bare Steel | 1970-05-03 | Bare Steel
690172 | 7 |  |  | yes |  | yes | Removed from Ground | Used Oil | 500 | Bare Steel | 1970-05-03 | Bare Steel
690173 | 1 | [5 empty] | Closed in Ground | Gas (Historical Use) | 1000 | Marked Unknown | 1977-05-03 | Unknown
690176 | 1 | [5 empty] | Removed from Ground | Gas (Historical Use) | 3000 | Bare Steel | 1970-05-03 | Galvanized Steel | Safe Suction (Euro)
690176 | 2 | [5 empty] | Removed from Ground | Gas (Historical Use) | 3000 | Bare Steel | 1970-05-03 | Galvanized Steel | Safe Suction (Euro)
690176 | 3 | [5 empty] | Removed from Ground | Gas (Historical Use) | 3000 | Bare Steel | 1970-05-03 | Galvanized Steel | Safe Suction (Euro)
690176 | 4 | [5 empty] | Removed from Ground | Gas (Historical Use) | 1000 | Bare Steel | 1970-05-03 | Galvanized Steel | Safe Suction (Euro)
690177 | 1 | [5 empty] | Removed from Ground | Gas (Historical Use) | 8000 | Bare Steel | 1971-03-21 | Galvanized Steel | Pressurized
690177 | 2 | [5 empty] | Removed from Ground | Gas (Historical Use) | 10000 | Bare Steel | 1971-03-21 | Galvanized Steel | Pressurized
690177 | 3 | [5 empty] | Removed from Ground | Gas (Historical Use) | 10000 | Bare Steel | 1971-03-21 | Galvanized Steel | Pressurized
690177 | 4 | [5 empty] | Removed from Ground | Kerosene | 2000 | Bare Steel | 1971-03-21 | Galvanized Steel | Safe Suction (Euro)
690177 | 5 | [5 empty] | Removed from Ground | Diesel | 3000 | Bare Steel | 1971-03-21 | Galvanized Steel | Safe Suction (Euro)
690177 | 6 |  |  | yes |  | yes | Removed from Ground | Used Oil | 550 | Bare Steel | 1991-08-26 | Unknown
690177 | 702379 |  | 1995-10-02 |  | 1995-10-02 |  | Removed from Ground | Gas (Historical Use) | 12000 | Fiberglass | 1995-10-02 | Fiberglass Reinforced Plastic | Pressurized
690177 | 702385 |  | 1995-10-02 |  | 1995-10-02 |  | Removed from Ground | Kerosene | 2000 | Fiberglass | 1995-10-02 | Fiberglass Reinforced Plastic | Pressurized
690177 | 702386 |  | 1995-10-02 |  | 1995-10-02 |  | Removed from Ground | Gas (Historical Use) | 12000 | Fiberglass | 1995-10-02 | Fiberglass Reinforced Plastic | Pressurized
690178 | 1 | Flapper Valve | 1998-08-25 | no | 1998-08-25 | no | Currently in Use | Regular | 10000 | Steel-Impressed Current | 1970-03-21 | Steel (Impressed Current) | Pressurized
690178 | 2 | Flapper Valve | 1998-08-25 | no | 1998-08-25 | no | Currently in Use | Premium | 10000 | Steel-Impressed Current | 1970-03-21 | Steel (Impressed Current) | Pressurized
690178 | 3 | Flapper Valve | 1998-08-25 | no | 1998-08-25 | no | Currently in Use | Plus | 8000 | Steel-Impressed Current | 1970-03-21 | Steel (Impressed Current) | Pressurized
690178 | 4 | Flapper Valve | 1998-08-25 | no | 1998-08-25 | no | Currently in Use | Diesel | 3000 | Steel-Impressed Current | 1970-03-21 | Steel (Impressed Current) | Pressurized
690178 | 5 | Flapper Valve | 1998-08-25 | no | 1998-08-25 | no | Currently in Use | Diesel | 3000 | Steel-Impressed Current | 1970-03-21 | Steel (Impressed Current) | Pressurized
690178 | 6 | Flapper Valve | 1998-08-25 | no | 1998-08-25 | no | Currently in Use | Kerosene | 2000 | Steel-Impressed Current | 1970-03-21 | Steel (Impressed Current) | Suction (American)
690180 | 12201 | [5 empty] | Removed from Ground | Gas (Historical Use) | 10000 | Bare Steel | 1965-01-01 | Galvanized Steel
690180 | 12202 | Ball Float | 1994-04-14 |  | 1994-04-14 |  | Currently in Use | Diesel | 10000 | Fiberglass | 1981-05-08 | Fiberglass Reinforced Plastic | Pressurized
690180 | G | Ball Float | 1991-03-12 |  | 1991-03-12 |  | Currently in Use | Gas (Historical Use) | 10000 | Composite | 1991-01-01 | Fiberglass Reinforced Plastic | Pressurized
690180 | WO |  |  | yes |  | yes | Removed from Ground | Used Oil | 500 | Bare Steel | 1992-09-28 | Galvanized Steel | Gravity Fed
690181 | 1 |  | 1999-01-06 |  | 1999-01-06 |  | Removed from Ground | Gas (Historical Use) | 6000 | Cathodically Protected Steel | 1978-05-07 | Cathodically Protected | Pressurized
690181 | 2 |  | 1999-01-06 |  | 1999-01-06 |  | Removed from Ground | Gas (Historical Use) | 6000 | Cathodically Protected Steel | 1978-05-07 | Cathodically Protected | Pressurized
690181 | 3 |  | 1999-01-06 |  | 1999-01-06 |  | Removed from Ground | Gas (Historical Use) | 6000 | Cathodically Protected Steel | 1978-05-07 | Cathodically Protected | Pressurized
690181 | 4 |  | 1999-01-06 |  | 1999-01-06 |  | Removed from Ground | Diesel | 1000 | Cathodically Protected Steel | 1978-05-07 | Cathodically Protected | Suction (American)
690182 | 1 | [5 empty] | Permanently Out of Use - historical purposes | Empty | 6500 | Bare Steel | 1958-05-12 | Galvanized Steel
690182 | 2 | [5 empty] | Permanently Out of Use - historical purposes | Empty | 6500 | Bare Steel | 1958-05-12 | Galvanized Steel
690182 | 3 | [5 empty] | Removed from Ground | Diesel | 1000 | Bare Steel | 1958-05-12 | Galvanized Steel
690182 | 4 | [5 empty] | Removed from Ground | Diesel | 1000 | Bare Steel | 1958-05-12 | Galvanized Steel
690186 | 1 |  | 1998-07-03 |  | 1998-07-03 |  | Removed from Ground | Gas (Historical Use) | 4000 | Cathodically Protected Steel | 1969-05-09 | Cathodically Protected | Suction (American)
690186 | 2 |  | 1998-07-03 |  | 1998-07-03 |  | Removed from Ground | Gas (Historical Use) | 4000 | Cathodically Protected Steel | 1969-05-09 | Cathodically Protected | Suction (American)
690186 | 3 |  | 1998-07-03 |  | 1998-07-03 |  | Removed from Ground | Gas (Historical Use) | 2000 | Cathodically Protected Steel | 1985-05-05 | Cathodically Protected | Suction (American)
690186 | 4 |  | 1998-07-03 |  | 1998-07-03 |  | Removed from Ground | Gas (Historical Use) | 2000 | Cathodically Protected Steel | 1985-05-05 | Cathodically Protected | Suction (American)
690186 | 5 | [5 empty] | Removed from Ground | Diesel | 560 | Bare Steel | 1969-05-09 | Galvanized Steel
690187 | 1 | [5 empty] | Removed from Ground | Gas (Historical Use) | 1000 | Bare Steel | 1972-05-08 | Galvanized Steel
690187 | 2 | [5 empty] | Removed from Ground | Empty | 560 | Bare Steel | 1962-05-11 | Galvanized Steel
690187 | 3 | Ball Float | 1999-07-15 |  | 1999-07-15 |  | Currently in Use | Gas (Historical Use) | 12000 | Epoxy | 1999-07-15 | Fiberglass Reinforced Plastic | Pressurized
690187 | 4 | Ball Float | 1999-07-15 |  | 1999-07-15 |  | Currently in Use | Gas (Historical Use) | 10000 | Epoxy | 1999-07-15 | Fiberglass Reinforced Plastic | Pressurized
690187 | A |  |  | no |  | no | Removed from Ground | Gas (Historical Use) | 2000 | Cathodically Protected Steel | 1989-01-01
690187 | B |  |  | no |  | no | Removed from Ground | Gas (Historical Use) | 2000 | Cathodically Protected Steel | 1989-01-01
690187 | C |  |  | no |  | no | Removed from Ground | Gas (Historical Use) | 2000 | Cathodically Protected Steel | 1989-01-01
690188 | 1 | [5 empty] | Removed from Ground | Gas (Historical Use) | 1000 | Bare Steel | 1966-05-10 | Galvanized Steel
690188 | 2 | [5 empty] | Currently in Use | Diesel | 500 | Bare Steel | 1966-05-10 | Galvanized Steel | Safe Suction (Euro)
690189 | 1 | [5 empty] | Removed from Ground | Other | 5000 | Epoxy | 1985-05-05 | Bare Steel | Suction (American)
690189 | 2 | [5 empty] | Removed from Ground | Other | 3000 | Epoxy | 1985-05-05 | Bare Steel | Suction (American)
690189 | 3 |  |  | yes |  | yes | Removed from Ground | Used Oil | 2000 | Epoxy | 1985-05-05 | Galvanized Steel | Suction (American)
690189 | 4 |  |  | no |  | no | Closed in Ground |  | 0 | Unknown | 2017-01-24 | Unknown
690189 | 5 |  |  | no |  | no | Closed in Ground |  | 0 | Unknown | 2017-01-24 | Unknown
690189 | 6 |  |  | no |  | no | Closed in Ground |  | 0 | Unknown | 2017-01-24 | Unknown
690189 | 7 |  |  | no |  | no | Temporarily out of use |  | 0 | Unknown | 2017-01-24 | Unknown
690190 | 1 | Flapper Valve | 1998-07-31 | no | 1998-07-31 | no | Currently in Use | Gas (Historical Use) | 10008 | Galvanic (STIP-3) | 1978-05-07 | Double-Walled Flex | Pressurized
690190 | 2 | Flapper Valve | 1998-07-31 | no | 1998-07-31 | no | Currently in Use | Gas (Historical Use) | 6110 | Galvanic (STIP-3) | 1978-05-07 | Double-Walled Flex | Pressurized
690190 | 3 | Flapper Valve | 1998-07-31 | no | 1998-07-31 | no | Currently in Use | Diesel | 4031 | Galvanic (STIP-3) | 1978-05-07 | Double-Walled Flex | Safe Suction (Euro)
690190 | 4 | Flapper Valve | 1998-07-31 | no | 1998-07-31 | no | Temporarily out of use | Diesel | 2000 | Galvanic (STIP-3) | 1978-05-07 | Double-Walled Flex | Suction (American)
690192 | 1 | [5 empty] | Closed in Ground | Empty | 10000 | Bare Steel | 1982-01-15 | Galvanized Steel
690192 | 2 | [5 empty] | Closed in Ground | Empty | 1000 | Bare Steel | 1982-01-01 | Galvanized Steel
690192 | 3 | [5 empty] | Closed in Ground | Empty | 6000 | Bare Steel | 1982-01-15 | Galvanized Steel
690193 | 1 | [5 empty] | Removed from Ground | Gas (Historical Use) | 10134 | Bare Steel | 1971-01-05 | Galvanized Steel
690193 | 2 | [5 empty] | Removed from Ground | Gas (Historical Use) | 10134 | Bare Steel | 1971-01-05 | Galvanized Steel
690195 | 1 | [5 empty] | Removed from Ground | Gas (Historical Use) | 10000 | Bare Steel | 1971-05-09 | Galvanized Steel | Pressurized
690195 | 2 | [5 empty] | Removed from Ground | Gas (Historical Use) | 10000 | Bare Steel | 1971-05-09 | Galvanized Steel | Pressurized
690195 | 3 | [5 empty] | Removed from Ground | Gas (Historical Use) | 10000 | Bare Steel | 1971-05-09 | Galvanized Steel | Pressurized
690195 | 4 | [5 empty] | Removed from Ground | Diesel | 1000 | Bare Steel | 1971-05-09 | Galvanized Steel
690195 | 5 | Ball Float | 1995-01-01 | no | 1995-01-01 | no | Currently in Use | Gas (Historical Use) | 12000 | Fiberglass | 1995-01-30 | Fiberglass Reinforced Plastic | Pressurized
690195 | 6 | Ball Float | 1995-01-01 | no | 1995-01-01 | no | Currently in Use | Gas (Historical Use) | 12000 | Fiberglass | 1995-01-30 | Fiberglass Reinforced Plastic | Pressurized
690195 | 7 | Flapper Valve | 1995-01-01 | no | 1995-01-01 | no | Currently in Use | Kerosene | 2000 | Fiberglass | 1995-01-30 | Fiberglass Reinforced Plastic | Safe Suction (Euro)
690196 | 1 | Flapper Valve | 1990-04-01 |  | 1990-04-01 |  | Currently in Use | Gas (Historical Use) | 8000 | Steel-Impressed Current | 1982-01-01 | Fiberglass Reinforced Plastic | Pressurized
690196 | 2 | Flapper Valve | 1990-04-01 |  | 1990-04-01 |  | Currently in Use | Gas (Historical Use) | 8000 | Steel-Impressed Current | 1982-01-01 | Fiberglass Reinforced Plastic | Pressurized
690196 | 3 | Flapper Valve | 1990-04-01 |  | 1990-04-01 |  | Currently in Use | Gas (Historical Use) | 8000 | Steel-Impressed Current | 1982-01-01 | Fiberglass Reinforced Plastic | Pressurized
690196 | 4 | Flapper Valve | 1990-04-01 |  | 1990-04-01 |  | Currently in Use | Diesel | 10000 | Steel-Impressed Current | 1982-01-01 | Fiberglass Reinforced Plastic | Pressurized
690196 | 5 | Flapper Valve | 1990-04-01 |  | 1990-04-01 |  | Currently in Use | Kerosene | 2000 | Galvanic (STIP-3) | 1993-01-07 | Fiberglass Reinforced Plastic | Safe Suction (Euro)
690197 | 1 | Ball Float | 1990-05-01 | no | 1990-05-01 | no | Currently in Use | Regular | 10000 | Steel-Impressed Current | 1976-07-01 | Double-Walled Fiberglass | Pressurized
690197 | 2 | Ball Float | 1990-05-01 | no | 1990-05-01 | no | Currently in Use | Diesel On Road | 10000 | Steel-Impressed Current | 1976-05-07 | Double-Walled Fiberglass | Pressurized
690197 | 3 | Ball Float | 1990-05-01 | no | 1990-05-01 | no | Currently in Use | Premium | 10000 | Steel-Impressed Current | 1976-05-07 | Double-Walled Fiberglass | Pressurized
690197 | 4 | Flapper Valve | 1993-01-07 | no | 1993-01-07 | no | Currently in Use | E-0 | 2000 | Steel-Impressed Current | 1993-01-07 | Fiberglass Reinforced Plastic | Safe Suction (Euro)
690198 | 1 | [5 empty] | Removed from Ground | Gas (Historical Use) | 8000 | Cathodically Protected Steel | 1969-01-01 | Galvanized Steel | Suction (American)
690198 | 2 | [5 empty] | Removed from Ground | Gas (Historical Use) | 8000 | Cathodically Protected Steel | 1969-01-01 | Galvanized Steel | Suction (American)
690198 | 3 | [5 empty] | Removed from Ground | Gas (Historical Use) | 8000 | Cathodically Protected Steel | 1974-01-01 | Galvanized Steel | Suction (American)
690198 | 4 | Ball Float | 1998-10-01 | no | 1998-10-01 | no | Currently in Use | Gas (Historical Use) | 12000 | Fiberglass | 1998-10-01 | Double-Walled Flex | Pressurized
690198 | 5 | Ball Float | 1998-10-01 |  | 1998-10-01 |  | Currently in Use | Gas (Historical Use) | 10000 | Fiberglass | 1998-10-01 | Double-Walled Flex | Pressurized
690198 | 6 | Ball Float | 1998-10-01 |  | 1998-10-01 |  | Currently in Use | Diesel | 10000 | Fiberglass | 1998-10-01 | Double-Walled Flex | Pressurized
690199 | 1 | [5 empty] | Removed from Ground | Gas (Historical Use) | 6000 | Bare Steel | 1968-05-09 | Galvanized Steel
690199 | 2 | [5 empty] | Removed from Ground | Gas (Historical Use) | 6000 | Bare Steel | 1968-05-09 | Galvanized Steel
690199 | 3 | [5 empty] | Removed from Ground | Gas (Historical Use) | 6000 | Bare Steel | 1974-05-08 | Galvanized Steel
690199 | 4 | Ball Float | 1996-08-28 | no | 1996-08-28 | no | Currently in Use | Regular | 10000 | Galvanic (STIP-3) | 1996-08-14 | Flex | Pressurized
690199 | 5 | Ball Float | 1996-08-28 | no | 1996-08-28 | no | Currently in Use | Premium | 6000 | Galvanic (STIP-3) | 1996-08-14 | Flex | Pressurized
690200 | 1 | [5 empty] | Removed from Ground | Gas (Historical Use) | 10000 | Bare Steel | 1986-05-05 | Galvanized Steel | Pressurized
690200 | 2 | [5 empty] | Removed from Ground | Gas (Historical Use) | 10000 | Bare Steel | 1986-05-05 | Galvanized Steel | Pressurized
690200 | 3 | [5 empty] | Removed from Ground | Gas (Historical Use) | 10000 | Bare Steel | 1986-05-05 | Galvanized Steel | Pressurized
690200 | 4 | [5 empty] | Removed from Ground | Diesel | 10000 | Bare Steel | 1986-05-05 | Galvanized Steel | Pressurized
690200 | 5 | Ball Float | 1990-01-01 |  | 1990-01-01 |  | Currently in Use | Gas (Historical Use) | 10125 | Galvanic (STIP-3) | 1990-01-01 | Fiberglass Reinforced Plastic | Pressurized
690200 | 6 | Ball Float | 1990-01-01 |  | 1990-01-01 |  | Currently in Use | Gas (Historical Use) | 10125 | Galvanic (STIP-3) | 1990-01-01 | Fiberglass Reinforced Plastic | Pressurized
690200 | 7 | Ball Float | 1990-01-01 |  | 1990-01-01 |  | Currently in Use | Gas (Historical Use) | 10125 | Galvanic (STIP-3) | 1990-01-01 | Fiberglass Reinforced Plastic | Pressurized
690201 | 1 |  | 1998-12-01 |  | 1998-12-01 |  | Closed in Ground | Gas (Historical Use) | 10000 | Steel-Impressed Current | 1981-05-06 | Steel (Impressed Current) | Pressurized
690201 | 2 | Flapper Valve | 1998-12-01 |  | 1998-12-01 |  | Removed from Ground | Gas (Historical Use) | 10000 | Steel-Impressed Current | 1981-05-06 | Steel (Impressed Current) | Pressurized
690201 | 3 | Flapper Valve | 1998-12-01 |  | 1998-12-01 |  | Removed from Ground | Gas (Historical Use) | 6000 | Steel-Impressed Current | 1981-05-06 | Steel (Impressed Current) | Pressurized
690201 | 4 | Flapper Valve | 1998-12-01 |  | 1998-12-01 |  | Removed from Ground | Diesel | 10000 | Steel-Impressed Current | 1981-05-06 | Steel (Impressed Current) | Pressurized
690202 | 1 | Flapper Valve | 1998-09-30 | no | 1998-09-30 | no | Currently in Use | Gas (Historical Use) | 10000 |  | 1980-05-06 | Steel (Impressed Current) | Pressurized
690202 | 2 | Flapper Valve | 1998-09-30 | no | 1998-09-30 | no | Currently in Use | Regular | 10000 |  | 1980-05-06 | Steel (Impressed Current) | Pressurized
690202 | 3 | Flapper Valve | 1998-09-30 | no | 1998-09-30 | no | Currently in Use | Aviaion gas/AV Gas | 10000 |  | 1980-05-06 | Steel (Impressed Current) | Pressurized
690202 | 4 | Flapper Valve | 1998-09-30 | no | 1998-09-30 | no | Currently in Use | Diesel | 10000 |  | 1980-05-06 | Steel (Impressed Current) | Pressurized
690202 | 5 |  | 1998-09-30 | no | 1998-09-30 | no | Currently in Use | Kerosene | 2000 |  | 1993-01-07 | Double-Walled Fiberglass | Safe Suction (Euro)
690203 | 1 |  |  | no |  | no | Removed from Ground | Gas (Historical Use) | 10000 |  | 1974-01-01 | Galvanized Steel
690203 | 2 |  |  | no |  | no | Removed from Ground | Gas (Historical Use) | 10000 |  | 1974-01-01 | Galvanized Steel
690203 | 3 |  |  | no |  | no | Removed from Ground |  | 10000 |  | 1974-01-01 | Galvanized Steel
690203 | 4 | Flapper Valve | 1993-01-07 | no | 1983-01-07 | no | Currently in Use | Diesel | 2000 | Steel-Impressed Current | 1993-01-07 | Fiberglass Reinforced Plastic | Safe Suction (Euro)
690203 | 5 | Ball Float | 1995-01-30 | no | 1995-01-30 | no | Currently in Use | Premium | 12000 | Fiberglass | 1995-01-30 | Fiberglass Reinforced Plastic | Pressurized
690203 | 6 | Ball Float | 1995-01-30 | no | 1995-01-30 | no | Currently in Use | Regular | 12000 | Fiberglass | 1995-01-30 | Fiberglass Reinforced Plastic | Pressurized
690204 | 1 | [5 empty] | Permanently Out of Use - historical purposes | Gas (Historical Use) | 10000 | Bare Steel | 1974-05-08 | Galvanized Steel
690204 | 2 | [5 empty] | Permanently Out of Use - historical purposes | Gas (Historical Use) | 10000 | Bare Steel | 1974-05-08 | Galvanized Steel
690204 | 3 | [5 empty] | Permanently Out of Use - historical purposes | Gas (Historical Use) | 6000 | Bare Steel | 1974-05-08 | Galvanized Steel
690204 | 4 | [5 empty] | Permanently Out of Use - historical purposes | Diesel | 10000 | Bare Steel | 1983-05-06 | Galvanized Steel
690204 | 5 | Ball Float | 1992-03-01 | no | 1992-03-01 | no | Currently in Use | Gas (Historical Use) | 12000 | Composite | 1992-03-23 | Fiberglass Reinforced Plastic | Pressurized
690204 | 6 | Ball Float | 1992-03-01 | no | 1992-03-01 | no | Currently in Use | Gas (Historical Use) | 12000 | Composite | 1992-03-23 | Fiberglass Reinforced Plastic | Pressurized
690204 | 7 | Flapper Valve | 1992-03-01 | no | 1992-03-01 | no | Currently in Use | Diesel | 12000 | Composite | 1992-03-23 | Fiberglass Reinforced Plastic | Pressurized
690205 | 1 | [5 empty] | Removed from Ground | Gas (Historical Use) | 10000 | Cathodically Protected Steel | 1976-05-07 | Galvanized Steel | Pressurized
690205 | 2 | [5 empty] | Removed from Ground | Gas (Historical Use) | 10000 | Cathodically Protected Steel | 1976-05-07 | Galvanized Steel | Pressurized
690205 | 3 | [5 empty] | Removed from Ground | Gas (Historical Use) | 10000 | Cathodically Protected Steel | 1976-05-07 | Galvanized Steel | Pressurized
690206 | 1 | Flapper Valve | 1998-04-01 | no | 1998-04-01 | no | Removed from Ground | Empty | 6000 | Steel-Impressed Current | 1976-05-03 | Steel (Impressed Current) | Pressurized
690206 | 2 | Flapper Valve | 1998-04-01 | no | 1998-04-01 | no | Removed from Ground | Empty | 4000 | Steel-Impressed Current | 1968-05-05 | Steel (Impressed Current) | Safe Suction (Euro)
690206 | 3 | Flapper Valve | 1998-04-01 | no | 1998-04-01 | no | Removed from Ground | Empty | 4000 | Steel-Impressed Current | 1968-05-05 | Steel (Impressed Current) | Safe Suction (Euro)
690208 | 1 | Flapper Valve | 1990-05-01 |  | 1990-05-01 |  | Currently in Use | Gas (Historical Use) | 10000 | Steel-Impressed Current | 1983-05-06 | Steel (Impressed Current) | Pressurized
690208 | 2 | Flapper Valve | 1990-05-01 |  | 1990-05-01 |  | Currently in Use | Gas (Historical Use) | 10000 | Steel-Impressed Current | 1983-05-06 | Steel (Impressed Current) | Pressurized
690208 | 3 | Flapper Valve | 1990-05-01 |  | 1990-05-01 |  | Currently in Use | Gas (Historical Use) | 8000 | Steel-Impressed Current | 1983-05-06 | Steel (Impressed Current) | Pressurized
690209 | 1 | Ball Float | 1992-03-01 |  | 1992-03-01 |  | Currently in Use | Gas (Historical Use) | 10000 | Galvanic (STIP-3) | 1985-05-05 | Fiberglass Reinforced Plastic | Pressurized
690209 | 2 | Ball Float | 1992-03-01 |  | 1992-03-01 |  | Currently in Use | Gas (Historical Use) | 10000 | Galvanic (STIP-3) | 1985-05-05 | Fiberglass Reinforced Plastic | Pressurized
690209 | 3 | Ball Float | 1992-03-01 |  | 1992-03-01 |  | Currently in Use | Diesel | 6000 | Galvanic (STIP-3) | 1985-05-05 | Fiberglass Reinforced Plastic | Pressurized
690210 | 1 |  | 1999-01-01 |  | 1999-01-01 |  | Removed from Ground | Gas (Historical Use) | 8000 | Steel-Impressed Current | 1984-05-05 | Fiberglass Reinforced Plastic | Pressurized
690210 | 2 |  | 1999-01-01 |  | 1999-01-01 |  | Removed from Ground | Gas (Historical Use) | 8000 | Steel-Impressed Current | 1984-05-05 | Fiberglass Reinforced Plastic | Pressurized
690210 | 3 |  | 1999-01-01 |  | 1999-01-01 |  | Removed from Ground | Diesel | 6000 | Steel-Impressed Current | 1984-05-05 | Fiberglass Reinforced Plastic | Pressurized
690210 | 4 | [5 empty] | Removed from Ground | Diesel | 1000 | Bare Steel | 1971-05-09 | Galvanized Steel | Suction (American)
690210 | 5 | [5 empty] | Removed from Ground | Diesel | 1000 | Bare Steel | 1971-05-09 | Galvanized Steel | Suction (American)
690210 | 6 |  | 1999-07-01 |  | 1999-07-01 |  | Removed from Ground | Kerosene | 1000 | Fiberglass | 1999-07-01 | Fiberglass Reinforced Plastic | Suction (American)
690211 | 1 | Flapper Valve | 1998-06-01 |  | 1998-06-01 |  | Currently in Use | Gas (Historical Use) | 6000 | Steel-Impressed Current | 1984-05-05 | Fiberglass Reinforced Plastic | Pressurized
690211 | 2 | Flapper Valve | 1998-06-01 |  | 1998-06-01 |  | Currently in Use | Gas (Historical Use) | 6000 | Steel-Impressed Current | 1976-05-07 | Fiberglass Reinforced Plastic | Pressurized
690211 | 3 | Flapper Valve | 1998-06-01 |  | 1998-06-01 |  | Currently in Use | Gas (Historical Use) | 6000 | Steel-Impressed Current | 1976-05-07 | Fiberglass Reinforced Plastic | Pressurized
690211 | 4 | [5 empty] | Removed from Ground | Diesel | 550 | Bare Steel | 1976-05-07 | Galvanized Steel | Safe Suction (Euro)
690213 | 1 | Flapper Valve | 1992-07-01 | no | 1992-07-01 | no | Currently in Use | Diesel | 9816 | Fiberglass | 1986-01-15 | Double-Walled Fiberglass | Pressurized
690213 | 2 |  |  | yes |  | yes | Removed from Ground | Used Oil | 550 | Fiberglass | 1986-01-01 | Galvanized Steel
690214 | 1 | [5 empty] | Removed from Ground | Gas (Historical Use) | 10000 | Bare Steel | 1970-05-09 | Unknown
690214 | 2 |  |  | yes |  | yes | Removed from Ground | Used Oil | 500 | Bare Steel | 1970-05-09 | Unknown
690215 | 1 | [5 empty] | Removed from Ground | Gas (Historical Use) | 1000 | Bare Steel | 1983-05-09 | Galvanized Steel
690215 | 2 | [5 empty] | Removed from Ground | Gas (Historical Use) | 550 | Bare Steel | 1983-05-09 | Galvanized Steel
690217 | 1 | Flapper Valve | 1998-12-01 |  | 1998-12-01 |  | Currently in Use | Gas (Historical Use) | 8000 | Steel-Impressed Current | 1982-05-09 | Fiberglass Reinforced Plastic | Pressurized
690217 | 2 | Flapper Valve | 1998-12-01 |  | 1998-12-01 |  | Currently in Use | Gas (Historical Use) | 6000 | Steel-Impressed Current | 1982-05-09 | Fiberglass Reinforced Plastic | Pressurized
690217 | 3 | Flapper Valve | 1998-12-01 |  | 1998-12-01 |  | Currently in Use | Diesel | 5000 | Steel-Impressed Current | 1982-05-09 | Fiberglass Reinforced Plastic | Pressurized
690220 | 1 | [5 empty] | Closed in Ground | Gas (Historical Use) | 1100 | Bare Steel | 1974-05-11 | Cathodically Protected
690220 | 2 | [5 empty] | Closed in Ground | Gas (Historical Use) | 1100 | Bare Steel | 1974-05-11 | Unknown
690220 | 3 | [5 empty] | Closed in Ground | Gas (Historical Use) | 1100 | Bare Steel | 1974-05-11 | Unknown
690220 | 4 | Flapper Valve | 1998-10-01 |  | 1998-10-01 |  | Closed in Ground | Gas (Historical Use) | 6000 | Steel-Impressed Current | 1985-01-01 | Cathodically Protected | Pressurized
690220 | 5 | Flapper Valve | 1998-10-01 |  | 1998-10-01 |  | Closed in Ground | Gas (Historical Use) | 6000 | Steel-Impressed Current | 1985-01-01 | Cathodically Protected | Pressurized
690220 | 6 | Flapper Valve | 1998-10-01 |  | 1998-10-01 |  | Closed in Ground | Diesel | 2000 | Cathodically Protected Steel | 1985-01-01 | Cathodically Protected | Suction (American)
690221 | 1 | [5 empty] | Removed from Ground | Gas (Historical Use) | 1000 | Bare Steel | 1968-05-12 | Unknown
690221 | 2 | [5 empty] | Removed from Ground | Gas (Historical Use) | 560 | Bare Steel | 1968-05-12 | Galvanized Steel
690221 | 3 | [5 empty] | Removed from Ground | Gas (Historical Use) | 560 | Bare Steel | 1968-05-12 | Unknown
690221 | 4 | [5 empty] | Removed from Ground | Kerosene | 560 | Bare Steel | 1968-05-12 | Unknown
690222 | 1 | [5 empty] | Temporarily out of use | Gas (Historical Use) | 1000 | Bare Steel | 1974-05-11 | Galvanized Steel | Suction (American)
690222 | 2 | [5 empty] | Temporarily out of use | Gas (Historical Use) | 1000 | Bare Steel | 1974-05-11 | Galvanized Steel | Suction (American)
690222 | 3 | [5 empty] | Temporarily out of use | Gas (Historical Use) | 0 | Bare Steel |  | Galvanized Steel | Suction (American)
690222 | 4 | [5 empty] | Temporarily out of use | Gas (Historical Use) | 1000 | Bare Steel |  | Galvanized Steel | Suction (American)
690223 | 1 |  |  | no |  | no | Closed in Ground | Gas (Historical Use) | 1100 | Bare Steel | 1971-05-12
690223 | 2 |  |  | no |  | no | Closed in Ground | Gas (Historical Use) | 1100 |  | 1971-05-12 | Unknown
690223 | 3 |  |  | no |  | no | Closed in Ground | Gas (Historical Use) | 1100 | Bare Steel | 1971-05-12 | Unknown
690223 | 4 | Ball Float | 1989-02-01 | no | 1989-02-01 | no | Currently in Use | Gas (Historical Use) | 6000 | Fiberglass | 1989-02-01 | Fiberglass Reinforced Plastic | Pressurized
690223 | 5 | Ball Float | 1989-02-01 | no | 1989-02-01 | no | Currently in Use | Gas (Historical Use) | 6000 | Fiberglass | 1989-02-01 | Fiberglass Reinforced Plastic | Pressurized
690223 | 6 | Ball Float | 1989-02-01 | no | 1989-02-01 | no | Currently in Use | Gas (Historical Use) | 6000 | Fiberglass | 1989-02-01 | Fiberglass Reinforced Plastic | Pressurized
690223 | 7 | Flapper Valve | 1989-02-01 | no | 1989-02-01 | no | Currently in Use | Diesel | 2000 | Fiberglass | 1989-02-01 | Fiberglass Reinforced Plastic | Safe Suction (Euro)
690223 | 8 | Flapper Valve | 1989-02-01 | no | 1989-02-01 | no | Currently in Use | Diesel | 2000 | Fiberglass | 1989-02-01 | Fiberglass Reinforced Plastic | Safe Suction (Euro)
690224 | 1 | [5 empty] | Removed from Ground | Gas (Historical Use) | 3000 | Bare Steel | 1979-05-10 | Unknown
690224 | 2 | [5 empty] | Removed from Ground | Gas (Historical Use) | 550 | Bare Steel | 1979-05-10 | Unknown
690224 | 3 | [5 empty] | Removed from Ground | Gas (Historical Use) | 1100 | Bare Steel | 1971-05-12 | Unknown
690224 | 4 | [5 empty] | Removed from Ground | Gas (Historical Use) | 1100 | Bare Steel | 1971-05-12 | Unknown
690224 | 5 | [5 empty] | Removed from Ground | Gas (Historical Use) | 1100 | Bare Steel | 1971-05-12 | Unknown
690225 | 1 | [5 empty] | Closed in Ground | Gas (Historical Use) | 550 | Marked Unknown | 1981-01-15 | Unknown
690225 | 2 | [5 empty] | Closed in Ground | Gas (Historical Use) | 550 | Marked Unknown | 1981-01-15 | Unknown
690225 | 3 | [5 empty] | Closed in Ground | Gas (Historical Use) | 2200 | Marked Unknown | 1981-01-15 | Unknown
690225 | 4 | [5 empty] | Closed in Ground | Gas (Historical Use) | 2200 | Marked Unknown | 1981-01-15 | Unknown
690225 | 5 | [5 empty] | Closed in Ground | Gas (Historical Use) | 2200 | Marked Unknown | 1981-01-15 | Unknown
690226 | 1 | [5 empty] | Removed from Ground | Gas (Historical Use) | 1100 | Bare Steel | 1971-05-12 | Unknown
690226 | 2 | [5 empty] | Removed from Ground | Gas (Historical Use) | 1100 | Bare Steel | 1966-05-13 | Unknown
690226 | 3 | [5 empty] | Removed from Ground | Gas (Historical Use) | 1100 | Bare Steel | 1962-05-14 | Unknown
690226 | 4 | [5 empty] | Removed from Ground | Gas (Historical Use) | 550 | Bare Steel | 1962-05-14 | Unknown
690228 | 1 | [5 empty] | Removed from Ground | Gas (Historical Use) | 1000 | Bare Steel | 1976-05-09 | Galvanized Steel
690228 | 2 | [5 empty] | Removed from Ground | Gas (Historical Use) | 1000 | Bare Steel | 1976-05-09 | Galvanized Steel
690228 | 3 | [5 empty] | Removed from Ground | Gas (Historical Use) | 1000 | Bare Steel | 1976-05-09 | Galvanized Steel
690229 | 1 | [5 empty] | Removed from Ground | Gas (Historical Use) | 560 | Bare Steel | 1986-05-07 | Galvanized Steel
690229 | 2 | [5 empty] | Removed from Ground | Gas (Historical Use) | 560 | Bare Steel | 1986-05-07 | Galvanized Steel
690229 | 3 | [5 empty] | Removed from Ground | Kerosene | 560 | Bare Steel | 1986-05-07 | Galvanized Steel
690230 | 1 |  | 1998-11-18 |  | 1998-11-18 |  | Removed from Ground | Gas (Historical Use) | 10000 | Steel-Impressed Current | 1980-05-08 | Cathodically Protected | Pressurized
690230 | 2 |  | 1998-11-18 |  | 1998-11-18 |  | Removed from Ground | Gas (Historical Use) | 5000 | Steel-Impressed Current | 1993-01-01 | Cathodically Protected | Pressurized
690230 | 3 | [5 empty] | Removed from Ground | Gas (Historical Use) | 560 | Bare Steel | 1967-05-12 | Galvanized Steel
690230 | 4 | [5 empty] | Removed from Ground | Gas (Historical Use) | 1000 | Bare Steel | 1967-05-12 | Galvanized Steel
690230 | 5 | [5 empty] | Removed from Ground | Gas (Historical Use) | 1000 | Bare Steel | 1967-05-13 | Galvanized Steel
690230 | 6 | Ball Float | 2007-03-14 | no | 2007-03-14 | no | Currently in Use | Gas (Historical Use) | 25000 | Epoxy Double-Walled | 2007-03-14 | Double-Walled Flex | Pressurized
690231 | 1 |  | 1998-12-30 |  | 1998-12-30 |  | Removed from Ground | Gas (Historical Use) | 8000 | Galvanic (STIP-3) | 1986-05-07 | Cathodically Protected | Pressurized
690231 | 2 |  | 1998-12-30 |  | 1998-12-30 |  | Removed from Ground | Gas (Historical Use) | 8000 | Galvanic (STIP-3) | 1986-05-07 | Cathodically Protected | Pressurized
690231 | 3 |  | 1998-12-30 |  | 1998-12-30 |  | Removed from Ground | Gas (Historical Use) | 6000 | Steel-Impressed Current | 1986-05-07 | Cathodically Protected | Pressurized
690231 | 4 |  | 1998-12-30 |  | 1998-12-30 |  | Removed from Ground | Kerosene | 4000 | Steel-Impressed Current | 1987-01-01 | Cathodically Protected | Suction (American)
690231 | 5 |  | 1998-12-30 |  | 1998-12-30 |  | Removed from Ground | Diesel | 4000 | Steel-Impressed Current | 1987-01-01 | Cathodically Protected | Suction (American)
690233 | 1 | [5 empty] | Removed from Ground | Gas (Historical Use) | 1000 | Bare Steel | 1971-05-11 | Galvanized Steel | Suction (American)
690233 | 2 | [5 empty] | Removed from Ground | Gas (Historical Use) | 1000 | Bare Steel | 1971-05-11 | Galvanized Steel | Suction (American)
690233 | 3 | [5 empty] | Removed from Ground | Gas (Historical Use) | 1000 | Bare Steel | 1971-05-11 | Galvanized Steel | Suction (American)
690233 | 4 | [5 empty] | Removed from Ground | Kerosene | 560 | Bare Steel | 1971-05-11 | Galvanized Steel | Suction (American)
690234 | 1 | [5 empty] | Removed from Ground | Gas (Historical Use) | 1000 | Bare Steel | 1971-05-11 | Galvanized Steel
690234 | 2 | [5 empty] | Removed from Ground | Gas (Historical Use) | 1000 | Bare Steel | 1971-05-11 | Galvanized Steel
690234 | 3 | [5 empty] | Removed from Ground | Gas (Historical Use) | 1000 | Bare Steel | 1971-05-11 | Galvanized Steel
690235 | 1 | [5 empty] | Removed from Ground | Gas (Historical Use) | 1000 | Bare Steel | 1976-05-09 | Galvanized Steel
690235 | 2 | [5 empty] | Removed from Ground | Gas (Historical Use) | 560 | Bare Steel | 1976-05-09 | Galvanized Steel
690235 | 3 | [5 empty] | Removed from Ground | Gas (Historical Use) | 560 | Bare Steel | 1976-05-09 | Galvanized Steel
690236 | 1 | Flapper Valve | 1998-11-15 | no | 1993-06-01 | no | Temporarily out of use | Gas (Historical Use) | 8000 | Steel-Impressed Current | 1980-05-08 | Steel (Impressed Current) | Suction (American)
690236 | 2 | Flapper Valve | 1998-11-15 | no | 1993-06-01 | no | Temporarily out of use | Gas (Historical Use) | 8000 | Steel-Impressed Current | 1984-05-07 | Steel (Impressed Current) | Suction (American)
690236 | 3 | Flapper Valve | 1998-11-15 | no | 1993-06-01 | no | Temporarily out of use | Gas (Historical Use) | 4000 | Steel-Impressed Current | 1976-05-09 | Steel (Impressed Current) | Suction (American)
690236 | 4 | Flapper Valve | 1993-10-01 | no | 1993-10-01 | no | Temporarily out of use | Diesel | 4000 | Steel-Impressed Current | 1993-10-01 | Steel (Impressed Current) | Suction (American)
690236 | 5 | [5 empty] | Removed from Ground | Diesel | 1000 | Not Marked/Unknown | 1993-10-01 | Not Marked
690237 | 1 | [5 empty] | Removed from Ground | Gas (Historical Use) | 6000 | Bare Steel | 1981-05-08 | Galvanized Steel | Suction (American)
690237 | 2 | [5 empty] | Removed from Ground | Gas (Historical Use) | 4000 | Bare Steel | 1981-05-08 | Galvanized Steel | Suction (American)
690237 | 3 | [5 empty] | Removed from Ground | Gas (Historical Use) | 6000 | Bare Steel | 1981-05-08 | Galvanized Steel | Suction (American)
690237 | 4 | [5 empty] | Removed from Ground | Kerosene | 500 | Marked Unknown | 1981-05-08 | Unknown | Suction (American)
690238 | 1 |  | 1998-11-17 |  | 1998-11-17 |  | Removed from Ground | Gas (Historical Use) | 8200 | Steel-Impressed Current | 1980-05-08 | Fiberglass Reinforced Plastic | Pressurized
690238 | 2 |  | 1998-11-17 |  | 1998-11-17 |  | Removed from Ground | Gas (Historical Use) | 6000 | Steel-Impressed Current | 1980-05-08 | Fiberglass Reinforced Plastic | Pressurized
690238 | 3 |  | 1998-11-17 |  | 1998-11-17 |  | Removed from Ground | Gas (Historical Use) | 6000 | Steel-Impressed Current | 1980-05-08 | Fiberglass Reinforced Plastic | Pressurized
690239 | 1 | [5 empty] | Removed from Ground | Diesel | 20000 | Bare Steel | 1966-05-12 | Galvanized Steel
690239 | 2 | [5 empty] | Removed from Ground | Diesel | 22700 | Bare Steel | 1966-05-12 | Galvanized Steel
690239 | 3 | [5 empty] | Removed from Ground | Gas (Historical Use) | 2000 | Bare Steel | 1966-05-12 | Galvanized Steel
690239 | 4 | [5 empty] | Removed from Ground | Kerosene | 560 | Bare Steel | 1966-05-12 | Galvanized Steel
690241 | 1 | [5 empty] | Removed from Ground | Diesel | 6000 | Bare Steel | 1965-01-01 | Copper | Suction (American)
690241 | 2 | Flapper Valve | 1992-09-01 | no | 1992-09-01 | no | Currently in Use | Diesel | 1000 | Galvanic (STIP-3) | 1992-09-01 | Copper/Secondry Containment | Suction (American)
690242 | 1 | [5 empty] | Removed from Ground | Gas (Historical Use) | 3000 | Bare Steel | 1981-01-02 | Unknown | Pressurized
690243 | 1 | [5 empty] | Removed from Ground | Diesel | 15000 | Bare Steel | 1972-01-05 | Copper | Suction (American)
690244 | 1 | [5 empty] | Removed from Ground | Other | 1000 | Bare Steel | 1975-01-04 | Copper | Suction (American)
690245 | 138D1 | [5 empty] | Removed from Ground | Diesel | 2000 | Cathodically Protected Steel | 1986-01-01 | Galvanized Steel | Suction (American)
690245 | 138G1 | [5 empty] | Removed from Ground | Gas (Historical Use) | 2000 | Cathodically Protected Steel | 1986-01-01 | Galvanized Steel | Suction (American)
690246 | 1 | Flapper Valve | 1994-02-11 | no | 1994-02-11 | no | Currently in Use | Diesel | 8000 | Galvanic (STIP-3) | 1986-05-01 | Fiberglass Reinforced Plastic | Pressurized
690246 | 2 | Flapper Valve | 1994-02-11 | no | 1994-02-11 | no | Currently in Use | Gas (Historical Use) | 8000 | Galvanic (STIP-3) | 1986-05-01 | Fiberglass Reinforced Plastic | Pressurized
690246 | 3 | Flapper Valve | 1994-02-11 | no | 1994-02-11 | no | Currently in Use | Gas (Historical Use) | 8000 | Galvanic (STIP-3) | 1986-05-01 | Fiberglass Reinforced Plastic | Pressurized
690246 | 4 |  | 1994-02-11 |  | 1994-02-11 |  | Removed from Ground | Diesel | 2000 | Cathodically Protected Steel | 1986-05-01 | Fiberglass Reinforced Plastic | Pressurized
690247 | 1 | Flapper Valve | 1994-02-01 | no | 1994-02-01 | no | Currently in Use | Gas (Historical Use) | 6000 | Steel-Impressed Current | 1977-05-10 | Fiberglass Reinforced Plastic | Pressurized
690247 | 2 | Flapper Valve | 1994-02-01 | no | 1994-02-01 | no | Currently in Use | Gas (Historical Use) | 3000 | Steel-Impressed Current | 1977-05-10 | Fiberglass Reinforced Plastic | Pressurized
690247 | 3 | Flapper Valve | 1994-02-01 | no | 1994-02-01 | no | Currently in Use | Gas (Historical Use) | 3000 | Steel-Impressed Current | 1977-05-10 | Fiberglass Reinforced Plastic | Pressurized
690248 | 1 | Flapper Valve | 1995-01-01 |  | 1995-01-01 |  | Currently in Use | Gas (Historical Use) | 10000 | Steel-Impressed Current | 1976-05-10 | Fiberglass Reinforced Plastic | Pressurized
690248 | 2 | Flapper Valve | 1995-01-01 |  | 1995-01-01 |  | Currently in Use | Gas (Historical Use) | 3000 | Steel-Impressed Current | 1976-05-10 | Fiberglass Reinforced Plastic | Pressurized
690248 | 3 | Flapper Valve | 1995-01-01 |  | 1995-01-01 |  | Currently in Use | Gas (Historical Use) | 3000 | Steel-Impressed Current | 1976-05-10 | Fiberglass Reinforced Plastic | Pressurized
690249 | 1 | [5 empty] | Removed from Ground | Gas (Historical Use) | 10000 | Bare Steel | 1962-05-25 | Galvanized Steel | Suction (American)
690249 | 2 | [5 empty] | Removed from Ground | Gas (Historical Use) | 8000 | Bare Steel | 1962-05-25 | Galvanized Steel | Suction (American)
690249 | 3 | [5 empty] | Removed from Ground | Diesel | 15000 | Bare Steel | 1962-05-25 | Galvanized Steel | Suction (American)
690249 | 618496 |  | 1992-12-30 |  | 1992-12-30 |  | Removed from Ground | Diesel | 8000 | Fiberglass | 1992-12-30 | Fiberglass Reinforced Plastic | Pressurized
690249 | 618503 |  | 1992-12-30 |  | 1996-12-30 |  | Removed from Ground | Gas (Historical Use) | 10000 | Fiberglass | 1992-12-30 | Fiberglass Reinforced Plastic | Pressurized
690249 | 623152 |  | 1992-12-30 |  | 1992-12-30 |  | Removed from Ground | Gas (Historical Use) | 15000 | Fiberglass | 1992-12-30 | Fiberglass Reinforced Plastic | Pressurized
690250 | 1 | [5 empty] | Removed from Ground | Gas (Historical Use) | 10673 | Cathodically Protected Steel | 1956-05-23 | Galvanized Steel
690250 | 2 | Flapper Valve | 1996-11-01 |  | 1996-11-01 |  | Currently in Use | Gas (Historical Use) | 10134 | Galvanic (STIP-3) | 1976-05-18 | Steel (Impressed Current) | Safe Suction (Euro)
690250 | 3 | Flapper Valve | 1996-11-01 |  | 1996-11-01 |  | Currently in Use | Gas (Historical Use) | 10000 | Galvanic (STIP-3) | 1981-05-17 | Steel (Impressed Current) | Safe Suction (Euro)
690250 | 4 | Flapper Valve | 1996-11-01 |  | 1996-11-01 |  | Currently in Use | Diesel | 10000 | Galvanic (STIP-3) | 1985-05-16 | Steel (Impressed Current) | Safe Suction (Euro)
690250 | 5 |  |  | yes |  | yes | Removed from Ground | Used Oil | 1000 | Bare Steel | 1956-05-23 | Galvanized Steel
690250 | 6 |  |  | yes |  | yes | Removed from Ground | Used Oil | 1000 | Bare Steel | 1956-05-23 | Galvanized Steel
690250 | 7 |  |  | yes |  | yes | Removed from Ground | Used Oil | 1000 | Bare Steel | 1966-05-21 | Galvanized Steel
690251 | 1 | [5 empty] | Removed from Ground | Diesel | 5000 | Bare Steel | 1961-05-26 | Not Marked
690251 | 2 | [5 empty] | Removed from Ground | Gas (Historical Use) | 5000 | Bare Steel | 1961-05-26 | Not Marked
690251 | 3 | [5 empty] | Removed from Ground | Gas (Historical Use) | 3000 | Bare Steel | 1966-05-25 | Not Marked
690253 | A |  |  | yes |  | yes | Removed from Ground | Empty | 1000 | Bare Steel | 1984-12-01 | Bare Steel | Gravity Fed
690253 | B | [5 empty] | Removed from Ground | Empty | 550 | Bare Steel | 1984-12-01 | Bare Steel | Gravity Fed
690253 | C | [5 empty] | Removed from Ground | Empty | 550 | Bare Steel | 1984-12-01 | Bare Steel | Gravity Fed
690256 | 1 | [5 empty] | Removed from Ground | Gas (Historical Use) | 3000 | Bare Steel | 1972-01-05 | Unknown
690256 | 2 | [5 empty] | Removed from Ground | Gas (Historical Use) | 500 | Bare Steel | 1962-01-07 | Unknown
690257 | 1 |  |  | yes |  | yes | Removed from Ground | Used Oil | 1000 | Concrete | 1970-05-26 | Fiberglass Reinforced Plastic
690257 | 2 | [5 empty] | Removed from Ground | Gas (Historical Use) | 500 | Bare Steel | 1974-05-25 | Fiberglass Reinforced Plastic
690257 | 3 |  |  | yes |  | yes | Removed from Ground | Used Oil | 2000 | Bare Steel | 1979-05-24 | Fiberglass Reinforced Plastic
690257 | 4 | [5 empty] | Removed from Ground | Gas (Historical Use) | 1000 | Bare Steel | 1979-05-24 | Bare Steel
690257 | 5 | [5 empty] | Permanently Out of Use - historical purposes | Diesel | 4000 | Bare Steel |  | Bare Steel
690259 | 1 | [5 empty] | Removed from Ground | Gas (Historical Use) | 4000 | Bare Steel | 1968-05-11 | Galvanized Steel
690259 | 2 | [5 empty] | Removed from Ground | Gas (Historical Use) | 4000 | Bare Steel | 1968-05-11 | Galvanized Steel
690259 | 3 | [5 empty] | Removed from Ground | Gas (Historical Use) | 4000 | Bare Steel | 1968-05-11 | Galvanized Steel
690259 | 4 | [5 empty] | Removed from Ground | Gas (Historical Use) | 4000 | Bare Steel | 1968-05-11 | Galvanized Steel
690259 | 5 |  |  | yes |  | yes | Removed from Ground | Used Oil | 1000 | Bare Steel | 1968-05-11 | Galvanized Steel
690263 | 1 | [5 empty] | Closed in Ground | Gas (Historical Use) | 2000 | Bare Steel | 1968-05-11 | Galvanized Steel
690263 | 2 | [5 empty] | Closed in Ground | Gas (Historical Use) | 2000 | Bare Steel | 1968-05-11 | Galvanized Steel
690264 | 1 | [5 empty] | Removed from Ground | Diesel | 1500 | Bare Steel | 1953-03-22 | Copper
690264 | 2 | Flapper Valve | 1999-04-23 |  | 1999-04-23 |  | Currently in Use | Diesel | 4000 | Fiberglass | 1980-03-15 | Fiberglass Reinforced Plastic | Suction (American)
690266 | 1 | [5 empty] | Permanently Out of Use - historical purposes | Gas (Historical Use) | 6000 | Bare Steel |  | Galvanized Steel | Gravity Fed
690266 | 2 | Flapper Valve | 1996-07-01 | no | 1996-07-01 | no | Temporarily out of use | Empty | 6000 | STIP-3/Impressed Current | 1996-07-15 | Fiberglass Reinforced Plastic | Safe Suction (Euro)
690266 | 3 | Flapper Valve | 1996-07-01 | no | 1996-07-01 | no | Currently in Use | Diesel | 10000 | STIP-3/Impressed Current | 1985-02-10 | Fiberglass Reinforced Plastic | Safe Suction (Euro)
690267 | 1 | Flapper Valve | 1997-01-29 | no | 1997-01-29 | no | Temporarily out of use | Empty | 6000 | Steel-Impressed Current | 1986-02-10 | Fiberglass Reinforced Plastic | Safe Suction (Euro)
690267 | 2 | Flapper Valve | 1997-01-29 | no | 1997-01-29 | no | Temporarily out of use | Empty | 6000 | Steel-Impressed Current | 1986-02-10 | Fiberglass Reinforced Plastic | Safe Suction (Euro)
690267 | 3 | Flapper Valve | 1997-01-29 | no | 1997-01-29 | no | Currently in Use | Diesel | 10000 | STIP-3/Impressed Current | 1986-02-10 | Fiberglass Reinforced Plastic | Safe Suction (Euro)
690268 | 1 | [5 empty] | Removed from Ground | Gas (Historical Use) | 6000 | Bare Steel | 1986-02-10 | Galvanized Steel
690268 | 2 | [5 empty] | Removed from Ground | Gas (Historical Use) | 6000 | Bare Steel | 1986-02-10 | Galvanized Steel
690268 | 3 | [5 empty] | Removed from Ground | Diesel | 10000 | Cathodically Protected Steel | 1985-02-10 | Galvanized Steel
690269 | 1 | [5 empty] | Removed from Ground | Diesel | 8000 | Bare Steel | 1956-02-14 | Galvanized Steel
690269 | 2 | [5 empty] | Removed from Ground | Empty | 6000 | Bare Steel | 1956-02-14 | Galvanized Steel
690270 | 1 | [5 empty] | Removed from Ground | Diesel | 8000 | Bare Steel | 1956-02-14 | Galvanized Steel
690270 | 2 | [5 empty] | Currently in Use | Diesel | 6000 | Bare Steel | 1956-02-14 | Galvanized Steel
690271 | 1 | Flapper Valve | 1997-08-01 |  | 1997-08-01 |  | Currently in Use | Gas (Historical Use) | 10000 | Steel-Impressed Current | 1978-02-08 | Steel (Impressed Current) | Safe Suction (Euro)
690272 | 1 | [5 empty] | Removed from Ground | Gas (Historical Use) | 10000 | Bare Steel | 1972-01-01 | Galvanized Steel
690272 | 2 | [5 empty] | Removed from Ground | Diesel | 8000 | Bare Steel | 1972-01-01 | Galvanized Steel
690272 | 3 | [5 empty] | Removed from Ground | Other | 8000 | Bare Steel | 1956-02-11 | Galvanized Steel
690272 | 4 | [5 empty] | Removed from Ground | Diesel | 26000 | Bare Steel | 1975-02-06 | Copper | Suction (American)
690272 | 6 | [5 empty] | Removed from Ground | Diesel | 25000 | Bare Steel | 1974-01-01 | Copper | Suction (American)
690272 | 7 | [5 empty] | Removed from Ground | Diesel | 1500 | Not Marked/Unknown |  | Not Marked
690272 | 8 | [5 empty] | Removed from Ground | Empty | 0 | Bare Steel | 1996-11-04 | Unknown | Safe Suction (Euro)
690276 | 1 | [5 empty] | Removed from Ground | Gas (Historical Use) | 10000 | Fiberglass | 1985-01-01 | Fiberglass Reinforced Plastic | Suction (American)
690276 | 2 | [5 empty] | Removed from Ground | Diesel | 10000 | Fiberglass | 1985-01-01 | Fiberglass Reinforced Plastic
690277 | 1 | Flapper Valve | 1998-08-24 |  | 1998-08-24 |  | Temporarily out of use | Gas (Historical Use) | 4000 | Steel-Impressed Current | 1968-05-11 | Steel (Impressed Current) | Suction (American)
690277 | 2 | Flapper Valve | 1998-08-24 |  | 1998-08-24 |  | Temporarily out of use | Gas (Historical Use) | 4000 | Steel-Impressed Current | 1976-05-09 | Steel (Impressed Current) | Safe Suction (Euro)
690277 | 3 | Flapper Valve | 1998-08-24 |  | 1998-08-24 |  | Temporarily out of use | Gas (Historical Use) | 4000 | Steel-Impressed Current | 1981-05-08 | Steel (Impressed Current) | Suction (American)
690277 | 4 | Flapper Valve | 1998-08-24 |  | 1998-08-24 |  | Temporarily out of use | Diesel | 2000 | Steel-Impressed Current | 1981-05-08 | Steel (Impressed Current) | Suction (American)
690278 | 1 | [5 empty] | Removed from Ground | Gas (Historical Use) | 4000 | Bare Steel | 1976-05-15 | Galvanized Steel | Safe Suction (Euro)
690278 | 2 | [5 empty] | Removed from Ground | Gas (Historical Use) | 4000 | Bare Steel | 1976-05-15 | Galvanized Steel | Safe Suction (Euro)
690278 | 3 | [5 empty] | Removed from Ground | Gas (Historical Use) | 4000 | Bare Steel | 1976-05-15 | Galvanized Steel | Safe Suction (Euro)
690278 | 4 | [5 empty] | Removed from Ground | Gas (Historical Use) | 4000 | Bare Steel | 1976-05-15 | Galvanized Steel | Safe Suction (Euro)
690278 | 5 | [5 empty] | Removed from Ground | Gas (Historical Use) | 4000 | Bare Steel | 1976-05-15 | Galvanized Steel | Safe Suction (Euro)
690280 | 1 | [5 empty] | Removed from Ground | Diesel | 2000 | Bare Steel | 1958-06-04 | Bare Steel | Safe Suction (Euro)
690280 | 2 | [5 empty] | Currently in Use | Other | 250 | Bare Steel | 1958-06-04 | Bare Steel | Gravity Fed
690281 | 1 | Flapper Valve | 1997-08-01 |  | 1997-08-01 |  | Currently in Use | Diesel | 10000 | Fiberglass | 1987-01-01 | Fiberglass Reinforced Plastic | Pressurized
690282 | 1 | [5 empty] | Removed from Ground | Diesel | 1000 | Bare Steel | 1983-01-02 | Not Marked
690282 | 2 | Flapper Valve | 1998-05-20 |  | 1998-05-20 |  | Currently in Use | Diesel | 2000 | Composite | 1998-05-20 | Flex | Safe Suction (Euro)
690283 | 1 |  | 1998-12-01 |  | 1998-12-01 |  | Currently in Use | Gas (Historical Use) | 8000 | Steel-Impressed Current | 1980-01-03 | Fiberglass Reinforced Plastic | Pressurized
690283 | 2 |  | 1998-12-01 |  | 1998-12-01 |  | Currently in Use | Gas (Historical Use) | 6000 | Steel-Impressed Current | 1980-01-03 | Fiberglass Reinforced Plastic | Pressurized
690283 | 3 |  | 1998-12-01 |  | 1998-12-01 |  | Currently in Use | Gas (Historical Use) | 6000 | Steel-Impressed Current | 1980-01-03 | Fiberglass Reinforced Plastic | Safe Suction (Euro)
690283 | 4 |  | 1999-01-01 |  | 1999-01-01 |  | Currently in Use | Diesel | 2000 | Galvanic (STIP-3) | 1991-06-01 | Fiberglass Reinforced Plastic | Safe Suction (Euro)
690283 | 5 |  | 1999-01-01 |  | 1999-01-01 |  | Currently in Use | Kerosene | 2000 | Galvanic (STIP-3) | 1991-06-01 | Fiberglass Reinforced Plastic | Suction (American)
690284 | 1 | [5 empty] | Permanently Out of Use - historical purposes | Empty | 560 | Marked Unknown | 1966-06-22 | Unknown
690284 | 2 | [5 empty] | Permanently Out of Use - historical purposes | Empty | 560 | Marked Unknown | 1966-06-22 | Unknown
690285 | 1 | [5 empty] | Permanently Out of Use - historical purposes | Gas (Historical Use) | 1000 | Bare Steel | 1986-06-13 | Galvanized Steel
690285 | 2 | [5 empty] | Removed from Ground | Diesel | 15000 | Bare Steel | 1986-06-13 | Galvanized Steel
690287 | 1 |  | 1998-11-10 |  | 1998-11-10 |  | Removed from Ground | Gas (Historical Use) | 10000 | Cathodically Protected Steel | 1987-01-01 | Fiberglass Reinforced Plastic | Pressurized
690287 | 2 |  | 1998-11-10 |  | 1998-11-10 |  | Removed from Ground | Gas (Historical Use) | 10000 | Cathodically Protected Steel | 1987-01-01 | Fiberglass Reinforced Plastic | Pressurized
690287 | 3 |  | 1998-11-10 |  | 1998-11-10 |  | Removed from Ground | Gas (Historical Use) | 10000 | Cathodically Protected Steel | 1987-01-01 | Fiberglass Reinforced Plastic | Pressurized
690287 | 4 |  | 1998-11-10 |  | 1998-11-10 |  | Removed from Ground | Kerosene | 2000 | Cathodically Protected Steel | 1987-01-01 | Fiberglass Reinforced Plastic | Safe Suction (Euro)
690287 | 5 | Ball Float | 2003-02-01 | no | 2003-02-01 | no | Currently in Use | Regular | 15000 | Epoxy | 2003-01-01 | Double-Walled Fiberglass | Pressurized
690287 | 6 | Ball Float | 2003-02-01 | no | 2003-02-01 | no | Currently in Use | Premium | 10000 | Epoxy | 2003-01-01 | Double-Walled Fiberglass | Pressurized
690287 | 7A | Ball Float | 2003-02-01 | no | 2003-02-01 | no | Currently in Use | Diesel | 8000 | Epoxy | 2003-01-01 | Double-Walled Fiberglass | Pressurized
690287 | 7B | Ball Float | 2003-02-01 | no | 2003-02-01 | no | Currently in Use | E-0 | 4000 | Epoxy | 2003-01-01 | Double-Walled Fiberglass | Pressurized
690287 | A | [5 empty] | Removed from Ground | Gas (Historical Use) | 8000 | Bare Steel | 1977-04-19 | Galvanized Steel
690287 | B | [5 empty] | Removed from Ground | Gas (Historical Use) | 6000 | Bare Steel | 1977-04-19 | Galvanized Steel
690287 | C | [5 empty] | Removed from Ground | Gas (Historical Use) | 3000 | Bare Steel | 1977-04-19 | Galvanized Steel
690288 | 1 | Flapper Valve | 1998-10-01 |  | 1998-10-01 |  | Currently in Use | Gas (Historical Use) | 10000 | Steel-Impressed Current | 1980-05-09 | Cathodically Protected | Pressurized
690288 | 2A | Flapper Valve | 1998-10-01 |  | 1998-10-01 |  | Currently in Use | Gas (Historical Use) | 8000 | Steel-Impressed Current | 1979-05-10 | Cathodically Protected | Pressurized
690288 | 2B | Ball Float | 1998-10-01 |  | 1998-10-01 |  | Currently in Use | Gas (Historical Use) | 6000 | Steel-Impressed Current | 1979-05-10 | Cathodically Protected | Pressurized
690288 | 3 | Flapper Valve | 1998-10-01 |  | 1998-10-01 |  | Currently in Use | Diesel | 3000 | Steel-Impressed Current | 1979-05-10 | Cathodically Protected | Pressurized
690288 | 4 | Flapper Valve | 1998-10-01 |  | 1998-10-01 |  | Temporarily out of use | Gas (Historical Use) | 1000 | Steel-Impressed Current | 1979-05-10 | Cathodically Protected | Suction (American)
690289 | 1 | [5 empty] | Removed from Ground | Gas (Historical Use) | 22671 | Bare Steel | 1980-05-09 | Galvanized Steel | Pressurized
690289 | 2 | [5 empty] | Removed from Ground | Gas (Historical Use) | 1000 | Bare Steel | 1980-05-09 | Galvanized Steel | Safe Suction (Euro)
690291 | 1 | [5 empty] | Removed from Ground | Gas (Historical Use) | 560 | Bare Steel | 1969-05-12 | Galvanized Steel | Suction (American)
690291 | 2 | [5 empty] | Removed from Ground | Gas (Historical Use) | 560 | Bare Steel | 1969-05-12 | Galvanized Steel | Suction (American)
690291 | 3 | [5 empty] | Removed from Ground | Diesel | 10000 | Bare Steel | 1981-05-09 | Galvanized Steel | Suction (American)
690293 | 1 | Ball Float | 1998-09-01 | no | 1998-09-01 | no | Currently in Use | Regular | 6000 | Steel-Impressed Current | 1987-01-01 | Fiberglass Reinforced Plastic | Pressurized
690293 | 2 | Ball Float | 1998-09-01 | no | 1998-09-01 | no | Currently in Use | Plus | 6000 | Steel-Impressed Current | 1987-01-01 | Fiberglass Reinforced Plastic | Pressurized
690293 | 3 | Flapper Valve | 1998-09-01 | no | 1998-09-01 | no | Currently in Use | Premium | 6000 | Steel-Impressed Current | 1987-01-01 | Fiberglass Reinforced Plastic | Pressurized
690293 | 4 | Flapper Valve | 1998-09-01 | no | 1998-09-01 | no | Currently in Use | Diesel | 2000 | Steel-Impressed Current | 1987-01-01 | Fiberglass Reinforced Plastic | Pressurized
690295 | 1 | Flapper Valve | 1997-09-24 | no | 1997-09-24 | no | Currently in Use | Regular | 10000 | STIP-3/Impressed Current | 1987-01-01 | Fiberglass Reinforced Plastic | Pressurized
690295 | 2 | Flapper Valve | 1997-09-24 | no | 1997-09-24 | no | Currently in Use | Regular | 10000 | STIP-3/Impressed Current | 1987-01-01 | Fiberglass Reinforced Plastic | Pressurized
690295 | 3 | Flapper Valve | 1997-09-24 | no | 1997-09-24 | no | Currently in Use | Premium | 10000 | STIP-3/Impressed Current | 1987-01-01 | Fiberglass Reinforced Plastic | Pressurized
690295 | 4 | Flapper Valve | 1997-09-24 | no | 1997-09-24 | no | Currently in Use | Diesel | 8000 | STIP-3/Impressed Current | 1987-01-01 | Fiberglass Reinforced Plastic | Pressurized
690295 | 5 | Flapper Valve | 1997-09-24 | no | 1997-09-24 | no | Temporarily out of use | Kerosene | 2000 | STIP-3/Impressed Current | 1987-01-01 | Fiberglass Reinforced Plastic | Safe Suction (Euro)
690297 | 1 | [5 empty] | Removed from Ground | Gas (Historical Use) | 1000 | Bare Steel | 1996-01-01 | Galvanized Steel
690299 | 1 | [5 empty] | Removed from Ground | Gas (Historical Use) | 6000 | Bare Steel | 1969-03-07 | Galvanized Steel | Safe Suction (Euro)
690299 | 2 | [5 empty] | Removed from Ground | Gas (Historical Use) | 6000 | Bare Steel | 1969-03-07 | Galvanized Steel | Safe Suction (Euro)
690299 | 3 | [5 empty] | Removed from Ground | Diesel | 1000 | Bare Steel | 1973-03-06 | Galvanized Steel | Safe Suction (Euro)
690300 | 2801 | Ball Float | 1998-11-01 | no | 1998-11-01 | no | Currently in Use | Regular | 8200 | Steel-Impressed Current | 1984-01-01 | Double Walled | Pressurized
690300 | 2802 | Ball Float | 1998-11-01 | no | 1998-11-01 | no | Currently in Use | Premium | 8200 | Steel-Impressed Current | 1984-01-01 | Cathodically Protected | Pressurized
690300 | 2803 | Ball Float | 1998-11-01 | no | 1998-11-01 | no | Currently in Use | Plus | 8200 | Steel-Impressed Current | 1984-01-01 | Cathodically Protected | Pressurized
690300 | 2804 |  | 1998-11-01 |  | 1998-11-01 |  | Currently in Use | Diesel | 6000 | Steel-Impressed Current | 1984-01-01 | Cathodically Protected | Pressurized
690301 | 1 | [5 empty] | Removed from Ground | Diesel | 5000 | Bare Steel | 1984-05-08 | Galvanized Steel
690301 | 3 |  | 1999-01-08 | no | 1999-01-08 | no | Currently in Use | Diesel | 6000 | Composite | 1999-01-08 | Fiberglass Reinforced Plastic | Safe Suction (Euro)
690302 | 1 | Flapper Valve | 1998-05-05 |  | 1998-05-05 |  | Currently in Use | Diesel | 2000 | Galvanic (STIP-3) | 1987-01-01 | Double-Walled Fiberglass | Pressurized
690302 | 2 | Flapper Valve | 1998-05-05 |  | 1998-05-05 |  | Currently in Use | Gas (Historical Use) | 8000 | Galvanic (STIP-3) | 1987-01-01 | Double-Walled Fiberglass | Pressurized
690302 | 3 | Flapper Valve | 1998-05-05 |  | 1998-05-05 |  | Currently in Use | Gas (Historical Use) | 8000 | Galvanic (STIP-3) | 1987-01-01 | Double-Walled Fiberglass | Pressurized
690302 | 4 | Flapper Valve | 1998-05-05 |  | 1998-05-05 |  | Currently in Use | Gas (Historical Use) | 8000 | Galvanic (STIP-3) | 1987-01-01 | Double-Walled Fiberglass | Pressurized
69188 | 1 | [5 empty] | Closed in Ground | Used Oil | 3000 | Not Marked/Unknown | 1963-01-01 | Not Marked
692000 | 1 | [5 empty] | Closed in Ground | Other | 5000 | Fiberglass | 1988-01-01 | Not Marked
692001 | 3701 |  | 1987-11-01 |  |  |  | Removed from Ground | Gas (Historical Use) | 10000 | Cathodically Protected Steel | 1987-11-04 | Galvanized Steel | Pressurized
692001 | 3702 |  | 1987-11-01 |  |  |  | Removed from Ground | Gas (Historical Use) | 10000 | Cathodically Protected Steel | 1987-11-04 | Galvanized Steel | Pressurized
692001 | 3703 |  | 1987-11-01 |  |  |  | Removed from Ground | Gas (Historical Use) | 8000 | Cathodically Protected Steel | 1987-11-04 | Galvanized Steel | Pressurized
7000002 | 1 |  | 1998-02-11 | no | 1998-02-11 | no | Temporarily out of use | Gas (Historical Use) | 4000 | Steel-Impressed Current | 1963-11-10 | Cathodically Protected
7000002 | 2 |  | 1998-02-11 | no | 1998-02-11 | no | Temporarily out of use | Gas (Historical Use) | 3000 | Steel-Impressed Current | 1963-11-10 | Cathodically Protected | Pressurized
7000002 | 3 |  | 1998-02-11 | no | 1998-02-11 | no | Temporarily out of use | Gas (Historical Use) | 3000 | Steel-Impressed Current | 1963-11-10 | Cathodically Protected | Pressurized
7000003 | 1 | [5 empty] | Removed from Ground | Gas (Historical Use) | 4000 | Bare Steel | 1968-11-08 | Galvanized Steel
7000003 | 2 | [5 empty] | Removed from Ground | Gas (Historical Use) | 4000 | Bare Steel | 1968-11-08 | Galvanized Steel
7000003 | 3 | [5 empty] | Removed from Ground | Gas (Historical Use) | 4000 | Bare Steel | 1968-11-08 | Galvanized Steel
7000003 | 4 |  |  | yes |  | yes | Removed from Ground | Used Oil | 550 | Bare Steel | 1968-11-08 | Galvanized Steel
7000003 | 5 | [5 empty] | Removed from Ground | Diesel | 550 | Bare Steel | 1968-11-08 | Galvanized Steel
7000007 | 1 | [5 empty] | Removed from Ground | Gas (Historical Use) | 500 | Bare Steel | 1976-04-25 | Galvanized Steel
7000007 | 2 | [5 empty] | Removed from Ground | Gas (Historical Use) | 1000 | Bare Steel | 1983-04-24 | Galvanized Steel
7000007 | 3 | [5 empty] | Removed from Ground | Gas (Historical Use) | 1000 | Bare Steel | 1983-04-24 | Cathodically Protected
7000021 | 1 | [5 empty] | Removed from Ground | Gas (Historical Use) | 3000 | Bare Steel | 1971-04-19 | Galvanized Steel
7000021 | 2 | [5 empty] | Removed from Ground | Gas (Historical Use) | 3000 | Bare Steel | 1971-04-19 | Galvanized Steel
7000021 | 3 | [5 empty] | Removed from Ground | Gas (Historical Use) | 1060 | Bare Steel | 1976-04-17 | Galvanized Steel
7000021 | 4 | [5 empty] | Removed from Ground | Diesel | 4000 | Bare Steel | 1976-04-17 | Galvanized Steel
7000034 | 1 | [5 empty] | Removed from Ground | Diesel | 2000 | Bare Steel | 1965-01-01 | Copper | Suction (American)
7000041 | 1 | Flapper Valve | 1998-02-05 | no | 1998-02-05 | no | Currently in Use | Regular | 8000 | Steel-Impressed Current | 1974-05-11 |  | Suction (American)
7000041 | 2 | Flapper Valve | 1998-02-05 | no | 1998-02-05 | no | Currently in Use | Premium | 8000 | Steel-Impressed Current | 1974-05-11 |  | Suction (American)
7000041 | 3 | Flapper Valve | 2005-05-27 | no | 2005-05-27 | no | Currently in Use | Diesel | 3000 | Composite | 2005-05-27 | Fiberglass Reinforced Plastic | Pressurized
7000041 | 4 | Flapper Valve | 2005-05-27 | no | 2005-05-27 | no | Temporarily out of use | Diesel | 1000 | Composite | 2005-05-27 | Fiberglass Reinforced Plastic | Suction (American)
7000067 | 1 | [5 empty] | Removed from Ground | Gas (Historical Use) | 6000 | Bare Steel | 1982-04-30 | Galvanized Steel
7000067 | 2 | [5 empty] | Removed from Ground | Diesel | 4000 | Bare Steel | 1982-04-30 | Galvanized Steel
7000067 | 3 | [5 empty] | Removed from Ground | Gas (Historical Use) | 4000 | Bare Steel | 1982-04-30 | Galvanized Steel
7000069 | 1 | [5 empty] | Removed from Ground | Gas (Historical Use) | 10000 | Bare Steel | 1979-02-22 | Galvanized Steel
7000069 | 2 | [5 empty] | Removed from Ground | Diesel | 10000 | Bare Steel | 1981-02-21 | Galvanized Steel
7000070 | 1 | [5 empty] | Removed from Ground | Diesel | 500 | Bare Steel | 1961-02-26 | Cathodically Protected
7000070 | 2 | [5 empty] | Removed from Ground | Diesel | 1000 | Bare Steel | 1968-02-25 | Cathodically Protected
7000071 | 1 | [5 empty] | Closed in Ground | Gas (Historical Use) | 0 | Not Marked/Unknown | 1988-01-01 | Not Marked
7000072 | 1 | [5 empty] | Permanently Out of Use - historical purposes | Empty | 500 | Bare Steel | 1976-05-10 | Galvanized Steel
7000072 | 2 | [5 empty] | Permanently Out of Use - historical purposes | Empty | 500 | Bare Steel | 1976-05-10 | Galvanized Steel
7000073 | 1AST | [5 empty] | Removed from Ground | Diesel | 3000 | Bare Steel | 1981-05-15 | Galvanized Steel
7000074 | 1 | [5 empty] | Removed from Ground | Gas (Historical Use) | 2000 | Bare Steel | 1970-01-25 | Galvanized Steel
7000074 | 2 |  | 1998-08-09 | no | 1998-08-09 | no | Currently in Use | Diesel | 6000 |  | 1989-08-09 | Fiberglass Reinforced Plastic | Pressurized
7000075 | 1 | [5 empty] | Removed from Ground | Diesel | 10000 | Bare Steel | 1982-01-22 | Galvanized Steel
7000075 | 2 | [5 empty] | Removed from Ground | Other | 250 | Bare Steel | 1966-01-26 | Bare Steel
7000075 | 3 | [5 empty] | Removed from Ground | Other | 250 | Bare Steel | 1966-01-26 | Bare Steel
7000075 | 4 | [5 empty] | Permanently Out of Use - historical purposes | Diesel | 3000 | Bare Steel | 1958-01-28 | Copper
7000075 | 5 | [5 empty] | Removed from Ground | Other | 250 | Bare Steel | 1966-01-26 | Bare Steel
7000075 | 6 | [5 empty] | Removed from Ground | Empty | 2000 | Bare Steel | 1976-01-24 | Galvanized Steel
7000076 | 1 |  | 1994-12-01 |  | 1994-12-01 |  | Removed from Ground | Gas (Historical Use) | 8000 | Galvanic (STIP-3) | 1991-06-01 | Galvanized Steel | Pressurized
7000076 | 2 |  | 1994-12-01 |  | 1994-12-01 |  | Removed from Ground | Gas (Historical Use) | 8000 | Galvanic (STIP-3) | 1991-06-01 | Galvanized Steel | Pressurized
7000076 | 3 |  | 1994-12-01 |  | 1994-12-01 |  | Removed from Ground | Gas (Historical Use) | 8000 | Galvanic (STIP-3) | 1991-06-01 | Galvanized Steel | Pressurized
7000076 | 4 |  | 1998-03-01 |  | 1998-03-01 |  | Removed from Ground | Diesel | 3000 | Galvanic (STIP-3) | 1989-06-01 | Fiberglass Reinforced Plastic | Suction (American)
700008 | 1 | [5 empty] | Removed from Ground | Gas (Historical Use) | 560 | Bare Steel | 1958-04-29 | Galvanized Steel
700008 | 2 | [5 empty] | Removed from Ground | Diesel | 560 | Bare Steel | 1968-04-26 | Galvanized Steel
700008 | 3 |  | 1990-01-01 |  | 1990-01-01 |  | Removed from Ground | Gas (Historical Use) | 1000 | Galvanic (STIP-3) | 1990-01-01 | Cathodically Protected | Safe Suction (Euro)
700008 | 4 |  | 1990-01-01 |  | 1990-01-01 |  | Removed from Ground | Diesel | 1000 | Galvanic (STIP-3) | 1990-01-01 | Cathodically Protected
700008 | 5 |  | 2006-03-01 | no | 2006-03-01 | no | Removed from Ground | Diesel | 2500 | Fiberglass Double Walled | 2006-03-01 | Fiberglass Reinforced Plastic | Safe Suction (Euro)
7000086 | 1 | [5 empty] | Closed in Ground | Gas (Historical Use) | 500 | Bare Steel | 1975-05-05 | Galvanized Steel
7000086 | 2 | [5 empty] | Closed in Ground | Gas (Historical Use) | 500 | Bare Steel | 1975-05-05 | Galvanized Steel
7000097 | 1 | [5 empty] | Removed from Ground | Gas (Historical Use) | 3000 | Cathodically Protected Steel | 1971-05-10 | Galvanized Steel
7000097 | 2 | [5 empty] | Removed from Ground | Gas (Historical Use) | 3000 | Cathodically Protected Steel | 1971-05-10 | Galvanized Steel
7000097 | 3 | [5 empty] | Removed from Ground | Gas (Historical Use) | 3000 | Cathodically Protected Steel | 1971-05-10 | Galvanized Steel
7000097 | 4 | [5 empty] | Removed from Ground | Diesel | 3000 | Cathodically Protected Steel | 1971-05-10 | Galvanized Steel
7000097 | 5 |  |  | yes |  | yes | Removed from Ground | Used Oil | 280 | Cathodically Protected Steel | 1971-05-10 | Galvanized Steel
7000097 | 6 | [5 empty] | Removed from Ground | Kerosene | 550 | Not Marked/Unknown | 1997-08-01 | Not Marked
7000098 | 1 | Flapper Valve | 1998-03-24 | no | 1998-03-24 | no | Currently in Use | Gas (Historical Use) | 8000 | Steel-Impressed Current | 1973-01-01 | Fiberglass Reinforced Plastic | Pressurized
7000098 | 2 | Flapper Valve | 1998-03-24 | no | 1998-03-24 | no | Currently in Use | Gas (Historical Use) | 8000 | Steel-Impressed Current | 1973-05-10 | Fiberglass Reinforced Plastic | Pressurized
700010 | 1 |  | 1998-04-01 | no | 1998-04-01 | no | Currently in Use | Regular | 10000 | Steel-Impressed Current | 1997-10-13 | Fiberglass Reinforced Plastic | Pressurized
700010 | 2 |  | 1998-04-01 | no | 1998-04-01 | no | Currently in Use | Regular | 8000 | Steel-Impressed Current | 1997-10-13 | Steel (Impressed Current) | Pressurized
700010 | 3 |  | 1998-04-01 | no | 1998-04-01 | no | Currently in Use | Regular | 8000 | Steel-Impressed Current | 1997-10-13 | Steel (Impressed Current) | Pressurized
7000102 | 1 | [5 empty] | Removed from Ground | Gas (Historical Use) | 6000 | Cathodically Protected Steel | 1985-11-21 | Galvanized Steel | Suction (American)
7000102 | 2 | [5 empty] | Removed from Ground | Gas (Historical Use) | 6000 | Cathodically Protected Steel | 1985-11-21 | Galvanized Steel | Suction (American)
7000102 | 3 | [5 empty] | Removed from Ground | Gas (Historical Use) | 6000 | Cathodically Protected Steel | 1985-11-21 | Galvanized Steel | Suction (American)
7000102 | 4 |  |  | yes | 2011-12-08 | yes | Currently in Use | Used Oil | 1000 | Galvanic (STIP-3) | 1985-11-21 | Galvanized Steel | Gravity Fed
7000103 | 1 | [5 empty] | Removed from Ground | Gas (Historical Use) | 500 | Bare Steel | 1961-06-02 | Galvanized Steel
7000104 | 1 | [5 empty] | Removed from Ground | Diesel | 10000 | Bare Steel | 1971-05-24 | Galvanized Steel
7000104 | 2 | [5 empty] | Removed from Ground | Gas (Historical Use) | 550 | Bare Steel | 1972-05-23 | Galvanized Steel
7000105 | 1 | [5 empty] | Removed from Ground | Gas (Historical Use) | 2000 | Cathodically Protected Steel | 1986-01-01 | Galvanized Steel
7000105 | 2 | [5 empty] | Removed from Ground | Diesel | 1000 | Cathodically Protected Steel | 1986-01-01 | Galvanized Steel
7000106 | 1 | [5 empty] | Removed from Ground | Gas (Historical Use) | 3000 | Bare Steel | 1981-01-01 | Galvanized Steel
7000106 | 2 | [5 empty] | Removed from Ground | Gas (Historical Use) | 550 | Bare Steel | 1977-01-01 | Galvanized Steel
7000106 | 3 | [5 empty] | Removed from Ground | Diesel | 1000 | Bare Steel | 1981-01-01 | Galvanized Steel
7000107 | 1 | [5 empty] | Removed from Ground | Gas (Historical Use) | 550 | Bare Steel | 1971-01-05 | Galvanized Steel
7000107 | 2 | [5 empty] | Removed from Ground | Diesel | 550 | Bare Steel | 1971-01-05 | Galvanized Steel
7000109 | 1#BS | [5 empty] | Removed from Ground | Gas (Historical Use) | 12000 | Bare Steel | 1981-03-08 | Galvanized Steel
7000109 | 2#BS | [5 empty] | Removed from Ground | Gas (Historical Use) | 3000 | Bare Steel | 1961-03-13 | Galvanized Steel
7000111 | 1 | [5 empty] | Removed from Ground | Gas (Historical Use) | 4000 | Bare Steel | 1966-04-26 | Galvanized Steel
7000111 | 2 | [5 empty] | Removed from Ground | Gas (Historical Use) | 4000 | Bare Steel | 1966-04-26 | Galvanized Steel
7000111 | 3 | [5 empty] | Removed from Ground | Gas (Historical Use) | 4000 | Bare Steel | 1966-04-26 | Galvanized Steel
7000111 | 4 | [5 empty] | Removed from Ground | Gas (Historical Use) | 4000 | Bare Steel | 1966-04-26 | Galvanized Steel
7000111 | 5 | [5 empty] | Removed from Ground | Gas (Historical Use) | 4000 | Bare Steel | 1966-04-26 | Galvanized Steel
7000111 | 6 | [5 empty] | Removed from Ground | Gas (Historical Use) | 4000 | Bare Steel | 1966-04-26 | Galvanized Steel
7000112 | 1 | [5 empty] | Removed from Ground | Gas (Historical Use) | 12000 | Bare Steel | 1966-04-26 | Galvanized Steel
7000112 | 2 | [5 empty] | Removed from Ground | Gas (Historical Use) | 10000 | Bare Steel | 1966-04-26 | Galvanized Steel
7000112 | 3 | [5 empty] | Removed from Ground | Gas (Historical Use) | 10000 | Bare Steel | 1966-04-26 | Galvanized Steel
7000112 | 4 | [5 empty] | Removed from Ground | Diesel | 5000 | Bare Steel | 1966-04-26 | Galvanized Steel
7000112 | 5 | [5 empty] | Removed from Ground | Gas (Historical Use) | 5000 | Not Marked/Unknown |  | Not Marked
7000112 | 6 | [5 empty] | Removed from Ground | Diesel | 5000 | Not Marked/Unknown |  | Not Marked
7000112 | 7 |  | 1996-07-10 |  | 1996-07-10 |  | Removed from Ground | Gas (Historical Use) | 12000 | Fiberglass | 1996-07-10 | Flex | Pressurized
7000112 | 8 |  | 1996-07-10 |  | 1996-07-10 |  | Removed from Ground | Gas (Historical Use) | 10000 | Fiberglass | 1996-07-10 | Flex | Pressurized
7000112 | 9 |  | 1996-07-10 |  | 1996-07-10 |  | Removed from Ground | Diesel | 10000 | Fiberglass | 1996-07-10 | Flex | Pressurized
7000115 | 1 | [5 empty] | Removed from Ground | Gas (Historical Use) | 1000 | Bare Steel | 1977-03-29 | Galvanized Steel | Safe Suction (Euro)
7000115 | 2 | [5 empty] | Removed from Ground | Gas (Historical Use) | 6000 | Bare Steel | 1977-03-29 | Galvanized Steel | Safe Suction (Euro)
7000115 | 3 | [5 empty] | Removed from Ground | Gas (Historical Use) | 6000 | Bare Steel | 1977-03-29 | Galvanized Steel | Safe Suction (Euro)
7000116 | 1 | [5 empty] | Removed from Ground | Empty | 5000 | Bare Steel | 1956-04-01 | Galvanized Steel
7000117 | 1 |  | 1998-12-01 |  | 1998-12-01 |  | Removed from Ground | Gas (Historical Use) | 1500 | Steel-Impressed Current | 1980-05-09 | Cathodically Protected | Safe Suction (Euro)
7000117 | 2 |  | 1998-12-01 |  | 1998-12-01 |  | Removed from Ground | Gas (Historical Use) | 2005 | Steel-Impressed Current | 1980-05-09 | Cathodically Protected | Safe Suction (Euro)
7000117 | 3 |  | 1998-12-01 |  | 1998-12-01 |  | Removed from Ground | Diesel | 6016 | Steel-Impressed Current | 1983-05-09 | Cathodically Protected | Safe Suction (Euro)
7000118 | 1 | [5 empty] | Removed from Ground | Gas (Historical Use) | 4000 | Bare Steel | 1982-04-08 | Galvanized Steel
700012 | 1 | [5 empty] | Removed from Ground | Diesel | 10000 | Bare Steel | 1978-05-09 | Galvanized Steel | Suction (American)
700014 | 1 |  | 1989-03-18 |  | 1989-03-18 |  | Temporarily out of use | Gas (Historical Use) | 5000 | Galvanic (STIP-3) | 1989-03-01 | Fiberglass Reinforced Plastic | Pressurized
700014 | 2 |  | 1989-03-18 |  | 1989-03-18 |  | Temporarily out of use | Gas (Historical Use) | 5000 | Galvanic (STIP-3) | 1989-03-01 | Fiberglass Reinforced Plastic | Pressurized
700014 | 3 |  | 1989-03-18 |  | 1989-03-18 |  | Temporarily out of use | Gas (Historical Use) | 5000 | Galvanic (STIP-3) | 1989-03-01 | Fiberglass Reinforced Plastic | Pressurized
700016 | 1 |  | 1999-02-26 |  | 1999-02-26 |  | Removed from Ground | Gas (Historical Use) | 10000 | Steel-Impressed Current | 1976-05-09 | Cathodically Protected
700016 | 2 |  | 1999-02-26 |  | 1999-02-26 |  | Removed from Ground | Gas (Historical Use) | 3000 | Steel-Impressed Current | 1966-05-12 | Cathodically Protected
700016 | 3 |  | 1999-02-26 |  | 1999-02-26 |  | Removed from Ground | Gas (Historical Use) | 3000 | Steel-Impressed Current | 1966-05-12 | Cathodically Protected
700016 | 4 |  | 1999-02-26 |  | 1999-02-26 |  | Removed from Ground | Gas (Historical Use) | 3000 | Steel-Impressed Current | 1966-05-12 | Cathodically Protected
700016 | 6 |  |  | yes |  | yes | Removed from Ground | Used Oil | 250 | Marked Unknown | 1966-05-12 | Unknown
700021 | 1 | Flapper Valve | 1993-03-17 | no | 1998-07-28 | no | Currently in Use | Regular | 6000 | Steel-Impressed Current | 1985-05-07 | Steel (Impressed Current) | Pressurized
700021 | 2 | Flapper Valve | 1993-03-17 | no | 1998-07-28 | no | Currently in Use | Regular | 4000 | Steel-Impressed Current | 1985-05-07 | Steel (Impressed Current) | Pressurized
700021 | 5 | Flapper Valve | 1993-03-17 | no | 1998-07-28 | no | Currently in Use | Regular | 4000 | Steel-Impressed Current | 1985-05-07 | Steel (Impressed Current) | Pressurized
700025 | 1 | [5 empty] | Permanently Out of Use - historical purposes | Gas (Historical Use) | 1000 | Bare Steel | 1982-05-08 | Galvanized Steel | Suction (American)
700025 | 2 | [5 empty] | Permanently Out of Use - historical purposes | Gas (Historical Use) | 1000 | Bare Steel | 1982-05-08 | Galvanized Steel | Suction (American)
700026 | 1 | [5 empty] | Closed in Ground | Gas (Historical Use) | 1000 | Bare Steel | 1971-01-01 | Galvanized Steel
700026 | 2 | [5 empty] | Closed in Ground | Gas (Historical Use) | 1000 | Bare Steel | 1971-01-01 | Galvanized Steel
700026 | 3 | [5 empty] | Removed from Ground | Gas (Historical Use) | 500 | Bare Steel | 1981-05-08 | Galvanized Steel
700026 | 4 |  | 1990-01-23 |  | 1990-01-23 |  | Removed from Ground | Gas (Historical Use) | 1000 | Galvanic (STIP-3) | 1990-01-23 | Fiberglass Reinforced Plastic | Safe Suction (Euro)
700026 | 5 |  | 1990-01-23 |  | 1990-01-23 |  | Removed from Ground | Gas (Historical Use) | 1000 | Galvanic (STIP-3) | 1990-01-23 | Fiberglass Reinforced Plastic | Safe Suction (Euro)
700027 | 1 | [5 empty] | Removed from Ground | Gas (Historical Use) | 500 | Bare Steel | 1971-01-01 | Galvanized Steel
700027 | 2 | [5 empty] | Removed from Ground | Gas (Historical Use) | 500 | Bare Steel | 1971-01-01 | Galvanized Steel
700027 | 3 | [5 empty] | Removed from Ground | Gas (Historical Use) | 1000 | Bare Steel | 1975-05-10 | Galvanized Steel
700027 | 4 | [5 empty] | Removed from Ground | Gas (Historical Use) | 2000 | Bare Steel | 1977-05-09 | Galvanized Steel
700027 | 5 |  | 1990-01-01 |  | 1990-01-01 |  | Removed from Ground | Gas (Historical Use) | 1000 | Galvanic (STIP-3) | 1990-01-25 | Fiberglass Reinforced Plastic | Safe Suction (Euro)
700027 | 6 |  | 1990-01-01 |  | 1990-01-01 |  | Removed from Ground | Gas (Historical Use) | 1000 | Galvanic (STIP-3) | 1990-01-25 | Fiberglass Reinforced Plastic | Safe Suction (Euro)
700028 | 1 | [5 empty] | Closed in Ground | Gas (Historical Use) | 560 | Bare Steel | 1966-05-12 | Galvanized Steel | Suction (American)
700029 | 1 | Flapper Valve | 1993-05-01 |  | 1995-01-01 |  | Closed in Ground | Gas (Historical Use) | 8000 | Steel-Impressed Current | 1971-05-11 | Steel (Impressed Current) | Pressurized
700029 | 2 | Flapper Valve | 1993-05-01 |  | 1995-01-01 |  | Currently in Use | Gas (Historical Use) | 8000 | Steel-Impressed Current | 1971-05-11 | Steel (Impressed Current) | Pressurized
700029 | 3 | Flapper Valve | 1993-05-01 |  | 1995-01-01 |  | Currently in Use | Gas (Historical Use) | 6000 | Steel-Impressed Current | 1987-01-01 | Steel (Impressed Current) | Pressurized
700030 | 1 |  | 1997-05-01 |  | 1997-05-01 |  | Temporarily out of use | Gas (Historical Use) | 6000 | Steel-Impressed Current | 1984-02-20 | Steel (Impressed Current) | Pressurized
700030 | 2 |  | 1997-05-01 |  | 1997-05-01 |  | Temporarily out of use | Gas (Historical Use) | 4000 | Steel-Impressed Current | 1984-02-20 | Steel (Impressed Current) | Pressurized
700030 | 3 |  | 1997-05-01 |  | 1997-05-01 |  | Temporarily out of use | Gas (Historical Use) | 4000 | Steel-Impressed Current | 1984-02-20 | Steel (Impressed Current) | Pressurized
700030 | 4 |  | 1997-05-01 |  | 1997-05-01 |  | Temporarily out of use | Kerosene | 1000 | Steel-Impressed Current | 1990-01-01 | Steel (Impressed Current) | Safe Suction (Euro)
700032 | 10213-1 | [5 empty] | Removed from Ground | Gas (Historical Use) | 1000 | Bare Steel | 1984-04-29 | Galvanized Steel
700032 | 10213-2 | [5 empty] | Removed from Ground | Gas (Historical Use) | 550 | Bare Steel | 1984-04-29 | Galvanized Steel
700032 | 10213-3 | [5 empty] | Removed from Ground | Diesel | 500 | Bare Steel | 1984-04-29 | Galvanized Steel
700032 | 10213-4 | [5 empty] | Removed from Ground | Gas (Historical Use) | 500 | Bare Steel | 1966-05-04 | Galvanized Steel
700032 | 213D1 | [5 empty] | Removed from Ground | Diesel | 2000 | Cathodically Protected Steel | 1986-09-01 | Galvanized Steel | Suction (American)
700032 | 213G1 | [5 empty] | Removed from Ground | Gas (Historical Use) | 2000 | Cathodically Protected Steel | 1986-09-01 | Galvanized Steel | Suction (American)
700035 | 1 | [5 empty] | Removed from Ground | Gas (Historical Use) | 4000 | Bare Steel | 1993-05-24 | Unknown
700035 | 2 | [5 empty] | Removed from Ground | Gas (Historical Use) | 4000 | Bare Steel | 1993-05-24 | Unknown
700035 | 3 | [5 empty] | Removed from Ground | Gas (Historical Use) | 1000 | Bare Steel | 1993-05-24 | Unknown
700035 | 4 | [5 empty] | Removed from Ground | Gas (Historical Use) | 600 | Bare Steel | 1993-05-24 | Unknown
7067001 | 1 | [5 empty] | Removed from Ground | Gas (Historical Use) | 6000 | Bare Steel | 1993-02-10 | Galvanized Steel | Safe Suction (Euro)
7067001 | 2 | [5 empty] | Removed from Ground | Gas (Historical Use) | 6000 | Bare Steel | 1993-02-10 | Galvanized Steel | Safe Suction (Euro)
7067001 | 3 | [5 empty] | Removed from Ground | Diesel | 5000 | Bare Steel | 1993-02-10 | Galvanized Steel | Safe Suction (Euro)
7067001 | 4 | [5 empty] | Removed from Ground | Kerosene | 560 | Bare Steel | 1993-02-10 | Galvanized Steel | Safe Suction (Euro)
7067002 | 1 | [5 empty] | Removed from Ground | Gas (Historical Use) | 560 | Bare Steel | 1993-03-04 | Galvanized Steel | Safe Suction (Euro)
7067002 | 2 | [5 empty] | Removed from Ground | Gas (Historical Use) | 560 | Bare Steel | 1993-03-04 | Galvanized Steel | Safe Suction (Euro)
7075001 | 1 | [5 empty] | Removed from Ground | Gas (Historical Use) | 1000 | Not Marked/Unknown | 1993-03-26 | Not Marked
7075001 | 2 | [5 empty] | Removed from Ground | Gas (Historical Use) | 2000 | Not Marked/Unknown | 1993-03-26 | Not Marked
7097001 | 1 |  |  | yes |  | yes | Removed from Ground | Used Oil | 1000 | Not Marked/Unknown | 1994-01-06 | Not Marked
7097002 | 1 | [5 empty] | Removed from Ground | Other | 10000 | Marked Unknown | 1963-01-01 | Unknown
7097002 | 2 | [5 empty] | Removed from Ground | Diesel | 30000 | Marked Unknown | 1970-01-01 | Unknown
7097002 | 3 | [5 empty] | Removed from Ground | Other | 20000 | Marked Unknown | 1969-01-01 | Unknown
7097002 | 4 | [5 empty] | Removed from Ground | Other | 20000 | Marked Unknown | 1969-01-01 | Unknown
7097002 | 5 | [5 empty] | Removed from Ground | Other | 20000 | Marked Unknown | 1975-01-04 | Unknown
7099001 | 1 | [5 empty] | Removed from Ground | Empty | 1000 | Not Marked/Unknown | 1993-03-01 | Not Marked
710002 | 1 | [5 empty] | Removed from Ground | Gas (Historical Use) | 2000 | Bare Steel | 1970-03-02 | Galvanized Steel
710006 | 1 | Flapper Valve | 1998-07-09 |  | 1998-07-09 |  | Currently in Use | Diesel | 8000 | Galvanic (STIP-3) | 1987-11-23 | Fiberglass Reinforced Plastic | Safe Suction (Euro)
710006 | 2 | [5 empty] | Removed from Ground | Gas (Historical Use) | 10000 | Bare Steel | 1986-02-21 | Galvanized Steel | Suction (American)
710007 | 1 | [5 empty] | Removed from Ground | Gas (Historical Use) | 4000 | Cathodically Protected Steel | 1986-02-21 | Galvanized Steel
710007 | 2 | Flapper Valve | 1998-07-09 |  | 1998-07-09 |  | Currently in Use | Diesel | 8000 | Fiberglass | 1998-07-09 | Fiberglass Reinforced Plastic | Safe Suction (Euro)
710008 | 1 | [5 empty] | Removed from Ground | Empty | 4000 | Cathodically Protected Steel | 1986-02-21 | Galvanized Steel
710011 | 1 | [5 empty] | Removed from Ground | Gas (Historical Use) | 6000 | Bare Steel | 1976-03-05 | Galvanized Steel
710011 | 2 | [5 empty] | Removed from Ground | Gas (Historical Use) | 6000 | Bare Steel | 1976-03-05 | Galvanized Steel
710011 | 3 | [5 empty] | Removed from Ground | Gas (Historical Use) | 4000 | Bare Steel | 1976-03-05 | Galvanized Steel
710011 | 4 | [5 empty] | Removed from Ground | Diesel | 1000 | Bare Steel | 1981-03-04 | Galvanized Steel
710011 | 5 | [5 empty] | Removed from Ground | Kerosene | 560 | Bare Steel | 1984-03-03 | Galvanized Steel
710013 | 1 | Flapper Valve | 1997-11-05 |  | 1997-11-05 |  | Removed from Ground | Gas (Historical Use) | 4000 | Steel-Impressed Current | 1959-02-27 | Steel (Impressed Current) | Pressurized
710013 | 2 | Flapper Valve | 1997-11-05 |  | 1997-11-05 |  | Removed from Ground | Gas (Historical Use) | 3000 | Steel-Impressed Current | 1959-02-27 | Steel (Impressed Current) | Pressurized
710013 | 3 | Flapper Valve | 1997-11-05 |  | 1997-11-05 |  | Removed from Ground | Gas (Historical Use) | 3000 | Steel-Impressed Current | 1959-02-27 | Steel (Impressed Current) | Pressurized
710013 | 4 | [5 empty] | Removed from Ground | Diesel | 1000 | Bare Steel | 1959-02-27 | Galvanized Steel
710013 | 5 |  |  | no |  | no | Removed from Ground | Used Oil | 500 | Unknown | 2014-03-20 | Unknown
710018 | 1 | [5 empty] | Removed from Ground | Gas (Historical Use) | 550 | Bare Steel | 1986-03-10 | Galvanized Steel
710019 | 1 | [5 empty] | Removed from Ground | Gas (Historical Use) | 2000 | Bare Steel | 1986-03-10 | Unknown | Suction (American)
710019 | 2 | [5 empty] | Removed from Ground | Gas (Historical Use) | 2000 | Bare Steel | 1986-03-10 | Unknown | Suction (American)
710019 | 3 | [5 empty] | Removed from Ground | Gas (Historical Use) | 2000 | Bare Steel | 1986-03-10 | Unknown | Suction (American)
710019 | 5 | Ball Float | 1989-05-02 |  | 1989-05-02 |  | Currently in Use | Gas (Historical Use) | 10000 | Composite | 1989-05-02 | Fiberglass Reinforced Plastic | Pressurized
710019 | 6 | Ball Float | 1989-05-02 |  | 1989-05-02 |  | Currently in Use | Gas (Historical Use) | 10000 | Composite | 1989-05-02 | Fiberglass Reinforced Plastic | Pressurized
710019 | 7 | Ball Float | 1989-05-02 |  | 1989-05-02 |  | Currently in Use | Diesel | 10000 | Composite | 1989-05-02 | Fiberglass Reinforced Plastic | Pressurized
710019 | 8 | Ball Float | 1989-05-02 |  | 1989-05-02 |  | Currently in Use | Kerosene | 2000 | Composite | 1989-05-02 | Fiberglass Reinforced Plastic | Pressurized
710019 | 9 | Flapper Valve | 1989-05-02 | no | 1989-05-02 | no | Currently in Use | Diesel | 3000 | Composite | 1989-05-01 | Fiberglass Reinforced Plastic | Safe Suction (Euro)
710020 | 1 | [5 empty] | Removed from Ground | Diesel | 1 | Bare Steel | 1986-03-14 | Galvanized Steel
710020 | 2 | [5 empty] | Removed from Ground | Gas (Historical Use) | 1 | Bare Steel | 1986-03-14 | Galvanized Steel
710020 | 3 | [5 empty] | Removed from Ground | Gas (Historical Use) | 1 | Bare Steel | 1986-03-14 | Galvanized Steel
710020 | 4 |  |  | yes |  | yes | Removed from Ground | Used Oil | 1 | Bare Steel | 1986-03-14 | Galvanized Steel
710020 | 5 | [5 empty] | Removed from Ground | Empty | 1 | Bare Steel | 1986-03-14 | Galvanized Steel
710022 | 1 |  |  | no |  | no | Removed from Ground | Diesel | 10000 | Bare Steel | 1986-04-15 | Galvanized Steel
710022 | 2 |  |  | no |  | no | Removed from Ground | Gas (Historical Use) | 1000 | Bare Steel | 1986-04-15 | Galvanized Steel
710022 | 3 |  | 1998-11-15 | no | 1998-11-15 | no | Currently in Use | Diesel | 12000 | Fiberglass | 1998-11-15 | Double-Walled Fiberglass | Pressurized
710022 | 4 |  | 1998-11-15 | no | 1998-11-15 | no | Currently in Use | Regular | 4000 | Fiberglass | 1998-11-15 | Double-Walled Fiberglass | Safe Suction (Euro)
710023 | 1 | [5 empty] | Permanently Out Of Use | Gas (Historical Use) | 1035 | Bare Steel | 1974-04-17 | Galvanized Steel
710025 | 1 | [5 empty] | Removed from Ground | Gas (Historical Use) | 1000 | Bare Steel | 1955-04-29 | Galvanized Steel
710025 | 2 | [5 empty] | Removed from Ground | Gas (Historical Use) | 1000 | Bare Steel | 1955-04-29 | Galvanized Steel
710026 | 1 | [5 empty] | Removed from Ground | Gas (Historical Use) | 4000 | Bare Steel | 1968-04-27 | Galvanized Steel
710026 | 2 | [5 empty] | Removed from Ground | Gas (Historical Use) | 8000 | Bare Steel | 1968-04-27 | Galvanized Steel
710026 | 3 | [5 empty] | Removed from Ground | Gas (Historical Use) | 6000 | Bare Steel | 1968-04-27 | Galvanized Steel
710026 | 4 |  |  | yes |  | yes | Permanently Out of Use - historical purposes | Used Oil | 550 | Bare Steel | 1968-04-27 | Galvanized Steel
710028 | 1 | [5 empty] | Closed in Ground | Diesel | 2000 | Bare Steel | 1983-04-23 | Galvanized Steel | Safe Suction (Euro)
710028 | 2 | [5 empty] | Closed in Ground | Gas (Historical Use) | 560 | Bare Steel | 1983-04-23 | Galvanized Steel | Safe Suction (Euro)
710028 | 204699 |  | 1992-07-23 |  | 1992-07-23 |  | Removed from Ground | Diesel | 1000 | Galvanic (STIP-3) | 1992-07-23 | Cathodically Protected | Safe Suction (Euro)
710028 | 204709 |  | 1992-07-23 |  | 1992-07-23 |  | Removed from Ground | Gas (Historical Use) | 1000 | Galvanic (STIP-3) | 1992-07-23 | Cathodically Protected | Safe Suction (Euro)
710028 | 3 | [5 empty] | Removed from Ground | Gas (Historical Use) | 560 | Marked Unknown | 1974-04-25 | Galvanized Steel
710030 | 1 | [5 empty] | Removed from Ground | Diesel | 10000 | Bare Steel | 1978-04-10 | Galvanized Steel
710031 | 10607-1 | [5 empty] | Removed from Ground | Gas (Historical Use) | 1050 | Bare Steel | 1961-05-05 | Unknown
710031 | 2 | Flapper Valve | 1998-09-01 |  | 1998-09-01 |  | Currently in Use | Gas (Historical Use) | 2500 | Fiberglass Double Walled | 1998-10-01 | Double-Walled Fiberglass | Safe Suction (Euro)
710031 | 3 | Flapper Valve | 1998-09-01 |  | 1998-09-01 |  | Currently in Use | Diesel | 1000 | Fiberglass Double Walled | 1998-10-01 | Double-Walled Fiberglass | Safe Suction (Euro)
710031 | 607G1 | [5 empty] | Removed from Ground | Gas (Historical Use) | 1000 | Bare Steel | 1987-05-01 | Galvanized Steel | Safe Suction (Euro)
710034 | 1 | Ball Float | 1998-05-01 | no | 1998-05-01 | no | Currently in Use | Regular | 6000 | Steel-Impressed Current | 1977-07-01 | Steel (Impressed Current) | Safe Suction (Euro)
710034 | 2 | Ball Float | 1998-05-01 | no | 1998-05-01 | no | Currently in Use | Premium | 8000 | Steel-Impressed Current | 1977-07-01 | Steel (Impressed Current) | Safe Suction (Euro)
710034 | 3 | Ball Float | 1998-05-01 | no | 1998-05-01 | no | Currently in Use | Diesel | 6000 | Steel-Impressed Current | 1977-07-01 | Steel (Impressed Current) | Safe Suction (Euro)
710035 | 1 | Ball Float | 1997-10-01 | no | 1997-10-01 | no | Currently in Use | E-0 | 10000 | Steel-Impressed Current | 1997-10-14 | Double-Walled Fiberglass | Pressurized
710035 | 2 | Ball Float | 1997-10-01 | no | 1997-10-01 | no | Currently in Use | E-0 | 8000 | Steel-Impressed Current | 1997-10-14 | Double-Walled Fiberglass | Pressurized
710035 | 3 | Ball Float | 1997-10-01 | no | 1997-10-01 | no | Currently in Use | Diesel | 8000 | Steel-Impressed Current | 1997-10-14 | Double-Walled Fiberglass | Pressurized
710036 | 1 | Flapper Valve | 1998-05-05 | no | 1998-05-05 | no | Temporarily out of use | Gas (Historical Use) | 10000 | Steel-Impressed Current | 1978-05-03 | Steel (Impressed Current) | Safe Suction (Euro)
710036 | 2 | Flapper Valve | 1998-05-05 | no | 1998-05-05 | no | Temporarily out of use | Diesel | 8000 | Steel-Impressed Current | 1978-05-03 | Steel (Impressed Current) | Safe Suction (Euro)
710036 | 3 | Flapper Valve | 1998-05-05 | no | 1998-05-05 | no | Temporarily out of use | Gas (Historical Use) | 8000 | Steel-Impressed Current | 1978-05-03 | Steel (Impressed Current) | Safe Suction (Euro)
710038 | 1 | [5 empty] | Removed from Ground | Diesel | 10000 | Bare Steel | 1983-05-01 | Galvanized Steel
710038 | 2 |  |  | yes |  | yes | Removed from Ground | Used Oil | 10000 | Bare Steel | 1983-05-01 | Galvanized Steel
710038 | 3 |  |  | yes |  | yes | Removed from Ground | Used Oil | 5000 | Bare Steel | 1983-05-01 | Galvanized Steel
710039 | 1 | [5 empty] | Removed from Ground | Diesel | 560 | Bare Steel | 1968-05-04 | Galvanized Steel | Safe Suction (Euro)
710039 | 2 | [5 empty] | Removed from Ground | Diesel | 250 | Bare Steel | 1961-05-06 | Galvanized Steel
710039 | 3 | [5 empty] | Removed from Ground | Gas (Historical Use) | 250 | Bare Steel | 1956-05-07 | Galvanized Steel
710039 | 4 |  | 1998-10-12 |  | 1998-10-12 |  | Removed from Ground | Diesel | 275 | Fiberglass | 1998-10-12 | Secondary Containment | Suction (American)
710040 | 1 | [5 empty] | Removed from Ground | Diesel | 1000 | Bare Steel | 1986-04-07 | Galvanized Steel | Suction (American)
710043 | 1 | Ball Float | 1996-11-01 |  | 1996-11-01 |  | Currently in Use | Gas (Historical Use) | 15000 | Steel-Impressed Current | 1981-05-02 | Fiberglass Reinforced Plastic | Pressurized
710043 | 2 | Ball Float | 1996-11-01 |  | 1996-11-01 |  | Currently in Use | Diesel | 15000 | Steel-Impressed Current | 1981-05-02 | Fiberglass Reinforced Plastic | Pressurized
710046 | 1 | [5 empty] | Removed from Ground | Gas (Historical Use) | 4000 | Fiberglass | 1968-05-12 | Cathodically Protected
710046 | 2 | [5 empty] | Removed from Ground | Gas (Historical Use) | 4000 | Bare Steel | 1968-05-12 | Bare Steel
710046 | 3 | [5 empty] | Removed from Ground | Gas (Historical Use) | 2000 | Bare Steel | 1968-05-12 | Bare Steel
710046 | 4 | [5 empty] | Removed from Ground | Gas (Historical Use) | 3000 | Bare Steel | 1978-05-10 | Bare Steel
710047 | 1 | [5 empty] | Removed from Ground | Gas (Historical Use) | 1000 | Bare Steel | 1974-05-11 | Galvanized Steel | Safe Suction (Euro)
710047 | 2 | [5 empty] | Removed from Ground | Gas (Historical Use) | 3500 | Bare Steel | 1974-05-11 | Galvanized Steel | Safe Suction (Euro)
710048 | 1 | [5 empty] | Permanently Out of Use - historical purposes | Gas (Historical Use) | 1000 | Bare Steel | 1978-05-10 | Galvanized Steel
710048 | 2 | [5 empty] | Permanently Out of Use - historical purposes | Gas (Historical Use) | 2000 | Bare Steel | 1978-05-10 | Galvanized Steel
710049 | 1 | [5 empty] | Removed from Ground | Gas (Historical Use) | 1000 | Bare Steel | 1956-05-15 | Galvanized Steel
710049 | 2 | [5 empty] | Removed from Ground | Gas (Historical Use) | 1000 | Bare Steel | 1956-05-15 | Galvanized Steel
710049 | 3 | [5 empty] | Removed from Ground | Gas (Historical Use) | 1060 | Bare Steel | 1970-05-12 | Galvanized Steel
710049 | 4 | Ball Float |  |  |  |  | Removed from Ground | Gas (Historical Use) | 1000 | Bare Steel | 1970-05-12 | Galvanized Steel
710049 | 5 | Ball Float | 1992-05-01 | no | 1992-05-01 | no | Currently in Use | Regular | 6000 | Galvanic (STIP-3) | 1992-05-01 | Fiberglass Reinforced Plastic | Pressurized
710049 | 6 | Ball Float | 1992-05-01 |  | 1992-05-01 |  | Temporarily out of use | Gas (Historical Use) | 3000 | Galvanic (STIP-3) | 1992-05-01 | Fiberglass Reinforced Plastic | Pressurized
710049 | 7 | Ball Float | 1992-05-01 |  | 1992-05-01 |  | Temporarily out of use | Gas (Historical Use) | 3000 | Galvanic (STIP-3) | 1992-05-01 | Fiberglass Reinforced Plastic | Pressurized
710051 | 1 | [5 empty] | Removed from Ground | Diesel | 8000 | Bare Steel | 1974-05-08 | Galvanized Steel
710051 | 2 |  |  | yes |  | yes | Removed from Ground | Used Oil | 550 | Bare Steel | 1974-05-08 | Galvanized Steel
710051 | 3 | [5 empty] | Removed from Ground | Other | 5000 | Bare Steel | 1995-04-01 | Bare Steel
710052 | 1 | [5 empty] | Removed from Ground | Kerosene | 2000 | Bare Steel | 1965-01-01 | Galvanized Steel
710054 | 1 | [5 empty] | Removed from Ground | Gas (Historical Use) | 1000 | Bare Steel | 1970-05-11 | Galvanized Steel
710054 | 2 | [5 empty] | Removed from Ground | Gas (Historical Use) | 500 | Bare Steel | 1970-05-11 | Galvanized Steel
710054 | 3 | [5 empty] | Removed from Ground | Gas (Historical Use) | 500 | Bare Steel | 1970-05-11 | Galvanized Steel
710055 | 1 | [5 empty] | Removed from Ground | Gas (Historical Use) | 4000 | Bare Steel | 1968-05-11 | Galvanized Steel
710055 | 2 | [5 empty] | Removed from Ground | Gas (Historical Use) | 4000 | Bare Steel | 1968-05-11 | Galvanized Steel
710055 | 3 | [5 empty] | Removed from Ground | Gas (Historical Use) | 4000 | Bare Steel | 1968-05-11 | Galvanized Steel
710056 | 1 |  |  | no |  | no | Removed from Ground |  | 2000 | Bare Steel | 1976-05-09 | Galvanized Steel | Safe Suction (Euro)
710056 | 2 |  |  | no |  | no | Removed from Ground |  | 2000 | Bare Steel | 1976-05-09 | Galvanized Steel | Safe Suction (Euro)
710056 | 3 |  |  | no |  | no | Removed from Ground |  | 1000 | Bare Steel | 1971-05-11 | Galvanized Steel | Safe Suction (Euro)
710056 | 4 |  |  | no |  | no | Removed from Ground | Empty | 1000 | Bare Steel | 1971-05-11 | Galvanized Steel | Safe Suction (Euro)
710056 | 5 | Flapper Valve | 1989-04-01 | no | 1989-04-01 | no | Currently in Use | Regular | 8000 | Fiberglass | 1989-04-28 | Fiberglass Reinforced Plastic | Safe Suction (Euro)
710056 | 6 | Flapper Valve | 1987-04-01 | no | 1987-04-01 | no | Currently in Use | Premium | 8000 | Fiberglass | 1989-04-28 | Fiberglass Reinforced Plastic | Safe Suction (Euro)
710056 | 7 | Flapper Valve | 1989-04-01 | no | 1989-04-01 | no | Temporarily out of use | Kerosene | 2000 | Fiberglass | 1989-04-28 | Fiberglass Reinforced Plastic | Safe Suction (Euro)
710057 | 1 | [5 empty] | Removed from Ground | Gas (Historical Use) | 10000 | Bare Steel | 1976-05-09 | Galvanized Steel
710057 | 2 | [5 empty] | Removed from Ground | Gas (Historical Use) | 10000 | Bare Steel | 1976-05-09 | Galvanized Steel
710058 | 1 | [5 empty] | Removed from Ground | Diesel | 3000 | Bare Steel | 1978-05-09 | Galvanized Steel | Safe Suction (Euro)
710058 | 2 | [5 empty] | Removed from Ground | Kerosene | 1000 | Bare Steel | 1971-05-11 | Cathodically Protected | Safe Suction (Euro)
710058 | 3 | [5 empty] | Removed from Ground | Kerosene | 1000 | Bare Steel | 1971-05-11 | Galvanized Steel | Safe Suction (Euro)
710058 | 4 | Ball Float | 1996-03-01 |  | 1996-03-01 |  | Temporarily out of use | Gas (Historical Use) | 8000 | Fiberglass | 1996-03-01 | Fiberglass Reinforced Plastic | Pressurized
710058 | 5 | Ball Float | 1996-03-01 |  | 1996-03-01 |  | Temporarily out of use | Gas (Historical Use) | 6000 | Fiberglass | 1996-03-01 | Fiberglass Reinforced Plastic | Pressurized
710059 | 1 |  | 1998-05-29 |  | 1998-05-29 |  | Currently in Use | Gas (Historical Use) | 1000 | Bare Steel | 1976-05-09 | Double Walled | Suction (American)
710059 | 2 |  | 1998-05-29 |  | 1998-05-29 |  | Currently in Use | Gas (Historical Use) | 1000 | Bare Steel | 1976-05-09 | Double Walled | Suction (American)
710060 | 1 | [5 empty] | Removed from Ground | Gas (Historical Use) | 8000 | Bare Steel | 1983-05-08 | Galvanized Steel
710061 | 1 | Flapper Valve | 1997-05-01 | no | 1997-05-01 | no | Temporarily out of use |  | 8000 | Steel-Impressed Current | 1984-01-01 | Steel (Impressed Current) | Safe Suction (Euro)
710061 | 2 | Flapper Valve | 1997-05-01 | no | 1997-05-01 | no | Temporarily out of use |  | 6000 | Steel-Impressed Current | 1984-05-07 | Steel (Impressed Current) | Safe Suction (Euro)
710061 | 3 | Flapper Valve | 1997-05-01 | no | 1997-05-01 | no | Temporarily out of use | Diesel | 4000 | Steel-Impressed Current | 1984-05-07 | Steel (Impressed Current) | Safe Suction (Euro)
710063 | 1 | [5 empty] | Removed from Ground | Gas (Historical Use) | 500 | Bare Steel | 1976-05-09 | Galvanized Steel
710064 | 1 | [5 empty] | Removed from Ground | Gas (Historical Use) | 1000 | Bare Steel | 1976-05-09 | Galvanized Steel | Suction (American)
710064 | 2 | [5 empty] | Removed from Ground | Diesel | 1000 | Bare Steel | 1976-05-09 | Galvanized Steel | Suction (American)
710065 | 1 | [5 empty] | Removed from Ground | Gas (Historical Use) | 1000 | Bare Steel | 1971-05-11 | Galvanized Steel
710065 | 2 | [5 empty] | Removed from Ground | Gas (Historical Use) | 1000 | Bare Steel | 1971-05-11 | Galvanized Steel
710066 | 1 | [5 empty] | Removed from Ground | Gas (Historical Use) | 1000 | Bare Steel | 1974-05-10 | Galvanized Steel
710067 | 1 |  | 1998-07-23 |  | 1998-07-23 |  | Removed from Ground | Diesel | 10000 | Steel-Impressed Current | 1986-05-07 | Galvanized Steel | Safe Suction (Euro)
710067 | RU |  | 1998-07-23 |  | 1998-07-23 |  | Removed from Ground | Gas (Historical Use) | 2000 | Steel-Impressed Current | 1987-06-01 | Cathodically Protected | Safe Suction (Euro)
710068 | 1 | [5 empty] | Removed from Ground | Gas (Historical Use) | 2000 | Cathodically Protected Steel | 1985-05-07 | Galvanized Steel
710069 | 1 | [5 empty] | Removed from Ground | Gas (Historical Use) | 2000 | Bare Steel | 1976-05-09 | Galvanized Steel
710069 | 2 | [5 empty] | Removed from Ground | Diesel | 2000 | Bare Steel | 1976-05-09 | Galvanized Steel
710070 | 1 | [5 empty] | Removed from Ground | Gas (Historical Use) | 0 | Bare Steel | 1986-05-07 | Galvanized Steel
710071 | 1 | [5 empty] | Removed from Ground | Diesel | 0 | Bare Steel | 1986-05-07 | Galvanized Steel
710072 | 1 | [5 empty] | Removed from Ground | Gas (Historical Use) | 10000 | Bare Steel | 1984-05-07 | Galvanized Steel
710072 | 2 | [5 empty] | Removed from Ground | Gas (Historical Use) | 10000 | Bare Steel | 1984-05-07 | Galvanized Steel
710072 | 3 | [5 empty] | Removed from Ground | Gas (Historical Use) | 10000 | Bare Steel | 1984-05-07 | Galvanized Steel
710072 | 4 | [5 empty] | Removed from Ground | Gas (Historical Use) | 1000 | Bare Steel | 1976-05-09 | Galvanized Steel
710072 | 5 | [5 empty] | Removed from Ground | Gas (Historical Use) | 500 | Bare Steel | 1976-05-09 | Galvanized Steel
710072 | 6 | [5 empty] | Removed from Ground | Diesel | 1000 | Bare Steel | 1976-05-09 | Galvanized Steel
710074 | 1 | [5 empty] | Removed from Ground | Gas (Historical Use) | 2000 | Bare Steel | 1971-05-11 | Galvanized Steel
710074 | 2 | [5 empty] | Removed from Ground | Gas (Historical Use) | 2000 | Bare Steel | 1971-05-11 | Galvanized Steel
710074 | 3 | [5 empty] | Removed from Ground | Gas (Historical Use) | 2000 | Bare Steel | 1971-05-11 | Galvanized Steel
710074 | 4 | [5 empty] | Removed from Ground | Diesel | 2000 | Bare Steel | 1978-05-09 | Galvanized Steel
710075 | 1 | [5 empty] | Removed from Ground | Gas (Historical Use) | 3000 | Bare Steel | 1971-05-11 | Galvanized Steel | Safe Suction (Euro)
710075 | 2 | [5 empty] | Removed from Ground | Gas (Historical Use) | 3000 | Bare Steel | 1971-05-11 | Galvanized Steel | Safe Suction (Euro)
710075 | 3 | [5 empty] | Removed from Ground | Gas (Historical Use) | 3000 | Bare Steel | 1971-05-11 | Galvanized Steel | Safe Suction (Euro)
710075 | 4 | [5 empty] | Removed from Ground | Diesel | 3000 | Bare Steel | 1981-05-08 | Galvanized Steel | Safe Suction (Euro)
710075 | 5 |  | 1988-12-01 |  | 1988-12-01 |  | Removed from Ground | Gas (Historical Use) | 6000 | Galvanic (STIP-3) | 1988-12-01 | Fiberglass Reinforced Plastic | Safe Suction (Euro)
710075 | 6 |  | 1988-12-01 |  | 1988-12-01 |  | Removed from Ground | Gas (Historical Use) | 6000 | Galvanic (STIP-3) | 1988-12-01 | Fiberglass Reinforced Plastic | Safe Suction (Euro)
710075 | 7 |  | 1988-12-01 |  | 1988-12-01 |  | Removed from Ground | Gas (Historical Use) | 6000 | Galvanic (STIP-3) | 1988-12-01 | Fiberglass Reinforced Plastic | Safe Suction (Euro)
710076 | 1 |  | 1999-01-08 |  | 1999-01-08 |  | Removed from Ground | Gas (Historical Use) | 8000 | Steel-Impressed Current | 1980-05-09 | Cathodically Protected | Suction (American)
710076 | 2 |  | 1999-01-08 |  | 1999-01-08 |  | Removed from Ground | Gas (Historical Use) | 6000 | Steel-Impressed Current | 1980-05-09 | Cathodically Protected | Suction (American)
710076 | 3 |  | 1999-01-08 |  | 1999-01-08 |  | Removed from Ground | Gas (Historical Use) | 4000 | Steel-Impressed Current | 1980-05-09 | Cathodically Protected | Suction (American)
710077 | 1 | Ball Float | 1997-09-25 |  | 1997-09-25 |  | Currently in Use | Gas (Historical Use) | 10000 | Steel-Impressed Current | 1983-05-09 | Fiberglass Reinforced Plastic | Pressurized
710077 | 2 | Ball Float | 1997-09-25 |  | 1997-09-25 |  | Currently in Use | Gas (Historical Use) | 8000 | Steel-Impressed Current | 1983-05-09 | Fiberglass Reinforced Plastic | Pressurized
710077 | 3 | Ball Float | 1997-09-25 |  | 1997-09-25 |  | Currently in Use | Gas (Historical Use) | 8000 | Steel-Impressed Current | 1983-05-09 | Fiberglass Reinforced Plastic | Pressurized
710078 | 1 |  |  | no |  | no | Removed from Ground | Gas (Historical Use) | 10000 | Bare Steel | 1966-05-13 | Galvanized Steel | Suction (American)
710078 | 2 |  |  | no |  | no | Removed from Ground | Gas (Historical Use) | 6000 | Bare Steel | 1966-05-13 | Galvanized Steel | Suction (American)
710078 | 3 |  |  | no |  | no | Removed from Ground | Gas (Historical Use) | 6000 | Bare Steel | 1966-05-13 | Galvanized Steel | Suction (American)
710078 | 4 | Ball Float | 1998-01-15 | no | 1998-01-15 | no | Currently in Use | Regular | 10000 | Composite | 1998-01-13 | Fiberglass Reinforced Plastic | Pressurized
710078 | 5A | Ball Float | 1998-01-15 | no | 1998-01-15 | no | Currently in Use | Plus | 4000 | Composite | 1998-01-13 | Fiberglass Reinforced Plastic | Pressurized
710078 | 5B | Ball Float | 1998-01-15 | no | 1998-01-15 | no | Currently in Use | Premium | 4000 | Composite | 1998-01-13 | Fiberglass Reinforced Plastic | Pressurized
710078 | 5C | Ball Float | 1998-01-15 | no | 1998-01-15 | no | Currently in Use | Diesel | 2000 | Composite | 1998-01-13 | Fiberglass Reinforced Plastic | Pressurized
710079 | 1 | Flapper Valve | 1996-09-01 |  | 1996-09-01 |  | Currently in Use | Gas (Historical Use) | 8000 | Steel-Impressed Current | 1981-05-09 | Steel (Impressed Current) | Pressurized
710079 | 2 | Flapper Valve | 1996-09-01 |  | 1996-09-01 |  | Currently in Use | Gas (Historical Use) | 6000 | Steel-Impressed Current | 1981-05-09 | Steel (Impressed Current) | Pressurized
710079 | 3 | Ball Float | 1996-09-01 |  | 1996-09-01 |  | Currently in Use | Diesel | 8000 | Steel-Impressed Current | 1981-05-09 | Steel (Impressed Current) | Pressurized
710079 | 4 | Ball Float | 1996-09-01 |  | 1996-09-01 |  | Currently in Use | Diesel | 8000 | Steel-Impressed Current | 1981-05-09 | Steel (Impressed Current) | Suction (American)
710080 | 1 | Flapper Valve | 1998-08-27 | no | 1998-08-27 | no | Currently in Use | Regular | 8000 | Steel-Impressed Current | 1986-05-08 | Steel (Impressed Current) | Pressurized
710080 | 2 | Flapper Valve | 1998-08-27 | no | 1998-08-27 | no | Currently in Use | Premium | 8000 | Steel-Impressed Current | 1986-05-08 | Steel (Impressed Current) | Pressurized
710080 | 3 | Flapper Valve | 1998-08-27 | no | 1998-08-27 | no | Currently in Use | Diesel | 4010 | Steel-Impressed Current | 1986-05-08 | Steel (Impressed Current) | Safe Suction (Euro)
710080 | 4 | Flapper Valve | 1998-08-27 | no | 1998-08-27 | no | Currently in Use | Diesel Off Road | 4000 | Steel-Impressed Current | 1986-05-08 | Steel (Impressed Current) | Safe Suction (Euro)
710080 | 5 | Flapper Valve | 1998-08-27 | no | 1998-08-27 | no | Currently in Use | Kerosene | 3008 | Steel-Impressed Current | 1986-05-08 | Steel (Impressed Current) | Safe Suction (Euro)
710081 | 1 | [5 empty] | Removed from Ground | Diesel | 250 | Bare Steel | 1976-05-10 | Galvanized Steel | Safe Suction (Euro)
710085 | 1 | [5 empty] | Removed from Ground | Gas (Historical Use) | 1000 | Bare Steel | 1962-01-07 | Galvanized Steel
710085 | 2 | [5 empty] | Removed from Ground | Gas (Historical Use) | 2000 | Bare Steel | 1962-01-07 | Galvanized Steel
710085 | 3 | [5 empty] | Removed from Ground | Gas (Historical Use) | 1000 | Bare Steel | 1962-01-07 | Galvanized Steel
710086 | 1 | [5 empty] | Removed from Ground | Gas (Historical Use) | 1000 | Bare Steel | 1971-05-11 | Galvanized Steel
7106001 | UST-005 | [5 empty] | Removed from Ground | Gas (Historical Use) | 500 | Composite | 1984-01-01 | Fiberglass Reinforced Plastic
7106001 | UST-006 | [5 empty] | Removed from Ground | Diesel | 500 | Composite | 1984-01-01 | Fiberglass Reinforced Plastic
7106001 | UST-007 | [5 empty] | Removed from Ground | Other | 6000 | Composite | 1984-01-01 | Fiberglass Reinforced Plastic
7106002 | 1 | [5 empty] | Removed from Ground | Gas (Historical Use) | 5000 | Not Marked/Unknown | 1993-08-12 | Not Marked
7106002 | 2 | [5 empty] | Removed from Ground | Gas (Historical Use) | 3000 | Not Marked/Unknown | 1993-08-12 | Not Marked
7106003 | 1 | [5 empty] | Removed from Ground | Gas (Historical Use) | 275 | Bare Steel | 1993-03-24 | Galvanized Steel | Suction (American)
7113001 | 532D1 | [5 empty] | Removed from Ground | Diesel | 1000 | Bare Steel | 1986-07-01 | Galvanized Steel | Safe Suction (Euro)
7117001 | 1 | [5 empty] | Removed from Ground | Gas (Historical Use) | 1000 | Marked Unknown | 1995-07-01 | Unknown
7117001 | 2 | [5 empty] | Removed from Ground | Diesel | 5000 | Not Marked/Unknown | 2000-10-01 | Not Marked
7117001 | 3 | [5 empty] | Removed from Ground | Diesel | 5000 | Not Marked/Unknown | 2000-10-01 | Not Marked
7117001 | 4 |  | 2000-11-01 |  | 2000-11-01 |  | Currently in Use | Gas (Historical Use) | 2500 | Fiberglass Double Walled | 2000-11-01 | Fiberglass Reinforced Plastic | Safe Suction (Euro)
7117001 | 5 |  | 2000-11-01 |  | 2000-11-01 |  | Currently in Use | Diesel | 2500 | Fiberglass Double Walled | 2000-11-01 | Fiberglass Reinforced Plastic | Safe Suction (Euro)
7117245 | 1 | Flapper Valve | 1998-02-28 |  | 1998-02-28 |  | Currently in Use | Gas (Historical Use) | 8000 | Steel-Impressed Current | 1984-01-01 | Steel (Impressed Current) | Safe Suction (Euro)
7117245 | 2 | Flapper Valve | 1998-02-28 |  | 1998-02-28 |  | Currently in Use | Gas (Historical Use) | 8000 | Steel-Impressed Current | 1984-01-01 | Steel (Impressed Current) | Safe Suction (Euro)
7120001 | 1 | [5 empty] | Removed from Ground | Gas (Historical Use) | 1000 | Bare Steel | 1993-03-19 | Galvanized Steel | Safe Suction (Euro)
7121001 | 1 | [5 empty] | Removed from Ground | Gas (Historical Use) | 8000 | Fiberglass | 1981-06-15 | Fiberglass Reinforced Plastic | Pressurized
7121001 | 2 | [5 empty] | Removed from Ground | Gas (Historical Use) | 8000 | Fiberglass | 1981-06-15 | Fiberglass Reinforced Plastic | Pressurized
7121001 | 3 | [5 empty] | Removed from Ground | Gas (Historical Use) | 8000 | Fiberglass | 1981-06-15 | Fiberglass Reinforced Plastic | Pressurized
7136002 | 101 | [5 empty] | Removed from Ground | Diesel | 500 | Bare Steel | 1958-01-01 | Bare Steel
7136002 | 102 | [5 empty] | Removed from Ground | Diesel | 500 | Bare Steel | 1958-01-01 | Bare Steel
7136002 | 103 | [5 empty] | Removed from Ground | Diesel | 500 | Bare Steel | 1958-01-01 | Bare Steel
7136002 | 104 | [5 empty] | Removed from Ground | Diesel | 500 | Bare Steel | 1958-01-01 | Bare Steel
7136002 | 105 | [5 empty] | Removed from Ground | Diesel | 500 | Bare Steel | 1958-01-01 | Bare Steel
7136002 | 106 | [5 empty] | Removed from Ground | Diesel | 560 | Bare Steel | 1958-01-01 | Bare Steel
7136002 | 107 | [5 empty] | Removed from Ground | Diesel | 560 | Bare Steel | 1958-01-01 | Bare Steel
7136002 | 108 | [5 empty] | Removed from Ground | Diesel | 1000 | Bare Steel | 1958-01-01 | Bare Steel
7136002 | 109 | [5 empty] | Removed from Ground | Diesel | 4000 | Bare Steel | 1958-01-01 | Bare Steel
7137001 | 1 | [5 empty] | Removed from Ground | Empty | 2000 | Bare Steel | 1980-01-01 | Galvanized Steel
7137001 | 2 | [5 empty] | Removed from Ground | Empty | 4000 | Bare Steel | 1980-01-01 | Galvanized Steel
7137001 | 4 | [5 empty] | Closed in Ground | Empty | 560 | Bare Steel | 1980-01-01 | Galvanized Steel
7138001 | 1 | [5 empty] | Removed from Ground | Gas (Historical Use) | 8000 | Not Marked/Unknown | 1993-05-24 | Not Marked
7138001 | 2 | [5 empty] | Removed from Ground | Gas (Historical Use) | 4000 | Not Marked/Unknown | 1993-05-24 | Not Marked
7138001 | 3 | [5 empty] | Removed from Ground | Gas (Historical Use) | 8000 | Not Marked/Unknown | 1993-05-24 | Not Marked
7141001 | 1 | [5 empty] | Removed from Ground | Empty | 0 | Not Marked/Unknown | 1993-05-11 | Not Marked
7141001 | 2 | [5 empty] | Removed from Ground | Empty | 0 | Not Marked/Unknown | 1993-05-11 | Not Marked
7141001 | 3 | [5 empty] | Removed from Ground | Empty | 0 | Not Marked/Unknown | 1993-05-11 | Not Marked
7141001 | 4 | [5 empty] | Removed from Ground | Empty | 0 | Not Marked/Unknown | 1993-05-11 | Unknown
7151001 | 1 | [5 empty] | Removed from Ground | Gas (Historical Use) | 3000 | Not Marked/Unknown | 1993-02-10 | Not Marked
7151001 | 2 | [5 empty] | Removed from Ground | Gas (Historical Use) | 3000 | Not Marked/Unknown | 1993-02-10 | Not Marked
7151001 | 3 | [5 empty] | Removed from Ground | Gas (Historical Use) | 3000 | Not Marked/Unknown | 1993-02-10 | Not Marked
7151001 | 4 | [5 empty] | Removed from Ground | Gas (Historical Use) | 3000 | Not Marked/Unknown | 1993-02-10 | Not Marked
7154001 | 1 | [5 empty] | Permanently Out of Use - historical purposes | Gas (Historical Use) | 300 | Marked Unknown |  | Unknown
720002 | 1 | [5 empty] | Removed from Ground | Gas (Historical Use) | 560 | Bare Steel | 1982-12-01 | Galvanized Steel | Safe Suction (Euro)
720002 | 2 | [5 empty] | Removed from Ground | Diesel | 560 | Bare Steel | 1982-12-01 | Galvanized Steel | Safe Suction (Euro)
720002 | 211663 |  | 1993-05-26 |  | 1993-05-26 |  | Removed from Ground | Gas (Historical Use) | 1000 | Galvanic (STIP-3) | 1993-05-26 | Cathodically Protected | Safe Suction (Euro)
720002 | 211664 |  | 1993-05-26 |  | 1993-05-26 |  | Removed from Ground | Diesel | 1000 | Galvanic (STIP-3) | 1993-05-26 | Cathodically Protected | Safe Suction (Euro)
720003 | 1 | [5 empty] | Removed from Ground | Gas (Historical Use) | 5000 | Bare Steel | 1969-04-27 | Galvanized Steel
720003 | 2 | [5 empty] | Removed from Ground | Gas (Historical Use) | 10000 | Bare Steel | 1969-04-27 | Galvanized Steel
720003 | 3 | [5 empty] | Removed from Ground | Gas (Historical Use) | 10000 | Bare Steel | 1969-04-27 | Galvanized Steel
720003 | 4 |  |  | yes |  | yes | Removed from Ground | Used Oil | 550 | Bare Steel | 1969-04-27 | Galvanized Steel
720005 | 1 | [5 empty] | Removed from Ground | Gas (Historical Use) | 6000 | Bare Steel | 1982-04-17 | Unknown
720005 | 2 | [5 empty] | Removed from Ground | Gas (Historical Use) | 6000 | Bare Steel | 1982-04-17 | Unknown
720005 | 3 | [5 empty] | Removed from Ground | Gas (Historical Use) | 6000 | Bare Steel | 1982-04-17 | Unknown
720005 | 4 | [5 empty] | Removed from Ground | Diesel | 2000 | Bare Steel | 1982-04-17 | Unknown
720006 | 1 | [5 empty] | Removed from Ground | Diesel | 4000 | Bare Steel | 1978-04-18 | Bare Steel
720007 | 1 | Flapper Valve | 1995-06-01 |  | 1995-06-01 |  | Currently in Use | Gas (Historical Use) | 6000 | Steel-Impressed Current | 1981-08-01 | Steel (Impressed Current) | Pressurized
720007 | 2 | Flapper Valve | 1995-06-01 |  | 1995-06-01 |  | Currently in Use | Gas (Historical Use) | 8000 | Steel-Impressed Current | 1981-08-01 | Steel (Impressed Current) | Pressurized
720007 | 3 | Flapper Valve | 1995-06-01 |  | 1995-06-01 |  | Currently in Use | Gas (Historical Use) | 10000 | Steel-Impressed Current | 1981-08-01 | Steel (Impressed Current) | Pressurized
720007 | 4A | Flapper Valve | 2005-12-12 | no | 2005-12-12 | no | Currently in Use | Diesel | 7500 | Galvanic (STIP-3) | 2005-12-12 | Fiberglass Reinforced Plastic | Pressurized
720007 | 4B | Flapper Valve | 2005-12-12 | no | 2005-12-12 | no | Currently in Use | Diesel | 7500 | Galvanic (STIP-3) | 2005-12-12 | Fiberglass Reinforced Plastic | Pressurized
720009 | 1 | [5 empty] | Removed from Ground | Other | 550 | Bare Steel | 1994-03-23 | Bare Steel | Pressurized
720009 | 2 | [5 empty] | Removed from Ground | Other | 1000 | Bare Steel | 1994-03-23 | Bare Steel | Pressurized
720009 | 3 | [5 empty] | Removed from Ground | Other | 1000 | Bare Steel | 1994-03-23 | Bare Steel | Pressurized
720009 | 4 | [5 empty] | Removed from Ground | Other | 550 | Bare Steel | 1994-03-23 | Bare Steel | Pressurized
720009 | 5 | [5 empty] | Removed from Ground | Other | 1000 | Bare Steel | 1994-03-23 | Bare Steel | Pressurized
720011 | 1 | [5 empty] | Removed from Ground | Diesel | 1000 | Bare Steel | 1950-01-01 | Copper | Safe Suction (Euro)
720012 | 1 | [5 empty] | Removed from Ground | Gas (Historical Use) | 2000 | Bare Steel | 1976-04-23 | Galvanized Steel
720012 | 2 |  | 1998-12-04 |  | 1989-12-04 |  | Removed from Ground | Gas (Historical Use) | 4000 | Galvanic (STIP-3) | 1989-11-15 | Cathodically Protected | Safe Suction (Euro)
720012 | 3 |  | 1998-12-04 |  | 1989-12-04 |  | Removed from Ground | Diesel | 4000 | Galvanic (STIP-3) | 1989-11-15 | Cathodically Protected | Safe Suction (Euro)
720013 | 1 | [5 empty] | Removed from Ground | Gas (Historical Use) | 2000 | Bare Steel | 1976-04-23 | Galvanized Steel
720014 | 1 | [5 empty] | Removed from Ground | Gas (Historical Use) | 2000 | Bare Steel | 1985-04-21 | Galvanized Steel
720015 | 1 | [5 empty] | Removed from Ground | Gas (Historical Use) | 7000 | Bare Steel | 1974-04-24 | Galvanized Steel
720015 | 2 | [5 empty] | Permanently Out Of Use | Gas (Historical Use) | 2000 | Bare Steel | 1985-04-21 | Galvanized Steel
720015 | 3 | Flapper Valve | 1998-12-04 | no | 1990-06-13 | no | Currently in Use | Regular | 8000 | Galvanic (STIP-3) | 1990-06-01 | Fiberglass Reinforced Plastic | Safe Suction (Euro)
720015 | 4 | Flapper Valve | 1998-12-04 | no | 1990-06-13 | no | Currently in Use | Diesel | 8000 | Galvanic (STIP-3) | 1990-06-01 | Fiberglass Reinforced Plastic | Safe Suction (Euro)
720018 | 10320-1 | [5 empty] | Closed in Ground | Gas (Historical Use) | 1000 | Bare Steel | 1972-05-02 | Galvanized Steel
720018 | 10320-2 | [5 empty] | Closed in Ground | Gas (Historical Use) | 500 | Bare Steel | 1982-04-30 | Galvanized Steel
720018 | 10320-3 | [5 empty] | Closed in Ground | Gas (Historical Use) | 1000 | Bare Steel | 1972-05-02 | Galvanized Steel
720018 | 10320-4 | [5 empty] | Closed in Ground | Diesel | 500 | Bare Steel | 1972-05-02 | Galvanized Steel
720018 | 10320-5 | [5 empty] | Closed in Ground | Diesel | 500 | Bare Steel | 1972-05-02 | Galvanized Steel
720018 | 320D1 | [5 empty] | Removed from Ground | Diesel | 2000 | Cathodically Protected Steel | 1987-01-01 | Galvanized Steel | Safe Suction (Euro)
720018 | 320G1 | [5 empty] | Removed from Ground | Gas (Historical Use) | 2000 | Cathodically Protected Steel | 1987-01-01 | Galvanized Steel | Safe Suction (Euro)
720020 | 1 | [5 empty] | Removed from Ground | Other | 2000 | Bare Steel | 1970-01-01 | Bare Steel
720020 | 2 | [5 empty] | Removed from Ground | Other | 2000 | Bare Steel | 1970-01-01 | Bare Steel
720020 | 3 | [5 empty] | Removed from Ground | Other | 10000 | Fiberglass | 1970-01-01 | Bare Steel | Suction (American)
720020 | 4 | [5 empty] | Closed in Ground | Other | 10000 | Fiberglass | 1970-01-01 | Unknown
720020 | 5 | [5 empty] | Removed from Ground | Other | 5000 | Unknown | 1990-01-01 | Unknown | Suction (American)
720022 | 1 | [5 empty] | Permanently Out Of Use | Gas (Historical Use) | 4000 | Bare Steel | 1966-05-04 | Galvanized Steel
720022 | 2 | [5 empty] | Permanently Out Of Use | Gas (Historical Use) | 4000 | Bare Steel | 1966-05-04 | Galvanized Steel
720022 | 3 | [5 empty] | Permanently Out Of Use | Gas (Historical Use) | 2000 | Bare Steel | 1981-04-30 | Galvanized Steel
720024 | 1 | [5 empty] | Removed from Ground | Gas (Historical Use) | 2000 | Bare Steel | 1984-04-08 | Galvanized Steel | Safe Suction (Euro)
720025 | REG#1 | [5 empty] | Removed from Ground | Gas (Historical Use) | 10000 | Bare Steel | 1978-05-03 | Galvanized Steel
720025 | SUL#3 | [5 empty] | Removed from Ground | Gas (Historical Use) | 8000 | Bare Steel | 1978-05-03 | Galvanized Steel
720025 | UNL#2 | [5 empty] | Removed from Ground | Gas (Historical Use) | 8000 | Bare Steel | 1978-05-03 | Galvanized Steel
720026 | 1 | [5 empty] | Removed from Ground | Empty | 1000 | Bare Steel | 1968-04-18 | Unknown
720026 | 2 | [5 empty] | Removed from Ground | Empty | 560 | Bare Steel | 1968-04-18 | Unknown
720026 | 3 | [5 empty] | Removed from Ground | Empty | 560 | Bare Steel | 1968-04-18 | Unknown
720026 | 4 |  | 2009-04-01 |  | 2009-04-01 |  | Currently in Use | Gas (Historical Use) | 2066 | Galvanic (STIP-3) | 1991-03-12 | Fiberglass Reinforced Plastic | Suction (American)
720026 | 5 |  | 2009-04-01 |  | 2009-04-01 |  | Currently in Use | Gas (Historical Use) | 2066 | Galvanic (STIP-3) | 1991-03-12 | Fiberglass Reinforced Plastic | Suction (American)
720026 | 6 |  | 2009-04-01 |  | 2009-04-01 |  | Currently in Use | Gas (Historical Use) | 2128 | Galvanic (STIP-3) | 1991-03-12 | Fiberglass Reinforced Plastic | Suction (American)
720026 | 7 |  | 2009-04-01 |  | 2009-04-01 |  | Temporarily out of use | Kerosene | 1034 | Galvanic (STIP-3) | 1991-03-12 | Fiberglass Reinforced Plastic | Suction (American)
720027 | 1 | [5 empty] | Closed in Ground | Gas (Historical Use) | 3000 | Bare Steel | 1981-05-08 | Unknown
720029 | 1 |  | 1998-01-01 |  | 1998-01-01 |  | Currently in Use | Gas (Historical Use) | 6000 | Steel-Impressed Current | 1972-05-11 | Fiberglass Reinforced Plastic | Safe Suction (Euro)
720029 | 2 |  | 1998-01-01 |  | 1998-01-01 |  | Currently in Use | Gas (Historical Use) | 6000 | Steel-Impressed Current | 1972-05-11 | Fiberglass Reinforced Plastic | Safe Suction (Euro)
720029 | 3 |  | 1998-01-01 |  | 1998-01-01 |  | Currently in Use | Gas (Historical Use) | 4000 | Steel-Impressed Current | 1972-05-11 | Fiberglass Reinforced Plastic | Safe Suction (Euro)
720029 | 4 |  | 1998-01-01 |  | 1998-01-01 |  | Currently in Use | Diesel | 2000 | Steel-Impressed Current | 1972-05-11 | Fiberglass Reinforced Plastic | Safe Suction (Euro)
720029 | 5 |  | 2005-10-27 | no | 2005-10-27 | no | Currently in Use | Diesel | 4000 | Composite | 2004-10-25 | Fiberglass Reinforced Plastic | Safe Suction (Euro)
720030 | 1 | [5 empty] | Removed from Ground | Gas (Historical Use) | 2000 | Bare Steel |  | Galvanized Steel
720030 | 2 | [5 empty] | Removed from Ground | Gas (Historical Use) | 1000 | Bare Steel |  | Galvanized Steel
720030 | 3 | [5 empty] | Removed from Ground | Gas (Historical Use) | 560 | Bare Steel |  | Galvanized Steel
720031 | 1PL | [5 empty] | Removed from Ground | Gas (Historical Use) | 4000 | Bare Steel | 1998-05-01 | Galvanized Steel | Suction (American)
720031 | 2RU | [5 empty] | Removed from Ground | Gas (Historical Use) | 3000 | Bare Steel | 1998-05-01 | Galvanized Steel | Suction (American)
720031 | 3SU | [5 empty] | Removed from Ground | Gas (Historical Use) | 2000 | Bare Steel | 1998-05-01 | Galvanized Steel | Suction (American)
720031 | D |  | 1998-04-01 |  | 1998-04-01 |  | Currently in Use | Gas (Historical Use) | 8000 | Composite | 1998-04-01 | Fiberglass Reinforced Plastic | Pressurized
720031 | E |  | 1998-04-01 |  | 1998-04-01 |  | Currently in Use | Gas (Historical Use) | 4000 | Composite | 1998-04-01 | Fiberglass Reinforced Plastic | Pressurized
720032 | 1 |  | 1998-01-01 |  | 1998-01-01 |  | Removed from Ground | Gas (Historical Use) | 4000 | Steel-Impressed Current | 1980-05-09 | Cathodically Protected | Safe Suction (Euro)
720032 | 2 |  | 1998-01-01 |  | 1998-01-01 |  | Removed from Ground | Gas (Historical Use) | 4000 | Steel-Impressed Current | 1980-05-09 | Cathodically Protected | Safe Suction (Euro)
720032 | 3 |  | 1998-01-01 |  | 1998-01-01 |  | Removed from Ground | Gas (Historical Use) | 4000 | Steel-Impressed Current | 1980-05-09 | Cathodically Protected | Safe Suction (Euro)
720032 | 4 |  | 1998-01-01 |  | 1998-01-01 |  | Removed from Ground | Diesel | 2000 | Steel-Impressed Current | 1980-01-01 | Cathodically Protected | Safe Suction (Euro)
720032 | 5 |  | 1998-01-01 |  | 1998-01-01 |  | Removed from Ground | Kerosene | 1000 | Steel-Impressed Current | 1980-01-01 | Cathodically Protected | Safe Suction (Euro)
720033 | 1 |  | 1998-01-01 |  | 1998-01-01 |  | Currently in Use | Gas (Historical Use) | 5000 | Steel-Impressed Current | 1984-05-08 | Cathodically Protected | Safe Suction (Euro)
720033 | 2 |  | 1998-01-01 |  | 1998-01-01 |  | Currently in Use | Gas (Historical Use) | 4000 | Steel-Impressed Current | 1984-05-08 | Cathodically Protected | Pressurized
720033 | 3 |  | 1998-01-01 |  | 1998-01-01 |  | Currently in Use | Gas (Historical Use) | 4000 | Steel-Impressed Current | 1984-05-08 | Cathodically Protected | Pressurized
720033 | 4 |  | 1998-01-01 |  | 1998-01-01 |  | Currently in Use | Diesel | 3000 | Steel-Impressed Current | 1984-05-08 | Cathodically Protected
720033 | 5 |  | 1998-01-01 |  | 1998-01-01 |  | Currently in Use | Diesel | 3000 | Steel-Impressed Current | 1984-05-08 | Cathodically Protected | Pressurized
720033 | 6 |  | 1999-04-28 | no | 1999-04-28 | no | Currently in Use | Diesel | 1000 | Steel-Impressed Current | 1999-04-28 | Cathodically Protected | Pressurized
720034 | 1 | [5 empty] | Removed from Ground | Gas (Historical Use) | 4000 | Bare Steel | 1996-03-17 | Galvanized Steel
720034 | 2 | [5 empty] | Removed from Ground | Gas (Historical Use) | 4000 | Bare Steel | 1996-03-17 | Galvanized Steel
720034 | 3 | [5 empty] | Removed from Ground | Gas (Historical Use) | 4000 | Bare Steel | 1996-03-17 | Galvanized Steel
720034 | 4 | [5 empty] | Removed from Ground | Kerosene | 1000 | Marked Unknown | 1996-03-17 | Unknown
720034 | 5A | Flapper Valve | 1996-09-01 |  | 1996-09-01 |  | Currently in Use | Gas (Historical Use) | 4000 | Composite | 1996-09-01 | Fiberglass Reinforced Plastic | Safe Suction (Euro)
720034 | 5B | Flapper Valve | 1996-09-01 | no | 1996-09-01 | no | Currently in Use | Gas (Historical Use) | 4000 | Composite | 1996-09-01 | Fiberglass Reinforced Plastic | Safe Suction (Euro)
720034 | 5C | Flapper Valve | 1996-09-01 | no | 1996-09-01 | no | Currently in Use | Diesel | 4000 | Composite | 1996-09-01 | Fiberglass Reinforced Plastic | Safe Suction (Euro)
720035 | 1 |  | 1998-01-01 |  | 1998-01-01 |  | Removed from Ground | Gas (Historical Use) | 4000 | Steel-Impressed Current | 1976-05-10 | Cathodically Protected
720035 | 2 |  | 1998-01-01 |  | 1998-01-01 |  | Removed from Ground | Gas (Historical Use) | 4000 | Steel-Impressed Current | 1976-05-10 | Cathodically Protected | Safe Suction (Euro)
720035 | 3 |  | 1998-01-01 |  | 1998-01-01 |  | Removed from Ground | Gas (Historical Use) | 3000 | Steel-Impressed Current | 1976-05-10 | Cathodically Protected | Safe Suction (Euro)
720035 | 4 |  | 1998-01-01 |  | 1998-01-01 |  | Removed from Ground | Gas (Historical Use) | 10000 | Steel-Impressed Current | 1976-05-10 | Cathodically Protected | Safe Suction (Euro)
720035 | 5 |  | 1998-01-01 |  | 1998-01-01 |  | Removed from Ground | Gas (Historical Use) | 10000 | Steel-Impressed Current | 1976-05-10 | Cathodically Protected
720035 | 6 |  | 1998-01-01 |  | 1998-01-01 |  | Removed from Ground | Diesel | 2000 | Fiberglass | 1998-01-01 | Cathodically Protected | Safe Suction (Euro)
720036 | 1 | [5 empty] | Removed from Ground | Gas (Historical Use) | 1000 | Bare Steel |  | Galvanized Steel
720036 | 2 | [5 empty] | Removed from Ground | Gas (Historical Use) | 1000 | Bare Steel |  | Galvanized Steel
720036 | 3 | [5 empty] | Removed from Ground | Gas (Historical Use) | 287 | Bare Steel |  | Galvanized Steel
720040 | 1 | [5 empty] | Removed from Ground | Gas (Historical Use) | 1000 | Bare Steel | 1977-05-10 | Galvanized Steel
720040 | 2 | [5 empty] | Removed from Ground | Gas (Historical Use) | 1000 | Bare Steel | 1977-05-10 | Galvanized Steel
720040 | 3 | [5 empty] | Removed from Ground | Gas (Historical Use) | 1000 | Bare Steel | 1977-05-10 | Galvanized Steel
720041 | 1 | [5 empty] | Removed from Ground | Gas (Historical Use) | 3000 | Bare Steel | 1966-05-13 | Galvanized Steel
720041 | 2 | [5 empty] | Removed from Ground | Gas (Historical Use) | 4000 | Bare Steel | 1966-05-13 | Galvanized Steel
720041 | 3 | [5 empty] | Removed from Ground | Diesel | 1000 | Bare Steel | 1966-05-13 | Galvanized Steel
720042 | 1 | Ball Float | 1995-01-01 | no | 1995-01-01 | yes | Currently in Use |  | 10000 | Steel-Impressed Current | 1998-12-01 | Fiberglass Reinforced Plastic | Pressurized
720042 | 2 | Ball Float | 1995-01-01 | no | 1995-01-01 | yes | Currently in Use | Regular | 10000 | Steel-Impressed Current | 1998-12-01 | Fiberglass Reinforced Plastic | Pressurized
720042 | 3 | Ball Float | 1995-01-01 | no | 1995-01-01 | yes | Currently in Use |  | 10000 | Steel-Impressed Current | 1998-12-01 | Fiberglass Reinforced Plastic | Pressurized
720042 | 4 | Ball Float | 1995-01-01 | no | 1995-01-01 | yes | Currently in Use | Diesel | 4000 | Steel-Impressed Current | 1998-12-01 | Steel (Impressed Current) | Pressurized
720042 | 5 | Ball Float | 1996-02-01 | no | 1996-02-01 | yes | Currently in Use | Kerosene | 2000 | Epoxy | 1996-02-01 | Fiberglass Reinforced Plastic | Pressurized
720044 | 1 | [5 empty] | Removed from Ground | Empty | 1000 | Bare Steel | 2001-12-04 | Bare Steel
720044 | 2 | [5 empty] | Removed from Ground | Empty | 1000 | Bare Steel | 2001-12-04 | Bare Steel
720045 | 1 | [5 empty] | Removed from Ground | Gas (Historical Use) | 560 | Marked Unknown | 1980-01-01 | Unknown
720045 | 2 | [5 empty] | Removed from Ground | Gas (Historical Use) | 560 | Marked Unknown | 1980-01-01 | Unknown
720046 | 1 | [5 empty] | Removed from Ground | Empty | 560 | Bare Steel | 2000-12-04 | Bare Steel
720046 | 2 | [5 empty] | Removed from Ground | Empty | 560 | Bare Steel | 2000-12-04 | Bare Steel
720047 | 1 | [5 empty] | Removed from Ground | Empty | 560 | Bare Steel | 2001-12-03 | Bare Steel
720049 | 1 | [5 empty] | Removed from Ground | Gas (Historical Use) | 560 | Marked Unknown | 1980-01-01 | Unknown
720049 | 2 | [5 empty] | Removed from Ground | Gas (Historical Use) | 560 | Marked Unknown | 1980-01-01 | Unknown
720050 | 1 | [5 empty] | Removed from Ground | Empty | 560 | Bare Steel | 2000-03-28 | Bare Steel
720050 | 2 | [5 empty] | Removed from Ground | Empty | 560 | Bare Steel | 2000-03-28 | Bare Steel
720051 | 1 | [5 empty] | Removed from Ground | Empty | 560 | Bare Steel | 2001-12-05 | Bare Steel
720051 | 2 | [5 empty] | Removed from Ground | Empty | 1000 | Bare Steel | 2001-12-05 | Bare Steel
720053 | 1 | Flapper Valve | 1998-09-01 |  | 1998-09-01 |  | Removed from Ground | Gas (Historical Use) | 5000 | Steel-Impressed Current | 1983-09-09 | Steel (Impressed Current) | Suction (American)
720053 | 2 | Flapper Valve | 1998-09-01 |  | 1998-09-01 |  | Removed from Ground | Gas (Historical Use) | 4000 | Steel-Impressed Current | 1983-09-09 | Steel (Impressed Current) | Suction (American)
720053 | 3 | Flapper Valve | 1998-09-01 |  | 1998-09-01 |  | Removed from Ground | Gas (Historical Use) | 3000 | Steel-Impressed Current | 1983-09-09 | Steel (Impressed Current) | Suction (American)
720053 | 4 | Flapper Valve | 1998-09-01 |  | 1998-09-01 |  | Removed from Ground | Diesel | 2000 | Steel-Impressed Current | 1983-09-09 | Steel (Impressed Current) | Suction (American)
720053 | 5 | Flapper Valve | 1998-09-01 |  | 1998-09-01 |  | Removed from Ground | Kerosene | 1000 | Steel-Impressed Current | 1983-09-09 | Steel (Impressed Current) | Suction (American)
720054 | 1 | [5 empty] | Removed from Ground | Gas (Historical Use) | 0 | Bare Steel |  | Galvanized Steel
720059 | 1 | Ball Float | 2002-05-06 | no | 2002-05-06 | no | Currently in Use | Empty | 10000 | Composite | 2002-05-06 | Fiberglass Reinforced Plastic | Pressurized
720059 | 2 | Ball Float | 2002-05-06 | no | 2002-05-06 | no | Currently in Use |  | 5000 | Composite | 2002-05-06 | Fiberglass Reinforced Plastic | Pressurized
720059 | 3 | Ball Float | 2002-05-06 | no | 2002-05-06 | no | Currently in Use | Empty | 5000 | Composite | 2002-05-06 | Fiberglass Reinforced Plastic | Pressurized
720059 | 1R | [5 empty] | Removed from Ground | Gas (Historical Use) | 4000 | Bare Steel | 1998-08-17 | Unknown | Suction (American)
720059 | 2D | [5 empty] | Removed from Ground | Diesel | 4000 | Marked Unknown | 1998-08-17 | Unknown | Suction (American)
720059 | 3U | [5 empty] | Removed from Ground | Gas (Historical Use) | 2000 | Bare Steel | 1998-08-17 | Fiberglass Reinforced Plastic | Suction (American)
720059 | 4P | [5 empty] | Removed from Ground | Gas (Historical Use) | 2000 | Bare Steel | 1998-08-17 | Fiberglass Reinforced Plastic | Suction (American)
720060 | 1 | [5 empty] | Removed from Ground | Gas (Historical Use) | 1000 | Bare Steel | 1978-05-10 | Galvanized Steel
720060 | 2 | [5 empty] | Removed from Ground | Diesel | 1000 | Bare Steel | 1976-05-10 | Galvanized Steel
722000 | 1 |  | 1987-11-04 |  | 1987-11-04 |  | Currently in Use | Gas (Historical Use) | 10000 | Fiberglass | 1987-11-04 | Fiberglass Reinforced Plastic | Pressurized
722000 | 2 |  | 1987-11-04 |  | 1987-11-04 |  | Currently in Use | Gas (Historical Use) | 8000 | Fiberglass | 1987-11-04 | Fiberglass Reinforced Plastic | Pressurized
722000 | 3 |  | 1987-11-04 |  | 1987-11-04 |  | Currently in Use | Diesel | 8000 | Fiberglass | 1987-11-04 | Fiberglass Reinforced Plastic | Pressurized
73 | 1 | [5 empty] | Removed from Ground | Gas (Historical Use) | 1000 | Bare Steel | 1977-08-09 | Galvanized Steel | Safe Suction (Euro)
730001 | 1 | [5 empty] | Removed from Ground | Other | 10000 | Bare Steel | 1975-01-01 | Bare Steel | Safe Suction (Euro)
730001 | 2 | [5 empty] | Removed from Ground | Other | 10000 | Bare Steel | 1975-01-01 | Bare Steel | Safe Suction (Euro)
730001 | 3 | [5 empty] | Removed from Ground | Other | 10000 | Bare Steel | 1975-01-01 | Bare Steel | Safe Suction (Euro)
730001 | 4 | [5 empty] | Removed from Ground | Other | 10000 | Bare Steel | 1975-01-01 | Bare Steel | Safe Suction (Euro)
730001 | 5 | [5 empty] | Removed from Ground | Other | 1000 | Bare Steel | 1975-01-01 | Bare Steel | Safe Suction (Euro)
730001 | 6 | [5 empty] | Removed from Ground | Other | 3800 | Bare Steel | 1975-01-01 | Bare Steel | Suction (American)
730001 | 7 |  |  | yes |  | yes | Removed from Ground | Used Oil | 6000 | Bare Steel | 1975-01-01 | Bare Steel
730001 | 8 | [5 empty] | Removed from Ground | Diesel | 30000 | Bare Steel | 1975-01-01 | Bare Steel
730001 | 9 | [5 empty] | Removed from Ground | Diesel | 30000 | Bare Steel | 1975-01-01 | Bare Steel
730002 | 1 | [5 empty] | Currently in Use | Diesel | 12000 | Bare Steel | 1961-05-19 | Copper
730002 | 2 | [5 empty] | Currently in Use | Diesel | 12000 | Bare Steel | 1974-05-16 | Copper
730003 | 1 | [5 empty] | Removed from Ground | Gas (Historical Use) | 3000 | Bare Steel | 1972-03-07 | Galvanized Steel | Suction (American)
730003 | 2 | [5 empty] | Removed from Ground | Gas (Historical Use) | 3000 | Bare Steel | 1972-03-07 | Galvanized Steel | Suction (American)
730003 | 3 | [5 empty] | Removed from Ground | Gas (Historical Use) | 3000 | Bare Steel | 1972-03-07 | Galvanized Steel | Suction (American)
730004 | 1 |  | 1998-12-18 |  | 1998-12-18 |  | Removed from Ground | Gas (Historical Use) | 20000 | Steel-Impressed Current | 1983-02-01 | Cathodically Protected | Pressurized
730004 | 2 |  | 1998-12-18 |  | 1998-12-18 |  | Removed from Ground | Gas (Historical Use) | 20000 | Steel-Impressed Current | 1983-02-01 | Cathodically Protected | Pressurized
730004 | 3 |  | 1998-12-18 |  | 1998-12-18 |  | Removed from Ground | Diesel | 10000 | Steel-Impressed Current | 1983-02-01 | Cathodically Protected | Pressurized
730004 | 4 |  | 1998-12-18 |  | 1998-12-18 |  | Removed from Ground | Gas (Historical Use) | 6000 | Steel-Impressed Current | 1983-02-01 | Cathodically Protected | Pressurized
730005 | 1 |  | 1997-08-01 |  | 1997-08-01 |  | Currently in Use | E-10 | 6000 | Galvanic (STIP-3) | 1986-01-01 | Fiberglass Reinforced Plastic | Safe Suction (Euro)
730005 | 2 |  | 1997-08-01 |  | 1997-08-01 |  | Currently in Use | E-10 | 6000 | Galvanic (STIP-3) | 1986-01-01 | Fiberglass Reinforced Plastic | Safe Suction (Euro)
730006 | 1 | [5 empty] | Removed from Ground | Gas (Historical Use) | 2000 | Bare Steel | 1978-02-02 | Galvanized Steel | Safe Suction (Euro)
730006 | 2 | [5 empty] | Removed from Ground | Gas (Historical Use) | 1000 | Bare Steel | 1978-02-02 | Galvanized Steel
730007 | 1 |  | 1998-12-18 |  | 1998-12-18 |  | Removed from Ground | Gas (Historical Use) | 2000 | Cathodically Protected Steel | 1978-02-02 | Cathodically Protected | Safe Suction (Euro)
730007 | 2 |  | 1998-12-18 |  | 1998-12-18 |  | Removed from Ground | Gas (Historical Use) | 2000 | Cathodically Protected Steel | 1978-02-02 | Cathodically Protected | Safe Suction (Euro)
730008 | 1 | [5 empty] | Removed from Ground | Gas (Historical Use) | 3000 | Bare Steel | 1980-02-02 | Galvanized Steel | Pressurized
730008 | 2 | [5 empty] | Removed from Ground | Gas (Historical Use) | 3000 | Bare Steel | 1980-02-02 | Galvanized Steel | Pressurized
730008 | 3 | [5 empty] | Removed from Ground | Gas (Historical Use) | 3000 | Bare Steel | 1980-02-02 | Galvanized Steel | Pressurized
730008 | 4 | [5 empty] | Removed from Ground | Gas (Historical Use) | 4000 | Bare Steel | 1980-02-02 | Galvanized Steel | Pressurized
730008 | 5 |  | 1997-03-18 |  | 1997-03-18 |  | Currently in Use | Gas (Historical Use) | 8000 | Composite | 1997-03-12 | Secondary Containment | Pressurized
730009 | 1 | [5 empty] | Removed from Ground | Gas (Historical Use) | 2000 | Bare Steel | 1978-02-02 | Galvanized Steel | Safe Suction (Euro)
730009 | 2 | [5 empty] | Removed from Ground | Gas (Historical Use) | 2000 | Bare Steel | 1978-02-02 | Galvanized Steel | Safe Suction (Euro)
730009 | 3 | [5 empty] | Removed from Ground | Gas (Historical Use) | 500 | Bare Steel | 1978-02-02 | Galvanized Steel | Safe Suction (Euro)
730010 | 1 | [5 empty] | Permanently Out Of Use | Gas (Historical Use) | 2000 | Bare Steel | 1986-01-31 | Galvanized Steel | Safe Suction (Euro)
730010 | 2 | [5 empty] | Permanently Out Of Use | Gas (Historical Use) | 1000 | Bare Steel | 1986-01-31 | Galvanized Steel | Safe Suction (Euro)
730010 | 3 | [5 empty] | Permanently Out Of Use | Gas (Historical Use) | 500 | Bare Steel | 1986-01-31 | Galvanized Steel | Safe Suction (Euro)
730011 | 1 |  | 1998-12-02 | no | 1998-12-01 | no | Removed from Ground |  | 3000 | Steel-Impressed Current | 1979-02-02 |  | Suction (American)
730011 | 2 |  | 1998-12-02 | no | 1998-12-01 | no | Removed from Ground |  | 3000 | Steel-Impressed Current | 1979-02-02 |  | Suction (American)
730011 | 3 |  | 1998-12-02 | no | 1998-12-01 | no | Removed from Ground |  | 3000 | Steel-Impressed Current | 1979-02-02 |  | Pressurized
730011 | 4 |  | 1998-12-02 | no | 1998-12-01 | no | Removed from Ground |  | 10000 | Steel-Impressed Current | 1980-02-02 |  | Suction (American)
730012 | 1 | [5 empty] | Currently in Use | Diesel | 1000 | Bare Steel | 1956-02-18 | Galvanized Steel
730013 | 1 | [5 empty] | Currently in Use | Diesel | 1000 | Bare Steel | 1965-02-15 | Galvanized Steel
730014 | 1 | [5 empty] | Removed from Ground | Gas (Historical Use) | 10000 | Bare Steel | 1976-02-13 | Bare Steel
730014 | 2 |  |  | yes |  | yes | Removed from Ground | Used Oil | 1000 | Bare Steel | 1966-02-15 | Bare Steel
730014 | 3 | [5 empty] | Removed from Ground | Diesel | 2000 | Composite | 1990-01-01 | Fiberglass Reinforced Plastic
730014 | 4A |  | 1996-08-01 |  | 1996-08-01 |  | Currently in Use | Diesel | 10129 | Composite | 1996-08-01 | Fiberglass Reinforced Plastic | Safe Suction (Euro)
730014 | 4B |  | 1996-08-01 |  | 1996-08-01 |  | Currently in Use | Gas (Historical Use) | 2222 | Composite | 1996-08-01 | Fiberglass Reinforced Plastic | Safe Suction (Euro)
730015 | 1 | [5 empty] | Currently in Use | Diesel | 1000 | Bare Steel | 1956-02-18 | Galvanized Steel
730016 | 1 | [5 empty] | Currently in Use | Diesel | 1000 | Bare Steel | 1957-03-03 | Unknown
730018 | 1 | [5 empty] | Removed from Ground | Gas (Historical Use) | 10000 | Bare Steel | 1971-03-03 | Galvanized Steel
730018 | 2 | [5 empty] | Removed from Ground | Gas (Historical Use) | 10000 | Cathodically Protected Steel | 1983-02-28 | Galvanized Steel | Pressurized
730018 | 3 |  |  | yes |  | yes | Removed from Ground | Used Oil | 650 | Bare Steel | 1983-02-28 | Galvanized Steel
730018 | 4 | [5 empty] | Removed from Ground | Diesel | 285 | Cathodically Protected Steel | 1981-02-28 | Galvanized Steel | Pressurized
730018 | 5 | Ball Float | 1994-10-25 |  | 1994-10-25 |  | Currently in Use | Diesel | 10000 | Galvanic (STIP-3) | 1990-10-25 | Galvanized Steel | Pressurized
730018 | 6 | Ball Float | 1997-04-07 |  | 1997-04-07 |  | Currently in Use | Gas (Historical Use) | 10000 | Composite | 1997-04-07 | Fiberglass Reinforced Plastic | Pressurized
730019 | 1 | [5 empty] | Removed from Ground | Gas (Historical Use) | 500 | Bare Steel | 1976-02-27 | Bare Steel | Suction (American)
730019 | 2 |  |  | no |  | no | Temporarily out of use | Gas (Historical Use) | 2500 | Unknown | 2011-11-14 | Unknown
730022 | 1 | [5 empty] | Removed from Ground | Gas (Historical Use) | 4000 | Bare Steel | 1986-02-18 | Galvanized Steel
730022 | 2 | [5 empty] | Removed from Ground | Diesel | 3000 | Bare Steel | 1986-02-18 | Galvanized Steel
730022 | 3 | [5 empty] | Removed from Ground | Diesel | 4000 | Bare Steel | 1986-02-18 | Galvanized Steel
730022 | 4 | Ball Float | 1990-01-01 |  | 1990-01-01 |  | Currently in Use | Gas (Historical Use) | 6000 | Galvanic (STIP-3) | 1990-01-01 | Fiberglass Reinforced Plastic | Pressurized
730022 | 5A | Ball Float | 1990-01-01 |  | 1990-01-01 |  | Currently in Use | Gas (Historical Use) | 3000 | Galvanic (STIP-3) | 1990-01-01 | Fiberglass Reinforced Plastic | Pressurized
730022 | 5B | Ball Float | 1990-01-01 | no | 1990-01-01 | no | Currently in Use | Gas (Historical Use) | 3000 | Galvanic (STIP-3) | 1990-01-01 | Fiberglass Reinforced Plastic | Pressurized
730023 | 1 | [5 empty] | Removed from Ground | Gas (Historical Use) | 3000 | Bare Steel | 1963-02-24 | Galvanized Steel | Safe Suction (Euro)
730023 | 2 | [5 empty] | Removed from Ground | Gas (Historical Use) | 3000 | Bare Steel | 1963-02-24 | Galvanized Steel | Safe Suction (Euro)
730023 | 3 | [5 empty] | Removed from Ground | Gas (Historical Use) | 3000 | Bare Steel | 1971-02-22 | Galvanized Steel | Safe Suction (Euro)
730025 | 1 | [5 empty] | Removed from Ground | Diesel | 10000 | Bare Steel | 1965-12-21 | Bare Steel
730025 | 2 | [5 empty] | Removed from Ground | Diesel | 10000 | Bare Steel | 1965-12-21 | Bare Steel
730025 | 3 | [5 empty] | Removed from Ground | Hazardous Substance | 7000 | Bare Steel | 1979-12-18 | Bare Steel
730026 | 1 | [5 empty] | Permanently Out of Use - historical purposes | Diesel | 3000 | Bare Steel | 1966-03-04 | Galvanized Steel
730026 | 2 | [5 empty] | Permanently Out of Use - historical purposes | Diesel | 560 | Bare Steel | 1986-02-27 | Galvanized Steel
730027 | 1 | [5 empty] | Removed from Ground | Gas (Historical Use) | 4000 | Bare Steel | 1980-02-26 | Unknown
730028 | 1 | [5 empty] | Removed from Ground | Empty | 10000 | Bare Steel | 1981-03-08 | Galvanized Steel
730028 | 2 | [5 empty] | Removed from Ground | Empty | 5000 | Bare Steel | 1981-03-08 | Galvanized Steel
730028 | 3 | [5 empty] | Removed from Ground | Empty | 1000 | Bare Steel | 1981-03-08 | Galvanized Steel
730028 | 4 |  | 1998-11-19 |  | 1998-11-19 |  | Removed from Ground | Gas (Historical Use) | 3000 | Steel-Impressed Current | 1987-01-01 | Fiberglass Reinforced Plastic | Suction (American)
730028 | 5 |  | 1998-11-19 |  | 1998-11-19 |  | Removed from Ground | Diesel | 3000 | Steel-Impressed Current | 1987-01-01 | Fiberglass Reinforced Plastic | Suction (American)
730029 | 4 | [5 empty] | Removed from Ground | Diesel | 550 | Bare Steel | 1973-03-10 | Galvanized Steel
730029 | 5 |  | 1998-10-03 | no | 1998-10-03 | no | Temporarily out of use | Diesel | 530 | Composite | 1998-09-29 | Copper | Safe Suction (Euro)
730030 | 1 | Flapper Valve | 1998-01-01 | no | 1998-01-01 | no | Currently in Use | Regular | 10000 | Steel-Impressed Current | 1974-03-27 | Fiberglass Reinforced Plastic | Pressurized
730030 | 2 | Flapper Valve | 1998-01-01 | no | 1998-01-01 | no | Currently in Use | Premium | 10000 | Steel-Impressed Current | 1974-03-27 |  | Pressurized
730030 | 3 | Flapper Valve | 1998-01-01 | no | 1998-01-01 | no | Currently in Use | Diesel On Road | 4000 | Steel-Impressed Current | 1974-03-27 |  | Pressurized
730030 | 4 | Flapper Valve | 1998-01-01 | no | 1998-01-01 | no | Currently in Use | Diesel Off Road | 4000 | Steel-Impressed Current | 1984-03-24 |  | Pressurized
730031 | 1 | [5 empty] | Removed from Ground | Gas (Historical Use) | 10000 | Bare Steel | 1986-01-01 | Galvanized Steel
730031 | 2 | [5 empty] | Removed from Ground | Gas (Historical Use) | 10000 | Bare Steel | 1983-04-18 | Galvanized Steel
730031 | 3 | [5 empty] | Removed from Ground | Gas (Historical Use) | 10000 | Bare Steel | 1983-04-18 | Galvanized Steel
730031 | 4 | Ball Float | 1989-01-01 | no | 1989-01-01 | no | Currently in Use | Regular | 10000 | Fiberglass | 1989-01-01 | Double-Walled Fiberglass | Pressurized
730031 | 5 | Ball Float | 1989-01-01 | no | 1989-01-01 | no | Currently in Use | Premium | 10000 | Fiberglass | 1989-01-01 | Double-Walled Fiberglass | Pressurized
730031 | 6 | Ball Float | 1989-01-01 | no | 1989-01-01 | no | Currently in Use | Diesel | 10000 | Fiberglass | 1989-01-01 | Double-Walled Fiberglass | Pressurized
730031 | 7 | Flapper Valve | 1989-01-01 | no | 1989-01-01 | no | Currently in Use | Racing Fuel | 3000 | Fiberglass | 1989-01-01 | Double-Walled Fiberglass | Safe Suction (Euro)
730032 | 1 | [5 empty] | Removed from Ground | Gas (Historical Use) | 1000 | Bare Steel | 1961-04-24 | Galvanized Steel
730032 | 2 | [5 empty] | Removed from Ground | Gas (Historical Use) | 500 | Bare Steel | 1961-04-24 | Galvanized Steel
730032 | 3 |  |  | yes |  | yes | Removed from Ground | Used Oil | 0 | Bare Steel | 1961-04-24 | Galvanized Steel
730033 | 1 | [5 empty] | Removed from Ground | Gas (Historical Use) | 500 | Marked Unknown | 1992-08-19 | Galvanized Steel
730033 | 2 | [5 empty] | Removed from Ground | Gas (Historical Use) | 500 | Marked Unknown | 1992-08-19 | Galvanized Steel
730033 | 3 | [5 empty] | Removed from Ground | Gas (Historical Use) | 500 | Marked Unknown | 1992-08-19 | Galvanized Steel
730033 | 4 | [5 empty] | Removed from Ground | Gas (Historical Use) | 500 | Marked Unknown | 1992-08-19 | Galvanized Steel
730033 | 5 | [5 empty] | Removed from Ground | Diesel | 280 | Marked Unknown | 1992-08-19 | Galvanized Steel
730033 | 6 | [5 empty] | Currently in Use | Diesel | 280 | Bare Steel |  | Galvanized Steel
730035 | 1 | [5 empty] | Removed from Ground | Gas (Historical Use) | 550 | Bare Steel | 1974-04-24 | Galvanized Steel | Suction (American)
730035 | 2 | [5 empty] | Removed from Ground | Gas (Historical Use) | 550 | Bare Steel | 1974-04-24 | Galvanized Steel | Suction (American)
730035 | 3 | [5 empty] | Removed from Ground | Gas (Historical Use) | 550 | Bare Steel | 1974-04-24 | Galvanized Steel | Suction (American)
730035 | 4 | [5 empty] | Removed from Ground | Gas (Historical Use) | 1000 | Bare Steel | 1974-04-24 | Galvanized Steel | Suction (American)
730036 | 1 |  | 1990-03-01 |  | 1990-03-01 |  | Temporarily out of use | Gas (Historical Use) | 8000 | Steel-Impressed Current | 1976-04-23 | Fiberglass Reinforced Plastic | Pressurized
730036 | 2 |  | 1990-03-01 |  | 1990-03-01 |  | Temporarily out of use | Gas (Historical Use) | 4000 | Steel-Impressed Current | 1976-04-23 | Fiberglass Reinforced Plastic | Pressurized
730036 | 3 |  | 1990-03-01 |  | 1990-03-01 |  | Temporarily out of use | Gas (Historical Use) | 4000 | Steel-Impressed Current | 1976-04-23 | Fiberglass Reinforced Plastic | Pressurized
730036 | 4 |  | 1990-03-01 |  | 1990-03-01 |  | Temporarily out of use | Diesel | 4000 | Steel-Impressed Current | 1976-04-23 | Fiberglass Reinforced Plastic | Suction (American)
730036 | 5 |  | 1990-03-01 |  | 1990-03-01 |  | Temporarily out of use | Diesel | 3000 | Steel-Impressed Current | 1976-04-23 | Fiberglass Reinforced Plastic | Safe Suction (Euro)
730036 | 6A | Flapper Valve | 2006-12-01 | no | 2006-12-01 | no | Currently in Use | Gas (Historical Use) | 8000 | Fiberglass | 2006-12-01 | Fiberglass Reinforced Plastic | Pressurized
730036 | 6B | Flapper Valve | 2006-12-01 | no | 2006-12-01 | no | Currently in Use | Gas (Historical Use) | 4000 | Fiberglass | 2006-12-01 | Fiberglass Reinforced Plastic | Pressurized
730036 | 6C | Flapper Valve | 2006-12-01 | no | 2006-12-01 | no | Currently in Use | Diesel | 4000 | Fiberglass | 2006-12-01 | Fiberglass Reinforced Plastic | Pressurized
730036 | 6D | Flapper Valve | 2006-12-01 | no | 2006-12-01 | no | Currently in Use | Diesel | 4000 | Fiberglass | 2006-12-01 | Fiberglass Reinforced Plastic | Safe Suction (Euro)
730038 | 112D1 | [5 empty] | Removed from Ground | Diesel | 2000 | Bare Steel | 1969-01-01 | Galvanized Steel | Suction (American)
730038 | 112G1 | [5 empty] | Removed from Ground | Gas (Historical Use) | 1000 | Bare Steel | 1969-01-01 | Galvanized Steel | Suction (American)
730039 | 1 | [5 empty] | Removed from Ground | Gas (Historical Use) | 500 | Bare Steel | 1964-04-22 | Galvanized Steel
730039 | 2 |  | 2000-10-24 |  | 2000-10-24 |  | Temporarily out of use | Gas (Historical Use) | 2500 | Fiberglass Double Walled | 2000-10-24 | Fiberglass Reinforced Plastic | Safe Suction (Euro)
730040 | 1 | [5 empty] | Removed from Ground | Gas (Historical Use) | 1000 | Bare Steel | 1984-04-30 | Galvanized Steel | Suction (American)
730040 | 2 | [5 empty] | Removed from Ground | Gas (Historical Use) | 10000 | Bare Steel | 1976-05-02 | Galvanized Steel | Pressurized
730040 | 3 | [5 empty] | Removed from Ground | Gas (Historical Use) | 3000 | Bare Steel | 1976-01-01 | Galvanized Steel | Suction (American)
730040 | 4 | [5 empty] | Removed from Ground | Kerosene | 560 | Bare Steel | 1964-01-01 | Galvanized Steel
730040 | 5 | [5 empty] | Removed from Ground | Diesel | 560 | Bare Steel | 1964-01-01 | Galvanized Steel
730040 | 6 | [5 empty] | Removed from Ground | Gas (Historical Use) | 3000 | Bare Steel | 1964-01-01 | Galvanized Steel
730040 | 7 |  |  | yes |  | yes | Removed from Ground | Used Oil | 560 | Bare Steel | 1964-01-01 | Galvanized Steel
730040 | 8 |  | 1999-10-25 |  | 1999-10-25 |  | Removed from Ground | Gas (Historical Use) | 10000 | Composite | 1999-10-25 | Fiberglass Reinforced Plastic | Suction (American)
730042 | 1 | [5 empty] | Removed from Ground | Gas (Historical Use) | 1000 | Bare Steel | 1974-05-02 | Galvanized Steel
730042 | 2 | [5 empty] | Removed from Ground | Gas (Historical Use) | 1000 | Bare Steel | 1974-05-02 | Galvanized Steel
730043 | 1 |  | 1997-02-01 |  | 1997-02-01 |  | Removed from Ground | Gas (Historical Use) | 8000 | Epoxy | 1985-04-29 | Fiberglass Reinforced Plastic | Pressurized
730043 | 2 |  | 1997-02-01 |  | 1997-02-01 |  | Removed from Ground | Gas (Historical Use) | 6000 | Epoxy | 1985-04-29 | Fiberglass Reinforced Plastic | Pressurized
730043 | 3 |  | 1997-02-01 |  | 1997-02-01 |  | Removed from Ground | Diesel | 4000 | Epoxy | 1985-04-29 | Fiberglass Reinforced Plastic | Pressurized
730043 | 4 |  | 1997-02-01 |  | 1997-02-01 |  | Removed from Ground | Kerosene | 4000 | Epoxy | 1985-04-29 | Fiberglass Reinforced Plastic | Pressurized
730043 | 5 | [5 empty] | Removed from Ground | Empty | 1000 | Bare Steel | 2000-01-27 | Galvanized Steel | Suction (American)
730043 | 6 |  |  | yes |  | yes | Removed from Ground | Used Oil | 1000 | Bare Steel | 1978-05-01 | Galvanized Steel
730045 | 1 |  | 1999-11-02 |  | 1999-11-02 |  | Removed from Ground | Gas (Historical Use) | 10000 | Steel-Impressed Current | 1984-04-29 | Fiberglass Reinforced Plastic | Pressurized
730045 | 2 |  | 1999-11-02 |  | 1999-11-02 |  | Removed from Ground | Gas (Historical Use) | 3000 | Steel-Impressed Current | 1968-05-03 | Fiberglass Reinforced Plastic | Pressurized
730045 | 3 |  | 1999-11-02 |  | 1999-11-02 |  | Removed from Ground | Gas (Historical Use) | 3000 | Steel-Impressed Current | 1968-05-03 | Fiberglass Reinforced Plastic | Pressurized
730045 | 4 |  | 1999-11-02 |  | 1999-11-02 |  | Removed from Ground | Diesel | 3000 | Steel-Impressed Current | 1968-05-03 | Fiberglass Reinforced Plastic | Pressurized
730045 | 5 | [5 empty] | Removed from Ground | Diesel | 1000 | Bare Steel | 1968-05-03 | Galvanized Steel
730045 | 6 |  | 1999-11-02 |  | 1999-11-02 |  | Removed from Ground | Diesel | 8000 | Composite | 1999-11-22 | Fiberglass Reinforced Plastic | Pressurized
730046 | 1 | [5 empty] | Removed from Ground | Gas (Historical Use) | 2000 | Bare Steel | 1974-05-02 | Galvanized Steel
730046 | 2 | [5 empty] | Removed from Ground | Gas (Historical Use) | 1000 | Bare Steel | 1974-05-02 | Galvanized Steel
730046 | 3 | [5 empty] | Removed from Ground | Gas (Historical Use) | 1000 | Bare Steel | 1974-05-02 | Galvanized Steel
730047 | 1 | [5 empty] | Removed from Ground | Diesel | 1000 | Bare Steel | 1985-04-29 | Galvanized Steel
730047 | 2 | [5 empty] | Removed from Ground | Kerosene | 1000 | Bare Steel | 1985-04-29 | Galvanized Steel
730047 | 3 | [5 empty] | Removed from Ground | Diesel | 2000 | Bare Steel | 1985-04-29 | Galvanized Steel
730047 | 4 | [5 empty] | Removed from Ground | Gas (Historical Use) | 7500 | Unknown |  | Unknown
730047 | 5 | [5 empty] | Removed from Ground | Gas (Historical Use) | 7500 | Unknown |  | Unknown
730047 | 6 | Ball Float | 1995-03-01 |  | 1995-03-01 |  | Currently in Use | Gas (Historical Use) | 10000 | Epoxy | 1995-03-01 | Cathodically Protected | Pressurized
730047 | 7 | Ball Float | 1995-03-01 |  | 1995-03-01 |  | Currently in Use | Gas (Historical Use) | 8000 | Epoxy | 1995-03-01 | Cathodically Protected | Pressurized
730047 | 8 |  | 1995-03-01 |  | 1995-03-01 |  | Currently in Use | Diesel | 4000 | Epoxy | 1995-03-01 | Cathodically Protected | Safe Suction (Euro)
730047 | 9 |  | 1995-03-01 |  | 1995-03-01 |  | Currently in Use | Diesel | 2000 | Epoxy | 1995-03-01 | Cathodically Protected | Safe Suction (Euro)
730049 | 1 | Flapper Valve | 1992-01-01 |  | 1992-01-01 | yes | Currently in Use | Gas (Historical Use) | 10000 | Galvanic (STIP-3) | 1992-01-01 | Fiberglass Reinforced Plastic | Safe Suction (Euro)
730049 | 12301 | [5 empty] | Removed from Ground | Gas (Historical Use) | 10000 | Fiberglass | 1981-05-03 | Fiberglass Reinforced Plastic | Pressurized
730049 | 12302 | [5 empty] | Removed from Ground | Diesel | 4000 | Marked Unknown | 1981-05-08 | Unknown
730049 | 2 | Flapper Valve | 1992-01-01 |  | 1992-01-01 | yes | Currently in Use | Diesel | 1000 | Galvanic (STIP-3) | 1992-01-01 | Fiberglass Reinforced Plastic | Safe Suction (Euro)
730050 | 1 | [5 empty] | Removed from Ground | Gas (Historical Use) | 500 | Bare Steel | 1971-05-11 | Galvanized Steel
730050 | 2 | [5 empty] | Removed from Ground | Gas (Historical Use) | 1000 | Bare Steel | 1976-05-09 | Galvanized Steel
730050 | 3 | [5 empty] | Removed from Ground | Gas (Historical Use) | 1000 | Bare Steel | 1976-05-09 | Galvanized Steel
730051 | 1 | [5 empty] | Closed in Ground | Gas (Historical Use) | 500 | Bare Steel | 1986-05-07 | Galvanized Steel
730051 | 2 |  | 1994-09-15 |  | 1994-09-15 |  | Currently in Use | Gas (Historical Use) | 10000 | Composite | 1994-09-15 | Double Walled | Pressurized
730051 | 3 |  | 1994-09-15 |  | 1994-09-15 |  | Currently in Use | Gas (Historical Use) | 10000 | Composite | 1994-09-15 | Double Walled | Pressurized
730051 | 4 |  | 1994-09-15 |  | 1994-09-15 |  | Currently in Use | Kerosene | 2000 | Composite | 1994-09-15 | Double Walled | Safe Suction (Euro)
730052 | 1 | [5 empty] | Removed from Ground | Gas (Historical Use) | 1000 | Bare Steel | 1968-05-11 | Galvanized Steel | Suction (American)
730052 | 2 | [5 empty] | Removed from Ground | Gas (Historical Use) | 1000 | Bare Steel | 1968-05-11 | Galvanized Steel | Suction (American)
730052 | 3 | [5 empty] | Removed from Ground | Gas (Historical Use) | 2000 | Bare Steel | 1976-05-09 | Galvanized Steel | Suction (American)
730052 | 4 |  | 1995-07-18 |  | 1995-07-18 |  | Temporarily out of use | Gas (Historical Use) | 6000 | Cathodically Protected Steel | 1995-07-18 | Cathodically Protected | Suction (American)
730052 | 5 |  | 1995-07-18 |  | 1995-07-18 |  | Temporarily out of use | Gas (Historical Use) | 8000 | Cathodically Protected Steel | 1995-07-18 | Cathodically Protected | Suction (American)
730053 | 1 | [5 empty] | Removed from Ground | Gas (Historical Use) | 1000 | Bare Steel | 1968-05-11 | Galvanized Steel
730053 | 2 | [5 empty] | Removed from Ground | Gas (Historical Use) | 3000 | Bare Steel | 1968-05-11 | Galvanized Steel
730053 | 3 | [5 empty] | Removed from Ground | Gas (Historical Use) | 4000 | Bare Steel | 1968-05-11 | Galvanized Steel
730054 | 1 | [5 empty] | Closed in Ground | Empty | 500 | Bare Steel | 1988-07-05 | Galvanized Steel
730054 | 2 | [5 empty] | Closed in Ground | Empty | 500 | Bare Steel | 1988-07-05 | Galvanized Steel
730054 | 3 | [5 empty] | Closed in Ground | Empty | 500 | Bare Steel | 1988-07-05 | Galvanized Steel
730055 | 1 | [5 empty] | Removed from Ground | Diesel | 1000 | Bare Steel | 1978-05-09 | Galvanized Steel | Suction (American)
730055 | 2 | [5 empty] | Removed from Ground | Gas (Historical Use) | 1000 | Bare Steel | 1978-05-09 | Galvanized Steel | Suction (American)
730055 | 3 | [5 empty] | Removed from Ground | Gas (Historical Use) | 3000 | Bare Steel | 1978-05-09 | Galvanized Steel | Suction (American)
730055 | 4 | [5 empty] | Removed from Ground | Gas (Historical Use) | 3000 | Bare Steel | 1978-05-09 | Galvanized Steel | Suction (American)
730056 | 1 | [5 empty] | Removed from Ground | Diesel | 1000 | Bare Steel | 1979-05-09 | Galvanized Steel | Suction (American)
730056 | 2 | [5 empty] | Removed from Ground | Gas (Historical Use) | 3000 | Bare Steel | 1979-05-09 | Galvanized Steel | Suction (American)
730056 | 3 | [5 empty] | Removed from Ground | Gas (Historical Use) | 3000 | Bare Steel | 1979-05-09 | Galvanized Steel | Suction (American)
730057 | 1 | [5 empty] | Removed from Ground | Gas (Historical Use) | 2000 | Bare Steel | 1976-05-09 | Galvanized Steel
730057 | 2 | [5 empty] | Removed from Ground | Gas (Historical Use) | 2000 | Bare Steel | 1976-05-09 | Galvanized Steel
730057 | 3 | [5 empty] | Removed from Ground | Gas (Historical Use) | 2000 | Bare Steel | 1976-05-09 | Galvanized Steel
730059 | 1 | [5 empty] | Removed from Ground | Gas (Historical Use) | 500 | Bare Steel | 1986-05-07 | Galvanized Steel
730059 | 2 | [5 empty] | Removed from Ground | Gas (Historical Use) | 500 | Bare Steel | 1986-05-07 | Galvanized Steel
730059 | 3 | [5 empty] | Removed from Ground | Gas (Historical Use) | 1000 | Bare Steel | 1986-05-07 | Galvanized Steel
730060 | 1 |  | 1998-11-10 |  | 1998-11-10 |  | Currently in Use | Gas (Historical Use) | 3000 | Cathodically Protected Steel | 1981-05-08 | Fiberglass Reinforced Plastic | Safe Suction (Euro)
730060 | 2 |  | 1998-11-10 |  | 1998-11-10 |  | Currently in Use | Gas (Historical Use) | 6000 | Cathodically Protected Steel | 1981-05-08 | Fiberglass Reinforced Plastic | Safe Suction (Euro)
730060 | 3 |  | 1998-11-10 |  | 1998-11-10 |  | Currently in Use | Gas (Historical Use) | 8000 | Cathodically Protected Steel | 1981-05-08 | Fiberglass Reinforced Plastic | Safe Suction (Euro)
730060 | 4 |  | 1992-02-01 | no | 1992-02-01 | no | Currently in Use | Diesel | 1000 | Cathodically Protected Steel | 1992-02-01 | Fiberglass Reinforced Plastic | Safe Suction (Euro)
730061 | 1 | [5 empty] | Removed from Ground | Gas (Historical Use) | 1000 | Bare Steel | 1978-05-09 | Galvanized Steel
730061 | 2 | [5 empty] | Removed from Ground | Gas (Historical Use) | 1000 | Bare Steel | 1978-05-09 | Galvanized Steel
730062 | 1 | [5 empty] | Removed from Ground | Gas (Historical Use) | 500 | Bare Steel | 1986-05-07 | Galvanized Steel | Suction (American)
730062 | 2 | [5 empty] | Removed from Ground | Gas (Historical Use) | 1000 | Bare Steel | 1976-05-09 | Galvanized Steel | Suction (American)
730062 | 3 | [5 empty] | Removed from Ground | Gas (Historical Use) | 1000 | Bare Steel | 1986-05-07 | Galvanized Steel | Suction (American)
730063 | 1 | [5 empty] | Removed from Ground | Diesel | 1000 | Bare Steel | 1978-05-09 | Galvanized Steel | Suction (American)
730065 | 1 | [5 empty] | Removed from Ground | Gas (Historical Use) | 1000 | Bare Steel | 1977-05-09 | Galvanized Steel
730066 | 1 | [5 empty] | Removed from Ground | Gas (Historical Use) | 2000 | Bare Steel | 1983-05-08 | Galvanized Steel
730066 | 2 | [5 empty] | Removed from Ground | Diesel | 3000 | Bare Steel | 1983-05-08 | Galvanized Steel
730067 | 1 | [5 empty] | Permanently Out of Use - historical purposes | Gas (Historical Use) | 2000 | Bare Steel | 1976-05-09 | Galvanized Steel
730067 | 2 |  | 1991-01-01 |  | 1991-01-01 |  | Currently in Use | Gas (Historical Use) | 2000 | Cathodically Protected Steel | 1991-01-01 | Cathodically Protected | Suction (American)
730071 | 1 | [5 empty] | Removed from Ground | Gas (Historical Use) | 3000 | Bare Steel | 1966-05-13 | Galvanized Steel
730071 | 2 | [5 empty] | Removed from Ground | Gas (Historical Use) | 5000 | Bare Steel | 1966-05-13 | Galvanized Steel
730071 | 3 | [5 empty] | Removed from Ground | Gas (Historical Use) | 1000 | Bare Steel | 1981-05-09 | Galvanized Steel
730073 | 1 | [5 empty] | Removed from Ground | Gas (Historical Use) | 10000 | Bare Steel | 1983-05-08 | Galvanized Steel | Pressurized
730073 | 2 | [5 empty] | Removed from Ground | Gas (Historical Use) | 10000 | Bare Steel | 1983-05-08 | Galvanized Steel | Pressurized
730073 | 3 | [5 empty] | Removed from Ground | Gas (Historical Use) | 5000 | Bare Steel | 1983-05-08 | Galvanized Steel | Pressurized
730073 | 4 | [5 empty] | Removed from Ground | Kerosene | 3000 | Bare Steel | 1983-05-08 | Galvanized Steel | Pressurized
730073 | 5 | [5 empty] | Removed from Ground | Diesel | 3000 | Bare Steel | 1983-05-08 | Galvanized Steel | Pressurized
730074 | 1 | [5 empty] | Removed from Ground | Gas (Historical Use) | 2000 | Bare Steel | 1976-05-09 | Galvanized Steel
730075 | 1 | [5 empty] | Removed from Ground | Empty | 1000 | Bare Steel | 1956-05-15 | Galvanized Steel
730075 | 2 | [5 empty] | Removed from Ground | Empty | 1000 | Bare Steel | 1956-05-15 | Galvanized Steel
730079 | 1 | [5 empty] | Removed from Ground | Diesel | 3000 | Bare Steel | 1978-05-18 | Galvanized Steel | Suction (American)
730079 | 2 | [5 empty] | Removed from Ground | Gas (Historical Use) | 1000 | Bare Steel | 1978-05-18 | Galvanized Steel | Suction (American)
730081 | 1 | Flapper Valve | 2001-11-30 | no | 2001-11-30 | no | Currently in Use | Regular | 8000 | Galvanic (STIP-3) | 1986-08-16 | Fiberglass Reinforced Plastic | Pressurized
730081 | 2 | Flapper Valve | 2001-11-30 | no | 2001-11-30 | no | Currently in Use | Diesel | 8000 | Galvanic (STIP-3) | 1986-08-16 | Fiberglass Reinforced Plastic | Pressurized
730081 | 3 | Flapper Valve | 2001-11-30 | no | 2001-11-30 | no | Currently in Use | Premium | 8000 | Galvanic (STIP-3) | 1986-08-16 | Fiberglass Reinforced Plastic | Pressurized
730083 | 1 | [5 empty] | Removed from Ground | Gas (Historical Use) | 560 | Bare Steel | 1930-05-21 | Galvanized Steel
730083 | 2 | [5 empty] | Removed from Ground | Gas (Historical Use) | 270 | Bare Steel | 1930-05-21 | Galvanized Steel
730084 | 1 | [5 empty] | Permanently Out Of Use | Gas (Historical Use) | 1000 | Bare Steel | 1974-05-10 | Bare Steel
730084 | 2 | [5 empty] | Permanently Out Of Use | Gas (Historical Use) | 1000 | Bare Steel | 1974-05-10 | Galvanized Steel
730084 | 3 | [5 empty] | Permanently Out Of Use | Gas (Historical Use) | 560 | Bare Steel | 1974-05-10 | Bare Steel
730086 | 1 | [5 empty] | Removed from Ground | Gas (Historical Use) | 550 | Bare Steel | 1967-01-06 | Galvanized Steel
730086 | 2 | [5 empty] | Removed from Ground | Gas (Historical Use) | 6000 | Bare Steel | 1967-01-06 | Galvanized Steel
730086 | 3 | [5 empty] | Removed from Ground | Gas (Historical Use) | 3000 | Bare Steel | 1967-01-06 | Galvanized Steel
730086 | 4 | [5 empty] | Removed from Ground | Diesel | 2500 | Bare Steel | 1967-01-06 | Galvanized Steel
740001 | 1 | [5 empty] | Closed in Ground | Gas (Historical Use) | 500 | Bare Steel | 1979-01-01 | Galvanized Steel
740004 | 1 | [5 empty] | Removed from Ground | Gas (Historical Use) | 500 | Bare Steel | 1978-02-26 | Galvanized Steel
740004 | 2 | [5 empty] | Removed from Ground | Gas (Historical Use) | 500 | Bare Steel | 1981-02-25 | Galvanized Steel
740006 | 1 | [5 empty] | Permanently Out of Use - historical purposes | Gas (Historical Use) | 1000 | Bare Steel | 1977-04-18 | Unknown
740006 | 2 | [5 empty] | Permanently Out of Use - historical purposes | Gas (Historical Use) | 1000 | Bare Steel | 1977-04-18 | Unknown
740006 | 3 | [5 empty] | Permanently Out of Use - historical purposes | Gas (Historical Use) | 1000 | Bare Steel | 1977-04-18 | Unknown
740007 | 1 | Flapper Valve | 1997-09-01 | no | 1997-09-01 | no | Currently in Use | Regular | 6000 | Steel-Impressed Current | 1980-04-17 | Fiberglass Reinforced Plastic | Pressurized
740007 | 2 | Flapper Valve | 1997-09-12 | no | 1997-09-12 | no | Currently in Use | Regular | 6000 | Steel-Impressed Current | 1980-04-17 | Fiberglass Reinforced Plastic | Pressurized
740007 | 3 | Flapper Valve | 1997-09-12 | no | 1997-09-12 | no | Currently in Use | Premium | 4000 | Steel-Impressed Current | 1980-04-17 | Fiberglass Reinforced Plastic | Pressurized
740007 | 4 | Ball Float | 1997-09-12 | no | 1997-09-12 | no | Currently in Use | Diesel | 3000 | Steel-Impressed Current | 1980-04-17 | Fiberglass Reinforced Plastic | Pressurized
740009 | 1 | [5 empty] | Removed from Ground | Gas (Historical Use) | 1000 | Bare Steel | 1974-04-19 | Unknown | Suction (American)
740009 | 2 | [5 empty] | Removed from Ground | Gas (Historical Use) | 1000 | Bare Steel | 1974-04-19 | Unknown | Suction (American)
740012 | 1 | [5 empty] | Removed from Ground | Gas (Historical Use) | 550 | Bare Steel | 1980-04-17 | Galvanized Steel
740013 | 1 | [5 empty] | Removed from Ground | Gas (Historical Use) | 1000 | Bare Steel | 1973-04-21 | Galvanized Steel
740014 | 1 | [5 empty] | Removed from Ground | Gas (Historical Use) | 550 | Bare Steel | 1981-04-19 | Galvanized Steel
740015 | 1 | [5 empty] | Removed from Ground | Gas (Historical Use) | 1000 | Bare Steel | 1976-04-23 | Galvanized Steel | Safe Suction (Euro)
740015 | 2 | [5 empty] | Removed from Ground | Gas (Historical Use) | 1000 | Bare Steel | 1976-04-23 | Galvanized Steel | Safe Suction (Euro)
740015 | 3 | [5 empty] | Removed from Ground | Gas (Historical Use) | 1000 | Bare Steel | 1976-04-23 | Galvanized Steel | Safe Suction (Euro)
740016 | 1 | [5 empty] | Removed from Ground | Gas (Historical Use) | 1000 | Bare Steel | 1998-10-12 | Galvanized Steel
740016 | 2 | [5 empty] | Removed from Ground | Gas (Historical Use) | 1000 | Bare Steel | 1998-10-12 | Galvanized Steel
740017 | 1 | [5 empty] | Removed from Ground | Gas (Historical Use) | 2000 | Bare Steel | 1979-04-09 | Galvanized Steel | Safe Suction (Euro)
740017 | 2 | [5 empty] | Removed from Ground | Gas (Historical Use) | 2000 | Bare Steel | 1979-04-09 | Galvanized Steel | Safe Suction (Euro)
740017 | 3 | [5 empty] | Removed from Ground | Gas (Historical Use) | 2000 | Bare Steel | 1979-04-09 | Galvanized Steel | Safe Suction (Euro)
740017 | 4 | [5 empty] | Removed from Ground | Diesel | 2000 | Bare Steel | 1985-04-07 | Galvanized Steel | Safe Suction (Euro)
740019 | 316G1 | [5 empty] | Removed from Ground | Diesel | 6000 | Bare Steel | 1985-02-15 | Galvanized Steel
740021 | 1 | [5 empty] | Removed from Ground | Diesel | 2000 | Bare Steel | 1978-03-27 | Galvanized Steel | Safe Suction (Euro)
740021 | 2 | Flapper Valve | 1995-06-01 |  | 1995-06-01 |  | Removed from Ground | Diesel | 10000 | Galvanic (STIP-3) | 1985-03-25 | Fiberglass Reinforced Plastic | Safe Suction (Euro)
740025 | 1 |  | 1998-04-01 |  | 1998-04-01 |  | Currently in Use | Gas (Historical Use) | 10000 | Composite | 1981-05-02 | Cathodically Protected | Pressurized
740025 | 2 |  | 1998-04-01 |  | 1998-04-01 |  | Currently in Use | Diesel | 8000 | Composite | 1981-05-02 | Cathodically Protected | Pressurized
740025 | 3 |  | 1998-04-01 |  | 1998-04-01 |  | Currently in Use | Gas (Historical Use) | 8000 | Composite | 1981-05-02 | Cathodically Protected | Pressurized
740026 | 1 | [5 empty] | Removed from Ground | Gas (Historical Use) | 2000 | Bare Steel | 1976-05-09 | Bare Steel
740026 | 11-CONST |  |  | yes |  | yes | Removed from Ground | Used Oil | 1000 | Bare Steel | 1976-05-09 | Bare Steel
740026 | 15 | [5 empty] | Removed from Ground | Other | 250 | Bare Steel | 1986-05-07 | Bare Steel
740026 | 16 | [5 empty] | Removed from Ground | Other | 250 | Bare Steel | 1976-05-09 | Bare Steel
740026 | 2 | [5 empty] | Removed from Ground | Gas (Historical Use) | 2000 | Bare Steel | 1976-05-09 | Bare Steel
740026 | 4 | [5 empty] | Removed from Ground | Gas (Historical Use) | 10000 | Bare Steel | 1976-05-09 | Bare Steel
740026 | 5 | [5 empty] | Removed from Ground | Diesel | 6000 | Bare Steel | 1976-05-09 | Bare Steel
740026 | 6 | [5 empty] | Removed from Ground | Gas (Historical Use) | 6000 | Bare Steel | 1976-05-09 | Bare Steel
740026 | 7 | [5 empty] | Removed from Ground | Kerosene | 1000 | Bare Steel | 1976-05-09 | Bare Steel
740026 | 8-WTP |  |  | yes |  | yes | Removed from Ground | Used Oil | 1000 | Bare Steel | 1976-05-09 | Bare Steel
740026 | 9 |  |  | yes |  | yes | Removed from Ground | Used Oil | 250 | Bare Steel | 1976-05-09 | Bare Steel
740028 | 1 |  | 1998-12-03 |  | 1998-12-03 |  | Currently in Use | Gas (Historical Use) | 1000 | Steel-Impressed Current | 1974-05-11 | Steel (Impressed Current) | Suction (American)
740028 | 2 |  | 1998-12-03 |  | 1998-12-03 |  | Currently in Use | Gas (Historical Use) | 1000 | Steel-Impressed Current | 1974-05-11 | Steel (Impressed Current) | Safe Suction (Euro)
740028 | 3 |  | 1998-12-03 | no | 1998-12-03 | no | Currently in Use |  | 1000 | Steel-Impressed Current | 1998-12-11 | Steel (Impressed Current) | Suction (American)
740028 | 4 |  | 1998-12-03 |  | 1998-12-03 |  | Currently in Use | Diesel | 1000 | Steel-Impressed Current | 1974-05-11 | Steel (Impressed Current) | Suction (American)
740028 | 5 |  | 1998-12-03 | no | 1998-12-03 | no | Temporarily out of use | Kerosene | 250 | Steel-Impressed Current | 1974-05-11 | Steel (Impressed Current) | Suction (American)
740029 | 1 | [5 empty] | Removed from Ground | Gas (Historical Use) | 1000 | Bare Steel | 1997-08-21 | Galvanized Steel
740029 | 2 | [5 empty] | Removed from Ground | Gas (Historical Use) | 1000 | Bare Steel | 1978-05-10 | Galvanized Steel
740030 | 1 | [5 empty] | Removed from Ground | Gas (Historical Use) | 560 | Bare Steel | 1956-05-15 | Galvanized Steel | Safe Suction (Euro)
740030 | 2 | [5 empty] | Removed from Ground | Gas (Historical Use) | 560 | Bare Steel | 1956-05-15 | Galvanized Steel | Safe Suction (Euro)
740030 | 3 | [5 empty] | Removed from Ground | Diesel | 1000 | Bare Steel | 1976-05-10 | Galvanized Steel | Safe Suction (Euro)
740030 | 4 |  | 1990-01-01 |  | 1990-01-01 |  | Temporarily out of use | Gas (Historical Use) | 1000 | Cathodically Protected Steel | 1990-01-01 | Cathodically Protected | Suction (American)
740030 | 5 |  | 1990-01-01 |  | 1990-01-01 |  | Temporarily out of use | Gas (Historical Use) | 1000 | Cathodically Protected Steel | 1990-01-01 | Cathodically Protected | Suction (American)
740030 | 6 |  | 1990-01-01 |  | 1990-01-01 |  | Temporarily out of use | Gas (Historical Use) | 1000 | Cathodically Protected Steel | 1990-01-01 | Cathodically Protected | Suction (American)
740031 | 1 | [5 empty] | Removed from Ground | Gas (Historical Use) | 1000 | Bare Steel | 1978-05-10 | Galvanized Steel
740031 | 2 | [5 empty] | Removed from Ground | Gas (Historical Use) | 1000 | Bare Steel | 1978-05-10 | Galvanized Steel
740033 | 1 | [5 empty] | Removed from Ground | Empty | 560 | Bare Steel | 1971-05-12 | Galvanized Steel | Safe Suction (Euro)
740033 | 2 | [5 empty] | Removed from Ground | Empty | 560 | Bare Steel | 1971-05-12 | Galvanized Steel
740034 | 1 | [5 empty] | Removed from Ground | Propane | 500 | Bare Steel | 1966-05-13 | Unknown
740035 | 1 | [5 empty] | Removed from Ground | Gas (Historical Use) | 1065 | Bare Steel | 1972-05-11 | Bare Steel | Suction (American)
740035 | 2 | [5 empty] | Removed from Ground | Gas (Historical Use) | 1990 | Bare Steel | 1972-05-11 | Bare Steel | Suction (American)
740035 | 3 | [5 empty] | Removed from Ground | Gas (Historical Use) | 2980 | Bare Steel | 1972-05-11 | Bare Steel | Suction (American)
740035 | 4 | [5 empty] | Removed from Ground | Empty | 1065 | Bare Steel | 1972-05-11 | Bare Steel | Suction (American)
740036 | 1 | [5 empty] | Removed from Ground | Gas (Historical Use) | 560 | Bare Steel | 1978-05-10 | Galvanized Steel
740036 | 2 | [5 empty] | Removed from Ground | Gas (Historical Use) | 560 | Bare Steel | 1978-05-10 | Galvanized Steel
740043 | 1 |  | 1999-05-13 |  | 1999-05-13 |  | Removed from Ground | Gas (Historical Use) | 1000 | Steel-Impressed Current | 1984-06-01 | Fiberglass Reinforced Plastic | Safe Suction (Euro)
740043 | 2 |  | 1999-05-13 |  | 1999-05-13 |  | Removed from Ground | Gas (Historical Use) | 1000 | Steel-Impressed Current | 1984-06-01 | Fiberglass Reinforced Plastic | Safe Suction (Euro)
750001 | 1 | [5 empty] | Removed from Ground | Gas (Historical Use) | 6000 | Bare Steel | 1985-04-21 | Galvanized Steel
750001 | 10 | [5 empty] | Removed from Ground | Kerosene | 1 | Cathodically Protected Steel | 1996-08-23 | Fiberglass Reinforced Plastic
750001 | 11 | Ball Float | 1997-03-01 |  | 1997-03-01 |  | Currently in Use | Diesel | 12000 | Fiberglass | 2003-08-07 | Fiberglass Reinforced Plastic | Pressurized
750001 | 2 | [5 empty] | Removed from Ground | Gas (Historical Use) | 6000 | Bare Steel | 1985-04-21 | Galvanized Steel
750001 | 3 | [5 empty] | Removed from Ground | Gas (Historical Use) | 8000 | Bare Steel | 1985-04-21 | Galvanized Steel
750001 | 4 | [5 empty] | Removed from Ground | Diesel | 8000 | Bare Steel | 1985-04-21 | Galvanized Steel
750001 | 5 | Ball Float | 1988-05-01 |  | 1988-05-01 |  | Currently in Use | Kerosene | 2000 | Composite | 1988-05-01 | Fiberglass Reinforced Plastic | Safe Suction (Euro)
750001 | 6 | Ball Float | 1988-05-01 |  | 1988-05-01 |  | Currently in Use | Diesel | 12000 | Composite | 1988-05-01 | Fiberglass Reinforced Plastic | Pressurized
750001 | 7 | Ball Float | 1988-05-01 |  | 1988-05-01 |  | Currently in Use | Gas (Historical Use) | 10000 | Composite | 1988-05-01 | Fiberglass Reinforced Plastic | Pressurized
750001 | 8 | Ball Float | 1988-05-01 |  | 1988-05-01 |  | Currently in Use | Gas (Historical Use) | 8000 | Composite | 1988-05-01 | Fiberglass Reinforced Plastic | Pressurized
750001 | 9 | Ball Float | 1988-05-01 |  | 1988-05-01 |  | Currently in Use | Gas (Historical Use) | 8000 | Composite | 1988-01-01 | Fiberglass Reinforced Plastic | Pressurized
750002 | 1 | [5 empty] | Removed from Ground | Gas (Historical Use) | 6000 | Bare Steel | 1981-01-01 | Galvanized Steel
750002 | 2 | [5 empty] | Removed from Ground | Gas (Historical Use) | 8000 | Bare Steel | 1981-01-01 | Galvanized Steel
750002 | 3 | [5 empty] | Removed from Ground | Diesel | 3000 | Bare Steel | 1964-01-01 | Galvanized Steel
750003 | 1 | [5 empty] | Removed from Ground | Gas (Historical Use) | 3000 | Bare Steel | 1986-04-21 | Galvanized Steel
750003 | 10 |  | 1994-02-01 |  | 1994-02-01 |  | Currently in Use | Kerosene | 2000 | Fiberglass | 1986-11-01 | Fiberglass Reinforced Plastic | Suction (American)
750003 | 2 | [5 empty] | Removed from Ground | Gas (Historical Use) | 3000 | Bare Steel | 1986-04-21 | Galvanized Steel
750003 | 3 | [5 empty] | Removed from Ground | Gas (Historical Use) | 3000 | Bare Steel | 1986-04-21 | Galvanized Steel
750003 | 4 | [5 empty] | Removed from Ground | Gas (Historical Use) | 10000 | Bare Steel | 1986-04-21 | Galvanized Steel
750003 | 5 | [5 empty] | Removed from Ground | Gas (Historical Use) | 3000 | Bare Steel | 1986-04-21 | Galvanized Steel
750003 | 6 |  | 1994-02-01 |  | 1994-02-01 |  | Currently in Use | Gas (Historical Use) | 10000 | Fiberglass | 1986-11-01 | Fiberglass Reinforced Plastic | Pressurized
750003 | 7 |  | 1994-02-01 |  | 1994-02-01 |  | Currently in Use | Gas (Historical Use) | 10000 | Fiberglass | 1986-11-01 | Fiberglass Reinforced Plastic | Pressurized
750003 | 8 |  | 1994-02-01 |  | 1994-02-01 |  | Currently in Use | Gas (Historical Use) | 10000 | Fiberglass | 1986-11-01 | Fiberglass Reinforced Plastic | Pressurized
750003 | 9 |  | 1994-02-01 |  | 1994-02-01 |  | Currently in Use | Diesel | 6000 | Fiberglass | 1986-11-01 | Fiberglass Reinforced Plastic | Pressurized
750005 | 1 | Ball Float | 1994-09-01 |  | 1994-09-01 |  | Currently in Use | Gas (Historical Use) | 8000 | Galvanic (STIP-3) | 1985-04-21 | Fiberglass Reinforced Plastic | Pressurized
750005 | 2 | Ball Float | 1994-09-01 |  | 1994-09-01 |  | Currently in Use | Gas (Historical Use) | 8000 | Galvanic (STIP-3) | 1985-04-21 | Fiberglass Reinforced Plastic | Pressurized
750005 | 3 | Ball Float | 1994-09-01 |  | 1994-09-01 |  | Currently in Use | Gas (Historical Use) | 8000 | Galvanic (STIP-3) | 1985-04-21 | Fiberglass Reinforced Plastic | Pressurized
750006 | 1 | [5 empty] | Removed from Ground | Diesel | 10000 | Bare Steel | 1974-03-10 | Galvanized Steel | Suction (American)
750006 | 2 | [5 empty] | Removed from Ground | Diesel | 2000 | Bare Steel | 1974-03-10 | Galvanized Steel
750006 | 3 | Ball Float | 1996-12-01 | no | 1996-12-01 | no | Currently in Use | Diesel | 12000 | Fiberglass | 1996-12-01 | Double-Walled Fiberglass | Pressurized
750007 | 1 | [5 empty] | Removed from Ground | Gas (Historical Use) | 6000 | Bare Steel | 1959-03-10 | Galvanized Steel
750007 | 2 | [5 empty] | Removed from Ground | Gas (Historical Use) | 6000 | Bare Steel | 1959-03-10 | Galvanized Steel
750008 | 1 | [5 empty] | Removed from Ground | Gas (Historical Use) | 2000 | Bare Steel | 1982-05-17 | Bare Steel | Suction (American)
750008 | 2 | [5 empty] | Removed from Ground | Gas (Historical Use) | 2000 | Bare Steel | 1982-05-17 | Bare Steel | Suction (American)
750008 | 3 | [5 empty] | Removed from Ground | Gas (Historical Use) | 2000 | Bare Steel | 1982-05-17 | Bare Steel | Suction (American)
750011 | 1 | [5 empty] | Removed from Ground | Gas (Historical Use) | 15000 | Bare Steel | 1981-01-11 | Galvanized Steel | Pressurized
750011 | 2 | [5 empty] | Removed from Ground | Diesel | 10000 | Bare Steel | 1986-01-11 | Galvanized Steel | Pressurized
750011 | 3 |  |  | yes |  | yes | Removed from Ground | Used Oil | 500 | Not Marked/Unknown | 1981-01-01 | Not Marked | Gravity Fed
750011 | 4 | [5 empty] | Removed from Ground | Other | 500 | Not Marked/Unknown | 1981-01-01 | Not Marked | Gravity Fed
750011 | 5 | [5 empty] | Removed from Ground | Other | 500 | Not Marked/Unknown | 1981-01-01 | Not Marked | Gravity Fed
750011 | 6 | Flapper Valve | 1998-12-28 |  | 1998-12-28 |  | Currently in Use | Diesel | 10000 | Tank Jacket | 1998-12-28 | Fiberglass Reinforced Plastic | Suction (American)
750011 | 7 | Flapper Valve | 1998-12-28 |  | 1998-12-28 |  | Currently in Use | Diesel | 10000 | Tank Jacket | 1998-12-28 | Fiberglass Reinforced Plastic | Suction (American)
750011 | 8 | Flapper Valve | 1998-12-28 |  | 1998-12-28 |  | Currently in Use | Gas (Historical Use) | 6000 | Tank Jacket | 1998-12-28 | Fiberglass Reinforced Plastic | Suction (American)
750012 | 1 | [5 empty] | Removed from Ground | Diesel | 20000 | Bare Steel | 1979-03-01 | Copper | Pressurized
750012 | 2 | Flapper Valve | 1999-04-01 |  | 1999-04-01 | yes | Currently in Use | Diesel | 25000 | Tank Jacket | 1999-04-01 | Fiberglass Reinforced Plastic | Pressurized
750012 | 3 | Flapper Valve | 2006-06-01 | no | 2006-06-01 | yes | Currently in Use | Diesel | 5000 | Fiberglass Double Walled | 2005-11-01 | Double-Walled Fiberglass | Pressurized
750013 | 1 | [5 empty] | Removed from Ground | Gas (Historical Use) | 10000 | Bare Steel | 1968-03-07 | Galvanized Steel | Suction (American)
750013 | 2 | [5 empty] | Removed from Ground | Gas (Historical Use) | 8000 | Bare Steel | 1968-03-07 | Galvanized Steel | Suction (American)
750013 | 3 | [5 empty] | Removed from Ground | Gas (Historical Use) | 6000 | Bare Steel | 1968-03-07 | Galvanized Steel | Suction (American)
750013 | 4 |  |  | yes |  | yes | Removed from Ground | Used Oil | 1000 | Bare Steel | 1968-03-07 | Galvanized Steel
750013 | 5 | Ball Float | 1997-04-16 |  | 1997-04-16 |  | Temporarily out of use | Gas (Historical Use) | 10000 | Composite | 1997-04-16 | Double Walled | Pressurized
750013 | 6 | Ball Float | 1997-04-16 |  | 1997-04-16 |  | Temporarily out of use | Gas (Historical Use) | 10000 | Composite | 1997-04-16 | Double Walled | Pressurized
750013 | 7A | Ball Float | 1997-04-16 |  | 1997-04-16 |  | Temporarily out of use | Diesel | 4000 | Composite | 1997-04-16 | Double Walled
750013 | 7B | Ball Float | 1997-04-16 |  | 1997-04-16 |  | Temporarily out of use | Diesel | 2000 | Composite | 1997-04-16 | Double Walled
750016 | 1 |  | 1991-10-21 |  | 1991-10-21 |  | Removed from Ground | Gas (Historical Use) | 15000 | Steel-Impressed Current | 1980-01-25 | Fiberglass Reinforced Plastic | Pressurized
750016 | 10 |  | 2011-03-01 | no | 2011-03-01 | no | Currently in Use | Diesel | 11000 | Double Walled | 2011-02-15 | Double Walled | Pressurized
750016 | 2 |  | 1991-10-21 |  | 1991-10-21 |  | Removed from Ground | Gas (Historical Use) | 10000 | Steel-Impressed Current | 1980-01-25 | Fiberglass Reinforced Plastic | Pressurized
750016 | 3 |  | 1991-10-21 |  | 1991-10-21 |  | Removed from Ground | Gas (Historical Use) | 10000 | Steel-Impressed Current | 1980-01-25 | Fiberglass Reinforced Plastic | Pressurized
750016 | 4 |  | 1991-10-21 |  | 1991-10-21 |  | Removed from Ground | Diesel | 20000 | Steel-Impressed Current | 1980-01-25 | Double Walled | Pressurized
750016 | 5 |  | 1991-10-21 |  | 1991-10-21 |  | Removed from Ground | Diesel | 20000 | Steel-Impressed Current | 1980-01-25 | Double Walled | Pressurized
750016 | 6 |  | 1991-10-21 |  | 1991-10-21 |  | Removed from Ground | Diesel | 20000 | Steel-Impressed Current | 1980-01-25 | Double Walled | Pressurized
750016 | 7 |  | 1991-10-21 |  | 1991-10-21 |  | Removed from Ground | Diesel | 20000 | Steel-Impressed Current | 1980-01-25 | Double Walled | Pressurized
750016 | 8 |  | 2011-03-01 | no | 2011-03-01 | no | Currently in Use | Gas (Historical Use) | 12000 | Double Walled | 2011-02-15 | Double Walled | Pressurized
750016 | 9 |  | 2011-03-01 | no | 2011-03-01 | no | Currently in Use | Gas (Historical Use) | 4000 | Double Walled | 2011-02-15 | Double Walled | Pressurized
750018 | 1 | [5 empty] | Closed in Ground | Other | 17500 | Bare Steel | 1966-03-11 | Not Marked
750018 | 2 | [5 empty] | Closed in Ground | Other | 17500 | Bare Steel | 1966-03-11 | Not Marked
750020 | 2018-06-01 | [5 empty] | Removed from Ground | Diesel | 560 | Bare Steel | 1960-02-20 | Galvanized Steel
750020 | 2018-06-02 | [5 empty] | Removed from Ground | Gas (Historical Use) | 1000 | Bare Steel | 1961-02-19 | Galvanized Steel
750021 | 1 | [5 empty] | Removed from Ground | Gas (Historical Use) | 1000 | Bare Steel | 1986-03-13 | Bare Steel | Safe Suction (Euro)
750022 | 1 | Flapper Valve | 1999-02-23 |  | 1999-02-23 |  | Temporarily out of use | Diesel | 2000 | Steel-Impressed Current | 1984-03-17 | Cathodically Protected | Suction (American)
750022 | 2 | Flapper Valve | 1999-02-23 |  | 1999-02-23 |  | Temporarily out of use | Gas (Historical Use) | 2000 | Steel-Impressed Current | 1984-03-17 | Cathodically Protected | Suction (American)
750023 | 1 | [5 empty] | Removed from Ground | Gas (Historical Use) | 500 | Bare Steel | 1961-03-20 | Galvanized Steel
750024 | 1 | [5 empty] | Closed in Ground | Other | 8000 | Bare Steel | 1974-03-23 | Galvanized Steel
750024 | 2 | [5 empty] | Closed in Ground | Gas (Historical Use) | 1000 | Bare Steel | 1971-03-24 | Galvanized Steel
750024 | 3 | [5 empty] | Closed in Ground | Gas (Historical Use) | 2500 | Bare Steel | 1971-03-24 | Galvanized Steel
750024 | 4 | [5 empty] | Removed from Ground | Gas (Historical Use) | 500 | Bare Steel | 1980-01-01 | Bare Steel | Safe Suction (Euro)
750025 | 1 | [5 empty] | Removed from Ground | Gas (Historical Use) | 550 | Bare Steel | 1946-05-01 | Galvanized Steel
750025 | 2 | [5 empty] | Removed from Ground | Gas (Historical Use) | 550 | Bare Steel | 1946-05-01 | Galvanized Steel
750025 | 3 | [5 empty] | Removed from Ground | Gas (Historical Use) | 550 | Bare Steel | 1946-05-01 | Galvanized Steel
750025 | 4 | [5 empty] | Removed from Ground | Gas (Historical Use) | 3000 | Bare Steel | 1946-05-01 | Galvanized Steel
750029 | 1 | [5 empty] | Removed from Ground | Gas (Historical Use) | 6000 | Bare Steel | 1967-04-26 | Galvanized Steel | Pressurized
750029 | 10 | Ball Float | 1997-07-23 |  | 1997-07-23 |  | Currently in Use | Diesel | 6000 | Fiberglass | 1997-07-23 | Fiberglass Reinforced Plastic | Pressurized
750029 | 2 | [5 empty] | Removed from Ground | Gas (Historical Use) | 6000 | Bare Steel | 1967-04-26 | Galvanized Steel | Pressurized
750029 | 3 | [5 empty] | Removed from Ground | Gas (Historical Use) | 6000 | Bare Steel | 1967-04-26 | Galvanized Steel | Pressurized
750029 | 4 | [5 empty] | Removed from Ground | Gas (Historical Use) | 10000 | Bare Steel | 1969-04-25 | Galvanized Steel | Pressurized
750029 | 5 | [5 empty] | Removed from Ground | Diesel | 1000 | Bare Steel | 1984-04-21 | Galvanized Steel | Safe Suction (Euro)
750029 | 6 |  |  | yes |  | yes | Removed from Ground | Used Oil | 550 | Bare Steel | 1967-04-26 | Galvanized Steel
750029 | 7 | [5 empty] | Removed from Ground | Diesel | 550 | Bare Steel | 1967-04-26 | Galvanized Steel
750029 | 8 | Ball Float | 1997-07-23 |  | 1997-07-23 |  | Currently in Use | Gas (Historical Use) | 12000 | Fiberglass | 1997-07-23 | Fiberglass Reinforced Plastic | Pressurized
750029 | 9 | Ball Float | 1997-07-23 |  | 1997-07-23 |  | Currently in Use | Gas (Historical Use) | 12000 | Fiberglass | 1997-07-23 | Fiberglass Reinforced Plastic | Pressurized
750030 | 1 | Ball Float | 1996-03-01 |  | 1996-03-01 |  | Removed from Ground | Gas (Historical Use) | 10000 | Fiberglass | 1972-04-24 | Fiberglass Reinforced Plastic | Pressurized
750030 | 2 | Ball Float | 1996-03-01 |  | 1996-03-01 |  | Removed from Ground | Gas (Historical Use) | 10000 | Fiberglass | 1972-04-24 | Fiberglass Reinforced Plastic | Pressurized
750030 | 3 | Ball Float | 1996-03-01 |  | 1996-03-01 |  | Removed from Ground | Gas (Historical Use) | 10000 | Fiberglass | 1972-04-24 | Fiberglass Reinforced Plastic | Pressurized
750030 | 4 | Ball Float | 1996-03-01 |  | 1996-03-01 |  | Removed from Ground | Diesel | 6000 | Steel-Impressed Current | 1984-04-21 | Fiberglass Reinforced Plastic | Pressurized
750030 | 5 | [5 empty] | Removed from Ground | Diesel | 850 | Bare Steel | 1972-04-24 | Galvanized Steel
750030 | 6 |  |  | yes |  | yes | Removed from Ground | Used Oil | 850 | Bare Steel | 1972-04-24 | Galvanized Steel
750030 | 7 |  |  | yes |  | yes | Permanently Out of Use - historical purposes | Used Oil | 1000 | Not Marked/Unknown |  | Unknown
750030 | 8 | [5 empty] | Permanently Out of Use - historical purposes | Diesel | 1000 | Not Marked/Unknown |  | Unknown
750031 | 1 | [5 empty] | Removed from Ground | Kerosene | 1000 | Bare Steel | 1986-03-01 | Galvanized Steel | Suction (American)
750031 | 1A |  | 1989-11-01 |  | 1989-11-01 |  | Removed from Ground | Gas (Historical Use) | 10000 | Tank Jacket | 1989-01-01 | Fiberglass Reinforced Plastic | Pressurized
750031 | 2 |  | 1989-11-01 |  | 1989-11-01 |  | Removed from Ground | Gas (Historical Use) | 10000 | Tank Jacket | 1989-01-01 | Fiberglass Reinforced Plastic | Pressurized
750031 | 3 |  | 1989-11-01 |  | 1989-11-01 |  | Removed from Ground | Gas (Historical Use) | 10000 | Tank Jacket | 1989-01-01 | Fiberglass Reinforced Plastic | Pressurized
750031 | 4 |  | 1989-11-01 |  | 1989-11-01 |  | Removed from Ground | Diesel | 6000 | Tank Jacket | 1989-01-01 | Fiberglass Reinforced Plastic | Pressurized
750031 | 5 |  | 1998-09-01 |  | 1998-09-01 |  | Removed from Ground | Kerosene | 2000 | Composite | 1998-09-01 | Fiberglass Reinforced Plastic | Safe Suction (Euro)
750032 | 1 | [5 empty] | Removed from Ground | Gas (Historical Use) | 10000 | Bare Steel | 1972-04-26 | Galvanized Steel
750032 | 2 | [5 empty] | Removed from Ground | Gas (Historical Use) | 10000 | Bare Steel | 1972-04-26 | Galvanized Steel
750032 | 3 | [5 empty] | Removed from Ground | Gas (Historical Use) | 5000 | Bare Steel | 1972-04-26 | Galvanized Steel
750032 | 4 |  |  | yes |  | yes | Removed from Ground | Used Oil | 550 | Bare Steel | 1972-04-26 | Galvanized Steel
750032 | 5 | Flapper Valve | 1993-05-09 |  | 1993-05-09 | yes | Currently in Use | Gas (Historical Use) | 8775 | Fiberglass | 1986-12-01 | Fiberglass Reinforced Plastic | Pressurized
750032 | 6 | Flapper Valve | 1993-05-09 |  | 1993-05-09 | yes | Currently in Use | Gas (Historical Use) | 8775 | Fiberglass | 1986-12-01 | Fiberglass Reinforced Plastic | Pressurized
750032 | 7 | Flapper Valve | 1993-05-09 |  | 1993-05-09 | yes | Currently in Use | Diesel | 8775 | Fiberglass | 1986-12-01 | Fiberglass Reinforced Plastic | Pressurized
750033 | 1 | [5 empty] | Removed from Ground | Diesel | 560 | Bare Steel | 1961-03-01 | Galvanized Steel | Safe Suction (Euro)
750033 | 133867 |  | 1993-03-15 |  | 1993-03-15 |  | Removed from Ground | Diesel | 1000 | Galvanic (STIP-3) | 1989-03-15 | Cathodically Protected | Safe Suction (Euro)
750033 | 2 | [5 empty] | Removed from Ground | Gas (Historical Use) | 2000 | Bare Steel | 1979-04-24 | Galvanized Steel | Safe Suction (Euro)
750033 | 210776 |  | 1993-03-15 |  | 1993-03-15 |  | Removed from Ground | Gas (Historical Use) | 1000 | Galvanic (STIP-3) | 1993-03-18 | Cathodically Protected | Safe Suction (Euro)
750034 | 1 | Overfill Alarm | 2004-10-20 |  | 2007-08-06 |  | Currently in Use | Diesel | 10000 | Galvanic (STIP-3) | 1993-05-28 | Fiberglass Reinforced Plastic | Pressurized
750034 | 2 | Overfill Alarm | 2004-10-20 |  | 2007-08-06 |  | Currently in Use | Diesel | 10000 | Galvanic (STIP-3) | 1993-05-28 | Fiberglass Reinforced Plastic | Pressurized
750034 | 3 | Overfill Alarm | 2004-10-20 |  | 2007-08-06 |  | Currently in Use | Diesel | 10000 | Galvanic (STIP-3) | 1993-05-28 | Fiberglass Reinforced Plastic | Pressurized
750034 | 6A | [5 empty] | Closed in Ground | Diesel | 5000 | Bare Steel | 1960-04-15 | Galvanized Steel | Suction (American)
750034 | 6B | [5 empty] | Removed from Ground | Diesel | 5000 | Bare Steel | 1960-04-15 | Galvanized Steel | Suction (American)
750034 | 6C | [5 empty] | Removed from Ground | Diesel | 6000 | Bare Steel | 1965-04-14 | Galvanized Steel
750034 | 6D | [5 empty] | Removed from Ground | Diesel | 8000 | Bare Steel | 1980-04-10 | Galvanized Steel | Suction (American)
750034 | 6E | [5 empty] | Removed from Ground | Diesel | 12000 | Bare Steel | 1985-04-09 | Galvanized Steel | Suction (American)
750036 | 10398-1 | [5 empty] | Removed from Ground | Empty | 3000 | Bare Steel | 1966-05-04 | Galvanized Steel
750037 | 10307-1 | [5 empty] | Removed from Ground | Gas (Historical Use) | 1000 | Bare Steel | 1980-04-30 | Galvanized Steel
750037 | 307D1 | [5 empty] | Removed from Ground | Diesel | 2000 | Cathodically Protected Steel | 1987-08-01 | Galvanized Steel | Suction (American)
750037 | 307G1 | [5 empty] | Removed from Ground | Gas (Historical Use) | 2000 | Cathodically Protected Steel | 1987-08-01 | Galvanized Steel | Suction (American)
750038 | 1 | [5 empty] | Removed from Ground | Gas (Historical Use) | 10000 | Fiberglass | 1985-01-03 | Fiberglass Reinforced Plastic | Pressurized
750038 | 2 | [5 empty] | Removed from Ground | Gas (Historical Use) | 10000 | Fiberglass | 1985-01-03 | Fiberglass Reinforced Plastic | Pressurized
750038 | 3 | [5 empty] | Removed from Ground | Gas (Historical Use) | 10000 | Fiberglass | 1985-01-03 | Fiberglass Reinforced Plastic | Pressurized
750038 | 4 |  |  | yes |  | yes | Removed from Ground | Used Oil | 1000 | Fiberglass | 1985-01-03 | Fiberglass Reinforced Plastic | Gravity Fed
750039 | 1 | [5 empty] | Removed from Ground | Gas (Historical Use) | 6000 | Composite | 1970-10-10 | Fiberglass Reinforced Plastic | Pressurized
750039 | 2 | [5 empty] | Removed from Ground | Gas (Historical Use) | 6000 | Composite | 1968-05-10 | Fiberglass Reinforced Plastic | Pressurized
750039 | 3 | [5 empty] | Removed from Ground | Gas (Historical Use) | 6000 | Composite | 1968-05-10 | Fiberglass Reinforced Plastic | Pressurized
750039 | 4 |  |  | yes |  | yes | Removed from Ground | Used Oil | 550 | Fiberglass | 1968-05-10 | Fiberglass Reinforced Plastic | Pressurized
750039 | 5 | [5 empty] | Removed from Ground | Diesel | 1000 | Composite | 1981-05-07 | Galvanized Steel | Pressurized
750041 | 1-REG |  | 1997-05-01 |  | 1997-05-01 |  | Removed from Ground | Gas (Historical Use) | 10000 | Steel-Impressed Current | 1976-05-03 | Cathodically Protected
750041 | 2-UNL |  | 1997-05-01 |  | 1997-05-01 |  | Removed from Ground | Gas (Historical Use) | 8000 | Steel-Impressed Current | 1976-05-03 | Cathodically Protected
750041 | 3-SUL |  | 1997-05-01 |  | 1997-05-01 |  | Removed from Ground | Gas (Historical Use) | 8000 | Steel-Impressed Current | 1976-05-03 | Cathodically Protected
750042 | 1-REG | Flapper Valve | 1997-05-01 | no | 1997-05-01 | no | Currently in Use | Regular | 10000 | Steel-Impressed Current | 1976-05-03
750042 | 2-UNL | Flapper Valve | 1997-05-01 | no | 1997-05-01 | no | Currently in Use | Plus | 8000 | Steel-Impressed Current | 1976-05-03
750042 | 3-SUL | Flapper Valve | 1997-05-01 | no | 1997-05-01 | no | Currently in Use | Premium | 8000 | Steel-Impressed Current | 1976-05-03
750043 | 1-REG | [5 empty] | Removed from Ground | Gas (Historical Use) | 8000 | Bare Steel | 1973-05-04 | Galvanized Steel
750043 | 2-UNL | [5 empty] | Removed from Ground | Gas (Historical Use) | 6000 | Bare Steel | 1973-05-04 | Galvanized Steel
750043 | 3-SUL | [5 empty] | Removed from Ground | Gas (Historical Use) | 6000 | Bare Steel | 1973-05-04 | Galvanized Steel
750044 | 1 | [5 empty] | Permanently Out of Use - historical purposes | Gas (Historical Use) | 8000 | Bare Steel | 1976-01-01 | Galvanized Steel
750044 | 2 | [5 empty] | Permanently Out of Use - historical purposes | Gas (Historical Use) | 8000 | Bare Steel | 1976-01-01 | Galvanized Steel
750044 | 3 | [5 empty] | Permanently Out of Use - historical purposes | Gas (Historical Use) | 8000 | Bare Steel | 1980-01-01 | Galvanized Steel
750044 | 4 | Ball Float | 1990-05-09 |  | 1990-05-09 |  | Currently in Use | Gas (Historical Use) | 10000 | Fiberglass | 1990-05-01 | Fiberglass Reinforced Plastic | Pressurized
750044 | 5 | Ball Float | 1990-05-09 |  | 1990-05-09 |  | Currently in Use | Gas (Historical Use) | 8000 | Fiberglass | 1990-05-01 | Fiberglass Reinforced Plastic | Pressurized
750044 | 6 | Ball Float | 1990-05-09 |  | 1990-05-09 |  | Currently in Use | Gas (Historical Use) | 8000 | Fiberglass | 1990-05-01 | Fiberglass Reinforced Plastic | Pressurized
750045 | REG#1 | [5 empty] | Removed from Ground | Gas (Historical Use) | 10000 | Bare Steel | 1981-05-02 | Galvanized Steel
750045 | SUL#3 | [5 empty] | Removed from Ground | Gas (Historical Use) | 8000 | Bare Steel | 1981-05-02 | Galvanized Steel
750045 | UNL#2 | [5 empty] | Removed from Ground | Gas (Historical Use) | 8000 | Bare Steel | 1981-05-02 | Galvanized Steel
750047 | 1-REG | Ball Float | 1997-09-01 | no | 1997-09-01 | no | Currently in Use | Regular | 10000 | Steel-Impressed Current | 1981-05-02 | Fiberglass Reinforced Plastic | Pressurized
750047 | 2-UNL | Ball Float | 1997-09-01 | no | 1997-09-01 | no | Currently in Use | E-0 | 8000 | Steel-Impressed Current | 1981-05-02 | Fiberglass Reinforced Plastic | Pressurized
750047 | 3-DSL | Ball Float | 1997-09-01 | no | 1997-09-01 | no | Currently in Use | Diesel | 8000 | Steel-Impressed Current | 1981-05-02 | Fiberglass Reinforced Plastic | Pressurized
750048 | DIE#4 | Flapper Valve | 1997-06-01 |  | 1997-06-01 |  | Currently in Use | Diesel | 4000 | Steel-Impressed Current | 1976-05-03 | Steel (Impressed Current) | Safe Suction (Euro)
750048 | REG#1 | Ball Float | 1997-06-01 |  | 1997-06-01 |  | Currently in Use | Gas (Historical Use) | 10000 | Steel-Impressed Current | 1978-05-03 | Steel (Impressed Current) | Pressurized
750048 | SUL#3 | Ball Float | 1997-06-01 |  | 1997-06-01 |  | Currently in Use | Gas (Historical Use) | 8000 | Steel-Impressed Current | 1978-05-03 | Steel (Impressed Current) | Pressurized
750048 | UNL#2 | Ball Float | 1997-06-01 |  | 1997-06-01 |  | Currently in Use | Gas (Historical Use) | 8000 | Steel-Impressed Current | 1978-05-03 | Steel (Impressed Current) | Pressurized
750049 | 1 | Flapper Valve | 1998-04-01 | no | 1998-04-01 | no | Currently in Use | Gas (Historical Use) | 3000 | Steel-Impressed Current | 2012-05-29 |  | Pressurized
750049 | 2 | Flapper Valve | 1998-04-01 | no | 1998-04-01 | no | Currently in Use | Gas (Historical Use) | 10000 | Steel-Impressed Current | 2012-05-29 |  | Pressurized
750049 | 3 | Flapper Valve | 1998-04-01 | no | 1998-04-01 | no | Currently in Use | Gas (Historical Use) | 3000 | Steel-Impressed Current | 2012-05-29 |  | Pressurized
750049 | 4 | Flapper Valve | 1998-04-01 | no | 1998-04-01 | no | Currently in Use | Diesel | 3000 | Steel-Impressed Current | 2012-05-29 |  | Pressurized
750050 | 1 | Flapper Valve | 1999-03-01 |  | 1999-03-01 |  | Currently in Use | Gas (Historical Use) | 12000 | Fiberglass | 1999-03-01 | Fiberglass Reinforced Plastic | Pressurized
750050 | 1-REG | [5 empty] | Removed from Ground | Gas (Historical Use) | 10000 | Bare Steel | 1983-05-02 | Galvanized Steel
750050 | 2 | Flapper Valve | 1999-03-01 |  | 1999-03-01 |  | Currently in Use | Gas (Historical Use) | 8000 | Fiberglass | 1999-03-01 | Fiberglass Reinforced Plastic | Pressurized
750050 | 2-UNL | [5 empty] | Removed from Ground | Gas (Historical Use) | 8000 | Bare Steel | 1983-05-02 | Galvanized Steel
750050 | 3-SUL | [5 empty] | Removed from Ground | Gas (Historical Use) | 8000 | Bare Steel | 1983-05-02 | Galvanized Steel
750052 | 1 | [5 empty] | Removed from Ground | Empty | 10000 | Bare Steel | 1970-05-09 | Galvanized Steel
750052 | 2 | [5 empty] | Removed from Ground | Empty | 10000 | Bare Steel | 1970-05-09 | Galvanized Steel
750052 | 3 | [5 empty] | Removed from Ground | Empty | 10000 | Bare Steel | 1970-05-09 | Galvanized Steel
750052 | 4 | [5 empty] | Removed from Ground | Empty | 10000 | Bare Steel | 1970-05-09 | Galvanized Steel
750053 | 021-01 | [5 empty] | Removed from Ground | Diesel | 3000 | Bare Steel | 1985-05-01 | Galvanized Steel
750053 | 021-02 |  |  | yes |  | yes | Removed from Ground | Used Oil | 500 | Bare Steel | 1980-05-02 | Galvanized Steel
750054 | 1 | Flapper Valve | 1998-11-20 |  | 1998-11-20 |  | Currently in Use | Gas (Historical Use) | 5000 | Steel-Impressed Current | 1969-12-01 | Fiberglass Reinforced Plastic | Pressurized
750054 | 2 | Flapper Valve | 1998-11-20 |  | 1998-11-20 |  | Currently in Use | Gas (Historical Use) | 5000 | Steel-Impressed Current | 1969-12-01 | Fiberglass Reinforced Plastic | Pressurized
750054 | 3 | Flapper Valve | 1998-11-20 |  | 1998-11-20 |  | Currently in Use | Gas (Historical Use) | 5000 | Steel-Impressed Current | 1969-12-01 | Cathodically Protected | Pressurized
750054 | 4 | Flapper Valve | 1998-11-20 |  | 1998-11-20 |  | Currently in Use | Diesel | 5000 | Steel-Impressed Current | 1969-12-01 | Fiberglass Reinforced Plastic | Pressurized
750056 | 1 | [5 empty] | Removed from Ground | Gas (Historical Use) | 4000 | Bare Steel | 1968-05-03 | Bare Steel | Safe Suction (Euro)
750056 | 2 | [5 empty] | Removed from Ground | Gas (Historical Use) | 4000 | Bare Steel | 1968-05-03 | Bare Steel | Safe Suction (Euro)
750057 | 1 | [5 empty] | Removed from Ground | Gas (Historical Use) | 4000 | Bare Steel | 1960-01-01 | Galvanized Steel | Suction (American)
750057 | 2 | [5 empty] | Removed from Ground | Gas (Historical Use) | 4000 | Bare Steel | 1960-01-01 | Galvanized Steel | Suction (American)
750057 | 3 | [5 empty] | Removed from Ground | Gas (Historical Use) | 10000 | Bare Steel | 1977-01-01 | Galvanized Steel | Suction (American)
750060 | 1 | [5 empty] | Removed from Ground | Diesel | 6000 | Bare Steel | 1964-01-01 | Galvanized Steel | Suction (American)
750060 | 2 | [5 empty] | Removed from Ground | Diesel | 1000 | Fiberglass | 1992-06-03 | Copper | Suction (American)
750061 | 1 |  |  |  | 1991-01-01 |  | Removed from Ground | Gas (Historical Use) | 8000 | Bare Steel | 1972-05-08 | Galvanized Steel | Suction (American)
750061 | 2 |  |  |  | 1991-01-01 |  | Removed from Ground | Diesel | 10000 | Bare Steel | 1981-05-06 | Galvanized Steel | Suction (American)
750061 | 3 |  |  | yes |  | yes | Closed in Ground | Used Oil | 500 | Bare Steel | 1985-05-05 | Fiberglass Reinforced Plastic
750061 | 4 | Overfill Alarm | 1998-10-15 |  | 1998-10-15 |  | Currently in Use | Gas (Historical Use) | 15000 | Fiberglass | 1998-10-15 | Double-Walled Flex | Pressurized
750061 | 5 | Overfill Alarm | 1998-10-15 |  | 1998-10-15 |  | Currently in Use | Diesel | 15000 | Fiberglass | 1998-10-15 | Double-Walled Flex | Pressurized
750063 | 1 | [5 empty] | Removed from Ground | Gas (Historical Use) | 1000 | Bare Steel | 1965-05-07 | Galvanized Steel
750063 | 2 | [5 empty] | Removed from Ground | Gas (Historical Use) | 1000 | Bare Steel | 1965-05-07 | Galvanized Steel
750064 | 1 | [5 empty] | Removed from Ground | Gas (Historical Use) | 1000 | Bare Steel | 1959-05-09 | Galvanized Steel
750064 | 2 | [5 empty] | Removed from Ground | Gas (Historical Use) | 2000 | Bare Steel | 1959-05-09 | Galvanized Steel
750065 | 1 | [5 empty] | Removed from Ground | Gas (Historical Use) | 4000 | Bare Steel | 1961-05-08 | Galvanized Steel
750065 | 2 | [5 empty] | Removed from Ground | Gas (Historical Use) | 4000 | Bare Steel | 1961-05-08 | Galvanized Steel
750065 | 3 | [5 empty] | Removed from Ground | Gas (Historical Use) | 1000 | Bare Steel | 1961-05-08 | Galvanized Steel
750065 | 4 | [5 empty] | Removed from Ground | Other | 550 | Bare Steel | 1976-01-01 | Not Marked
750065 | 5 | [5 empty] | Removed from Ground | Other | 1000 | Bare Steel | 1961-01-01 | Not Marked
750066 | 1 |  | 1997-05-20 |  | 1997-05-20 |  | Currently in Use | Gas (Historical Use) | 3000 | Steel-Impressed Current | 1982-05-09 | Cathodically Protected | Safe Suction (Euro)
750066 | 2 |  | 1997-05-20 |  | 1997-05-20 |  | Currently in Use | Gas (Historical Use) | 5000 | Steel-Impressed Current | 1982-05-09 | Cathodically Protected | Safe Suction (Euro)
750066 | 3 |  | 1997-05-20 |  | 1997-05-20 |  | Currently in Use | Gas (Historical Use) | 3000 | Steel-Impressed Current | 1982-05-09 | Cathodically Protected | Safe Suction (Euro)
750067 | 1 | [5 empty] | Removed from Ground | Kerosene | 500 | Bare Steel | 1985-05-08 | Galvanized Steel
750067 | 2 | [5 empty] | Removed from Ground | Gas (Historical Use) | 10000 | Bare Steel | 1997-03-27 | Galvanized Steel | Suction (American)
750067 | 3 | [5 empty] | Removed from Ground | Gas (Historical Use) | 4000 | Bare Steel | 1997-03-27 | Galvanized Steel | Suction (American)
750067 | 4 | [5 empty] | Removed from Ground | Gas (Historical Use) | 4000 | Bare Steel | 1997-03-27 | Galvanized Steel | Suction (American)
750068 | 1 |  | 1995-04-27 |  | 1995-04-27 |  | Currently in Use | Gas (Historical Use) | 8000 | Steel-Impressed Current | 1966-05-13 | Fiberglass Reinforced Plastic | Pressurized
750068 | 2 |  | 1995-04-27 |  | 1995-04-27 |  | Currently in Use | Gas (Historical Use) | 8000 | Steel-Impressed Current | 1966-05-13 | Fiberglass Reinforced Plastic | Pressurized
750068 | 3 |  | 1995-04-27 |  | 1995-04-27 |  | Currently in Use | Gas (Historical Use) | 9776 | Steel-Impressed Current | 1966-05-13 | Fiberglass Reinforced Plastic | Pressurized
750069 | 1 | Flapper Valve | 1998-06-01 |  | 1998-06-01 |  | Temporarily out of use | Gas (Historical Use) | 5100 | Steel-Impressed Current | 1975-05-11 | Cathodically Protected | Safe Suction (Euro)
750069 | 2 | Flapper Valve | 1998-06-01 |  | 1998-06-01 |  | Temporarily out of use | Gas (Historical Use) | 5000 | Steel-Impressed Current | 1975-05-11 | Cathodically Protected | Safe Suction (Euro)
750069 | 3 | Flapper Valve | 1998-06-01 |  | 1998-06-01 |  | Temporarily out of use | Gas (Historical Use) | 6000 | Steel-Impressed Current | 1975-05-11 | Cathodically Protected | Safe Suction (Euro)
750070 | 1 | Ball Float | 1994-12-22 | no | 1994-12-22 | no | Currently in Use | Regular | 10000 | Steel-Impressed Current | 1985-05-08 | Fiberglass Reinforced Plastic | Pressurized
750070 | 2 | Ball Float | 1994-12-22 | no | 1994-12-22 | no | Currently in Use | Regular | 10000 | Steel-Impressed Current | 1985-05-08 | Fiberglass Reinforced Plastic | Pressurized
750070 | 3 | Ball Float | 1994-12-22 | no | 1994-12-22 | no | Currently in Use | Premium | 10000 | Steel-Impressed Current | 1985-05-08 | Fiberglass Reinforced Plastic | Pressurized
750072 | 1 | [5 empty] | Removed from Ground | Gas (Historical Use) | 6000 | Bare Steel | 1971-05-09 | Galvanized Steel
750072 | 10 | Ball Float | 2000-04-18 | no | 2000-04-18 | no | Currently in Use | Diesel | 6000 | Composite | 2000-04-18 | Double-Walled Fiberglass | Pressurized
750072 | 2 | [5 empty] | Removed from Ground | Gas (Historical Use) | 6000 | Bare Steel | 1971-05-09 | Galvanized Steel
750072 | 3 | [5 empty] | Removed from Ground | Gas (Historical Use) | 6000 | Bare Steel | 1971-05-09 | Galvanized Steel
750072 | 4 | [5 empty] | Removed from Ground | Gas (Historical Use) | 6000 | Bare Steel | 1971-05-09 | Galvanized Steel
750072 | 5 |  |  | yes |  | yes | Removed from Ground | Used Oil | 550 | Bare Steel | 1971-05-09 | Galvanized Steel
750072 | 6 | [5 empty] | Removed from Ground | Diesel | 280 | Bare Steel | 1971-05-09 | Galvanized Steel
750072 | 7 | Ball Float | 2000-04-18 | no | 2000-04-18 | no | Currently in Use | Regular | 12000 | Composite | 2000-04-18 | Double-Walled Fiberglass | Pressurized
750072 | 8 | Ball Float | 2000-04-18 | no | 2000-04-18 | no | Currently in Use | Plus | 10000 | Composite | 2000-04-18 | Double-Walled Fiberglass | Pressurized
750072 | 9 | Ball Float | 2000-04-18 | no | 2000-04-18 | no | Currently in Use | Premium | 10000 | Composite | 2000-04-18 | Double-Walled Fiberglass | Pressurized
750073 | 1 | [5 empty] | Removed from Ground | Gas (Historical Use) | 3000 | Bare Steel | 1968-05-10 | Galvanized Steel
750073 | 2 | [5 empty] | Removed from Ground | Gas (Historical Use) | 3000 | Bare Steel | 1968-05-10 | Galvanized Steel
750073 | 3 | [5 empty] | Removed from Ground | Gas (Historical Use) | 3000 | Bare Steel | 1968-05-10 | Galvanized Steel
750074 | 1 | Ball Float | 1997-01-01 | no | 1997-01-01 | no | Currently in Use | Regular | 6000 | Fiberglass | 1986-05-05 | Fiberglass Reinforced Plastic
750074 | 2 | Ball Float | 1997-01-01 | no | 1997-01-01 | no | Currently in Use | Premium | 6000 | Fiberglass | 1986-05-05 | Fiberglass Reinforced Plastic
750074 | 3 | Ball Float | 1997-01-01 | no | 1997-01-01 | no | Currently in Use | Diesel | 6000 | Fiberglass | 1986-05-05 | Fiberglass Reinforced Plastic
750075 | 1 |  | 1993-09-01 |  | 1993-09-01 |  | Removed from Ground | Gas (Historical Use) | 6000 | Steel-Impressed Current | 1969-05-09 | Cathodically Protected | Pressurized
750075 | 2 |  | 1993-09-01 |  | 1993-09-01 |  | Removed from Ground | Gas (Historical Use) | 6000 | Steel-Impressed Current | 1969-05-09 | Cathodically Protected | Pressurized
750075 | 3 |  | 1993-09-01 |  | 1993-09-01 |  | Removed from Ground | Gas (Historical Use) | 6000 | Steel-Impressed Current | 1969-05-09 | Cathodically Protected | Pressurized
750075 | 4 |  | 1993-09-01 |  | 1993-09-01 |  | Removed from Ground | Gas (Historical Use) | 6000 | Steel-Impressed Current | 1969-05-09 | Cathodically Protected | Pressurized
750075 | 5 |  |  | yes |  | yes | Removed from Ground | Used Oil | 550 | Steel-Impressed Current | 1969-05-09 | Cathodically Protected | Gravity Fed
750080 | 1 | [5 empty] | Removed from Ground | Diesel | 8000 | Fiberglass | 1974-05-11 | Galvanized Steel
750080 | 3 |  |  | yes |  | yes | Removed from Ground | Used Oil | 1000 | Bare Steel | 1992-05-27 | Galvanized Steel | Gravity Fed
750082 | 3 |  | 1994-04-01 |  | 1994-04-01 |  | Removed from Ground | Gas (Historical Use) | 8000 | Galvanic (STIP-3) | 1994-04-01 | Fiberglass Reinforced Plastic | Pressurized
750082 | 4 |  | 1994-04-01 |  | 1994-04-01 |  | Removed from Ground | Diesel | 8000 | Galvanic (STIP-3) | 1994-04-01 | Fiberglass Reinforced Plastic | Pressurized
750082 | P-1 | [5 empty] | Removed from Ground | Gas (Historical Use) | 2000 | Bare Steel | 1974-05-11 | Galvanized Steel
750082 | R-1 |  | 1994-04-01 |  | 1994-04-01 |  | Removed from Ground | Gas (Historical Use) | 8000 | Galvanic (STIP-3) | 1971-05-12 | Fiberglass Reinforced Plastic | Pressurized
750082 | U-1 |  | 1994-04-01 |  | 1994-04-01 |  | Removed from Ground | Gas (Historical Use) | 8000 | Galvanic (STIP-3) | 1971-05-12 | Fiberglass Reinforced Plastic | Pressurized
750083 | P-1 | [5 empty] | Closed in Ground | Gas (Historical Use) | 2000 | Bare Steel | 1974-05-11 | Galvanized Steel
750083 | R-1 | [5 empty] | Closed in Ground | Gas (Historical Use) | 3000 | Bare Steel | 1961-05-14 | Galvanized Steel
750083 | U-1 | [5 empty] | Closed in Ground | Gas (Historical Use) | 4000 | Bare Steel | 1961-05-14 | Galvanized Steel
750084 | 1 | [5 empty] | Permanently Out of Use - historical purposes | Gas (Historical Use) | 1000 | Bare Steel | 1981-05-06 | Galvanized Steel
750085 | 1 | [5 empty] | Removed from Ground | Gas (Historical Use) | 10000 | Bare Steel | 1986-05-08 | Galvanized Steel | Safe Suction (Euro)
750085 | 2 | [5 empty] | Removed from Ground | Gas (Historical Use) | 4000 | Bare Steel | 1986-05-08 | Unknown | Safe Suction (Euro)
750085 | 3 | [5 empty] | Removed from Ground | Gas (Historical Use) | 1 | Bare Steel | 1986-05-08 | Unknown | Safe Suction (Euro)
750086 | 1 | [5 empty] | Removed from Ground | Diesel | 4000 | Fiberglass | 1983-05-06 | Bare Steel
750087 | 1 |  |  | yes |  | yes | Removed from Ground | Used Oil | 500 | Bare Steel | 1976-05-07 | Bare Steel
750088 | 1 | [5 empty] | Closed in Ground | Other | 550 | Bare Steel | 1985-03-12 | Copper | Suction (American)
750089 | 1 |  | 1993-09-01 |  | 1993-09-01 |  | Removed from Ground | Gas (Historical Use) | 3000 | Steel-Impressed Current | 1971-08-02 | Cathodically Protected | Pressurized
750089 | 2 |  | 1993-09-01 |  | 1993-09-01 |  | Removed from Ground | Gas (Historical Use) | 3000 | Steel-Impressed Current | 1971-08-02 | Cathodically Protected | Pressurized
750089 | 3 |  | 1993-09-01 |  | 1993-09-01 |  | Removed from Ground | Gas (Historical Use) | 3000 | Steel-Impressed Current | 1971-08-02 | Cathodically Protected | Pressurized
750089 | 4 |  | 1993-09-01 |  | 1993-09-01 |  | Removed from Ground | Gas (Historical Use) | 3000 | Steel-Impressed Current | 1971-08-02 | Cathodically Protected | Pressurized
750089 | 5 |  | 1993-09-01 |  | 1993-09-01 |  | Removed from Ground | Gas (Historical Use) | 8000 | Steel-Impressed Current | 1976-07-31 | Cathodically Protected | Pressurized
750089 | 6 |  |  | yes |  | yes | Removed from Ground | Used Oil | 550 | Steel-Impressed Current | 1971-08-02 | Cathodically Protected | Pressurized
750089 | 7 | Ball Float | 2008-03-01 | no | 2008-03-01 | no | Currently in Use | Regular | 12000 | Composite Double Walled | 2008-03-01 | Double-Walled Fiberglass | Pressurized
750089 | 8 | Ball Float | 2008-03-01 | no | 2008-03-01 | no | Currently in Use | Regular | 12000 | Composite Double Walled | 2008-03-01 | Double-Walled Fiberglass | Pressurized
750089 | 9A | Ball Float | 2008-03-01 | no | 2008-03-01 | no | Currently in Use | Premium | 9000 | Composite Double Walled | 2008-03-01 | Double-Walled Fiberglass | Pressurized
750089 | 9B | Ball Float | 2008-03-01 | no | 2008-03-01 | no | Currently in Use | Diesel | 3000 | Composite Double Walled | 2008-03-01 | Double-Walled Fiberglass | Pressurized
750090 | 1 | Ball Float | 1998-12-10 | no | 2004-06-30 | no | Currently in Use | Premium | 8000 | Steel-Impressed Current | 1972-05-16 |  | Pressurized
750090 | 2 | Ball Float | 1998-12-10 | no | 2004-06-30 | no | Currently in Use | Regular | 8000 | Steel-Impressed Current | 1972-05-16 |  | Pressurized
750090 | 3 | Ball Float | 1998-12-10 | no | 2004-06-30 | no | Currently in Use | Diesel | 8000 | Steel-Impressed Current | 1972-05-16 |  | Pressurized
750091 | 5 |  |  | yes |  | yes | Removed from Ground | Used Oil | 500 | Not Marked/Unknown | 1998-07-14 | Not Marked
750093 | 1 | [5 empty] | Removed from Ground | Gas (Historical Use) | 1000 | Bare Steel | 1972-02-22 | Bare Steel
750093 | 2 | [5 empty] | Removed from Ground | Gas (Historical Use) | 1000 | Bare Steel | 1972-02-22 | Bare Steel
750093 | 3 | [5 empty] | Removed from Ground | Gas (Historical Use) | 1000 | Bare Steel | 1972-02-22 | Bare Steel
750093 | 4 | [5 empty] | Removed from Ground | Diesel | 2000 | Bare Steel | 1978-02-20 | Bare Steel
750093 | 5 | [5 empty] | Removed from Ground | Kerosene | 560 | Bare Steel | 1993-06-09 | Bare Steel
750095 | 1S | [5 empty] | Removed from Ground | Gas (Historical Use) | 4000 | Bare Steel | 1971-02-22 | Unknown | Suction (American)
750095 | 2D | [5 empty] | Removed from Ground | Diesel | 4000 | Bare Steel | 1971-02-22 | Unknown | Suction (American)
750095 | 3U | [5 empty] | Removed from Ground | Gas (Historical Use) | 3000 | Bare Steel | 1978-02-20 | Unknown | Suction (American)
750095 | 4 |  |  | yes |  | yes | Removed from Ground | Used Oil | 560 | Bare Steel | 1971-02-22 | Unknown
750095 | 5 | [5 empty] | Removed from Ground | Gas (Historical Use) | 1000 | Marked Unknown | 2000-04-10 | Unknown
750095 | 6 | [5 empty] | Removed from Ground | Gas (Historical Use) | 1000 | Marked Unknown | 2000-04-10 | Unknown
750095 | 7 | [5 empty] | Removed from Ground | Gas (Historical Use) | 1000 | Marked Unknown | 2000-04-10 | Unknown
750095 | 8 | [5 empty] | Removed from Ground | Diesel | 1000 | Marked Unknown | 2000-04-10 | Unknown
750097 | 1 | [5 empty] | Removed from Ground | Gas (Historical Use) | 6000 | Bare Steel | 1970-02-22 | Bare Steel | Safe Suction (Euro)
750097 | 2 | [5 empty] | Removed from Ground | Gas (Historical Use) | 10000 | Bare Steel | 1970-02-22 | Bare Steel | Safe Suction (Euro)
750098 | 1 |  | 1998-12-20 | no | 1998-12-20 | no | Currently in Use | Gas (Historical Use) | 8000 | Cathodically Protected Steel | 1977-05-15 | Cathodically Protected
750098 | 2 |  | 1998-12-20 | no | 1998-12-20 | no | Currently in Use | Gas (Historical Use) | 4000 | Cathodically Protected Steel | 1977-05-15 | Cathodically Protected
750098 | 3 |  | 1998-12-20 |  | 1998-12-20 |  | Currently in Use | Diesel | 4000 | Cathodically Protected Steel | 1977-05-15 | Cathodically Protected
750098 | 4 |  | 1998-12-20 |  | 1998-12-20 |  | Permanently Out Of Use | Diesel | 1000 | Cathodically Protected Steel | 1984-05-13 | Cathodically Protected
750099 | 1 |  | 1995-03-08 |  | 1995-03-08 |  | Removed from Ground | Gas (Historical Use) | 2000 | Bare Steel | 1972-05-11 | Galvanized Steel | Pressurized
750099 | 2 |  | 1995-03-08 |  | 1995-03-08 |  | Removed from Ground | Gas (Historical Use) | 4000 | Bare Steel | 1972-05-11 | Galvanized Steel | Pressurized
750099 | 3 |  | 1995-03-08 |  | 1995-03-08 |  | Removed from Ground | Gas (Historical Use) | 4000 | Bare Steel | 1972-05-11 | Galvanized Steel | Pressurized
750099 | 4 |  | 1995-03-08 |  | 1995-03-08 |  | Removed from Ground | Gas (Historical Use) | 10000 | Bare Steel | 1965-02-14 | Fiberglass Reinforced Plastic | Pressurized
750099 | 5 | [5 empty] | Removed from Ground | Diesel | 10000 | Bare Steel | 1977-05-10 | Galvanized Steel
750099 | 6 | [5 empty] | Removed from Ground | Diesel | 10000 | Bare Steel | 1982-05-09 | Galvanized Steel
750099 | 7 | [5 empty] | Temporarily out of use | Gas (Historical Use) | 1000 | Bare Steel | 1972-05-11 | Galvanized Steel
750099 | 8 |  | 1994-04-06 |  | 1994-04-06 |  | Currently in Use | Diesel | 10000 | Bare Steel | 1994-04-06 | Fiberglass Reinforced Plastic | Suction (American)
750101 | 1 | Flapper Valve | 1997-07-16 |  | 1997-07-16 |  | Currently in Use | Gas (Historical Use) | 6000 | Steel-Impressed Current | 1972-01-05 | Fiberglass Reinforced Plastic | Pressurized
750101 | 2 | Flapper Valve | 1997-07-16 |  | 1997-07-16 |  | Currently in Use | Gas (Historical Use) | 6000 | Steel-Impressed Current | 1984-05-10 | Fiberglass Reinforced Plastic | Pressurized
750101 | 3 | Flapper Valve | 1997-07-16 |  | 1997-07-16 |  | Currently in Use | Gas (Historical Use) | 6000 | Steel-Impressed Current | 1984-05-10 | Fiberglass Reinforced Plastic | Pressurized
750101 | 4 | Flapper Valve | 1984-05-10 |  | 1984-05-10 |  | Currently in Use | Diesel | 1000 | Cathodically Protected Steel | 1984-05-10 | Fiberglass Reinforced Plastic | Safe Suction (Euro)
750104 | 1 | [5 empty] | Removed from Ground | Gas (Historical Use) | 5000 | Bare Steel | 1971-05-12 | Galvanized Steel | Pressurized
750104 | 2 | [5 empty] | Removed from Ground | Gas (Historical Use) | 6000 | Bare Steel | 1971-05-12 | Galvanized Steel | Pressurized
750104 | 3 | [5 empty] | Removed from Ground | Gas (Historical Use) | 8000 | Bare Steel | 1971-05-12 | Galvanized Steel | Pressurized
750104 | 4 |  |  | yes |  | yes | Closed in Ground | Used Oil | 500 | Marked Unknown | 1971-05-12 | Unknown
750104 | 5 |  | 1994-05-01 |  | 1994-05-01 |  | Currently in Use | Gas (Historical Use) | 10000 | Composite | 1994-05-24 | Fiberglass Reinforced Plastic | Pressurized
750104 | 6 |  | 1994-05-01 |  | 1994-05-01 |  | Temporarily out of use | Gas (Historical Use) | 10000 | Composite | 1994-05-24 | Fiberglass Reinforced Plastic | Pressurized
750104 | 7 |  | 1994-05-01 |  | 1994-05-01 |  | Currently in Use | Gas (Historical Use) | 10000 | Composite | 1994-05-24 | Fiberglass Reinforced Plastic | Pressurized
750105 | 1 |  | 1996-11-01 |  | 1996-11-01 |  | Removed from Ground | Gas (Historical Use) | 8000 | Cathodically Protected Steel | 1971-05-12 | Fiberglass Reinforced Plastic | Pressurized
750105 | 2 |  | 1996-11-01 |  | 1996-11-01 |  | Removed from Ground | Gas (Historical Use) | 6000 | Cathodically Protected Steel | 1971-05-12 | Fiberglass Reinforced Plastic | Pressurized
750105 | 3 |  | 1996-11-01 |  | 1996-11-01 |  | Removed from Ground | Gas (Historical Use) | 10000 | Cathodically Protected Steel | 1971-05-12 | Fiberglass Reinforced Plastic | Pressurized
750105 | 4 |  |  | yes |  | yes | Removed from Ground | Used Oil | 550 | Marked Unknown | 1971-05-12 | Not Marked
752000 | 1 | Flapper Valve | 1996-11-01 |  | 1996-11-01 |  | Currently in Use | Diesel | 12000 | Galvanic (STIP-3) | 1987-11-04 | Fiberglass Reinforced Plastic | Pressurized
752000 | 2 | [5 empty] | Removed from Ground | Other | 3000 | Bare Steel | 1987-11-04 | Fiberglass Reinforced Plastic | Suction (American)
752000 | 3 |  |  | yes |  | yes | Removed from Ground | Used Oil | 1000 | Bare Steel | 1987-11-04 | Fiberglass Reinforced Plastic | Gravity Fed
760002 | 1 | Flapper Valve | 1997-07-30 | no | 1997-07-30 | no | Currently in Use | Gas (Historical Use) | 8000 | Steel-Impressed Current | 1975-05-11 | Double-Walled Fiberglass | Pressurized
760002 | 2 | Flapper Valve | 1997-07-30 | no | 1997-07-30 | no | Currently in Use | Gas (Historical Use) | 8000 | Steel-Impressed Current | 1975-05-11 | Double-Walled Fiberglass | Pressurized
760002 | 3 | Flapper Valve | 1997-07-30 | no | 1997-07-30 | no | Currently in Use | Gas (Historical Use) | 6000 | Steel-Impressed Current | 1975-05-11 | Double-Walled Fiberglass | Pressurized
760004 | 1 | [5 empty] | Removed from Ground | Gas (Historical Use) | 2000 | Bare Steel | 1978-05-10 | Unknown
760004 | 2 | [5 empty] | Removed from Ground | Gas (Historical Use) | 1000 | Bare Steel | 1978-05-10 | Unknown
760005 | 1 | [5 empty] | Removed from Ground | Gas (Historical Use) | 1000 | Bare Steel | 1986-05-01 | Galvanized Steel
760010 | 1 |  |  | yes |  | yes | Removed from Ground | Used Oil | 0 | Bare Steel | 1973-05-08 | Bare Steel
760011 | 1 |  | 1982-01-01 |  | 1982-01-01 |  | Removed from Ground | Gas (Historical Use) | 12000 | Steel-Impressed Current | 1968-05-12 | Cathodically Protected | Pressurized
760011 | 2 |  | 1982-01-01 |  | 1982-01-01 |  | Removed from Ground | Gas (Historical Use) | 12000 | Steel-Impressed Current | 1968-05-12 | Cathodically Protected | Pressurized
760011 | 3 |  | 1982-01-01 |  | 1982-01-01 |  | Removed from Ground | Gas (Historical Use) | 8000 | Steel-Impressed Current | 1968-05-12 | Cathodically Protected | Pressurized
760011 | 4 |  | 1982-01-01 |  | 1982-01-01 |  | Closed in Ground | Gas (Historical Use) | 11300 | Fiberglass | 1982-05-09 | Fiberglass Reinforced Plastic
760012 | 1 | [5 empty] | Closed in Ground | Gas (Historical Use) | 600 | Bare Steel | 1939-05-19 | Galvanized Steel
760012 | 2 | [5 empty] | Closed in Ground | Gas (Historical Use) | 1000 | Bare Steel | 1939-05-19 | Galvanized Steel
760012 | 3 | [5 empty] | Removed from Ground | Other | 1000 | Not Marked/Unknown | 1998-06-10 | Not Marked
760012 | 4 | [5 empty] | Removed from Ground | Empty | 550 | Bare Steel | 1963-05-05 | Unknown
760012 | 5 | [5 empty] | Removed from Ground | Gas (Historical Use) | 1000 | Bare Steel | 1961-05-05 | Unknown
760014 | 1 | [5 empty] | Closed in Ground | Empty | 2000 | Cathodically Protected Steel | 1956-05-15 | Copper | Safe Suction (Euro)
760015 | 1 | Flapper Valve | 1998-08-26 |  | 1998-08-26 |  | Currently in Use | Gas (Historical Use) | 8000 | Bare Steel | 1985-05-01 | Steel (Impressed Current) | Pressurized
760015 | 2 | Flapper Valve | 1998-08-26 |  | 1998-08-26 |  | Currently in Use | Gas (Historical Use) | 8000 | Bare Steel | 1985-05-07 | Steel (Impressed Current) | Pressurized
760015 | 3 | Flapper Valve | 1998-08-26 |  | 1998-08-26 |  | Currently in Use | Gas (Historical Use) | 8000 | Bare Steel | 1985-05-07 | Steel (Impressed Current) | Pressurized
760016 | 1 |  | 1996-11-06 |  | 1996-11-06 |  | Currently in Use | Gas (Historical Use) | 8000 | Steel-Impressed Current | 1972-01-01 | Cathodically Protected | Pressurized
760016 | 2 |  | 1996-11-06 |  | 1996-11-06 |  | Currently in Use | Gas (Historical Use) | 8000 | Steel-Impressed Current | 1972-01-01 | Cathodically Protected | Pressurized
760016 | 3 |  | 1996-11-06 |  | 1996-11-06 |  | Currently in Use | Gas (Historical Use) | 8000 | Steel-Impressed Current | 1972-01-01 | Cathodically Protected | Pressurized
760018 | 1 | Flapper Valve | 1998-12-10 |  | 1998-12-10 |  | Currently in Use | Gas (Historical Use) | 8000 | Steel-Impressed Current | 1983-05-08 | Cathodically Protected | Pressurized
760018 | 2 | Flapper Valve | 1998-12-10 |  | 1998-12-10 |  | Currently in Use | Gas (Historical Use) | 8000 | Steel-Impressed Current | 1983-05-08 | Cathodically Protected | Pressurized
760018 | 3 | Flapper Valve | 1998-12-10 |  | 1998-12-10 |  | Currently in Use | Gas (Historical Use) | 6000 | Steel-Impressed Current | 1983-05-08 | Cathodically Protected | Pressurized
760019 | 1 |  | 1998-12-01 |  | 1998-12-01 |  | Currently in Use | Gas (Historical Use) | 10000 | Steel-Impressed Current | 1977-05-09 | Cathodically Protected | Safe Suction (Euro)
760019 | 2 |  | 1998-12-01 |  | 1998-12-01 |  | Currently in Use | Gas (Historical Use) | 10000 | Steel-Impressed Current | 1977-05-09 | Cathodically Protected | Safe Suction (Euro)
760020 | 1 |  | 1998-05-27 |  | 1998-05-27 |  | Currently in Use | Gas (Historical Use) | 3008 | Steel-Impressed Current | 1979-05-09 | Cathodically Protected | Suction (American)
760020 | 2 |  | 1998-05-27 |  | 1998-05-27 |  | Currently in Use | Gas (Historical Use) | 3000 | Steel-Impressed Current | 1981-05-01 | Cathodically Protected | Suction (American)
760020 | 3 |  | 1998-05-27 |  | 1998-05-27 |  | Currently in Use | Gas (Historical Use) | 3000 | Steel-Impressed Current | 1979-05-09 | Cathodically Protected | Suction (American)
760020 | 4 |  | 1998-05-27 |  | 1998-05-27 |  | Currently in Use | Gas (Historical Use) | 8000 | Steel-Impressed Current | 1979-05-09 | Cathodically Protected | Suction (American)
760021 | 1 | [5 empty] | Removed from Ground | Gas (Historical Use) | 8000 | Marked Unknown | 1981-05-08 | Galvanized Steel
760021 | 2 | [5 empty] | Removed from Ground | Gas (Historical Use) | 8000 | Marked Unknown | 1981-05-08 | Galvanized Steel
760021 | 3 | [5 empty] | Removed from Ground | Gas (Historical Use) | 6000 | Marked Unknown | 1981-05-08 | Galvanized Steel
760022 | 1 | Flapper Valve | 1994-06-17 |  | 1994-06-17 |  | Currently in Use | Gas (Historical Use) | 10000 | Galvanic (STIP-3) | 1981-05-01 | Steel/FG Secondary containment | Pressurized
760022 | 2 | Flapper Valve | 1994-06-17 |  | 1994-06-17 |  | Currently in Use | Gas (Historical Use) | 2000 | Galvanic (STIP-3) | 1979-05-01 | Steel/FG Secondary containment | Safe Suction (Euro)
760022 | 3 | Flapper Valve | 1994-06-17 |  | 1994-06-17 |  | Currently in Use | Gas (Historical Use) | 2000 | Bare Steel | 1979-05-01 | Steel/FG Secondary containment | Safe Suction (Euro)
760023 | 1 |  | 1999-07-01 |  | 1999-07-01 |  | Currently in Use | Gas (Historical Use) | 8000 | Steel-Impressed Current | 1981-05-08 | Cathodically Protected | Suction (American)
760023 | 2 |  | 1999-07-01 |  | 1999-07-01 |  | Currently in Use | Gas (Historical Use) | 3000 | Steel-Impressed Current | 1979-05-09 | Cathodically Protected | Suction (American)
760023 | 3 |  | 1999-07-01 |  | 1999-07-01 |  | Currently in Use | Gas (Historical Use) | 3000 | Steel-Impressed Current | 1979-05-09 | Cathodically Protected | Suction (American)
760024 | 1 |  | 1984-05-01 |  | 1984-05-01 |  | Removed from Ground | Gas (Historical Use) | 8000 | Steel-Impressed Current | 1984-05-01 | Cathodically Protected | Pressurized
760024 | 2 |  | 1984-05-01 |  | 1984-05-01 |  | Removed from Ground | Gas (Historical Use) | 8000 | Steel-Impressed Current | 1984-05-07 | Cathodically Protected | Pressurized
760024 | 3 |  | 1984-05-01 |  | 1984-05-01 |  | Removed from Ground | Gas (Historical Use) | 8000 | Steel-Impressed Current | 1984-05-07 | Cathodically Protected | Pressurized
760025 | 1 | [5 empty] | Removed from Ground | Gas (Historical Use) | 8000 | Bare Steel | 1975-05-11 | Galvanized Steel | Suction (American)
760025 | 2 | [5 empty] | Removed from Ground | Diesel | 560 | Bare Steel | 1975-05-11 | Galvanized Steel
760025 | 3 |  | 1993-06-18 |  | 1993-06-18 |  | Removed from Ground | Diesel | 3000 | Composite | 1993-06-18 | Fiberglass Reinforced Plastic | Suction (American)
760025 | 4 |  |  | yes |  | yes | Permanently Out Of Use | Used Oil | 200 | Bare Steel | 1981-06-15 | Galvanized Steel | Gravity Fed
760025 | 5 |  | 1997-10-01 |  | 1997-10-01 |  | Removed from Ground | Gas (Historical Use) | 8000 | Epoxy | 1997-10-01 | Fiberglass Reinforced Plastic | Suction (American)
760026 | 1 | [5 empty] | Removed from Ground | Gas (Historical Use) | 8000 | Bare Steel | 1970-05-11 | Galvanized Steel
760026 | 2 | [5 empty] | Removed from Ground | Gas (Historical Use) | 6000 | Bare Steel | 1970-05-11 | Galvanized Steel
760026 | 3 | [5 empty] | Removed from Ground | Gas (Historical Use) | 8000 | Bare Steel | 1970-05-11 | Galvanized Steel
760026 | 4 | [5 empty] | Removed from Ground | Diesel | 6000 | Bare Steel | 1970-05-11 | Galvanized Steel
760029 | 1 | Flapper Valve | 1998-08-01 |  | 1998-08-01 |  | Currently in Use | Gas (Historical Use) | 3000 | Steel-Impressed Current | 1980-01-30 | Flex | Suction (American)
760029 | 2 | Flapper Valve | 1998-08-01 |  | 1998-08-01 |  | Currently in Use | Gas (Historical Use) | 2000 | Steel-Impressed Current | 1980-01-30 | Flex | Suction (American)
760029 | 3 | Flapper Valve | 1998-08-01 |  | 1998-08-01 |  | Currently in Use | Gas (Historical Use) | 2000 | Steel-Impressed Current | 1980-01-30 | Flex | Suction (American)
760029 | 4 | Flapper Valve | 1998-08-01 |  | 1998-08-01 |  | Currently in Use | Gas (Historical Use) | 2000 | Steel-Impressed Current | 1980-01-30 | Flex | Suction (American)
760030 | 1UNL |  | 1993-05-17 | no | 1993-05-17 | no | Currently in Use | Gas (Historical Use) | 10000 | Epoxy | 1993-05-17 | Fiberglass Reinforced Plastic | Pressurized
760030 | 2PLUS |  | 1993-05-17 | no | 1993-05-17 | no | Currently in Use | Diesel | 10000 | Epoxy | 1993-05-17 | Fiberglass Reinforced Plastic | Pressurized
760030 | 3PREM |  | 1993-05-17 | no | 1993-05-17 | no | Currently in Use | Gas (Historical Use) | 10000 | Epoxy | 1993-05-17 | Fiberglass Reinforced Plastic | Pressurized
760031 | 1 | [5 empty] | Removed from Ground | Diesel | 3000 | Bare Steel | 1978-03-08 | Galvanized Steel
760032 | 1 | [5 empty] | Removed from Ground | Gas (Historical Use) | 10000 | Bare Steel | 1971-03-10 | Galvanized Steel
760032 | 2 | [5 empty] | Removed from Ground | Gas (Historical Use) | 10000 | Bare Steel | 1981-01-01 | Galvanized Steel
760032 | 3 | [5 empty] | Removed from Ground | Diesel | 1000 | Bare Steel | 1981-01-01 | Galvanized Steel
760033 | 1 | [5 empty] | Closed in Ground | Gas (Historical Use) | 10000 | Bare Steel | 1976-03-08 | Fiberglass Reinforced Plastic | Safe Suction (Euro)
760034 | 1 | [5 empty] | Closed in Ground | Diesel | 1 | Bare Steel | 1976-03-01 | Galvanized Steel
760035 | 1 | Flapper Valve | 1996-08-20 |  | 1996-08-20 |  | Currently in Use | Gas (Historical Use) | 8000 | Steel-Impressed Current | 1980-01-01 | Bare Steel | Pressurized
760035 | 2 | Flapper Valve | 1996-08-20 |  | 1996-08-20 |  | Currently in Use | Gas (Historical Use) | 8000 | Steel-Impressed Current | 1980-01-01 | Bare Steel | Pressurized
760035 | 3 | Flapper Valve | 1996-08-20 |  | 1996-08-20 |  | Currently in Use | Diesel | 8000 | Steel-Impressed Current | 1980-01-01 | Bare Steel | Pressurized
760036 | 1 | [5 empty] | Currently in Use | Other | 2000 | Bare Steel | 1961-01-15 | Galvanized Steel
760037 | 1 | [5 empty] | Currently in Use | Diesel | 5000 | Bare Steel | 1963-01-15 | Galvanized Steel
760038 | 1 | [5 empty] | Currently in Use | Diesel | 1000 | Bare Steel | 1953-01-17 | Copper
760039 | 1 |  | 1998-08-15 |  | 1998-08-15 |  | Removed from Ground | Diesel | 8000 | Steel-Impressed Current | 1959-01-16 | Cathodically Protected | Safe Suction (Euro)
760039 | 2 |  | 1998-08-15 |  | 1998-08-15 |  | Removed from Ground | Gas (Historical Use) | 2000 | Steel-Impressed Current | 1983-01-10 | Cathodically Protected | Safe Suction (Euro)
760039 | 3 | [5 empty] | Permanently Out of Use - historical purposes | Diesel | 0 | Not Marked/Unknown |  | Not Marked
760039 | 4 | [5 empty] | Permanently Out of Use - historical purposes | Diesel | 0 | Not Marked/Unknown |  | Not Marked
760039 | 5 | [5 empty] | Permanently Out of Use - historical purposes | Diesel | 0 | Not Marked/Unknown |  | Not Marked
760040 | 1 | [5 empty] | Permanently Out of Use - historical purposes | Diesel | 2000 | Bare Steel | 1956-01-17 | Bare Steel
760041 | 1 |  | 1998-08-17 |  | 1998-08-17 |  | Removed from Ground | Gas (Historical Use) | 10000 | Steel-Impressed Current | 1984-01-10 | Cathodically Protected | Pressurized
760041 | 2 |  | 1998-08-12 |  | 1998-08-12 |  | Removed from Ground | Diesel | 10000 | Steel-Impressed Current | 1984-01-10 | Cathodically Protected | Pressurized
760041 | 3 | [5 empty] | Removed from Ground | Gas (Historical Use) | 1000 | Bare Steel | 1971-01-13 | Bare Steel
760041 | 4 | [5 empty] | Removed from Ground | Gas (Historical Use) | 8500 | Bare Steel | 1968-01-01 | Galvanized Steel
760041 | 5 | [5 empty] | Removed from Ground | Diesel | 8500 | Bare Steel | 1973-01-01 | Galvanized Steel
760041 | 6 | [5 empty] | Removed from Ground | Gas (Historical Use) | 500 | Not Marked/Unknown | 1998-10-26 | Not Marked
760042 | 1 | [5 empty] | Removed from Ground | Diesel | 6000 | Bare Steel | 1976-03-07 | Galvanized Steel
760042 | 2 | [5 empty] | Removed from Ground | Diesel | 6000 | Bare Steel | 1976-03-07 | Galvanized Steel
760043 | 1 | [5 empty] | Removed from Ground | Gas (Historical Use) | 3000 | Marked Unknown | 1986-02-03 | Unknown
760043 | 2 | [5 empty] | Removed from Ground | Gas (Historical Use) | 3000 | Marked Unknown | 1986-02-03 | Unknown
760043 | 3 | [5 empty] | Removed from Ground | Gas (Historical Use) | 6000 | Marked Unknown | 1986-02-03 | Unknown
760045 | 1 | [5 empty] | Removed from Ground | Gas (Historical Use) | 10000 | Bare Steel | 1965-03-08 | Galvanized Steel
760045 | 2 | [5 empty] | Removed from Ground | Gas (Historical Use) | 10000 | Bare Steel | 1965-03-08 | Galvanized Steel
760046 | 1 | [5 empty] | Removed from Ground | Gas (Historical Use) | 10000 | Bare Steel | 1963-01-20 | Galvanized Steel
760046 | 2 | [5 empty] | Removed from Ground | Gas (Historical Use) | 10000 | Bare Steel | 1963-01-20 | Galvanized Steel
760046 | 3 | [5 empty] | Removed from Ground | Gas (Historical Use) | 15000 | Bare Steel | 1963-01-20 | Galvanized Steel
760046 | 4 |  | 1994-07-01 |  | 1994-07-01 |  | Currently in Use | Gas (Historical Use) | 10000 | Composite | 1994-07-01 | Double Walled | Pressurized
760046 | 5 |  | 1994-07-01 |  | 1994-07-01 |  | Currently in Use | Gas (Historical Use) | 10000 | Composite | 1994-07-01 | Double Walled | Pressurized
760046 | 6 |  | 1994-07-01 |  | 1994-07-01 |  | Currently in Use | Gas (Historical Use) | 10000 | Composite | 1994-07-01 | Double Walled | Pressurized
760050 | 1 | [5 empty] | Removed from Ground | Empty | 3000 | Bare Steel | 1977-02-15 | Galvanized Steel
760050 | 2 | [5 empty] | Removed from Ground | Empty | 3000 | Bare Steel | 1977-02-15 | Galvanized Steel
760050 | 3 | [5 empty] | Removed from Ground | Empty | 3000 | Bare Steel | 1977-02-15 | Galvanized Steel
760054 | 1 | [5 empty] | Removed from Ground | Gas (Historical Use) | 3000 | Bare Steel | 1962-02-19 | Galvanized Steel
760054 | 2 | [5 empty] | Removed from Ground | Gas (Historical Use) | 6000 | Bare Steel | 1962-02-19 | Galvanized Steel
760054 | 3 | [5 empty] | Removed from Ground | Gas (Historical Use) | 6000 | Bare Steel | 1962-02-19 | Galvanized Steel
760054 | 4 |  |  | yes |  | yes | Removed from Ground | Used Oil | 550 | Bare Steel | 1962-02-19 | Galvanized Steel
760054 | 5 |  | 1986-12-30 |  | 1986-12-30 |  | Currently in Use | Gas (Historical Use) | 8000 | Fiberglass | 1986-12-30 | Fiberglass Reinforced Plastic | Pressurized
760054 | 6 |  | 1986-12-30 |  | 1986-12-30 |  | Currently in Use | Gas (Historical Use) | 8000 | Fiberglass | 1986-12-30 | Fiberglass Reinforced Plastic | Pressurized
760054 | 7 |  | 1986-12-30 |  | 1986-12-30 |  | Currently in Use | Gas (Historical Use) | 6000 | Fiberglass | 1986-12-30 | Fiberglass Reinforced Plastic | Pressurized
760055 | 1 | [5 empty] | Removed from Ground | Gas (Historical Use) | 6000 | Bare Steel | 1965-12-12 | Bare Steel | Pressurized
760055 | 2 | [5 empty] | Removed from Ground | Gas (Historical Use) | 6000 | Bare Steel | 1965-12-12 | Bare Steel | Pressurized
760055 | 3 | [5 empty] | Removed from Ground | Gas (Historical Use) | 3000 | Bare Steel | 1965-12-12 | Bare Steel | Pressurized
760055 | 4 |  |  | yes |  | yes | Removed from Ground | Used Oil | 550 | Bare Steel | 1965-12-12 | Unknown | Gravity Fed
760055 | 5 | Flapper Valve | 1996-10-16 |  | 1996-10-16 |  | Currently in Use | Gas (Historical Use) | 10000 | Epoxy | 1996-10-16 | Fiberglass Reinforced Plastic | Pressurized
760055 | 6 | Flapper Valve | 1996-10-16 |  | 1996-10-16 |  | Currently in Use | Gas (Historical Use) | 6000 | Epoxy | 1996-10-16 | Fiberglass Reinforced Plastic | Pressurized
760057 | 1 |  | 1997-05-20 |  | 1997-05-20 |  | Currently in Use | Gas (Historical Use) | 6000 | Steel-Impressed Current | 1983-02-14 | Steel (Impressed Current) | Pressurized
760057 | 2 |  | 1997-05-20 |  | 1997-05-20 |  | Currently in Use | Gas (Historical Use) | 6000 | Steel-Impressed Current | 1983-02-14 | Steel (Impressed Current) | Pressurized
760057 | 3 |  | 1997-05-20 |  | 1997-05-20 |  | Currently in Use | Gas (Historical Use) | 4000 | Steel-Impressed Current | 1983-02-14 | Steel (Impressed Current) | Pressurized
760058 | 1 | [5 empty] | Removed from Ground | Gas (Historical Use) | 6000 | Bare Steel | 1977-02-15 | Galvanized Steel
760058 | 2 | [5 empty] | Removed from Ground | Gas (Historical Use) | 6000 | Bare Steel | 1977-02-15 | Galvanized Steel
760058 | 3 | [5 empty] | Removed from Ground | Gas (Historical Use) | 6000 | Bare Steel | 1977-02-15 | Galvanized Steel
760059 | 1 | [5 empty] | Removed from Ground | Gas (Historical Use) | 6000 | Bare Steel | 1976-02-16 | Galvanized Steel
760059 | 2 | [5 empty] | Removed from Ground | Gas (Historical Use) | 6000 | Bare Steel | 1976-02-16 | Galvanized Steel
760059 | 3 | [5 empty] | Removed from Ground | Gas (Historical Use) | 6000 | Bare Steel | 1976-02-16 | Galvanized Steel
760060 | 1 |  | 1994-05-31 | no | 1994-05-31 | no | Currently in Use | Gas (Historical Use) | 6000 | Steel-Impressed Current | 1969-02-17 | Fiberglass Reinforced Plastic | Pressurized
760060 | 2 |  | 1994-05-31 | no | 1994-05-31 | no | Currently in Use | Gas (Historical Use) | 6000 | Steel-Impressed Current | 1969-02-17 | Fiberglass Reinforced Plastic | Pressurized
760060 | 3 |  | 1994-05-31 | no | 1994-05-31 | no | Currently in Use | Gas (Historical Use) | 6000 | Steel-Impressed Current | 1969-02-17 | Fiberglass Reinforced Plastic | Pressurized
760060 | 4 |  |  | yes |  | yes | Removed from Ground | Used Oil | 550 | Not Marked/Unknown | 1969-02-17 | Not Marked
760061 | 1 | [5 empty] | Removed from Ground | Gas (Historical Use) | 6000 | Bare Steel | 1969-12-15 | Galvanized Steel | Pressurized
760061 | 2 | [5 empty] | Removed from Ground | Gas (Historical Use) | 6000 | Bare Steel | 1969-12-15 | Galvanized Steel | Pressurized
760061 | 3 | [5 empty] | Removed from Ground | Gas (Historical Use) | 3000 | Bare Steel | 1969-12-15 | Galvanized Steel | Pressurized
760061 | 4 |  |  | yes |  | yes | Removed from Ground | Used Oil | 550 | Bare Steel | 1968-02-18 | Galvanized Steel
760061 | 5 |  | 1997-03-22 | no | 1997-03-22 | no | Currently in Use | Gas (Historical Use) | 10000 | Epoxy | 1997-03-20 | Fiberglass Reinforced Plastic | Pressurized
760061 | 6 |  | 1997-03-22 | no | 1997-03-22 | no | Currently in Use | Gas (Historical Use) | 6000 | Epoxy | 1997-03-20 | Fiberglass Reinforced Plastic | Pressurized
760063 | 1 | [5 empty] | Removed from Ground | Gas (Historical Use) | 6000 | Bare Steel | 1976-02-16 | Galvanized Steel
760063 | 2 | [5 empty] | Removed from Ground | Gas (Historical Use) | 6000 | Bare Steel | 1976-02-16 | Galvanized Steel
760063 | 3 | [5 empty] | Removed from Ground | Gas (Historical Use) | 6000 | Bare Steel | 1976-02-16 | Galvanized Steel
760063 | 4 |  |  | yes |  | yes | Removed from Ground | Used Oil | 550 | Bare Steel | 1976-02-16 | Galvanized Steel
760063 | 5 | Ball Float | 2011-10-01 | no | 2011-10-01 | no | Currently in Use | Gas (Historical Use) | 12000 | Composite Double Walled | 2011-10-01 | Double-Walled Fiberglass | Pressurized
760063 | 6 | Ball Float | 2011-10-01 | no | 2011-10-01 | no | Currently in Use | Gas (Historical Use) | 4000 | Composite Double Walled | 2011-10-01 | Double-Walled Fiberglass | Pressurized
760063 | 7 | Ball Float | 2011-10-01 | no | 2011-10-01 | no | Currently in Use | Diesel | 4000 | Composite Double Walled | 2011-10-01 | Double-Walled Fiberglass | Pressurized
760064 | 1 | [5 empty] | Currently in Use | Gas (Historical Use) | 2000 | Bare Steel | 1971-02-17 | Galvanized Steel
760064 | 2 | [5 empty] | Closed in Ground | Diesel | 550 | Bare Steel | 1971-02-17 | Galvanized Steel
760064 | 3A | Flapper Valve | 2000-08-02 |  | 2000-08-02 |  | Currently in Use | Gas (Historical Use) | 4000 | Composite | 2000-08-02 | Fiberglass Reinforced Plastic | Safe Suction (Euro)
760064 | 3B | Flapper Valve | 2000-08-02 |  | 2000-08-02 |  | Currently in Use | Diesel | 8000 | Composite | 2000-08-02 | Fiberglass Reinforced Plastic | Safe Suction (Euro)
760065 | 1 | [5 empty] | Removed from Ground | Gas (Historical Use) | 6000 | Bare Steel | 1963-02-19 | Galvanized Steel | Pressurized
760065 | 2 | [5 empty] | Removed from Ground | Gas (Historical Use) | 6000 | Bare Steel | 1963-02-19 | Galvanized Steel | Pressurized
760065 | 3 | [5 empty] | Removed from Ground | Gas (Historical Use) | 3000 | Bare Steel | 1963-02-19 | Galvanized Steel | Pressurized
760065 | 4 | [5 empty] | Removed from Ground | Gas (Historical Use) | 2000 | Bare Steel | 1982-02-14 | Galvanized Steel | Suction (American)
760065 | 5 | [5 empty] | Removed from Ground | Kerosene | 550 | Bare Steel | 1981-02-14 | Galvanized Steel | Suction (American)
760065 | 6 |  |  | yes |  | yes | Permanently Out of Use - historical purposes | Used Oil | 1 | Bare Steel | 1963-02-19 | Galvanized Steel
760067 | 1 | [5 empty] | Removed from Ground | Diesel | 6000 | Bare Steel | 1976-03-16 | Galvanized Steel
760067 | 2 | [5 empty] | Removed from Ground | Gas (Historical Use) | 3000 | Bare Steel | 1976-03-16 | Galvanized Steel
760070 | 1 | [5 empty] | Removed from Ground | Gas (Historical Use) | 10000 | Bare Steel | 1983-04-22 | Galvanized Steel
760070 | 2 | [5 empty] | Removed from Ground | Gas (Historical Use) | 2500 | Bare Steel | 1983-04-22 | Galvanized Steel
760071 | 1 | [5 empty] | Removed from Ground | Diesel | 6000 | Cathodically Protected Steel | 1975-01-01 | Copper | Suction (American)
760072 | 1 |  | 1988-06-01 |  | 1988-06-01 |  | Removed from Ground | Gas (Historical Use) | 10000 | Composite | 1985-04-17 | Fiberglass Reinforced Plastic | Pressurized
760072 | 2 |  | 1988-06-01 |  | 1988-06-01 |  | Removed from Ground | Gas (Historical Use) | 10000 | Composite | 1985-04-17 | Fiberglass Reinforced Plastic | Pressurized
760072 | 3 |  | 1988-06-01 |  | 1988-06-01 |  | Removed from Ground | Gas (Historical Use) | 10000 | Composite | 1985-04-17 | Fiberglass Reinforced Plastic | Pressurized
760073 | 1 | [5 empty] | Permanently Out of Use - historical purposes | Empty | 12000 | Bare Steel | 1968-04-21 | Galvanized Steel
760073 | 10 |  | 1998-01-01 |  | 1998-01-01 |  | Currently in Use | Gas (Historical Use) | 10000 | Double Walled | 1991-02-01 | Fiberglass Reinforced Plastic
760073 | 2 | [5 empty] | Permanently Out of Use - historical purposes | Empty | 12000 | Bare Steel | 1968-04-21 | Galvanized Steel
760073 | 3 | [5 empty] | Permanently Out of Use - historical purposes | Empty | 4000 | Bare Steel | 1968-04-21 | Galvanized Steel
760073 | 4 |  | 1998-01-01 |  | 1998-01-01 |  | Currently in Use | Diesel | 1000 | Epoxy | 1987-11-04 | Fiberglass Reinforced Plastic
760073 | 5 | [5 empty] | Permanently Out of Use - historical purposes | Empty | 4000 | Bare Steel | 1970-11-08 | Galvanized Steel
760073 | 6 | [5 empty] | Permanently Out of Use - historical purposes | Empty | 10000 | Bare Steel | 1970-11-08 | Galvanized Steel
760073 | 7 | [5 empty] | Permanently Out of Use - historical purposes | Empty | 10000 | Bare Steel | 1970-11-08 | Galvanized Steel
760073 | 8 |  | 1998-01-01 |  | 1998-01-01 |  | Currently in Use | Gas (Historical Use) | 10000 | Double Walled | 1991-02-01 | Fiberglass Reinforced Plastic
760073 | 9 |  | 1998-01-01 |  | 1998-01-01 |  | Currently in Use | Gas (Historical Use) | 10000 | Fiberglass | 1991-02-01 | Fiberglass Reinforced Plastic
760074 | 1 | [5 empty] | Removed from Ground | Gas (Historical Use) | 12000 | Composite | 1985-04-17 | Fiberglass Reinforced Plastic
760074 | 2 | [5 empty] | Removed from Ground | Gas (Historical Use) | 12000 | Composite | 1985-04-17 | Fiberglass Reinforced Plastic
760074 | 3 | [5 empty] | Removed from Ground | Gas (Historical Use) | 12000 | Composite | 1985-04-17 | Fiberglass Reinforced Plastic
760074 | 4 | [5 empty] | Permanently Out of Use - historical purposes | Gas (Historical Use) | 12000 | Bare Steel | 1969-01-05 | Galvanized Steel
760074 | 5 | [5 empty] | Permanently Out of Use - historical purposes | Gas (Historical Use) | 12000 | Bare Steel | 1969-01-05 | Galvanized Steel
760074 | 6 | [5 empty] | Permanently Out of Use - historical purposes | Gas (Historical Use) | 12000 | Bare Steel | 1969-01-05 | Galvanized Steel
760075 | 1 | Ball Float | 1989-07-01 |  | 1989-07-01 |  | Currently in Use | Gas (Historical Use) | 10000 | Fiberglass | 1989-07-01 | Fiberglass Reinforced Plastic | Pressurized
760075 | 2 | Ball Float | 1989-07-01 |  | 1989-07-01 |  | Currently in Use | Gas (Historical Use) | 10000 | Fiberglass | 1989-07-01 | Fiberglass Reinforced Plastic | Pressurized
760075 | 3 | Ball Float | 1989-07-01 |  | 1989-07-01 |  | Currently in Use | Gas (Historical Use) | 10000 | Fiberglass | 1989-07-01 | Fiberglass Reinforced Plastic | Pressurized
760075 | 4 | Ball Float | 1989-07-01 |  | 1989-07-01 |  | Currently in Use | Diesel | 20000 | Fiberglass | 1989-07-01 | Fiberglass Reinforced Plastic | Pressurized
760075 | 5 | [5 empty] | Removed from Ground | Gas (Historical Use) | 6000 | Bare Steel | 1966-04-22 | Fiberglass Reinforced Plastic
760076 | 1 | [5 empty] | Removed from Ground | Gas (Historical Use) | 4000 | Bare Steel | 1970-04-27 | Galvanized Steel
760076 | 10 |  | 1987-01-01 |  | 1987-01-01 |  | Removed from Ground | Gas (Historical Use) | 10000 | Fiberglass | 1987-01-01 | Galvanized Steel | Pressurized
760076 | 11 |  | 1987-01-01 |  | 1987-01-01 |  | Removed from Ground | Gas (Historical Use) | 10000 | Fiberglass | 1987-01-01 | Galvanized Steel | Pressurized
760076 | 12 | Ball Float | 2014-08-06 | no | 2014-11-24 | no | Currently in Use | Gas (Historical Use) | 20000 | Fiberglass Double Walled | 2014-08-06 | Double-Walled Fiberglass | Pressurized
760076 | 13A | Ball Float | 2014-08-06 | no | 2014-11-24 | no | Currently in Use | Diesel | 12000 | Fiberglass Double Walled | 2014-08-06 | Double-Walled Fiberglass | Pressurized
760076 | 13B | Ball Float | 2014-08-06 | no | 2014-11-24 | no | Currently in Use | Gas (Historical Use) | 8000 | Fiberglass Double Walled | 2014-08-06 | Double-Walled Fiberglass | Pressurized
760076 | 2 | [5 empty] | Removed from Ground | Gas (Historical Use) | 4000 | Bare Steel | 1966-04-28 | Galvanized Steel
760076 | 3 | [5 empty] | Removed from Ground | Gas (Historical Use) | 4000 | Bare Steel | 1966-04-28 | Galvanized Steel
760076 | 4 | [5 empty] | Removed from Ground | Gas (Historical Use) | 4000 | Bare Steel | 1964-04-28 | Galvanized Steel
760076 | 5 | [5 empty] | Removed from Ground | Gas (Historical Use) | 4000 | Bare Steel | 1964-04-28 | Galvanized Steel
760076 | 6 | [5 empty] | Removed from Ground | Gas (Historical Use) | 4000 | Bare Steel | 1964-04-28 | Galvanized Steel
760076 | 7 | [5 empty] | Removed from Ground | Gas (Historical Use) | 4000 | Bare Steel | 1964-04-28 | Galvanized Steel
760076 | 9 |  | 1987-01-01 |  | 1987-01-01 |  | Removed from Ground | Gas (Historical Use) | 10000 | Fiberglass | 1987-01-01 | Galvanized Steel | Pressurized
760078 | 1 | [5 empty] | Removed from Ground | Gas (Historical Use) | 3000 | Bare Steel | 1964-04-28 | Galvanized Steel
760078 | 2 | [5 empty] | Removed from Ground | Gas (Historical Use) | 3000 | Bare Steel | 1964-04-28 | Galvanized Steel
760078 | 3 | [5 empty] | Removed from Ground | Gas (Historical Use) | 10000 | Bare Steel | 1968-04-27 | Galvanized Steel
760078 | 4 | [5 empty] | Removed from Ground | Gas (Historical Use) | 10000 | Bare Steel | 1968-04-27 | Galvanized Steel
760078 | 5 |  |  | yes |  | yes | Removed from Ground | Used Oil | 550 | Bare Steel | 1964-04-28 | Galvanized Steel
760078 | 6 | Flapper Valve | 1998-05-13 |  | 1998-05-13 |  | Currently in Use | Gas (Historical Use) | 12000 | Epoxy | 1998-05-13 | Double-Walled Fiberglass | Pressurized
760078 | 7 | Flapper Valve | 1998-05-13 |  | 1998-05-13 |  | Currently in Use | Gas (Historical Use) | 8000 | Epoxy | 1998-05-13 | Double-Walled Fiberglass | Pressurized
760078 | 8 | Flapper Valve | 1998-05-13 |  | 1998-05-13 |  | Currently in Use | Diesel | 6000 | Epoxy | 1998-05-13 | Double-Walled Fiberglass | Pressurized
760079 | 1 | [5 empty] | Removed from Ground | Gas (Historical Use) | 6000 | Cathodically Protected Steel | 1960-04-29 | Galvanized Steel | Pressurized
760079 | 2 | [5 empty] | Removed from Ground | Gas (Historical Use) | 10000 | Cathodically Protected Steel | 1977-04-25 | Galvanized Steel
760079 | 3 | [5 empty] | Removed from Ground | Gas (Historical Use) | 4000 | Cathodically Protected Steel | 1959-04-30 | Galvanized Steel
760079 | 4 | [5 empty] | Removed from Ground | Gas (Historical Use) | 4000 | Cathodically Protected Steel | 1959-04-30 | Galvanized Steel
760079 | 5 | [5 empty] | Removed from Ground | Gas (Historical Use) | 2000 | Cathodically Protected Steel | 1959-04-30 | Galvanized Steel
760079 | 6 | Ball Float | 1993-10-19 |  | 1993-10-01 |  | Currently in Use | Gas (Historical Use) | 10000 | Galvanic (STIP-3) | 1987-09-01 | Fiberglass Reinforced Plastic | Pressurized
760079 | 7 | Ball Float | 1993-10-19 |  | 1993-10-19 |  | Currently in Use | Gas (Historical Use) | 10000 | Galvanic (STIP-3) | 1987-09-01 | Fiberglass Reinforced Plastic | Pressurized
760079 | 8 | Ball Float | 1993-10-19 |  | 1993-10-19 |  | Currently in Use | Gas (Historical Use) | 10000 | Galvanic (STIP-3) | 1987-09-01 | Fiberglass Reinforced Plastic | Pressurized
760080 | 1 | [5 empty] | Removed from Ground | Gas (Historical Use) | 560 | Bare Steel | 1959-09-10 | Galvanized Steel | Safe Suction (Euro)
760080 | 2 | [5 empty] | Removed from Ground | Diesel | 560 | Bare Steel | 1959-09-10 | Galvanized Steel | Safe Suction (Euro)
760080 | 3 |  | 1992-01-20 |  | 1992-01-20 |  | Removed from Ground | Gas (Historical Use) | 1000 | Galvanic (STIP-3) | 1992-01-20 | Cathodically Protected | Safe Suction (Euro)
760080 | 4 |  | 1992-01-20 |  | 1992-01-20 |  | Removed from Ground | Diesel | 1000 | Galvanic (STIP-3) | 1992-01-20 | Cathodically Protected | Safe Suction (Euro)
760081 | 1 | [5 empty] | Removed from Ground | Other | 250 | Bare Steel | 1961-04-28 | Galvanized Steel
760081 | 2 | [5 empty] | Removed from Ground | Other | 250 | Bare Steel | 1961-04-28 | Galvanized Steel
760081 | 3 | [5 empty] | Removed from Ground | Other | 6000 | Bare Steel | 1961-04-28 | Galvanized Steel
760081 | 4 | [5 empty] | Removed from Ground | Diesel | 560 | Bare Steel | 1961-04-28 | Galvanized Steel
760081 | 5 | [5 empty] | Removed from Ground | Gas (Historical Use) | 2000 | Bare Steel | 1983-04-23 | Galvanized Steel
760081 | 6 | [5 empty] | Removed from Ground | Other | 1000 | Bare Steel | 1961-04-28 | Galvanized Steel
760082 | 1 |  |  | yes |  | yes | Removed from Ground | Used Oil | 1000 | Bare Steel | 1977-04-06 | Galvanized Steel
760083 | 1 |  |  | yes |  | yes | Removed from Ground | Used Oil | 1000 | Bare Steel | 1974-04-07 | Galvanized Steel
760086 | 10342-1 | [5 empty] | Removed from Ground | Gas (Historical Use) | 560 | Bare Steel | 1972-05-02 | Galvanized Steel | Safe Suction (Euro)
760086 | 10342-2 | [5 empty] | Removed from Ground | Diesel | 560 | Bare Steel | 1972-05-02 | Galvanized Steel | Safe Suction (Euro)
760086 | 342G1 | [5 empty] | Removed from Ground | Gas (Historical Use) | 1000 | Bare Steel | 1973-05-02 | Galvanized Steel | Safe Suction (Euro)
760087 | 1 | [5 empty] | Removed from Ground | Gas (Historical Use) | 550 | Bare Steel | 1971-04-13 | Galvanized Steel
760088 | 1 | [5 empty] | Removed from Ground | Gas (Historical Use) | 8000 | Bare Steel | 1966-04-01 | Bare Steel
760088 | 2 | [5 empty] | Removed from Ground | Gas (Historical Use) | 8000 | Bare Steel | 1966-04-01 | Bare Steel
760088 | 3 | [5 empty] | Removed from Ground | Gas (Historical Use) | 10000 | Bare Steel | 1966-04-01 | Bare Steel
760089 | 1 |  |  | yes |  | yes | Temporarily out of use | Used Oil | 1000 | Marked Unknown | 1976-04-25 | Galvanized Steel
760090 | 1 | [5 empty] | Removed from Ground | Gas (Historical Use) | 2000 | Bare Steel | 1961-04-29 | Galvanized Steel
760090 | 2 |  |  | yes |  | yes | Removed from Ground | Used Oil | 1000 | Bare Steel | 1961-04-29 | Galvanized Steel
760090 | 3 |  |  | yes |  | yes | Removed from Ground | Used Oil | 1000 | Bare Steel | 1987-01-01 | Bare Steel | Gravity Fed
760091 | 1 | [5 empty] | Removed from Ground | Diesel | 1000 | Bare Steel | 1965-05-06 | Bare Steel
760092 | 1 |  | 1996-04-16 |  | 1996-04-16 |  | Removed from Ground | Empty | 8000 | Cathodically Protected Steel | 1981-05-01 | Galvanized Steel | Pressurized
760092 | 2 |  | 1996-04-16 |  | 1996-04-16 |  | Removed from Ground | Empty | 8000 | Cathodically Protected Steel | 1981-05-01 | Galvanized Steel | Pressurized
760092 | 3 |  | 1996-04-16 |  | 1996-04-16 |  | Removed from Ground | Empty | 8000 | Cathodically Protected Steel | 1981-05-01 | Galvanized Steel | Pressurized
760092 | 4 | Flapper Valve | 1999-04-26 | no | 1999-04-26 | no | Currently in Use |  | 15000 |  | 1999-04-26 | Double-Walled Flex | Pressurized
760092 | 5 | Flapper Valve | 1999-04-26 | no | 1999-04-26 | no | Currently in Use |  | 12000 | Composite Double Walled | 1999-04-26 | Double-Walled Flex | Pressurized
760093 | 1 | [5 empty] | Removed from Ground | Gas (Historical Use) | 8000 | Bare Steel | 1981-05-01 | Galvanized Steel
760093 | 2 | [5 empty] | Removed from Ground | Gas (Historical Use) | 8000 | Bare Steel | 1981-05-01 | Galvanized Steel
760093 | 3 | [5 empty] | Removed from Ground | Gas (Historical Use) | 6000 | Bare Steel | 1981-05-01 | Galvanized Steel
760094 | 1 | [5 empty] | Removed from Ground | Empty | 6000 | Bare Steel | 1980-01-01 | Galvanized Steel | Pressurized
760094 | 2 | [5 empty] | Removed from Ground | Empty | 6000 | Bare Steel | 1980-01-01 | Galvanized Steel | Pressurized
760094 | 3 | [5 empty] | Removed from Ground | Empty | 3000 | Bare Steel | 1980-01-01 | Galvanized Steel | Pressurized
760096 | 1 |  |  | yes |  | yes | Removed from Ground | Used Oil | 550 | Cathodically Protected Steel | 1973-03-30 | Galvanized Steel
760097 | 1 | [5 empty] | Removed from Ground | Gas (Historical Use) | 2026 | Bare Steel | 1970-04-11 | Unknown
760097 | 2 |  |  | yes |  | yes | Removed from Ground | Used Oil | 500 | Bare Steel | 1970-04-11 | Unknown
760099 | 1 | [5 empty] | Removed from Ground | Gas (Historical Use) | 2000 | Marked Unknown | 1997-08-01 | Unknown
760099 | 2 | [5 empty] | Removed from Ground | Gas (Historical Use) | 2000 | Marked Unknown | 1997-08-01 | Unknown
760099 | 3 | [5 empty] | Removed from Ground | Gas (Historical Use) | 2000 | Marked Unknown | 1997-08-01 | Unknown
760099 | 4 | [5 empty] | Removed from Ground | Gas (Historical Use) | 4000 | Marked Unknown | 1997-08-01 | Unknown
760100 | 1 | [5 empty] | Removed from Ground | Empty | 550 | Bare Steel | 1965-05-04 | Unknown
760102 | 1 | [5 empty] | Removed from Ground | Diesel | 550 | Bare Steel | 1969-05-03 | Galvanized Steel
760102 | 2 | [5 empty] | Removed from Ground | Empty | 550 | Bare Steel | 1969-05-03 | Galvanized Steel
760102 | 3 |  | 1997-10-13 | no | 1997-10-13 | no | Currently in Use | Diesel | 5000 | Steel-Impressed Current | 1962-01-01 | Cathodically Protected | Safe Suction (Euro)
760102 | 4 |  | 1997-10-13 | no | 1997-10-13 | no | Currently in Use | Gas (Historical Use) | 6000 | Steel-Impressed Current | 1967-01-01 | Cathodically Protected | Safe Suction (Euro)
760103 | 1 | [5 empty] | Removed from Ground | Gas (Historical Use) | 550 | Bare Steel | 1969-05-03 | Unknown
760104 | 1 | [5 empty] | Removed from Ground | Gas (Historical Use) | 1000 | Bare Steel | 1974-05-02 | Unknown
760105 | 1 | [5 empty] | Removed from Ground | Gas (Historical Use) | 550 | Bare Steel | 1963-05-05 | Unknown
760107 | 1 | [5 empty] | Removed from Ground | Empty | 550 | Bare Steel | 1957-05-06 | Unknown
760108 | 1 | [5 empty] | Removed from Ground | Empty | 550 | Bare Steel | 1971-05-03 | Unknown
760109 | 1 | [5 empty] | Removed from Ground | Empty | 550 | Bare Steel | 1967-05-04 | Unknown
760110 | 1 | [5 empty] | Removed from Ground | Empty | 550 | Bare Steel | 1957-05-06 | Unknown
760111 | 1 | [5 empty] | Closed in Ground | Gas (Historical Use) | 550 | Bare Steel | 1956-05-06 | Unknown
760112 | 1 | [5 empty] | Removed from Ground | Empty | 550 | Bare Steel | 1954-05-07 | Unknown
760113 | 1 | [5 empty] | Closed in Ground | Gas (Historical Use) | 550 | Bare Steel | 1970-05-03 | Unknown
760114 | 1 | [5 empty] | Removed from Ground | Empty | 550 | Bare Steel | 1969-05-03 | Unknown
760115 | 1 | [5 empty] | Removed from Ground | Empty | 1000 | Bare Steel | 1963-05-05 | Unknown
760115 | 2 | [5 empty] | Removed from Ground | Empty | 1000 | Bare Steel | 1964-05-04 | Unknown
760116 | 1 | [5 empty] | Removed from Ground | Empty | 2000 | Bare Steel | 1973-05-02 | Unknown
760116 | 2 | [5 empty] | Removed from Ground | Empty | 2000 | Bare Steel | 1973-05-02 | Unknown
760117 | 1 | [5 empty] | Removed from Ground | Gas (Historical Use) | 550 | Bare Steel | 1947-05-09 | Unknown
760117 | 10 | Flapper Valve | 2004-04-27 | no | 2011-11-22 | no | Currently in Use | Diesel | 6000 | Composite | 2004-04-27 | Fiberglass Reinforced Plastic | Pressurized
760117 | 2 | [5 empty] | Removed from Ground | Gas (Historical Use) | 2000 | Bare Steel | 1947-05-09 | Unknown
760117 | 3 | [5 empty] | Removed from Ground | Gas (Historical Use) | 2000 | Bare Steel | 1947-05-09 | Unknown
760117 | 4 | [5 empty] | Removed from Ground | Gas (Historical Use) | 2000 | Bare Steel | 1947-05-09 | Unknown
760117 | 5 | [5 empty] | Removed from Ground | Gas (Historical Use) | 2000 | Bare Steel | 1947-05-09 | Unknown
760117 | 6 | [5 empty] | Removed from Ground | Gas (Historical Use) | 3000 | Bare Steel | 1958-05-06 | Unknown
760117 | 7 | Flapper Valve | 1993-01-02 |  | 1993-01-02 |  | Currently in Use | Gas (Historical Use) | 12000 | Composite | 1993-01-02 | Fiberglass Reinforced Plastic | Pressurized
760117 | 8 | Flapper Valve | 1993-01-02 |  | 1993-01-02 |  | Currently in Use | Gas (Historical Use) | 8000 | Composite | 1993-01-02 | Fiberglass Reinforced Plastic | Pressurized
760117 | 9 | Flapper Valve | 1993-01-02 |  | 1993-01-02 |  | Currently in Use | Diesel | 10000 | Composite | 1993-01-02 | Fiberglass Reinforced Plastic | Pressurized
760118 | 1 | [5 empty] | Removed from Ground | Empty | 2000 | Bare Steel | 1948-05-08 | Unknown
760118 | 2 | [5 empty] | Removed from Ground | Empty | 2000 | Bare Steel | 1948-05-08 | Unknown
760118 | 3 | [5 empty] | Removed from Ground | Gas (Historical Use) | 3000 | Bare Steel | 1958-05-06 | Unknown
760119 | 1 | [5 empty] | Removed from Ground | Empty | 550 | Bare Steel | 1955-05-07 | Unknown
760119 | 2 | [5 empty] | Removed from Ground | Empty | 550 | Bare Steel | 1955-05-07 | Unknown
760119 | 3 | [5 empty] | Removed from Ground | Empty | 1000 | Bare Steel | 1964-05-04 | Unknown
760120 | 1 | [5 empty] | Removed from Ground | Empty | 1000 | Bare Steel | 1973-05-02 | Unknown
760120 | 2 | [5 empty] | Removed from Ground | Empty | 1000 | Bare Steel | 1973-05-02 | Unknown
760120 | 3 | [5 empty] | Removed from Ground | Empty | 1000 | Bare Steel | 1973-05-02 | Unknown
760121 | 1 | [5 empty] | Removed from Ground | Diesel | 550 | Bare Steel | 1961-05-05 | Unknown
760121 | 2 | [5 empty] | Removed from Ground | Gas (Historical Use) | 1000 | Bare Steel | 1961-05-05 | Unknown
760121 | 3 | [5 empty] | Removed from Ground | Gas (Historical Use) | 1000 | Bare Steel | 1961-05-05 | Unknown
760121 | 4 | [5 empty] | Removed from Ground | Empty | 3000 | Bare Steel | 1966-05-04 | Unknown
760123 | 1 |  |  | yes |  | yes | Removed from Ground | Used Oil | 550 | Bare Steel | 1966-05-04 | Galvanized Steel | Gravity Fed
760123 | 2 | [5 empty] | Removed from Ground | Gas (Historical Use) | 6000 | Bare Steel | 1965-05-04 | Galvanized Steel | Pressurized
760123 | 3 | [5 empty] | Removed from Ground | Gas (Historical Use) | 6000 | Bare Steel | 1965-05-04 | Galvanized Steel | Pressurized
760123 | 4 | [5 empty] | Removed from Ground | Gas (Historical Use) | 6000 | Bare Steel | 1965-05-04 | Galvanized Steel | Pressurized
760123 | 5 | [5 empty] | Removed from Ground | Gas (Historical Use) | 6000 | Bare Steel | 1966-05-04 | Galvanized Steel | Pressurized
760123 | 6 | [5 empty] | Removed from Ground | Gas (Historical Use) | 6000 | Bare Steel | 1972-05-02 | Galvanized Steel | Pressurized
760123 | 7 |  | 1994-10-07 |  | 1994-10-07 |  | Removed from Ground | Gas (Historical Use) | 12000 | Composite | 1994-10-01 | Double Walled | Pressurized
760123 | 8 |  | 1994-10-07 |  | 1994-10-07 |  | Removed from Ground | Gas (Historical Use) | 8000 | Composite | 1994-10-01 | Double Walled | Pressurized
760124 | 1 |  | 1998-12-18 |  | 1998-12-18 |  | Removed from Ground | Gas (Historical Use) | 2000 | Cathodically Protected Steel | 1948-05-08 | Fiberglass Reinforced Plastic | Suction (American)
760124 | 2 |  | 1998-12-18 |  | 1998-12-18 |  | Removed from Ground | Gas (Historical Use) | 2000 | Cathodically Protected Steel | 1951-05-08 | Fiberglass Reinforced Plastic | Suction (American)
760124 | 3 |  | 1998-12-18 |  | 1998-12-18 |  | Removed from Ground | Gas (Historical Use) | 3000 | Cathodically Protected Steel | 1957-05-06 | Cathodically Protected | Suction (American)
760124 | 4 |  |  | yes |  | yes | Closed in Ground | Used Oil | 550 | Bare Steel | 1926-05-14 | Unknown | Gravity Fed
760125 | 1 | [5 empty] | Removed from Ground | Gas (Historical Use) | 4000 | Bare Steel | 1972-05-02 | Galvanized Steel
760125 | 2 | [5 empty] | Removed from Ground | Gas (Historical Use) | 4000 | Bare Steel | 1972-05-02 | Galvanized Steel
760125 | 3 | [5 empty] | Removed from Ground | Gas (Historical Use) | 6000 | Bare Steel | 1972-05-02 | Galvanized Steel
760125 | 4 | [5 empty] | Removed from Ground | Gas (Historical Use) | 10000 | Bare Steel | 1972-05-02 | Galvanized Steel
760126 | 1 |  |  | yes |  | yes | Removed from Ground | Used Oil | 550 | Bare Steel | 1962-05-05 | Unknown
760126 | 2 | [5 empty] | Removed from Ground | Gas (Historical Use) | 4000 | Bare Steel | 1962-05-05 | Fiberglass Reinforced Plastic | Pressurized
760126 | 3 | [5 empty] | Removed from Ground | Gas (Historical Use) | 4000 | Bare Steel | 1962-05-05 | Fiberglass Reinforced Plastic | Pressurized
760126 | 4 | [5 empty] | Removed from Ground | Gas (Historical Use) | 4000 | Bare Steel | 1962-05-05 | Fiberglass Reinforced Plastic | Pressurized
760126 | 5 | [5 empty] | Removed from Ground | Gas (Historical Use) | 4000 | Bare Steel | 1962-05-05 | Fiberglass Reinforced Plastic | Pressurized
760126 | 6 | [5 empty] | Removed from Ground | Gas (Historical Use) | 4000 | Bare Steel | 1962-05-05 | Unknown
760127 | 1 | [5 empty] | Removed from Ground | Gas (Historical Use) | 560 | Bare Steel | 1986-04-23 | Galvanized Steel | Safe Suction (Euro)
760130 | 1 |  | 1987-11-04 |  | 1987-11-04 |  | Removed from Ground | Gas (Historical Use) | 10000 | Epoxy | 1987-11-04 | Fiberglass Reinforced Plastic | Pressurized
760130 | 2 |  | 1987-11-04 |  | 1987-11-04 |  | Removed from Ground | Gas (Historical Use) | 10000 | Epoxy | 1987-11-04 | Fiberglass Reinforced Plastic | Pressurized
760130 | 3 |  | 1987-11-04 |  | 1987-11-04 |  | Removed from Ground | Diesel | 4000 | Epoxy | 1987-11-04 | Fiberglass Reinforced Plastic | Pressurized
760130 | 4 |  | 1987-11-04 |  | 1987-11-04 |  | Removed from Ground | Gas (Historical Use) | 10000 | Epoxy | 1987-11-04 | Fiberglass Reinforced Plastic | Pressurized
760131 | 1 | [5 empty] | Permanently Out of Use - historical purposes | Empty | 3000 | Bare Steel | 1961-05-05 | Galvanized Steel
760131 | 2 | [5 empty] | Permanently Out of Use - historical purposes | Empty | 3000 | Bare Steel | 1961-05-05 | Galvanized Steel
760133 | 1 | [5 empty] | Closed in Ground | Diesel | 8000 | Bare Steel | 1966-05-05 | Galvanized Steel
760134 | 1 | [5 empty] | Permanently Out of Use - historical purposes | Diesel | 350 | Bare Steel | 1986-04-29 | Galvanized Steel
760134 | 2AST | [5 empty] | Permanently Out of Use - historical purposes | Other | 100 | Bare Steel | 1986-04-29 | Galvanized Steel
760134 | 3 | [5 empty] | Removed from Ground | Diesel | 7500 | Bare Steel | 1986-04-29 | Galvanized Steel
760135 | 1 | Flapper Valve | 1995-09-14 |  | 1995-09-14 |  | Currently in Use | Gas (Historical Use) | 10000 | Cathodically Protected Steel | 1985-04-30 | Fiberglass Reinforced Plastic | Pressurized
760135 | 2 | Flapper Valve | 1994-09-14 |  | 1994-09-14 |  | Currently in Use | Gas (Historical Use) | 10000 | Cathodically Protected Steel | 1985-04-30 | Fiberglass Reinforced Plastic | Pressurized
760135 | 3 | Flapper Valve | 1994-09-14 |  | 1994-09-14 |  | Currently in Use | Gas (Historical Use) | 10000 | Cathodically Protected Steel | 1985-04-30 | Fiberglass Reinforced Plastic | Pressurized
760136 | 1 |  | 1996-05-01 |  | 1996-05-01 |  | Currently in Use | Diesel | 20000 | Steel-Impressed Current | 1983-03-18 | Fiberglass Reinforced Plastic | Pressurized
760136 | 2 |  | 1996-05-01 |  | 1996-05-01 |  | Currently in Use | Gas (Historical Use) | 12000 | Steel-Impressed Current | 1983-03-18 | Fiberglass Reinforced Plastic | Pressurized
760136 | 3 |  | 1996-05-01 |  | 1996-05-01 |  | Currently in Use | Gas (Historical Use) | 12000 | Steel-Impressed Current | 1983-03-18 | Fiberglass Reinforced Plastic | Pressurized
760136 | 4 |  | 1996-05-01 |  | 1996-05-01 |  | Currently in Use | Gas (Historical Use) | 8000 | Steel-Impressed Current | 1983-03-18 | Fiberglass Reinforced Plastic | Pressurized
760136 | 5 |  | 1996-05-01 |  | 1996-05-01 |  | Currently in Use | Kerosene | 3000 | Steel-Impressed Current | 1983-03-18 | Fiberglass Reinforced Plastic | Safe Suction (Euro)
760137 | 1 | Flapper Valve | 1995-01-01 | no | 1995-01-01 | no | Currently in Use |  | 10000 | Composite | 1986-03-17 | Fiberglass Reinforced Plastic | Pressurized
760137 | 2 | Flapper Valve | 1995-01-01 | no | 1995-01-01 | no | Currently in Use |  | 10000 | Composite | 1986-03-17 | Fiberglass Reinforced Plastic | Pressurized
760137 | 3 | Flapper Valve | 1995-01-01 | no | 1995-01-01 | no | Currently in Use |  | 8000 | Composite | 1986-03-17 | Fiberglass Reinforced Plastic | Pressurized
760137 | 4 | Flapper Valve | 1995-01-01 | no | 1995-01-01 | no | Currently in Use | Diesel | 8000 | Composite | 1986-03-17 | Fiberglass Reinforced Plastic | Pressurized
760137 | 5 | Flapper Valve | 1995-01-01 | no | 1995-01-01 | no | Currently in Use | Kerosene | 4000 | Composite | 1986-03-17 | Fiberglass Reinforced Plastic | Pressurized
760140 | 1 | [5 empty] | Permanently Out of Use - historical purposes | Gas (Historical Use) | 500 | Bare Steel | 1966-05-06 | Galvanized Steel
760140 | 2 | [5 empty] | Permanently Out of Use - historical purposes | Gas (Historical Use) | 500 | Bare Steel | 1966-05-06 | Galvanized Steel
760141 | 1 | [5 empty] | Removed from Ground | Diesel | 10000 | Bare Steel | 1979-04-18 | Galvanized Steel
760141 | 2 | [5 empty] | Removed from Ground | Diesel | 10000 | Bare Steel | 1979-04-18 | Galvanized Steel
760141 | 3 |  |  | yes |  | yes | Removed from Ground | Used Oil | 500 | Bare Steel | 1976-04-18 | Unknown
760144 | 1 | [5 empty] | Removed from Ground | Gas (Historical Use) | 3955 | Bare Steel | 1956-05-14 | Galvanized Steel
760144 | 2 | [5 empty] | Removed from Ground | Gas (Historical Use) | 3955 | Bare Steel | 1956-05-14 | Galvanized Steel
760144 | 3 | [5 empty] | Removed from Ground | Diesel | 2000 | Bare Steel | 1956-05-14 | Galvanized Steel
760145 | 1 | [5 empty] | Removed from Ground | Empty | 4000 | Bare Steel | 1956-05-14 | Galvanized Steel
760145 | 2 | [5 empty] | Removed from Ground | Empty | 4000 | Bare Steel | 1973-05-10 | Galvanized Steel
760145 | 3 | [5 empty] | Removed from Ground | Gas (Historical Use) | 4000 | Bare Steel | 1966-05-12 | Galvanized Steel
760145 | 4 | [5 empty] | Removed from Ground | Empty | 6000 | Bare Steel | 1966-05-12 | Galvanized Steel
760145 | 5 | [5 empty] | Removed from Ground | Gas (Historical Use) | 6000 | Bare Steel | 1966-05-12 | Galvanized Steel
760145 | 6 | [5 empty] | Removed from Ground | Empty | 6000 | Bare Steel | 1966-05-12 | Galvanized Steel
760146 | 1 | [5 empty] | Removed from Ground | Empty | 6000 | Bare Steel | 1974-05-10 | Galvanized Steel
760146 | 2 | [5 empty] | Removed from Ground | Empty | 6000 | Bare Steel | 1974-05-10 | Galvanized Steel
760146 | 3 | [5 empty] | Removed from Ground | Empty | 4000 | Bare Steel | 1974-05-10 | Galvanized Steel
760146 | 4 | [5 empty] | Removed from Ground | Diesel | 4000 | Bare Steel | 1974-05-10 | Galvanized Steel
760147 | 1 | [5 empty] | Removed from Ground | Gas (Historical Use) | 6000 | Bare Steel | 1973-05-10 | Galvanized Steel
760147 | 2 | [5 empty] | Removed from Ground | Gas (Historical Use) | 6000 | Bare Steel | 1973-05-10 | Galvanized Steel
760147 | 3 | [5 empty] | Removed from Ground | Gas (Historical Use) | 6000 | Bare Steel | 1973-05-10 | Galvanized Steel
760149 | 1 | [5 empty] | Removed from Ground | Gas (Historical Use) | 560 | Bare Steel | 1986-05-07 | Galvanized Steel
760149 | 2 | [5 empty] | Removed from Ground | Gas (Historical Use) | 560 | Bare Steel | 1986-05-07 | Galvanized Steel
760150 | 1 | [5 empty] | Removed from Ground | Gas (Historical Use) | 6000 | Bare Steel | 1972-05-10 | Galvanized Steel
760150 | 2 | [5 empty] | Removed from Ground | Gas (Historical Use) | 5000 | Bare Steel | 1966-05-12 | Galvanized Steel
760150 | 3 | [5 empty] | Removed from Ground | Gas (Historical Use) | 5000 | Bare Steel | 1966-05-12 | Galvanized Steel
760150 | 4 | Flapper Valve | 1997-11-01 |  | 1997-11-01 |  | Currently in Use | Gas (Historical Use) | 8000 | Galvanic (STIP-3) | 1986-01-01 | Fiberglass Reinforced Plastic | Pressurized
760150 | 5 | Flapper Valve | 1997-11-01 |  | 1997-11-01 |  | Currently in Use | Gas (Historical Use) | 10000 | Galvanic (STIP-3) | 1986-01-01 | Fiberglass Reinforced Plastic | Pressurized
760150 | 6 | Flapper Valve | 1997-11-01 |  | 1997-11-01 |  | Currently in Use | Gas (Historical Use) | 8000 | Galvanic (STIP-3) | 1986-01-01 | Fiberglass Reinforced Plastic | Pressurized
760150 | 7 | Flapper Valve | 1997-11-01 |  | 1997-11-01 |  | Closed in Ground | Diesel | 6000 | Lined Interior | 1986-01-01 | Fiberglass Reinforced Plastic | Pressurized
760151 | 1 | [5 empty] | Removed from Ground | Gas (Historical Use) | 4000 | Bare Steel | 1979-05-09 | Galvanized Steel | Suction (American)
760151 | 2 | [5 empty] | Removed from Ground | Gas (Historical Use) | 4000 | Bare Steel | 1979-05-09 | Galvanized Steel | Suction (American)
760151 | 3 | [5 empty] | Removed from Ground | Gas (Historical Use) | 2000 | Bare Steel | 1979-05-09 | Galvanized Steel | Suction (American)
760151 | 4 | [5 empty] | Removed from Ground | Diesel | 10000 | Bare Steel | 1984-05-09 | Galvanized Steel | Pressurized
760152 | 1 | Flapper Valve | 1997-01-22 |  | 1997-01-22 |  | Currently in Use | Gas (Historical Use) | 5000 | Steel-Impressed Current | 1961-05-13 | Cathodically Protected | Pressurized
760152 | 2 |  | 1997-01-22 |  | 1997-01-22 |  | Temporarily out of use | Empty | 5000 | Steel-Impressed Current | 1961-05-13 | Cathodically Protected | Pressurized
760152 | 3 | Flapper Valve | 1997-01-22 |  | 1997-01-22 |  | Currently in Use | Gas (Historical Use) | 4000 | Steel-Impressed Current | 1972-05-10 | Cathodically Protected | Pressurized
760153 | 1 | Ball Float | 1996-01-01 |  | 1996-01-01 |  | Currently in Use | Gas (Historical Use) | 8000 | Bare Steel | 1982-05-08 | Double-Walled Fiberglass | Pressurized
760153 | 2 | Ball Float | 1996-01-01 |  | 1996-01-01 |  | Currently in Use | Gas (Historical Use) | 3000 | Bare Steel | 1981-05-08 | Double-Walled Fiberglass | Pressurized
760153 | 3 | Ball Float | 1996-01-01 |  | 1996-01-01 |  | Currently in Use | Gas (Historical Use) | 3000 | Bare Steel | 1966-05-12 | Double-Walled Fiberglass | Pressurized
760154 | 1 |  | 1997-01-13 |  | 1997-01-13 |  | Currently in Use | Gas (Historical Use) | 6000 | Steel-Impressed Current | 1979-05-09 | Steel (Impressed Current) | Pressurized
760154 | 2 |  | 1997-01-17 |  | 1997-01-01 |  | Currently in Use | Gas (Historical Use) | 5000 | Steel-Impressed Current | 1979-05-09 | Steel (Impressed Current) | Pressurized
760154 | 3 |  | 1997-01-17 |  | 1997-01-17 |  | Currently in Use | Diesel | 5000 | Steel-Impressed Current | 1979-05-09 | Steel (Impressed Current) | Pressurized
760155 | 1 | Ball Float | 1997-04-08 |  | 1997-04-08 | yes | Currently in Use | Gas (Historical Use) | 6000 | Steel-Impressed Current | 1967-05-12 | Steel/FG Secondary containment | Pressurized
760155 | 2 | Ball Float | 1997-04-08 |  | 1997-04-08 | yes | Currently in Use | Gas (Historical Use) | 6000 | Steel-Impressed Current | 1967-05-12 | Steel/FG Secondary containment | Pressurized
760155 | 3 | Ball Float | 1997-04-08 |  | 1997-04-08 | yes | Currently in Use | Gas (Historical Use) | 6000 | Steel-Impressed Current | 1972-05-10 | Steel/FG Secondary containment | Pressurized
760155 | 4 | Ball Float | 1997-04-08 |  | 1997-04-08 | yes | Temporarily out of use | Gas (Historical Use) | 5000 | Steel-Impressed Current | 1967-05-12 | Steel/FG Secondary containment | Pressurized
760155 | 5 | Ball Float | 1997-04-08 |  | 1997-04-08 | yes | Currently in Use | Diesel | 5000 | Steel-Impressed Current | 1967-05-12 | Steel/FG Secondary containment | Pressurized
760156 | 1 | Flapper Valve | 1997-01-16 |  | 1997-01-16 |  | Currently in Use | Gas (Historical Use) | 6000 | Cathodically Protected Steel | 1967-05-12 | Fiberglass Reinforced Plastic | Pressurized
760156 | 2 | Flapper Valve | 1997-01-16 | no | 1997-01-16 | no | Currently in Use | Gas (Historical Use) | 6000 | Cathodically Protected Steel | 1967-05-12 | Fiberglass Reinforced Plastic | Pressurized
760156 | 3 | Flapper Valve | 1997-01-16 | no | 1997-01-16 | no | Currently in Use | Gas (Historical Use) | 6000 | Cathodically Protected Steel | 1997-01-16 | Fiberglass Reinforced Plastic | Pressurized
760156 | 4 | Flapper Valve | 2006-11-01 | no | 2006-11-01 | no | Currently in Use | E-10 | 6000 | Composite | 2006-11-01 | Fiberglass Reinforced Plastic | Pressurized
760157 | 1 |  | 1997-01-15 |  | 1997-01-15 |  | Temporarily out of use | Gas (Historical Use) | 6000 | Steel-Impressed Current | 1981-05-08 | Cathodically Protected | Safe Suction (Euro)
760157 | 2 |  | 1997-01-15 |  | 1997-01-15 |  | Temporarily out of use | Gas (Historical Use) | 5000 | Steel-Impressed Current | 1981-05-08 | Cathodically Protected | Safe Suction (Euro)
760157 | 3 |  | 1997-01-15 |  | 1997-01-15 |  | Temporarily out of use | Gas (Historical Use) | 5000 | Steel-Impressed Current | 1981-05-08 | Cathodically Protected | Safe Suction (Euro)
760157 | 4 |  | 1997-01-15 |  | 1997-01-15 |  | Temporarily out of use | Diesel | 6000 | Steel-Impressed Current | 1981-05-08 | Cathodically Protected | Pressurized
760158 | 1 | [5 empty] | Removed from Ground | Diesel | 0 | Bare Steel | 1986-05-07 | Galvanized Steel
760158 | 2 | [5 empty] | Removed from Ground | Diesel | 0 | Bare Steel | 1986-05-07 | Galvanized Steel
760159 | 1 |  | 1997-01-23 |  | 1997-01-23 |  | Currently in Use | Gas (Historical Use) | 15000 | Steel-Impressed Current | 1975-05-10 | Aboveground | Pressurized
760159 | 2 |  | 1997-01-23 |  | 1997-01-23 |  | Currently in Use | Gas (Historical Use) | 15000 | Steel-Impressed Current | 1975-05-10 | Aboveground | Pressurized
760160 | 1 | Ball Float | 1997-02-17 |  | 1997-02-17 |  | Currently in Use | Gas (Historical Use) | 2000 | Steel-Impressed Current | 1978-05-09 | Steel/FG Secondary containment | Suction (American)
760160 | 2 | Ball Float | 1997-02-17 |  | 1997-02-17 |  | Currently in Use | Gas (Historical Use) | 2000 | Steel-Impressed Current | 1978-05-09 | Steel/FG Secondary containment | Suction (American)
760160 | 3 | Ball Float | 1997-02-17 |  | 1997-02-17 |  | Currently in Use | Diesel | 2000 | Steel-Impressed Current | 1978-05-09 | Steel/FG Secondary containment | Suction (American)
760160 | 4 | Ball Float | 1997-02-17 |  | 1997-02-17 |  | Currently in Use | Gas (Historical Use) | 6000 | Steel-Impressed Current | 1983-05-08 | Steel/FG Secondary containment | Suction (American)
760160 | 5 | Ball Float | 1997-02-17 |  | 1997-02-17 |  | Currently in Use | Gas (Historical Use) | 6000 | Steel-Impressed Current | 1983-05-08 | Steel/FG Secondary containment | Suction (American)
760162 | 1 |  | 1993-10-15 |  | 1993-10-15 |  | Removed from Ground | Gas (Historical Use) | 10000 | Fiberglass | 1993-09-01 | Fiberglass Reinforced Plastic | Pressurized
760162 | 1A | Ball Float | 1993-10-15 |  | 1993-10-15 |  | Currently in Use | Gas (Historical Use) | 10000 | Fiberglass | 1993-10-15 | Fiberglass Reinforced Plastic | Pressurized
760162 | 2 |  | 1993-10-15 |  | 1993-10-15 |  | Removed from Ground | Gas (Historical Use) | 10000 | Fiberglass | 1993-09-01 | Fiberglass Reinforced Plastic | Pressurized
760162 | 2A | Ball Float | 1993-10-15 |  | 1993-10-15 |  | Currently in Use | Gas (Historical Use) | 10000 | Fiberglass | 1993-10-15 | Fiberglass Reinforced Plastic | Pressurized
760162 | 3 |  | 1993-10-15 |  | 1993-10-15 |  | Removed from Ground | Diesel | 10000 | Fiberglass | 1993-09-01 | Fiberglass Reinforced Plastic | Pressurized
760162 | 3A | Ball Float | 1993-10-15 |  | 1993-10-15 |  | Currently in Use | Gas (Historical Use) | 10000 | Fiberglass | 1993-10-15 | Fiberglass Reinforced Plastic | Pressurized
760163 | 1 | [5 empty] | Removed from Ground | Gas (Historical Use) | 10000 | Bare Steel | 1981-05-06 | Bare Steel
760163 | 2 | [5 empty] | Removed from Ground | Gas (Historical Use) | 10000 | Bare Steel | 1981-05-06 | Bare Steel
760163 | 3 |  |  | yes |  | yes | Removed from Ground | Used Oil | 500 | Bare Steel | 1997-01-01 | Unknown
760167 | 1 | [5 empty] | Removed from Ground | Gas (Historical Use) | 8000 | Bare Steel | 1986-05-08 | Galvanized Steel
760167 | 2 | [5 empty] | Removed from Ground | Gas (Historical Use) | 8000 | Bare Steel | 1986-05-08 | Galvanized Steel
760167 | 3 | [5 empty] | Removed from Ground | Gas (Historical Use) | 6000 | Bare Steel | 1986-05-08 | Galvanized Steel
760168 | 1 | [5 empty] | Removed from Ground | Gas (Historical Use) | 8000 | Bare Steel | 1980-05-09 | Galvanized Steel
760168 | 2 | [5 empty] | Removed from Ground | Gas (Historical Use) | 8000 | Bare Steel | 1980-05-09 | Galvanized Steel
760168 | 3 | [5 empty] | Removed from Ground | Gas (Historical Use) | 8000 | Bare Steel | 1980-05-09 | Galvanized Steel
760169 | 1 | [5 empty] | Removed from Ground | Gas (Historical Use) | 6000 | Bare Steel | 1980-05-09 | Galvanized Steel
760169 | 2 | [5 empty] | Removed from Ground | Gas (Historical Use) | 6000 | Bare Steel | 1980-05-09 | Galvanized Steel
760169 | 3 | [5 empty] | Removed from Ground | Gas (Historical Use) | 6000 | Bare Steel | 1980-05-09 | Galvanized Steel
760170 | 1 | [5 empty] | Removed from Ground | Gas (Historical Use) | 8000 | Bare Steel | 1979-05-10 | Galvanized Steel | Pressurized
760170 | 2 | [5 empty] | Removed from Ground | Gas (Historical Use) | 8000 | Bare Steel | 1979-05-10 | Galvanized Steel | Pressurized
760170 | 3 | [5 empty] | Removed from Ground | Gas (Historical Use) | 6000 | Bare Steel | 1979-05-10 | Galvanized Steel | Pressurized
760170 | 4 |  | 1995-07-26 |  | 1995-07-26 |  | Removed from Ground | Gas (Historical Use) | 10000 | Composite | 1995-07-26 | Cathodically Protected | Pressurized
760170 | 5 |  | 1995-07-26 |  | 1995-07-26 |  | Removed from Ground | Gas (Historical Use) | 10000 | Composite | 1995-07-26 | Cathodically Protected | Pressurized
760170 | 6 |  | 1995-07-26 |  | 1995-07-26 |  | Currently in Use | Gas (Historical Use) | 10000 | Composite | 1995-07-26 | Double-Walled Flex | Pressurized
760170 | 7 |  | 1995-07-26 |  | 1995-07-26 |  | Currently in Use | Gas (Historical Use) | 10000 | Composite | 1995-07-26 | Double-Walled Flex | Pressurized
760172 | 1 | [5 empty] | Removed from Ground | Diesel | 2000 | Bare Steel | 1970-01-05 | Copper | Suction (American)
760172 | 2 |  | 2000-08-03 | no | 2000-08-03 | no | Currently in Use | Diesel | 4000 |  | 2000-08-03 |  | Suction (American)
760173 | 1 | [5 empty] | Removed from Ground | Gas (Historical Use) | 12000 | Bare Steel | 1985-01-01 | Galvanized Steel | Pressurized
760173 | 2 | [5 empty] | Removed from Ground | Gas (Historical Use) | 3000 | Bare Steel | 1979-01-01 | Unknown | Pressurized
760176 | 1 | [5 empty] | Removed from Ground | Gas (Historical Use) | 3000 | Bare Steel | 1983-01-02 | Galvanized Steel | Suction (American)
760176 | 2 | [5 empty] | Removed from Ground | Diesel | 8000 | Bare Steel | 1983-01-02 | Galvanized Steel | Suction (American)
760178 | 1 |  | 1998-08-21 | yes | 1998-08-21 |  | Currently in Use | Gas (Historical Use) | 8000 | Steel-Impressed Current | 1986-08-01 | Fiberglass Reinforced Plastic | Pressurized
760178 | 2 |  | 1998-08-21 | yes | 1998-08-21 |  | Currently in Use | Gas (Historical Use) | 8000 | Steel-Impressed Current | 1986-08-01 | Fiberglass Reinforced Plastic | Pressurized
760178 | 3 |  | 1998-08-21 | yes | 1998-08-21 |  | Currently in Use | Gas (Historical Use) | 8000 | Galvanic (STIP-3) | 1986-08-01 | Fiberglass Reinforced Plastic | Pressurized
760180 | 1 | [5 empty] | Removed from Ground | Gas (Historical Use) | 10000 | Bare Steel | 1986-05-13 | Unknown
760180 | 2 | [5 empty] | Removed from Ground | Gas (Historical Use) | 10000 | Bare Steel | 1986-05-13 | Unknown
760180 | 3 | [5 empty] | Removed from Ground | Gas (Historical Use) | 2000 | Bare Steel | 1986-05-13 | Unknown
760180 | 4 | [5 empty] | Removed from Ground | Kerosene | 2000 | Bare Steel | 1986-05-13 | Unknown
760180 | 5 |  |  | yes |  | yes | Removed from Ground | Used Oil | 500 | Bare Steel | 1986-05-13 | Unknown
760181 | 1 | [5 empty] | Removed from Ground | Gas (Historical Use) | 3000 | Not Marked/Unknown | 1998-06-01 | Not Marked
760181 | 2 | [5 empty] | Removed from Ground | Gas (Historical Use) | 3000 | Not Marked/Unknown | 1998-06-01 | Not Marked
760181 | 3 |  |  | yes |  | yes | Closed in Ground | Used Oil | 500 | Not Marked/Unknown | 2001-09-05 | Not Marked
760181 | 4 | [5 empty] | Closed in Ground | Kerosene | 1000 | Not Marked/Unknown | 2001-09-05 | Not Marked
760184 | 1 | Ball Float | 1987-01-01 |  | 1987-01-01 |  | Temporarily out of use | Gas (Historical Use) | 8000 | Galvanic (STIP-3) | 1987-01-01 | Fiberglass Reinforced Plastic | Pressurized
760184 | 2 | Ball Float | 1987-01-01 |  | 1987-01-01 |  | Temporarily out of use | Gas (Historical Use) | 8000 | Galvanic (STIP-3) | 1987-01-01 | Fiberglass Reinforced Plastic | Pressurized
760184 | 3 | Ball Float | 1987-01-01 |  | 1987-01-01 |  | Temporarily out of use | Gas (Historical Use) | 8000 | Galvanic (STIP-3) | 1987-01-01 | Fiberglass Reinforced Plastic | Pressurized
760185 | 1 |  | 1997-01-13 |  | 1997-01-13 |  | Currently in Use | Gas (Historical Use) | 8000 | Steel-Impressed Current | 1979-05-10 | Fiberglass Reinforced Plastic | Pressurized
760185 | 2 |  | 1997-01-13 |  | 1987-01-13 |  | Currently in Use | Gas (Historical Use) | 8000 | Steel-Impressed Current | 1979-05-10 | Cathodically Protected | Pressurized
760185 | 3 |  | 1997-01-13 |  | 1997-01-13 |  | Currently in Use | Gas (Historical Use) | 4000 | Steel-Impressed Current | 1979-05-10 | Cathodically Protected | Pressurized
760185 | 4 |  | 1997-01-13 |  | 1997-01-13 |  | Currently in Use | Gas (Historical Use) | 4000 | Steel-Impressed Current | 1979-05-10 | Cathodically Protected | Pressurized
760189 | 1 | [5 empty] | Removed from Ground | Gas (Historical Use) | 500 | Bare Steel | 1978-05-10 | Galvanized Steel
760190 | 1 | [5 empty] | Removed from Ground | Empty | 10000 | Bare Steel | 1973-05-11 | Bare Steel
760190 | 2 | [5 empty] | Removed from Ground | Other | 10000 | Bare Steel | 1973-05-11 | Bare Steel
760190 | 3 |  |  | yes |  | yes | Removed from Ground | Used Oil | 10000 | Bare Steel | 1973-05-11 | Bare Steel
760190 | 4 | [5 empty] | Removed from Ground | Empty | 12000 | Bare Steel | 1977-05-10 | Unknown
760190 | 5 |  |  | yes |  | yes | Removed from Ground | Used Oil | 12000 | Bare Steel | 1977-05-10 | Unknown
760190 | 6 |  |  | yes |  | yes | Removed from Ground | Used Oil | 12000 | Bare Steel | 1977-05-10 | Unknown
760190 | 7 | [5 empty] | Removed from Ground | Other | 12000 | Bare Steel | 1970-05-12 | Unknown
760190 | 8 |  |  | yes |  | yes | Removed from Ground | Used Oil | 12000 | Bare Steel | 1970-05-12 | Unknown
760192 | 1 | [5 empty] | Removed from Ground | Gas (Historical Use) | 6000 | Bare Steel | 1980-05-01 | Galvanized Steel | Pressurized
760192 | 2 | [5 empty] | Removed from Ground | Gas (Historical Use) | 6000 | Bare Steel | 1980-05-01 | Galvanized Steel | Pressurized
760192 | 3 | [5 empty] | Removed from Ground | Diesel | 10000 | Bare Steel | 1980-05-01 | Galvanized Steel | Pressurized
762000 | 1 | [5 empty] | Removed from Ground | Diesel | 4000 | Bare Steel | 1965-11-09 | Galvanized Steel
762000 | 2 | [5 empty] | Removed from Ground | Gas (Historical Use) | 4000 | Bare Steel | 1965-11-09 | Galvanized Steel
762000 | 3 | [5 empty] | Removed from Ground | Diesel | 3000 | Bare Steel | 1965-11-09 | Galvanized Steel
770001 | 1 | [5 empty] | Closed in Ground | Kerosene | 19000 | Bare Steel | 1967-01-01 | Copper
770001 | 2 | [5 empty] | Closed in Ground | Kerosene | 19000 | Bare Steel | 1967-01-01 | Copper
770002 | 1 | [5 empty] | Removed from Ground | Diesel | 10000 | Bare Steel | 1978-01-01 | Galvanized Steel
770003 | 1 | [5 empty] | Removed from Ground | Diesel | 2000 | Bare Steel | 1952-01-01 | Unknown
770003 | 2 | [5 empty] | Removed from Ground | Diesel | 2000 | Bare Steel | 1952-01-01 | Unknown
770005 | 1 | [5 empty] | Removed from Ground | Gas (Historical Use) | 1000 | Bare Steel | 1973-03-01 | Galvanized Steel | Safe Suction (Euro)
770005 | 2 | [5 empty] | Removed from Ground | Diesel | 560 | Bare Steel | 1967-08-01 | Galvanized Steel | Safe Suction (Euro)
770005 | 3 | [5 empty] | Removed from Ground | Diesel | 560 | Bare Steel | 1956-01-01 | Unknown
770005 | 4 |  | 1993-11-30 |  | 1993-11-30 |  | Removed from Ground | Diesel | 1000 | Galvanic (STIP-3) | 1993-11-30 | Cathodically Protected | Safe Suction (Euro)
770005 | 5 |  | 1993-11-30 |  | 1993-11-30 |  | Removed from Ground | Gas (Historical Use) | 1000 | Galvanic (STIP-3) | 1993-11-30 | Cathodically Protected | Safe Suction (Euro)
770006 | 10426-2 | [5 empty] | Removed from Ground | Gas (Historical Use) | 550 | Bare Steel | 1971-01-01 | Galvanized Steel
770006 | 426G1 |  | 1990-02-12 |  | 1990-02-12 |  | Removed from Ground | Gas (Historical Use) | 1040 | Cathodically Protected Steel | 1990-02-12 | Galvanized Steel | Safe Suction (Euro)
770008 | 1 | [5 empty] | Removed from Ground | Gas (Historical Use) | 5300 | Bare Steel | 2001-08-15 | Galvanized Steel | Safe Suction (Euro)
770008 | 2 | [5 empty] | Removed from Ground | Gas (Historical Use) | 3000 | Bare Steel | 2001-08-15 | Galvanized Steel | Safe Suction (Euro)
770008 | 3 | [5 empty] | Removed from Ground | Gas (Historical Use) | 3000 | Bare Steel | 2001-08-15 | Galvanized Steel | Safe Suction (Euro)
770008 | 4 | [5 empty] | Removed from Ground | Diesel | 2000 | Bare Steel | 2001-08-15 | Galvanized Steel | Safe Suction (Euro)
770008 | 5 | [5 empty] | Removed from Ground | Gas (Historical Use) | 2000 | Bare Steel | 2001-08-15 | Galvanized Steel | Safe Suction (Euro)
770009 | 1 | Flapper Valve | 1998-10-01 | no | 1998-10-01 | no | Currently in Use | Gas (Historical Use) | 3000 | Steel-Impressed Current | 2013-02-14 | Steel (Impressed Current) | Safe Suction (Euro)
770009 | 2 | Flapper Valve | 1998-10-01 | no | 1998-10-01 | no | Currently in Use | Gas (Historical Use) | 3000 | Steel-Impressed Current | 2013-02-14 | Steel (Impressed Current) | Safe Suction (Euro)
770009 | 3 | Flapper Valve | 1998-10-01 | no | 1998-10-01 | no | Currently in Use | Gas (Historical Use) | 3000 | Steel-Impressed Current | 2013-02-14 | Steel (Impressed Current) | Safe Suction (Euro)
770011 | T1 | Flapper Valve | 1994-12-15 | no | 1994-12-15 | no | Currently in Use | Gas (Historical Use) | 6000 | Steel-Impressed Current | 1998-11-16 | Fiberglass Reinforced Plastic | Pressurized
770011 | T2 |  | 1994-12-15 | no | 1994-12-15 | no | Currently in Use | Gas (Historical Use) | 6000 | Steel-Impressed Current | 1998-11-16 | Fiberglass Reinforced Plastic | Pressurized
770011 | T3 | Flapper Valve | 1994-12-15 | no | 1994-12-15 | no | Currently in Use | Gas (Historical Use) | 8000 | Steel-Impressed Current | 1998-11-16 | Fiberglass Reinforced Plastic | Pressurized
770012 | 1 | Flapper Valve | 1998-04-01 |  | 1998-04-01 |  | Currently in Use | Diesel | 3000 | Steel-Impressed Current | 1976-01-01 | Steel (Impressed Current) | Pressurized
770012 | 2 | Flapper Valve | 1998-04-01 |  | 1998-04-01 |  | Currently in Use | Gas (Historical Use) | 15000 | Steel-Impressed Current | 1976-01-01 | Steel (Impressed Current) | Pressurized
770012 | 3 | Flapper Valve | 1998-04-01 |  | 1998-04-01 |  | Currently in Use | Gas (Historical Use) | 12000 | Steel-Impressed Current | 1976-01-01 | Steel (Impressed Current) | Pressurized
770015 | 1 |  | 1998-12-03 |  | 1998-12-03 |  | Removed from Ground | Gas (Historical Use) | 4000 | Cathodically Protected Steel | 1979-01-01 | Steel (Impressed Current) | Pressurized
770015 | 2 |  | 1998-12-03 |  | 1998-12-03 |  | Removed from Ground | Gas (Historical Use) | 4000 | Cathodically Protected Steel | 1979-01-01 | Steel (Impressed Current) | Pressurized
770015 | 3 |  | 1998-12-03 |  | 1998-12-03 |  | Removed from Ground | Gas (Historical Use) | 4000 | Cathodically Protected Steel | 1979-01-01 | Steel (Impressed Current) | Pressurized
770015 | 4 |  | 1998-12-03 |  | 1998-12-03 |  | Removed from Ground | Gas (Historical Use) | 4000 | Cathodically Protected Steel | 1979-01-01 | Steel (Impressed Current) | Pressurized
770015 | 5 |  | 1998-12-03 |  | 1998-12-03 |  | Removed from Ground | Diesel | 1000 | Cathodically Protected Steel | 1979-01-01 | Steel (Impressed Current) | Pressurized
770015 | 6 |  | 1998-12-03 |  | 1998-12-03 |  | Removed from Ground | Kerosene | 1000 | Cathodically Protected Steel | 1979-01-01 | Steel (Impressed Current) | Suction (American)
770015 | 7 | [5 empty] | Permanently Out of Use - historical purposes | Empty | 560 | Bare Steel | 1979-01-01 | Galvanized Steel | Gravity Fed
770017 | 1 | [5 empty] | Removed from Ground | Gas (Historical Use) | 2000 | Bare Steel | 1994-09-28 | Galvanized Steel | Safe Suction (Euro)
770018 | 1 | Flapper Valve | 1994-01-14 | no | 1994-01-14 | no | Currently in Use | Diesel | 8000 | Steel-Impressed Current | 2003-09-01 | Steel (Impressed Current) | Pressurized
770018 | 2 | Flapper Valve | 1994-01-14 | no | 1994-01-14 | no | Currently in Use | Gas (Historical Use) | 8000 | Steel-Impressed Current | 2003-09-01 | Steel (Impressed Current) | Pressurized
770018 | 3 | Flapper Valve | 1994-01-14 | no | 1994-01-14 | no | Currently in Use | Gas (Historical Use) | 8000 | Steel-Impressed Current | 2003-09-01 | Steel (Impressed Current) | Pressurized
770018 | 4 | Flapper Valve | 1994-01-14 | no | 1994-01-14 | no | Temporarily out of use | Kerosene | 4000 | Steel-Impressed Current | 2003-09-01 | Steel (Impressed Current) | Safe Suction (Euro)
770018 | 5 | Flapper Valve | 1994-01-14 | no | 1994-01-14 | no | Temporarily out of use | Gas (Historical Use) | 3000 | Steel-Impressed Current | 2010-07-09 | Steel (Impressed Current) | Suction (American)
780002 | 1 | [5 empty] | Removed from Ground | Gas (Historical Use) | 20000 | Bare Steel | 1983-04-30 | Galvanized Steel
780002 | 2 | [5 empty] | Removed from Ground | Gas (Historical Use) | 20000 | Bare Steel | 1983-04-30 | Galvanized Steel
780002 | 3 | [5 empty] | Removed from Ground | Gas (Historical Use) | 20000 | Bare Steel | 1983-04-30 | Galvanized Steel
780002 | 4 | [5 empty] | Removed from Ground | Diesel | 20000 | Bare Steel | 1983-04-30 | Galvanized Steel
780007 | 1 |  |  |  | 1993-05-01 |  | Removed from Ground | Gas (Historical Use) | 3000 | Bare Steel | 1974-04-20 | Galvanized Steel | Pressurized
780007 | 2 |  |  |  | 1993-05-01 |  | Removed from Ground | Gas (Historical Use) | 4000 | Bare Steel | 1974-04-20 | Galvanized Steel | Pressurized
780007 | 3 |  |  |  | 1993-05-01 |  | Removed from Ground | Gas (Historical Use) | 3000 | Bare Steel | 1974-04-20 | Galvanized Steel | Pressurized
780007 | 4 |  |  |  | 1993-05-01 |  | Removed from Ground | Gas (Historical Use) | 4000 | Bare Steel | 1974-04-20 | Galvanized Steel | Pressurized
780008 | 1 | [5 empty] | Removed from Ground | Gas (Historical Use) | 10000 | Bare Steel | 1976-04-19 | Galvanized Steel
780008 | 2 | [5 empty] | Removed from Ground | Gas (Historical Use) | 10000 | Bare Steel | 1976-04-19 | Galvanized Steel
780008 | 3 | [5 empty] | Removed from Ground | Gas (Historical Use) | 8020 | Cathodically Protected Steel | 1987-01-01 | Cathodically Protected
780009 | 1 | [5 empty] | Removed from Ground | Diesel | 3950 | Bare Steel | 1951-03-19 | Galvanized Steel
780009 | 2 | [5 empty] | Removed from Ground | Gas (Historical Use) | 3950 | Bare Steel | 1951-03-19 | Galvanized Steel
780009 | 3 | [5 empty] | Removed from Ground | Kerosene | 280 | Marked Unknown | 1995-11-25 | Unknown
780011 | 1 | [5 empty] | Removed from Ground | Diesel | 10000 | Bare Steel | 1973-02-16 | Galvanized Steel
780011 | 2 | [5 empty] | Removed from Ground | Other | 10000 | Bare Steel | 1973-02-16 | Galvanized Steel
780012 | 1 | [5 empty] | Removed from Ground | Diesel | 10000 | Bare Steel | 1987-01-01 | Cathodically Protected
780012 | 2 | [5 empty] | Removed from Ground | Empty | 10000 | Bare Steel | 1987-01-01 | Cathodically Protected
780013 | 1 | [5 empty] | Permanently Out of Use - historical purposes | Empty | 8000 | Bare Steel | 1965-01-18 | Galvanized Steel
780015 | 1 | [5 empty] | Removed from Ground | Other | 2000 | Bare Steel | 1971-02-24 | Bare Steel
780015 | 2 | [5 empty] | Removed from Ground | Other | 2000 | Bare Steel | 1971-02-24 | Bare Steel
780017 | 1 | [5 empty] | Removed from Ground | Gas (Historical Use) | 1060 | Composite | 1978-02-22 | Galvanized Steel
780017 | 2 |  |  | no |  | no | Removed from Ground | Diesel | 13500 | Galvanic (STIP-3) | 2010-07-19
780017 | 3 |  | 2011-05-01 | no | 2011-05-01 | no | Currently in Use | Diesel | 10000 | Tank Jacket Double Walled | 2011-05-01 | Double-Walled Flex | Pressurized
780018 | 1 | [5 empty] | Permanently Out of Use - historical purposes | Gas (Historical Use) | 500 | Bare Steel | 1978-02-22 | Bare Steel
780018 | 2 | [5 empty] | Currently in Use | Gas (Historical Use) | 1000 | Bare Steel | 1978-02-22 | Bare Steel
780018 | 3 | [5 empty] | Currently in Use | Gas (Historical Use) | 500 | Bare Steel | 1971-02-24 | Bare Steel
780018 | 4 | [5 empty] | Currently in Use | Diesel | 1000 | Bare Steel | 1971-02-24 | Bare Steel
780018 | 5 | [5 empty] | Removed from Ground | Gas (Historical Use) | 1000 | Bare Steel | 1971-02-24 | Bare Steel
780018 | 6 |  |  | yes |  | yes | Removed from Ground | Used Oil | 1000 | Not Marked/Unknown | 1995-01-17 | Not Marked
780022 | 1 | [5 empty] | Removed from Ground | Diesel | 300 | Marked Unknown | 1966-02-25 | Cathodically Protected
780025 | D |  | 1991-09-15 |  | 1991-09-15 |  | Currently in Use | Diesel | 8000 | Galvanic (STIP-3) | 1991-09-15 | Fiberglass Reinforced Plastic | Pressurized
780025 | D-GEN | [5 empty] | Removed from Ground | Empty | 250 | Bare Steel | 1980-01-30 | Galvanized Steel | Suction (American)
780025 | U | Ball Float | 1991-09-15 |  | 1991-09-15 |  | Currently in Use | Gas (Historical Use) | 10000 | Galvanic (STIP-3) | 1991-09-15 | Fiberglass Reinforced Plastic | Pressurized
780025 | WO | [5 empty] | Removed from Ground | Gas (Historical Use) | 560 | Bare Steel | 1980-01-30 | Galvanized Steel | Gravity Fed
780025 | WO-1 | Ball Float | 1995-05-01 | yes | 1995-12-01 | yes | Currently in Use | Used Oil | 560 | Composite | 1995-12-01 | Fiberglass Reinforced Plastic | Gravity Fed
780025 | WO-T2 | [5 empty] | Removed from Ground | Empty | 560 | Bare Steel | 1980-01-30 | Galvanized Steel | Gravity Fed
780025 | WO-T3 | [5 empty] | Removed from Ground | Empty | 560 | Bare Steel | 1980-01-30 | Galvanized Steel
780025 | WO-TI |  |  | yes |  | yes | Removed from Ground | Empty | 560 | Bare Steel | 1995-12-21 | Galvanized Steel | Gravity Fed
780027 | 1 |  | 1998-12-01 |  | 1998-12-01 |  | Removed from Ground | Gas (Historical Use) | 10000 | Steel-Impressed Current | 1982-02-19 | Cathodically Protected | Suction (American)
780027 | 2 |  | 1998-12-01 |  | 1998-12-01 |  | Removed from Ground | Gas (Historical Use) | 5000 | Steel-Impressed Current | 1982-02-19 | Cathodically Protected | Suction (American)
780027 | 3 |  | 1998-12-01 |  | 1998-12-01 |  | Removed from Ground | Diesel | 6000 | Steel-Impressed Current | 1982-02-19 | Cathodically Protected | Suction (American)
780027 | 4 |  | 1998-12-01 |  | 1998-12-01 |  | Removed from Ground | Gas (Historical Use) | 3000 | Steel-Impressed Current | 1982-02-19 | Cathodically Protected | Suction (American)
780029 | 1 | [5 empty] | Removed from Ground | Diesel | 15000 | Bare Steel | 1978-02-05 | Cathodically Protected
780029 | 2 | [5 empty] | Removed from Ground | Kerosene | 15000 | Bare Steel | 1978-02-05 | Cathodically Protected
780029 | 3 | [5 empty] | Removed from Ground | Diesel | 2000 | Not Marked/Unknown | 1991-01-01 | Not Marked
780031 | 1 | [5 empty] | Permanently Out of Use - historical purposes | Gas (Historical Use) | 12000 | Bare Steel | 1978-04-19 | Galvanized Steel
780031 | 2 | [5 empty] | Permanently Out of Use - historical purposes | Gas (Historical Use) | 8000 | Bare Steel | 1978-04-19 | Galvanized Steel
780031 | 3 | [5 empty] | Permanently Out of Use - historical purposes | Gas (Historical Use) | 8000 | Bare Steel | 1978-04-19 | Galvanized Steel
780031 | 4 | [5 empty] | Permanently Out of Use - historical purposes | Diesel | 12000 | Bare Steel | 1978-04-19 | Galvanized Steel
780031 | 5 | [5 empty] | Permanently Out of Use - historical purposes | Diesel | 12000 | Bare Steel | 1978-04-19 | Galvanized Steel
780031 | 6 | Overfill Alarm | 1991-04-01 | no | 1991-04-01 | no | Temporarily out of use |  | 10000 | Fiberglass Double Walled | 1991-04-04 | Double-Walled Fiberglass | Pressurized
780031 | 7 | Overfill Alarm | 1991-04-01 | no | 1991-04-01 | no | Temporarily out of use |  | 10000 | Fiberglass Double Walled | 1991-04-04 | Double-Walled Fiberglass | Pressurized
780031 | 8 | Overfill Alarm | 1991-04-01 | no | 1991-04-01 | no | Temporarily out of use |  | 10000 | Fiberglass Double Walled | 1991-04-04 | Double-Walled Fiberglass | Pressurized
780031 | 9 | Overfill Alarm | 1991-04-01 | no | 1991-04-01 | no | Temporarily out of use | Diesel | 20000 | Fiberglass Double Walled | 1991-04-04 | Double-Walled Fiberglass | Pressurized
780033 | 1 | [5 empty] | Removed from Ground | Gas (Historical Use) | 4000 | Bare Steel | 1981-04-12 | Galvanized Steel
780033 | 2 | [5 empty] | Removed from Ground | Gas (Historical Use) | 4000 | Bare Steel | 1981-04-12 | Galvanized Steel
780033 | 3 | [5 empty] | Removed from Ground | Gas (Historical Use) | 4000 | Bare Steel | 1981-04-12 | Galvanized Steel
780034 | 1 | [5 empty] | Removed from Ground | Gas (Historical Use) | 4000 | Bare Steel | 1980-04-12 | Galvanized Steel
780034 | 2 | [5 empty] | Removed from Ground | Gas (Historical Use) | 4000 | Bare Steel | 1980-04-12 | Galvanized Steel
780036 | 1 | [5 empty] | Permanently Out of Use - historical purposes | Gas (Historical Use) | 1000 | Bare Steel | 1968-04-15 | Galvanized Steel
780036 | 2 | [5 empty] | Permanently Out of Use - historical purposes | Gas (Historical Use) | 550 | Bare Steel | 1966-04-16 | Galvanized Steel
780039 | 1 | [5 empty] | Removed from Ground | Gas (Historical Use) | 4000 | Bare Steel | 1980-04-12 | Galvanized Steel | Suction (American)
780039 | 2 | [5 empty] | Removed from Ground | Gas (Historical Use) | 4000 | Bare Steel | 1980-04-12 | Galvanized Steel | Suction (American)
780039 | 3 | [5 empty] | Removed from Ground | Gas (Historical Use) | 4000 | Bare Steel | 1980-04-12 | Galvanized Steel | Suction (American)
780039 | 4 | Ball Float | 1996-12-03 | no | 1996-12-03 | no | Currently in Use | Diesel | 8000 | Fiberglass | 1996-12-03 | Fiberglass Reinforced Plastic | Pressurized
780039 | 5 | Ball Float | 1996-12-03 | no | 1996-12-03 | no | Currently in Use | Gas (Historical Use) | 10000 | Fiberglass | 1996-12-03 | Fiberglass Reinforced Plastic | Pressurized
780039 | 6 | Ball Float | 1996-12-03 | no | 1996-12-03 | no | Currently in Use | Gas (Historical Use) | 10000 | Fiberglass | 1996-12-03 | Fiberglass Reinforced Plastic | Pressurized
780042 | 1 | [5 empty] | Removed from Ground | Gas (Historical Use) | 1436 | Concrete | 1973-01-04 | Galvanized Steel
780042 | 2 |  |  | yes |  | yes | Removed from Ground | Used Oil | 3000 | Concrete | 1973-11-08 | Bare Steel
780042 | 3 | [5 empty] | Removed from Ground | Gas (Historical Use) | 1197 | Concrete | 1973-01-04 | Galvanized Steel
780042 | 4 | [5 empty] | Removed from Ground | Gas (Historical Use) | 550 | Bare Steel | 1978-08-02 | Galvanized Steel | Suction (American)
780044 | 1 | [5 empty] | Removed from Ground | Gas (Historical Use) | 1000 | Bare Steel | 1986-04-10 | Galvanized Steel | Safe Suction (Euro)
780044 | 2 | [5 empty] | Removed from Ground | Gas (Historical Use) | 1000 | Bare Steel | 1986-04-10 | Galvanized Steel | Safe Suction (Euro)
780046 | 1 | [5 empty] | Removed from Ground | Empty | 1000 | Bare Steel | 1986-04-29 | Bare Steel
780047 | 10137-1 | [5 empty] | Removed from Ground | Gas (Historical Use) | 3000 | Bare Steel | 1981-04-30 | Galvanized Steel | Suction (American)
780047 | 137D1 | [5 empty] | Removed from Ground | Diesel | 5000 | Bare Steel | 1981-04-30 | Galvanized Steel | Suction (American)
780047 | 137G1 | [5 empty] | Removed from Ground | Gas (Historical Use) | 6000 | Bare Steel | 1981-04-30 | Galvanized Steel | Suction (American)
780047 | 3 | Flapper Valve | 1997-09-24 | no | 1997-09-24 | no | Currently in Use | Regular | 2500 | Fiberglass Double Walled | 1997-09-23 | Fiberglass Reinforced Plastic | Safe Suction (Euro)
780047 | 4 | Flapper Valve | 1997-09-24 | no | 1997-09-24 | no | Currently in Use | Diesel | 2500 | Fiberglass Double Walled | 1997-09-23 | Fiberglass Reinforced Plastic | Safe Suction (Euro)
780048 | 1 | [5 empty] | Closed in Ground | Gas (Historical Use) | 1000 | Bare Steel | 1961-05-05 | Unknown
780048 | 2 | [5 empty] | Closed in Ground | Gas (Historical Use) | 1000 | Bare Steel | 1961-05-05 | Unknown
780048 | 3 | [5 empty] | Closed in Ground | Gas (Historical Use) | 1000 | Bare Steel | 1962-01-01 | Unknown
780048 | 4 | [5 empty] | Removed from Ground | Gas (Historical Use) | 3000 | Bare Steel | 1967-01-01 | Galvanized Steel
780050 | 1 | [5 empty] | Removed from Ground | Gas (Historical Use) | 2900 | Bare Steel | 1961-04-17 | Galvanized Steel
780050 | 2 | [5 empty] | Removed from Ground | Gas (Historical Use) | 2900 | Bare Steel | 1961-04-17 | Galvanized Steel
780050 | 3 | [5 empty] | Removed from Ground | Gas (Historical Use) | 2900 | Bare Steel | 1961-04-17 | Galvanized Steel
780050 | 4 | [5 empty] | Removed from Ground | Gas (Historical Use) | 2900 | Bare Steel | 1961-04-17 | Galvanized Steel
780050 | 5 |  |  | yes |  | yes | Removed from Ground | Used Oil | 500 | Bare Steel | 1964-01-01 | Bare Steel
780050 | 6 | [5 empty] | Removed from Ground | Kerosene | 550 | Bare Steel | 1964-01-01 | Bare Steel | Suction (American)
780051 | 1 | [5 empty] | Removed from Ground | Gas (Historical Use) | 2000 | Bare Steel | 1977-04-13 | Galvanized Steel
780051 | 2 | [5 empty] | Removed from Ground | Gas (Historical Use) | 500 | Bare Steel | 1966-04-16 | Galvanized Steel
780051 | 3 | [5 empty] | Removed from Ground | Gas (Historical Use) | 500 | Bare Steel | 1966-04-16 | Galvanized Steel
780052 | 1 | [5 empty] | Removed from Ground | Gas (Historical Use) | 1000 | Bare Steel | 1971-04-15 | Galvanized Steel | Safe Suction (Euro)
780052 | 2 | [5 empty] | Removed from Ground | Gas (Historical Use) | 550 | Bare Steel | 1961-04-17 | Galvanized Steel | Safe Suction (Euro)
780052 | 3 | [5 empty] | Removed from Ground | Gas (Historical Use) | 550 | Bare Steel | 1961-04-17 | Galvanized Steel | Safe Suction (Euro)
780052 | 4 | [5 empty] | Removed from Ground | Empty | 500 | Bare Steel | 1961-04-17 | Galvanized Steel | Safe Suction (Euro)
780053 | 1 | [5 empty] | Removed from Ground | Gas (Historical Use) | 560 | Bare Steel | 1966-04-16 | Galvanized Steel
780053 | 2 | [5 empty] | Removed from Ground | Gas (Historical Use) | 560 | Bare Steel | 1966-04-16 | Galvanized Steel
780053 | 3 | [5 empty] | Removed from Ground | Gas (Historical Use) | 1000 | Bare Steel | 1971-04-15 | Galvanized Steel
780054 | 1 | [5 empty] | Removed from Ground | Empty | 280 | Bare Steel | 1966-04-16 | Galvanized Steel
780054 | 2 | [5 empty] | Removed from Ground | Gas (Historical Use) | 1000 | Bare Steel | 1966-04-16 | Galvanized Steel
780054 | 3 | [5 empty] | Removed from Ground | Gas (Historical Use) | 560 | Bare Steel | 1966-04-16 | Galvanized Steel
780054 | 4 | [5 empty] | Removed from Ground | Gas (Historical Use) | 560 | Bare Steel | 1966-04-16 | Galvanized Steel
780054 | 5 | [5 empty] | Removed from Ground | Kerosene | 2000 | Bare Steel | 1976-04-13 | Galvanized Steel
780055 | 1 | [5 empty] | Removed from Ground | Gas (Historical Use) | 1000 | Bare Steel | 1966-04-16 | Galvanized Steel
780055 | 2 | [5 empty] | Removed from Ground | Gas (Historical Use) | 2000 | Bare Steel | 1966-04-16 | Galvanized Steel
780055 | 3 | [5 empty] | Removed from Ground | Gas (Historical Use) | 3000 | Bare Steel | 1971-04-15 | Galvanized Steel
780055 | 4 | [5 empty] | Removed from Ground | Diesel | 2000 | Bare Steel | 1982-04-12 | Galvanized Steel
780056 | 1 | [5 empty] | Removed from Ground | Kerosene | 2000 | Bare Steel | 1966-04-16 | Galvanized Steel
780056 | 2 | [5 empty] | Closed in Ground | Gas (Historical Use) | 560 | Bare Steel | 1966-04-16 | Galvanized Steel
780056 | 3 | [5 empty] | Closed in Ground | Gas (Historical Use) | 10000 | Bare Steel | 1966-04-16 | Galvanized Steel
780056 | 4 | [5 empty] | Removed from Ground | Empty | 1000 | Cathodically Protected Steel | 1986-01-01 | Cathodically Protected | Safe Suction (Euro)
780057 | 1 | [5 empty] | Removed from Ground | Other | 500 | Bare Steel | 1977-05-01 | Copper
780059 | 1 | [5 empty] | Removed from Ground | Gas (Historical Use) | 6000 | Bare Steel | 1966-06-01 | Galvanized Steel | Pressurized
780059 | 2 | [5 empty] | Removed from Ground | Gas (Historical Use) | 4000 | Bare Steel | 1966-06-01 | Galvanized Steel | Pressurized
780059 | 3 | [5 empty] | Removed from Ground | Gas (Historical Use) | 6000 | Bare Steel | 1966-06-01 | Galvanized Steel | Pressurized
780059 | 4 |  |  | yes |  | yes | Removed from Ground | Used Oil | 550 | Bare Steel | 1966-06-01 | Galvanized Steel | Gravity Fed
780059 | 5 | [5 empty] | Removed from Ground | Diesel | 550 | Bare Steel | 1966-06-01 | Galvanized Steel | Gravity Fed
780060 | 1 | [5 empty] | Removed from Ground | Diesel | 10000 | Bare Steel | 1967-05-06 | Galvanized Steel | Suction (American)
780060 | 2 | [5 empty] | Removed from Ground | Diesel | 4000 | Bare Steel | 1967-05-06 | Galvanized Steel | Suction (American)
780060 | 3 |  | 1992-01-01 |  | 1992-01-01 |  | Currently in Use | Diesel | 10000 | Galvanic (STIP-3) | 1992-01-01 | Fiberglass Reinforced Plastic | Pressurized
780061 | 1 | [5 empty] | Removed from Ground | Gas (Historical Use) | 1000 | Bare Steel | 1974-05-02 | Galvanized Steel
780061 | 2 | [5 empty] | Removed from Ground | Gas (Historical Use) | 1000 | Bare Steel | 1974-05-02 | Galvanized Steel
780061 | 3 | [5 empty] | Removed from Ground | Gas (Historical Use) | 1000 | Bare Steel | 1974-05-02 | Galvanized Steel
780062 | 1 | [5 empty] | Removed from Ground | Gas (Historical Use) | 1000 | Bare Steel | 1981-04-30 | Galvanized Steel
780062 | 2 | [5 empty] | Removed from Ground | Gas (Historical Use) | 1000 | Bare Steel | 1981-04-30 | Galvanized Steel
780062 | 3 | [5 empty] | Removed from Ground | Diesel | 1000 | Bare Steel | 1981-04-30 | Galvanized Steel
780063 | 1 | [5 empty] | Removed from Ground | Gas (Historical Use) | 0 | Bare Steel | 1974-05-02 | Galvanized Steel
780063 | 2 | [5 empty] | Removed from Ground | Gas (Historical Use) | 0 | Bare Steel | 1974-05-02 | Galvanized Steel
780063 | 3 | [5 empty] | Removed from Ground | Gas (Historical Use) | 0 | Bare Steel | 1978-05-01 | Galvanized Steel
780064 | 1 |  | 1998-04-02 |  | 1998-04-02 |  | Removed from Ground | Gas (Historical Use) | 8000 | Steel-Impressed Current | 1982-04-30 | Cathodically Protected | Pressurized
780064 | 2 |  | 1998-04-02 |  | 1998-04-02 |  | Removed from Ground | Gas (Historical Use) | 6000 | Steel-Impressed Current | 1982-04-30 | Cathodically Protected | Pressurized
780064 | 3 |  | 1998-04-02 |  | 1998-04-02 |  | Removed from Ground | Gas (Historical Use) | 6000 | Steel-Impressed Current | 1982-04-30 | Cathodically Protected | Pressurized
780064 | 4 |  | 1998-04-02 |  | 1998-04-02 |  | Removed from Ground | Diesel | 6000 | Steel-Impressed Current | 1986-06-01 | Cathodically Protected | Pressurized
780064 | 5 |  |  | no |  | no | Removed from Ground | Used Oil | 1000 | Unknown | 2001-12-01 | Unknown
780065 | 1 |  | 1998-12-01 |  | 1998-12-01 |  | Removed from Ground | Diesel | 20000 | Cathodically Protected Steel | 1985-03-17 | Fiberglass Reinforced Plastic | Pressurized
780065 | 2 |  | 1998-12-01 |  | 1998-12-01 |  | Removed from Ground | Gas (Historical Use) | 10000 | Cathodically Protected Steel | 1985-03-17 | Fiberglass Reinforced Plastic | Pressurized
780065 | 3 |  | 1998-12-01 |  | 1998-12-01 |  | Removed from Ground | Gas (Historical Use) | 10000 | Cathodically Protected Steel | 1985-03-17 | Fiberglass Reinforced Plastic | Pressurized
780065 | 4 |  | 1998-12-01 |  | 1998-12-01 |  | Removed from Ground | Gas (Historical Use) | 8000 | Cathodically Protected Steel | 1985-03-17 | Fiberglass Reinforced Plastic | Pressurized
780065 | 5 |  | 1998-12-01 |  | 1998-12-01 |  | Removed from Ground | Kerosene | 4000 | Cathodically Protected Steel | 1985-03-17 | Fiberglass Reinforced Plastic | Safe Suction (Euro)
780066 | 1 | [5 empty] | Currently in Use | Diesel | 250 | Bare Steel | 1974-05-08 | Galvanized Steel
780066 | 2 | [5 empty] | Currently in Use | Diesel | 500 | Bare Steel | 1978-05-07 | Galvanized Steel
780067 | 1 | [5 empty] | Removed from Ground | Diesel | 10000 | Marked Unknown | 1974-05-08 | Galvanized Steel | Safe Suction (Euro)
780067 | 2 | [5 empty] | Removed from Ground | Gas (Historical Use) | 10000 | Marked Unknown | 1974-05-08 | Galvanized Steel | Safe Suction (Euro)
780068 | 1 | [5 empty] | Removed from Ground | Diesel | 10000 | Bare Steel | 1981-05-06 | Galvanized Steel | Suction (American)
780068 | 2 | [5 empty] | Removed from Ground | Gas (Historical Use) | 10000 | Bare Steel | 1981-05-06 | Galvanized Steel | Suction (American)
780068 | 3 | Flapper Valve | 1996-11-08 |  | 1996-11-08 |  | Currently in Use | Diesel | 15000 | Composite | 1996-11-04 | Double-Walled Flex | Safe Suction (Euro)
780069 | 1 | [5 empty] | Removed from Ground | Empty | 560 | Bare Steel | 1966-05-07 | Unknown
780069 | 2 | [5 empty] | Removed from Ground | Empty | 560 | Bare Steel | 1966-05-07 | Unknown
780069 | 3 | [5 empty] | Removed from Ground | Empty | 560 | Bare Steel | 1966-05-07 | Unknown
780070 | 1 | [5 empty] | Removed from Ground | Gas (Historical Use) | 10000 | Bare Steel | 1965-05-12 | Galvanized Steel
780070 | 2 | [5 empty] | Removed from Ground | Gas (Historical Use) | 6000 | Bare Steel | 1977-05-09 | Galvanized Steel
780070 | 3 | [5 empty] | Removed from Ground | Gas (Historical Use) | 6000 | Bare Steel | 1977-05-09 | Galvanized Steel
780070 | 4 | [5 empty] | Removed from Ground | Diesel | 4000 | Bare Steel | 1965-05-12 | Galvanized Steel
780072 | 1 | [5 empty] | Removed from Ground | Gas (Historical Use) | 2000 | Bare Steel | 1980-05-06 | Galvanized Steel
780073 | 1 | [5 empty] | Removed from Ground | Gas (Historical Use) | 4000 | Bare Steel | 1966-05-13 | Bare Steel | Suction (American)
780073 | 2 | [5 empty] | Removed from Ground | Gas (Historical Use) | 4000 | Bare Steel | 1966-05-13 | Bare Steel | Suction (American)
780073 | 3 | [5 empty] | Removed from Ground | Gas (Historical Use) | 4000 | Bare Steel | 1966-05-13 | Bare Steel | Suction (American)
780073 | 4 | [5 empty] | Removed from Ground | Gas (Historical Use) | 4000 | Bare Steel | 1966-05-13 | Bare Steel | Suction (American)
780073 | 5 | Ball Float | 1998-08-30 |  | 1998-08-30 |  | Currently in Use | Gas (Historical Use) | 10000 | Epoxy | 1998-08-30 | Fiberglass Reinforced Plastic | Pressurized
780073 | 6 | Ball Float | 1998-08-30 |  | 1998-08-30 |  | Currently in Use | Gas (Historical Use) | 12000 | Epoxy | 1998-08-30 | Fiberglass Reinforced Plastic | Pressurized
780075 | 1 | [5 empty] | Removed from Ground | Diesel | 550 | Bare Steel | 1984-05-08 | Galvanized Steel
780075 | 2 |  | 1989-04-26 |  | 1989-04-26 |  | Removed from Ground | Diesel | 550 | Double Walled | 1989-04-26 | Double Walled
780076 | 1 | [5 empty] | Removed from Ground | Other | 550 | Bare Steel | 1985-05-08 | Copper
780076 | 4 | [5 empty] | Removed from Ground | Gas (Historical Use) | 2000 | Not Marked/Unknown | 1997-01-01 | Not Marked
780077 | 1 | [5 empty] | Removed from Ground | Diesel | 1000 | Bare Steel | 1984-05-08 | Cathodically Protected
780078 | 1 | [5 empty] | Removed from Ground | Other | 550 | Bare Steel | 1985-05-08 | Copper
780079 | 1 |  |  | no |  | no | Removed from Ground | Diesel | 2000 | Bare Steel | 1979-05-10 | Cathodically Protected
780079 | 2 |  |  | no |  | no | Removed from Ground | Diesel | 2000 | Bare Steel | 1979-05-10 | Cathodically Protected
780079 | 3 | Flapper Valve | 1995-02-03 | no | 1995-02-03 | no | Removed from Ground | Diesel | 2000 | Fiberglass Double Walled | 1995-02-03 | Fiberglass Reinforced Plastic | Safe Suction (Euro)
780080 | 1 | [5 empty] | Removed from Ground | Diesel | 550 | Bare Steel | 1984-05-08 | Copper
780083 | 1 | [5 empty] | Removed from Ground | Gas (Historical Use) | 8000 | Bare Steel | 1967-05-13 | Galvanized Steel | Suction (American)
780083 | 2 | [5 empty] | Removed from Ground | Gas (Historical Use) | 8000 | Bare Steel | 1967-05-13 | Galvanized Steel | Suction (American)
780083 | 3 | [5 empty] | Removed from Ground | Gas (Historical Use) | 8000 | Bare Steel | 1967-05-13 | Galvanized Steel | Suction (American)
780084 | 30705 |  | 1998-10-01 |  | 1998-10-01 |  | Removed from Ground | Diesel | 4000 | Steel-Impressed Current | 1985-05-08 | Cathodically Protected | Pressurized
780084 | 1 |  | 1998-10-01 |  | 1998-10-01 |  | Removed from Ground | Gas (Historical Use) | 6000 | Steel-Impressed Current | 1965-05-13 | Cathodically Protected | Pressurized
780084 | 2 |  | 1998-10-01 |  | 1998-10-01 |  | Removed from Ground | Gas (Historical Use) | 6000 | Steel-Impressed Current | 1965-05-13 | Cathodically Protected | Pressurized
780084 | 3 |  | 1998-10-01 |  | 1998-10-01 |  | Removed from Ground | Gas (Historical Use) | 6000 | Steel-Impressed Current | 1965-05-13 | Cathodically Protected | Pressurized
780084 | 4 |  | 1998-10-01 |  | 1998-10-01 |  | Removed from Ground | Gas (Historical Use) | 10000 | Steel-Impressed Current | 1965-05-13 | Cathodically Protected | Pressurized
780084 | 6 |  | 1998-10-01 |  | 1998-10-01 |  | Removed from Ground | Kerosene | 1000 | Galvanic (STIP-3) | 1985-05-08 | Cathodically Protected | Suction (American)
780086 | 1 | [5 empty] | Removed from Ground | Gas (Historical Use) | 1000 | Bare Steel | 1958-05-15 | Bare Steel
780086 | 2 | [5 empty] | Removed from Ground | Diesel | 500 | Bare Steel | 1981-05-09 | Bare Steel
780088 | 1 | Flapper Valve | 1994-03-23 |  | 1994-03-23 | yes | Currently in Use | Gas (Historical Use) | 8000 | Steel-Impressed Current | 1982-05-01 | Fiberglass Reinforced Plastic | Safe Suction (Euro)
780088 | 2 | Flapper Valve | 1994-03-23 |  | 1994-03-23 | yes | Currently in Use | Diesel | 8000 | Steel-Impressed Current | 1982-05-01 | Fiberglass Reinforced Plastic | Safe Suction (Euro)
780088 | 3 | Flapper Valve | 1994-03-23 |  | 1994-03-23 | yes | Currently in Use | Gas (Historical Use) | 6000 | Steel-Impressed Current | 1982-05-01 | Fiberglass Reinforced Plastic | Safe Suction (Euro)
780091 | 1 | [5 empty] | Removed from Ground | Gas (Historical Use) | 500 | Bare Steel | 1986-05-28 | Galvanized Steel
780091 | 2 | [5 empty] | Removed from Ground | Gas (Historical Use) | 500 | Bare Steel | 1986-05-28 | Galvanized Steel
780092 | 1 | [5 empty] | Currently in Use | Diesel | 4000 | Bare Steel | 1986-05-28 | Galvanized Steel
780092 | 2 | [5 empty] | Currently in Use | Kerosene | 4000 | Bare Steel | 1986-05-28 | Galvanized Steel
780092 | 3 | [5 empty] | Currently in Use | Gas (Historical Use) | 1000 | Bare Steel | 1986-05-28 | Galvanized Steel
780092 | 4 | [5 empty] | Currently in Use | Gas (Historical Use) | 1000 | Bare Steel | 1986-05-28 | Galvanized Steel
780092 | 5 | [5 empty] | Currently in Use | Gas (Historical Use) | 1000 | Bare Steel | 1986-05-28 | Galvanized Steel
780092 | 6 | [5 empty] | Currently in Use | Gas (Historical Use) | 2000 | Bare Steel | 1986-05-28 | Galvanized Steel
780094 | 1 | [5 empty] | Removed from Ground | Gas (Historical Use) | 500 | Bare Steel | 1986-05-28 | Galvanized Steel
780094 | 2 | [5 empty] | Removed from Ground | Gas (Historical Use) | 500 | Bare Steel | 1986-05-28 | Galvanized Steel
780094 | 3 | [5 empty] | Removed from Ground | Gas (Historical Use) | 1000 | Bare Steel | 1986-05-28 | Galvanized Steel
780094 | 4 | [5 empty] | Removed from Ground | Gas (Historical Use) | 1000 | Bare Steel | 1986-05-28 | Galvanized Steel
780096 | 1 | [5 empty] | Removed from Ground | Gas (Historical Use) | 1000 | Bare Steel | 1967-02-08 | Unknown
780096 | 2 | [5 empty] | Removed from Ground | Diesel | 3000 | Bare Steel | 1982-02-04 | Unknown
780098 | 1 | [5 empty] | Removed from Ground | Diesel | 20080 | Bare Steel | 1974-05-31 | Galvanized Steel
780098 | 2 | [5 empty] | Removed from Ground | Diesel | 10134 | Bare Steel | 1974-05-31 | Galvanized Steel
780098 | 3 | [5 empty] | Removed from Ground | Gas (Historical Use) | 2000 | Bare Steel | 1978-05-30 | Galvanized Steel
780098 | 4 | [5 empty] | Removed from Ground | Gas (Historical Use) | 5000 | Not Marked/Unknown | 1991-01-01 | Not Marked
780099 | 1 | Flapper Valve | 1998-02-10 | no | 1990-04-01 | no | Currently in Use | Gas (Historical Use) | 10000 | Galvanic (STIP-3) | 1987-01-01 | Fiberglass Reinforced Plastic | Pressurized
780099 | 2 | Flapper Valve | 1998-02-10 | no | 1990-04-11 | no | Currently in Use | Gas (Historical Use) | 10000 | Galvanic (STIP-3) | 1987-01-01 | Fiberglass Reinforced Plastic | Pressurized
780099 | 3 | Flapper Valve | 1998-02-10 | no | 1990-04-11 | no | Currently in Use | Gas (Historical Use) | 10000 | Galvanic (STIP-3) | 1987-01-01 | Fiberglass Reinforced Plastic | Pressurized
780099 | 4 | Flapper Valve | 1998-02-10 | no | 1990-04-11 | no | Currently in Use | Diesel | 8020 | Galvanic (STIP-3) | 1987-01-01 | Fiberglass Reinforced Plastic | Pressurized
780099 | 5 | Flapper Valve | 1998-02-10 | no | 1990-04-11 | no | Currently in Use | Gas (Historical Use) | 2000 | Galvanic (STIP-3) | 1987-01-01 | Fiberglass Reinforced Plastic | Suction (American)
790001 | 1 | [5 empty] | Closed in Ground | Diesel | 10000 | Marked Unknown | 1974-03-07 | Unknown
790001 | 2 | [5 empty] | Closed in Ground | Gas (Historical Use) | 2000 | Marked Unknown | 1969-03-08 | Unknown
790001 | 3 | [5 empty] | Closed in Ground | Diesel | 2000 | Marked Unknown | 1969-03-08 | Unknown
790002 | 1 | [5 empty] | Closed in Ground | Gas (Historical Use) | 6600 | Bare Steel | 1956-03-07 | Galvanized Steel | Safe Suction (Euro)
790002 | 2 | [5 empty] | Removed from Ground | Gas (Historical Use) | 7200 | Bare Steel | 1956-03-07 | Galvanized Steel | Safe Suction (Euro)
790002 | 3 | [5 empty] | Removed from Ground | Empty | 500 | Bare Steel | 1920-01-01 | Bare Steel
790002 | 4 | [5 empty] | Removed from Ground | Gas (Historical Use) | 500 | Bare Steel | 1928-01-01 | Galvanized Steel | Safe Suction (Euro)
790002 | 5 | [5 empty] | Removed from Ground | Diesel | 500 | Bare Steel | 1928-01-01 | Galvanized Steel | Safe Suction (Euro)
790002 | 6 | [5 empty] | Removed from Ground | Gas (Historical Use) | 300 | Bare Steel | 1928-01-01 | Galvanized Steel
790002 | 7 | [5 empty] | Closed in Ground | Gas (Historical Use) | 300 | Bare Steel | 1928-01-01 | Galvanized Steel
790003 | 1 | [5 empty] | Removed from Ground | Gas (Historical Use) | 500 | Bare Steel | 1970-03-09 | Bare Steel
790003 | 2 | [5 empty] | Removed from Ground | Other | 250 | Bare Steel | 1966-03-09 | Bare Steel
790004 | 1 | Flapper Valve | 1989-10-26 |  | 1989-10-26 |  | Currently in Use | Gas (Historical Use) | 4000 | Galvanic (STIP-3) | 1989-10-26 | Fiberglass Reinforced Plastic | Safe Suction (Euro)
790004 | 2 | Flapper Valve | 1989-10-22 |  | 1989-10-22 |  | Currently in Use | Diesel | 10000 | Galvanic (STIP-3) | 1989-10-26 | Fiberglass Reinforced Plastic | Safe Suction (Euro)
790005 | 24 |  | 1998-11-09 |  | 1998-11-09 |  | Currently in Use | Gas (Historical Use) | 6048 | Steel-Impressed Current | 1982-02-25 | Fiberglass Reinforced Plastic | Pressurized
790005 | 25 |  | 1998-11-09 |  | 1998-11-09 |  | Currently in Use | Gas (Historical Use) | 6048 | Steel-Impressed Current | 1982-02-25 | Fiberglass Reinforced Plastic | Pressurized
790005 | 26 |  | 1998-11-09 |  | 1998-11-09 |  | Currently in Use | Gas (Historical Use) | 6048 | Steel-Impressed Current | 1982-02-25 | Fiberglass Reinforced Plastic | Pressurized
790007 | 1 | Flapper Valve | 1998-12-16 | no | 1998-12-16 | no | Currently in Use | Diesel | 10000 | Galvanic (STIP-3) | 1986-06-01 | Fiberglass Reinforced Plastic | Suction (American)
790008 | 1 | [5 empty] | Removed from Ground | Gas (Historical Use) | 3000 | Bare Steel | 1986-04-21 | Galvanized Steel
790008 | 1A |  | 2001-10-02 |  | 2001-10-02 |  | Temporarily out of use | Gas (Historical Use) | 8000 | Composite | 2001-09-25 | Not Marked | Safe Suction (Euro)
790008 | 1B |  | 2001-10-02 |  | 2001-10-02 |  | Temporarily out of use | Diesel | 4000 | Composite | 2001-09-25 | Not Marked | Safe Suction (Euro)
790008 | 2 | [5 empty] | Removed from Ground | Gas (Historical Use) | 1000 | Bare Steel | 1986-04-21 | Galvanized Steel
790008 | 3 | [5 empty] | Removed from Ground | Gas (Historical Use) | 1000 | Bare Steel | 1986-04-21 | Galvanized Steel
790009 | 1 |  | 1998-12-01 |  | 1998-12-01 |  | Temporarily out of use | Gas (Historical Use) | 1060 | Steel-Impressed Current | 1984-04-21 | Cathodically Protected | Safe Suction (Euro)
790009 | 2 |  | 1998-12-01 |  | 1998-12-01 |  | Temporarily out of use | Gas (Historical Use) | 1060 | Steel-Impressed Current | 1984-04-21 | Cathodically Protected | Safe Suction (Euro)
790009 | 3 |  | 1998-12-01 |  | 1998-12-01 |  | Temporarily out of use | Diesel | 1060 | Steel-Impressed Current | 1984-04-21 | Cathodically Protected | Safe Suction (Euro)
790010 | 1 | [5 empty] | Removed from Ground | Gas (Historical Use) | 2000 | Cathodically Protected Steel | 1986-04-21 | Galvanized Steel | Safe Suction (Euro)
790010 | 2 | [5 empty] | Removed from Ground | Gas (Historical Use) | 2000 | Cathodically Protected Steel | 1986-04-21 | Galvanized Steel | Safe Suction (Euro)
790012 | 1 | [5 empty] | Closed in Ground | Gas (Historical Use) | 1000 | Bare Steel | 1966-04-26 | Galvanized Steel
790012 | 2 | [5 empty] | Closed in Ground | Gas (Historical Use) | 1000 | Bare Steel | 1966-04-26 | Galvanized Steel
790012 | 3 | [5 empty] | Closed in Ground | Gas (Historical Use) | 1000 | Bare Steel | 1966-04-26 | Galvanized Steel
790012 | 4 | [5 empty] | Closed in Ground | Diesel | 500 | Bare Steel | 1966-04-26 | Galvanized Steel
790012 | 5 | [5 empty] | Closed in Ground | Other | 0 | Bare Steel | 1946-05-01 | Unknown
790012 | 6 | [5 empty] | Closed in Ground | Empty | 550 | Bare Steel | 1946-05-01 | Unknown
790013 | 1 | [5 empty] | Closed in Ground | Gas (Historical Use) | 1000 | Bare Steel | 1986-04-21 | Galvanized Steel
790013 | 10A | Ball Float | 2016-11-10 | no | 2016-11-10 | no | Currently in Use | Gas (Historical Use) | 15000 | Composite Double Walled | 2016-08-23 | Double-Walled Fiberglass
790013 | 10B | Ball Float | 2016-11-10 | no | 2016-11-10 | no | Currently in Use | Gas (Historical Use) | 5000 | Composite Double Walled | 2016-08-23 | Double-Walled Fiberglass
790013 | 2 | [5 empty] | Closed in Ground | Gas (Historical Use) | 2000 | Bare Steel | 1986-04-21 | Galvanized Steel
790013 | 3 | [5 empty] | Closed in Ground | Gas (Historical Use) | 2000 | Bare Steel | 1986-04-21 | Galvanized Steel
790013 | 4 | [5 empty] | Closed in Ground | Diesel | 2000 | Bare Steel | 1982-04-22 | Galvanized Steel
790013 | 5 | Ball Float | 1991-01-01 | no | 1991-01-01 | no | Currently in Use | Gas (Historical Use) | 8000 | Fiberglass | 1991-01-01 | Fiberglass Reinforced Plastic | Pressurized
790013 | 6 | Ball Float | 1991-01-01 | no | 1991-01-01 | no | Currently in Use | Diesel | 6000 | Fiberglass | 1991-01-01 | Fiberglass Reinforced Plastic | Pressurized
790013 | 7 | Ball Float | 1991-01-01 | no | 1991-01-01 | no | Currently in Use | Diesel | 6000 | Fiberglass | 1991-01-01 | Fiberglass Reinforced Plastic | Pressurized
790013 | 8 | Ball Float | 1991-01-01 | no | 1991-01-01 | no | Currently in Use | Kerosene | 4000 | Fiberglass | 1991-01-01 | Fiberglass Reinforced Plastic | Pressurized
790013 | 9 |  | 1999-12-20 |  | 1999-12-20 |  | Removed from Ground | Kerosene | 1000 | Galvanic (STIP-3) | 1988-01-01 | Fiberglass Reinforced Plastic | Suction (American)
790014 | 1 | [5 empty] | Removed from Ground | Gas (Historical Use) | 550 | Bare Steel | 1987-04-01 | Galvanized Steel
790014 | 2 | [5 empty] | Removed from Ground | Diesel | 550 | Bare Steel | 1987-04-01 | Galvanized Steel
790015 | 1 | Flapper Valve | 1998-05-01 | no | 1998-05-01 | no | Currently in Use | Gas (Historical Use) | 10000 | Steel-Impressed Current | 1996-10-01 | Fiberglass Reinforced Plastic | Pressurized
790015 | 2 | Flapper Valve | 1998-05-01 | no | 1998-05-01 | no | Currently in Use | Gas (Historical Use) | 10000 | Steel-Impressed Current | 1996-10-01 | Fiberglass Reinforced Plastic | Pressurized
790015 | 3 | Flapper Valve | 1998-05-01 | no | 1998-05-01 | no | Currently in Use | Gas (Historical Use) | 10000 | Steel-Impressed Current | 1996-10-01 | Fiberglass Reinforced Plastic | Pressurized
790015 | 4 | [5 empty] | Removed from Ground | Diesel | 550 | Bare Steel | 1969-04-25 | Galvanized Steel
790015 | 5 |  |  | yes |  | yes | Removed from Ground | Used Oil | 550 | Bare Steel | 1969-04-25 | Galvanized Steel
790015 | 6 | Flapper Valve | 1991-04-01 | no | 1991-04-01 | no | Currently in Use |  | 1000 | Composite | 1991-04-20 | Fiberglass Reinforced Plastic | Safe Suction (Euro)
790017 | 1-REG |  | 1998-05-01 | no | 1998-05-01 | no | Currently in Use | Regular | 10000 | Steel-Impressed Current | 1997-10-01 | Steel (Impressed Current) | Pressurized
790017 | 2-UNL |  | 1998-05-01 | no | 1998-05-01 | no | Currently in Use | Gas (Historical Use) | 8000 | Steel-Impressed Current | 1997-10-01 | Steel (Impressed Current) | Pressurized
790017 | 3-SUL |  | 1998-05-01 | no | 1998-05-01 | no | Currently in Use | Gas (Historical Use) | 8000 | Steel-Impressed Current | 1997-10-01 | Steel (Impressed Current) | Pressurized
790018 | 1 | [5 empty] | Closed in Ground | Diesel | 50000 | Bare Steel | 1968-05-09 | Not Marked
790018 | 2 | [5 empty] | Closed in Ground | Diesel | 50000 | Bare Steel | 1968-05-09 | Not Marked
790018 | 3 | [5 empty] | Closed in Ground | Diesel | 50000 | Bare Steel | 1968-05-09 | Not Marked
790018 | 4AST | [5 empty] | Currently in Use | Diesel | 15000 | Bare Steel | 1990-01-01 | Copper | Suction (American)
790019 | 1 | [5 empty] | Removed from Ground | Diesel | 8000 | Bare Steel | 1969-05-09 | Unknown
790019 | 2 | [5 empty] | Removed from Ground | Gas (Historical Use) | 8000 | Bare Steel | 1969-05-09 | Unknown
790020 | 1 | Flapper Valve | 1995-03-14 |  | 1995-03-14 |  | Removed from Ground | Gas (Historical Use) | 12000 | Steel-Impressed Current | 1976-05-07 | Steel (Impressed Current) | Suction (American)
790020 | 2 | Flapper Valve | 1995-03-14 |  | 1995-03-14 |  | Removed from Ground | Diesel | 6000 | Steel-Impressed Current | 1971-05-09 | Steel (Impressed Current) | Suction (American)
790021 | 1 | [5 empty] | Removed from Ground | Gas (Historical Use) | 2000 | Bare Steel | 1973-05-08 | Galvanized Steel
790021 | 2 | [5 empty] | Removed from Ground | Gas (Historical Use) | 1000 | Bare Steel | 1961-05-11 | Unknown
790021 | 3 | [5 empty] | Removed from Ground | Gas (Historical Use) | 1000 | Bare Steel | 1961-05-11 | Unknown
790021 | 4 | [5 empty] | Removed from Ground | Gas (Historical Use) | 500 | Bare Steel | 1961-05-11 | Unknown
790022 | 1 | [5 empty] | Removed from Ground | Gas (Historical Use) | 2000 | Bare Steel | 1974-05-09 | Galvanized Steel
790022 | 2 | [5 empty] | Removed from Ground | Gas (Historical Use) | 3000 | Bare Steel | 1974-05-09 | Galvanized Steel
790023 | 1 |  | 1993-06-01 |  | 1995-01-01 |  | Removed from Ground | Gas (Historical Use) | 6000 | Bare Steel | 1973-05-10 | Galvanized Steel | Safe Suction (Euro)
790023 | 2 |  | 1993-06-01 |  | 1995-01-01 |  | Removed from Ground | Gas (Historical Use) | 4000 | Bare Steel | 1973-05-10 | Galvanized Steel | Safe Suction (Euro)
790023 | 3 | [5 empty] | Removed from Ground | Empty | 560 | Marked Unknown | 2000-09-22 | Unknown
790023 | 4 | [5 empty] | Removed from Ground | Other | 2000 | Bare Steel | 2000-09-22 | Galvanized Steel
790024 | 1 |  | 1994-06-01 |  | 1994-06-01 |  | Removed from Ground | Gas (Historical Use) | 12000 | Steel-Impressed Current | 1983-05-08 | Steel (Impressed Current) | Pressurized
790024 | 2 |  | 1994-06-01 |  | 1994-06-01 |  | Removed from Ground | Diesel | 12000 | Steel-Impressed Current | 1983-05-08 | Steel (Impressed Current) | Pressurized
790024 | 3 |  | 1994-06-01 |  | 1994-06-01 |  | Removed from Ground | Gas (Historical Use) | 8000 | Steel-Impressed Current | 1983-05-08 | Steel (Impressed Current) | Pressurized
790024 | 4 |  | 1994-06-01 |  | 1994-06-01 |  | Removed from Ground | Gas (Historical Use) | 8000 | Steel-Impressed Current | 1983-05-08 | Steel (Impressed Current) | Pressurized
790024 | 5 |  | 2013-04-01 | no | 2013-04-01 | no | Currently in Use | Gas (Historical Use) | 15000 | Epoxy Double-Walled | 2013-04-01 | Double-Walled Fiberglass | Pressurized
790024 | 6A |  | 2013-04-01 | no | 2013-04-01 | no | Currently in Use | Gas (Historical Use) | 7500 | Epoxy Double-Walled | 2013-04-01 | Double-Walled Fiberglass | Pressurized
790024 | 6B |  | 2013-04-01 | no | 2013-04-01 | no | Currently in Use | Diesel | 7500 | Epoxy Double-Walled | 2013-04-01 | Double-Walled Fiberglass | Pressurized
790026 | 10214-1 | [5 empty] | Removed from Ground | Gas (Historical Use) | 1000 | Bare Steel | 1987-01-01 | Unknown
790026 | 214D1 | [5 empty] | Removed from Ground | Diesel | 2000 | Cathodically Protected Steel | 1986-01-01 | Galvanized Steel | Suction (American)
790026 | 214G1 | [5 empty] | Removed from Ground | Gas (Historical Use) | 2000 | Cathodically Protected Steel | 1986-01-01 | Galvanized Steel | Suction (American)
790027 | 1 | [5 empty] | Removed from Ground | Other | 2500 | Bare Steel | 1969-03-08 | Galvanized Steel
790027 | 2 | [5 empty] | Removed from Ground | Diesel | 10000 | Bare Steel | 1969-03-08 | Galvanized Steel
790027 | 3 | [5 empty] | Removed from Ground | Diesel | 10000 | Bare Steel | 1969-03-08 | Galvanized Steel
790027 | 4 | [5 empty] | Removed from Ground | Diesel | 10000 | Bare Steel | 1969-03-08 | Galvanized Steel
790028 | 1 | [5 empty] | Removed from Ground | Gas (Historical Use) | 1000 | Marked Unknown | 1973-03-07 | Unknown
790028 | 2 | [5 empty] | Removed from Ground | Diesel | 1000 | Marked Unknown | 1973-03-07 | Unknown
790028 | 3 |  |  | yes |  | yes | Removed from Ground | Used Oil | 3000 | Marked Unknown | 1973-03-07 | Unknown
790029 | 1 | [5 empty] | Removed from Ground | Other | 10000 | Bare Steel | 1980-05-06 | Galvanized Steel
790031 | 1 | [5 empty] | Removed from Ground | Gas (Historical Use) | 500 | Bare Steel | 1980-01-01 | Galvanized Steel | Safe Suction (Euro)
792001 | 1 | Ball Float | 1987-11-04 | no | 1987-11-04 | no | Currently in Use | Gas (Historical Use) | 8000 | Fiberglass | 1987-11-04 | Fiberglass Reinforced Plastic | Pressurized
792001 | 2 | Ball Float | 1987-11-04 | no | 1987-11-04 | no | Currently in Use | Gas (Historical Use) | 8000 | Fiberglass | 1987-11-04 | Fiberglass Reinforced Plastic | Pressurized
792001 | 3 | Ball Float | 1987-11-04 | no | 1987-11-04 | no | Currently in Use | Gas (Historical Use) | 8000 | Fiberglass | 1987-11-04 | Fiberglass Reinforced Plastic | Pressurized
800001 | 1 | [5 empty] | Removed from Ground | Diesel | 10000 | Bare Steel | 1971-01-28 | Unknown | Safe Suction (Euro)
800001 | 2 | [5 empty] | Removed from Ground | Gas (Historical Use) | 500 | Bare Steel | 1971-01-28 | Unknown | Safe Suction (Euro)
800002 | 1 | [5 empty] | Removed from Ground | Gas (Historical Use) | 1030 | Bare Steel | 1978-03-01 | Galvanized Steel
800004 | 1 |  | 1997-06-10 |  | 1997-06-10 |  | Removed from Ground | Diesel | 8000 | Steel-Impressed Current | 1982-02-25 | Cathodically Protected | Pressurized
800004 | 2 |  | 1997-06-10 |  | 1997-06-10 |  | Removed from Ground | Gas (Historical Use) | 6000 | Steel-Impressed Current | 1982-02-25 | Cathodically Protected | Pressurized
800004 | 3 |  | 1997-06-10 |  | 1997-06-10 |  | Removed from Ground | Gas (Historical Use) | 6000 | Steel-Impressed Current | 1982-02-25 | Cathodically Protected | Pressurized
800004 | 4 |  | 1997-06-10 |  | 1997-06-10 |  | Removed from Ground | Gas (Historical Use) | 6000 | Steel-Impressed Current | 1982-02-25 | Cathodically Protected | Pressurized
800004 | 5 | Flapper Valve | 1999-03-15 | no | 1999-03-15 | no | Currently in Use | Diesel | 10000 | Composite Double Walled | 1999-03-15 | Double-Walled Flex | Pressurized
800004 | 6 | Flapper Valve | 1999-03-15 | no | 1999-03-15 | no | Currently in Use | Regular | 10000 | Composite Double Walled | 1999-03-15 | Double-Walled Flex | Pressurized
800004 | 7 | Flapper Valve | 1999-03-15 | no | 1999-03-15 | no | Currently in Use | Premium | 8000 | Composite Double Walled | 1999-03-15 | Double-Walled Flex | Pressurized
800005 | 1 | [5 empty] | Removed from Ground | Empty | 6000 | Not Marked/Unknown | 1983-03-04 | Galvanized Steel | Suction (American)
800005 | 2 | [5 empty] | Removed from Ground | Empty | 6000 | Bare Steel | 1983-03-04 | Galvanized Steel | Suction (American)
800005 | 3 | [5 empty] | Removed from Ground | Diesel | 6000 | Bare Steel | 1983-03-04 | Galvanized Steel | Suction (American)
800007 | 1 | [5 empty] | Removed from Ground | Gas (Historical Use) | 500 | Bare Steel | 1974-03-06 | Unknown
800007 | 2 |  |  | yes |  | yes | Removed from Ground | Used Oil | 250 | Bare Steel | 1974-03-06 | Unknown
800008 | 1 | [5 empty] | Removed from Ground | Gas (Historical Use) | 4000 | Bare Steel | 1981-01-16 | Galvanized Steel | Suction (American)
800008 | 2 | [5 empty] | Removed from Ground | Diesel | 10000 | Bare Steel | 1981-01-16 | Galvanized Steel | Suction (American)
800009 | 1 | [5 empty] | Removed from Ground | Gas (Historical Use) | 3000 | Bare Steel | 1976-03-12 | Galvanized Steel | Safe Suction (Euro)
800009 | 2 | [5 empty] | Removed from Ground | Gas (Historical Use) | 3000 | Bare Steel | 1976-03-12 | Galvanized Steel | Safe Suction (Euro)
800010 | 1 | [5 empty] | Removed from Ground | Gas (Historical Use) | 2000 | Bare Steel | 1981-04-23 | Galvanized Steel | Safe Suction (Euro)
800010 | 2 | [5 empty] | Removed from Ground | Diesel | 560 | Bare Steel | 1968-04-26 | Galvanized Steel | Safe Suction (Euro)
800010 | 3 |  | 1994-04-29 |  | 1994-04-29 |  | Removed from Ground | Gas (Historical Use) | 1000 | Galvanic (STIP-3) | 1994-04-29 | Cathodically Protected | Safe Suction (Euro)
800010 | 4 |  | 1994-04-29 |  | 1994-04-29 |  | Removed from Ground | Diesel | 1000 | Galvanic (STIP-3) | 1994-04-29 | Cathodically Protected | Safe Suction (Euro)
800011 | 1 | [5 empty] | Removed from Ground | Gas (Historical Use) | 10000 | Fiberglass | 1981-03-29 | Fiberglass Reinforced Plastic | Pressurized
800011 | 2 | [5 empty] | Removed from Ground | Gas (Historical Use) | 10000 | Fiberglass | 1981-03-29 | Fiberglass Reinforced Plastic | Pressurized
800011 | 3 | [5 empty] | Removed from Ground | Gas (Historical Use) | 10000 | Fiberglass | 1981-03-29 | Fiberglass Reinforced Plastic | Pressurized
800011 | 4 |  |  | yes |  | yes | Removed from Ground | Used Oil | 1000 | Fiberglass | 1981-03-29 | Fiberglass Reinforced Plastic
800014 | 1 | [5 empty] | Removed from Ground | Gas (Historical Use) | 2000 | Bare Steel | 1976-05-08 | Galvanized Steel | Safe Suction (Euro)
800014 | 2 | [5 empty] | Removed from Ground | Gas (Historical Use) | 2000 | Bare Steel | 1976-05-08 | Galvanized Steel | Safe Suction (Euro)
800014 | 3 | [5 empty] | Removed from Ground | Gas (Historical Use) | 2000 | Bare Steel | 1976-05-08 | Galvanized Steel | Safe Suction (Euro)
800014 | 4 | [5 empty] | Removed from Ground | Gas (Historical Use) | 2000 | Bare Steel | 1976-05-08 | Galvanized Steel | Safe Suction (Euro)
800015 | 1 |  | 1998-11-25 |  | 1992-01-01 |  | Removed from Ground | Gas (Historical Use) | 3000 | Steel-Impressed Current | 1966-05-11 | Cathodically Protected | Suction (American)
800015 | 2 |  | 1998-11-25 |  | 1992-01-01 |  | Removed from Ground | Gas (Historical Use) | 3000 | Steel-Impressed Current | 1966-05-11 | Cathodically Protected | Suction (American)
800015 | 3 |  | 1998-11-25 |  | 1992-01-01 |  | Removed from Ground | Gas (Historical Use) | 3000 | Steel-Impressed Current | 1966-05-11 | Cathodically Protected | Suction (American)
800015 | 4 |  | 1998-11-25 |  | 1992-01-01 |  | Removed from Ground | Diesel | 4000 | Steel-Impressed Current | 1966-05-11 | Cathodically Protected | Suction (American)
800015 | 5 |  |  | yes |  | yes | Removed from Ground | Used Oil | 560 | Bare Steel | 1966-05-11 | Galvanized Steel | Suction (American)
800016 | 1 |  | 1992-02-05 |  | 1998-09-23 |  | Currently in Use | Gas (Historical Use) | 6000 | Steel-Impressed Current | 1985-05-05 | Steel (Impressed Current) | Pressurized
800016 | 2 |  | 1992-02-05 |  | 1998-09-23 |  | Currently in Use | Diesel | 6000 | Steel-Impressed Current | 1985-05-05 | Steel (Impressed Current) | Pressurized
800016 | 3 |  | 1992-02-05 |  | 1998-09-23 |  | Currently in Use | Gas (Historical Use) | 6000 | Steel-Impressed Current | 1985-05-05 | Steel (Impressed Current) | Pressurized
800017 | 1 | [5 empty] | Removed from Ground | Gas (Historical Use) | 1000 | Bare Steel | 1976-05-10 | Galvanized Steel
800017 | 2 | [5 empty] | Removed from Ground | Diesel | 1000 | Bare Steel | 1976-05-10 | Galvanized Steel
800019 | 1 | [5 empty] | Removed from Ground | Gas (Historical Use) | 3000 | Bare Steel | 1978-05-10 | Galvanized Steel | Safe Suction (Euro)
800019 | 2 | [5 empty] | Removed from Ground | Gas (Historical Use) | 3000 | Bare Steel | 1978-05-10 | Galvanized Steel | Safe Suction (Euro)
800019 | 3 | [5 empty] | Removed from Ground | Gas (Historical Use) | 3000 | Bare Steel | 1978-05-10 | Galvanized Steel | Pressurized
800019 | 4 | [5 empty] | Removed from Ground | Gas (Historical Use) | 4000 | Bare Steel | 1978-05-10 | Galvanized Steel
800019 | 5 | [5 empty] | Removed from Ground | Gas (Historical Use) | 1000 | Bare Steel | 1996-07-16 | Galvanized Steel
800020 | 1 | [5 empty] | Removed from Ground | Gas (Historical Use) | 6000 | Bare Steel | 1976-05-10 | Galvanized Steel
800020 | 2 | [5 empty] | Removed from Ground | Gas (Historical Use) | 6000 | Bare Steel | 1976-05-10 | Galvanized Steel
800020 | 3 | [5 empty] | Removed from Ground | Gas (Historical Use) | 6000 | Bare Steel | 1976-05-10 | Galvanized Steel
800020 | 4 | [5 empty] | Removed from Ground | Diesel | 4000 | Bare Steel | 1976-05-10 | Galvanized Steel
800020 | 5 | [5 empty] | Removed from Ground | Diesel | 1500 | Bare Steel | 1971-05-12 | Galvanized Steel
800020 | 6 | [5 empty] | Removed from Ground | Kerosene | 550 | Bare Steel | 1971-05-12 | Galvanized Steel
800021 | 1 | [5 empty] | Removed from Ground | Gas (Historical Use) | 2000 | Bare Steel | 1976-05-10 | Galvanized Steel | Suction (American)
800021 | 2 | [5 empty] | Removed from Ground | Gas (Historical Use) | 1000 | Bare Steel | 1976-05-10 | Galvanized Steel | Suction (American)
800021 | 3 | [5 empty] | Removed from Ground | Gas (Historical Use) | 1000 | Bare Steel | 1976-05-10 | Galvanized Steel | Suction (American)
800021 | 4A |  | 1999-04-01 |  | 1999-04-01 |  | Currently in Use | Gas (Historical Use) | 1000 | Composite | 1999-04-01 | Fiberglass Reinforced Plastic | Safe Suction (Euro)
800021 | 4B |  | 1999-04-01 |  | 1999-04-01 |  | Currently in Use | Gas (Historical Use) | 1000 | Composite | 1999-04-01 | Fiberglass Reinforced Plastic | Safe Suction (Euro)
800022 | 1 | [5 empty] | Removed from Ground | Diesel | 550 | Bare Steel | 1976-05-10 | Galvanized Steel
800023 | 1 | [5 empty] | Removed from Ground | Other | 1000 | Bare Steel | 1978-05-10 | Galvanized Steel | Suction (American)
800023 | 2 | [5 empty] | Removed from Ground | Other | 1000 | Bare Steel | 1978-05-10 | Galvanized Steel | Suction (American)
800024 | 1 | [5 empty] | Removed from Ground | Gas (Historical Use) | 1000 | Bare Steel | 1979-05-10 | Galvanized Steel
800025 | 1 | [5 empty] | Removed from Ground | Gas (Historical Use) | 1000 | Bare Steel | 1974-05-11 | Galvanized Steel
800026 | 1 | [5 empty] | Removed from Ground | Gas (Historical Use) | 550 | Bare Steel | 1979-05-10 | Galvanized Steel
800026 | 2 | [5 empty] | Removed from Ground | Diesel | 550 | Bare Steel | 1979-05-10 | Galvanized Steel
800026 | 3 | [5 empty] | Removed from Ground | Diesel | 2000 | Bare Steel | 1979-05-10 | Galvanized Steel
800027 | 1 | [5 empty] | Removed from Ground | Diesel | 10000 | Bare Steel | 1982-05-09 | Galvanized Steel
800028 | 1 | [5 empty] | Removed from Ground | Gas (Historical Use) | 6000 | Bare Steel | 1980-05-09 | Galvanized Steel | Suction (American)
800028 | 2 | [5 empty] | Removed from Ground | Gas (Historical Use) | 6000 | Bare Steel | 1980-05-09 | Galvanized Steel | Suction (American)
800028 | 3 | [5 empty] | Removed from Ground | Gas (Historical Use) | 6000 | Bare Steel | 1980-05-09 | Galvanized Steel | Suction (American)
800029 | 1 | Flapper Valve | 1997-06-10 | no | 1997-06-10 | no | Currently in Use | Premium | 6000 | Steel-Impressed Current | 1981-05-09 | Fiberglass Reinforced Plastic | Safe Suction (Euro)
800029 | 2 | Flapper Valve | 1997-06-10 | no | 1997-06-10 | no | Currently in Use | Regular | 6000 | Steel-Impressed Current | 1981-05-09 | Fiberglass Reinforced Plastic | Safe Suction (Euro)
800029 | 3 | Flapper Valve | 1997-06-10 | no | 1997-06-10 | no | Currently in Use | Plus | 6000 | Steel-Impressed Current | 1981-05-09 | Fiberglass Reinforced Plastic | Safe Suction (Euro)
800030 | 1 | [5 empty] | Removed from Ground | Gas (Historical Use) | 550 | Bare Steel | 1980-05-09 | Galvanized Steel | Safe Suction (Euro)
800030 | 3 | [5 empty] | Removed from Ground | Diesel | 1000 | Bare Steel | 1980-05-09 | Galvanized Steel | Safe Suction (Euro)
800031 | 1 | [5 empty] | Removed from Ground | Gas (Historical Use) | 1000 | Bare Steel | 1979-05-10 | Galvanized Steel
800031 | 2 | [5 empty] | Removed from Ground | Diesel | 550 | Bare Steel | 1979-05-10 | Galvanized Steel
800032 | 1 | [5 empty] | Removed from Ground | Gas (Historical Use) | 1000 | Bare Steel | 1981-05-09 | Galvanized Steel
800032 | 2 | [5 empty] | Removed from Ground | Diesel | 550 | Bare Steel | 1981-05-09 | Galvanized Steel
800033 | 1 | Flapper Valve | 1998-01-20 | no | 1998-01-20 | no | Temporarily out of use | Gas (Historical Use) | 6000 | Steel-Impressed Current | 1978-05-10 | Double-Walled Fiberglass | Pressurized
800033 | 2 | Flapper Valve | 1998-01-20 | no | 1998-01-20 | no | Temporarily out of use | Gas (Historical Use) | 6000 | Steel-Impressed Current | 1978-05-10 | Double-Walled Fiberglass | Pressurized
800033 | 3 | Flapper Valve | 1998-01-20 | no | 1998-01-20 | no | Temporarily out of use | Gas (Historical Use) | 6000 | Steel-Impressed Current | 1978-05-10 | Double-Walled Fiberglass | Pressurized
800034 | 1 | [5 empty] | Removed from Ground | Gas (Historical Use) | 1000 | Bare Steel | 1979-05-10 | Galvanized Steel
800034 | 2 | [5 empty] | Removed from Ground | Diesel | 1000 | Bare Steel | 1979-05-10 | Galvanized Steel
800035 | 1 | [5 empty] | Removed from Ground | Diesel | 2000 | Bare Steel | 1981-05-09 | Galvanized Steel | Safe Suction (Euro)
800037 | 1 | [5 empty] | Removed from Ground | Gas (Historical Use) | 1000 | Bare Steel | 1985-05-08 | Galvanized Steel
800037 | 2 | [5 empty] | Removed from Ground | Diesel | 1000 | Bare Steel | 1982-05-09 | Galvanized Steel
800038 | 1 | [5 empty] | Removed from Ground | Gas (Historical Use) | 6000 | Bare Steel | 1985-05-08 | Galvanized Steel
800038 | 2 | [5 empty] | Removed from Ground | Gas (Historical Use) | 6000 | Bare Steel | 1985-05-08 | Galvanized Steel
800038 | 3 | [5 empty] | Removed from Ground | Gas (Historical Use) | 6000 | Bare Steel | 1985-05-08 | Galvanized Steel
800040 | 1 | [5 empty] | Removed from Ground | Gas (Historical Use) | 550 | Bare Steel | 1979-05-10 | Galvanized Steel
800041 | 1 | [5 empty] | Removed from Ground | Diesel | 10000 | Bare Steel | 1985-05-08 | Galvanized Steel
800041 | 2 | [5 empty] | Removed from Ground | Diesel | 1000 | Bare Steel | 1986-05-08 | Galvanized Steel
800041 | 3 | [5 empty] | Removed from Ground | Gas (Historical Use) | 2000 | Bare Steel | 1986-05-08 | Galvanized Steel
800042 | 1 | [5 empty] | Removed from Ground | Gas (Historical Use) | 1000 | Bare Steel | 1979-05-10 | Galvanized Steel
800042 | 2 | [5 empty] | Removed from Ground | Gas (Historical Use) | 1000 | Not Marked/Unknown | 1998-05-12 | Not Marked
800042 | 3 | [5 empty] | Removed from Ground | Gas (Historical Use) | 1000 | Not Marked/Unknown | 1998-05-12 | Not Marked
800043 | 20 | [5 empty] | Removed from Ground | Gas (Historical Use) | 3000 | Bare Steel | 1993-12-20 | Galvanized Steel | Suction (American)
800043 | 21 | [5 empty] | Removed from Ground | Gas (Historical Use) | 3000 | Bare Steel | 1993-12-20 | Galvanized Steel | Suction (American)
800043 | 22 | [5 empty] | Removed from Ground | Gas (Historical Use) | 2000 | Bare Steel | 1993-12-20 | Galvanized Steel | Suction (American)
800043 | 23 | [5 empty] | Removed from Ground | Gas (Historical Use) | 2000 | Bare Steel | 1993-12-20 | Galvanized Steel | Suction (American)
800043 | 24 | [5 empty] | Removed from Ground | Other | 1000 | Bare Steel | 1993-12-20 | Galvanized Steel | Suction (American)
800045 | 1 | [5 empty] | Removed from Ground | Diesel | 2000 | Bare Steel | 1977-05-10 | Galvanized Steel
800046 | 1 | [5 empty] | Removed from Ground | Gas (Historical Use) | 1000 | Bare Steel | 1976-05-10 | Galvanized Steel
800046 | 2 | [5 empty] | Removed from Ground | Diesel | 1000 | Bare Steel | 1976-05-10 | Galvanized Steel
800046 | 3 | [5 empty] | Removed from Ground | Diesel | 2000 | Bare Steel | 1976-05-10 | Galvanized Steel
800048 | 1 | [5 empty] | Removed from Ground | Diesel | 2000 | Bare Steel | 1981-05-09 | Galvanized Steel
800048 | 2 | [5 empty] | Removed from Ground | Gas (Historical Use) | 550 | Bare Steel | 1997-03-01 | Galvanized Steel | Safe Suction (Euro)
800049 | 1 | [5 empty] | Removed from Ground | Gas (Historical Use) | 550 | Bare Steel | 1980-05-09 | Galvanized Steel | Safe Suction (Euro)
800049 | 2 | [5 empty] | Removed from Ground | Gas (Historical Use) | 1000 | Bare Steel | 1980-05-09 | Galvanized Steel | Safe Suction (Euro)
800049 | 3 | [5 empty] | Removed from Ground | Diesel | 1000 | Bare Steel | 1980-05-09 | Galvanized Steel | Safe Suction (Euro)
800049 | 4 | [5 empty] | Removed from Ground | Diesel | 4000 | Bare Steel | 1980-05-09 | Galvanized Steel | Safe Suction (Euro)
800049 | 5 | [5 empty] | Removed from Ground | Diesel | 4000 | Bare Steel | 1980-05-09 | Galvanized Steel | Safe Suction (Euro)
800053 | 1 | [5 empty] | Removed from Ground | Diesel | 10000 | Bare Steel | 1963-05-12 | Unknown
800054 | 1 | [5 empty] | Removed from Ground | Empty | 6000 | Bare Steel | 1978-05-09 | Galvanized Steel
800054 | 2 | [5 empty] | Removed from Ground | Empty | 4000 | Bare Steel | 1978-05-09 | Galvanized Steel
800054 | 3 | [5 empty] | Removed from Ground | Empty | 2000 | Bare Steel | 1978-05-09 | Galvanized Steel
800055 | 1 | Flapper Valve | 1999-03-17 | no | 1999-03-17 | no | Currently in Use | E-0 | 4000 | Steel-Impressed Current | 1980-05-08 |  | Suction (American)
800055 | 2 | Flapper Valve | 1999-03-17 | no | 1999-03-17 | no | Currently in Use | Regular | 4000 | Steel-Impressed Current | 1980-05-08 |  | Suction (American)
800055 | 3 | Flapper Valve | 1999-03-17 | no | 1999-03-17 | no | Currently in Use | Premium | 1000 | Steel-Impressed Current | 1978-05-09 |  | Suction (American)
800056 | 1 | Flapper Valve | 1998-06-01 | no | 1998-06-01 | no | Temporarily out of use | Gas (Historical Use) | 6000 | Steel-Impressed Current | 1989-03-01 |  | Pressurized
800056 | 2 | Flapper Valve | 1998-06-01 | no | 1998-06-01 | no | Temporarily out of use | Gas (Historical Use) | 6000 | Steel-Impressed Current | 1989-03-01 |  | Pressurized
800056 | 3 | Flapper Valve | 1998-06-01 | no | 1998-06-01 | no | Temporarily out of use | Gas (Historical Use) | 6000 | Steel-Impressed Current | 1989-03-01 |  | Pressurized
800056 | 4 | Flapper Valve | 1998-06-01 | no | 1998-06-01 | no | Temporarily out of use | Gas (Historical Use) | 6000 | Steel-Impressed Current | 1989-03-01 |  | Pressurized
800060 | 1 | [5 empty] | Removed from Ground | Other | 1000 | Bare Steel | 1973-01-04 | Copper | Suction (American)
800060 | 2 | [5 empty] | Removed from Ground | Other | 1073 | Bare Steel | 1953-01-01 | Unknown
800061 | 1 | [5 empty] | Removed from Ground | Gas (Historical Use) | 12000 | Bare Steel | 1981-01-02 | Galvanized Steel | Pressurized
800061 | 2 | [5 empty] | Removed from Ground | Gas (Historical Use) | 2000 | Bare Steel | 1972-01-01 | Copper | Pressurized
800061 | 3 | [5 empty] | Removed from Ground | Diesel | 1000 | Bare Steel | 1952-01-01 | Unknown | Suction (American)
800062 | 1 | [5 empty] | Removed from Ground | Gas (Historical Use) | 10000 | Cathodically Protected Steel | 1985-06-17 | Bare Steel | Pressurized
800062 | 2 | [5 empty] | Removed from Ground | Gas (Historical Use) | 10000 | Cathodically Protected Steel | 1985-06-17 | Bare Steel | Pressurized
800062 | 3 | [5 empty] | Removed from Ground | Gas (Historical Use) | 5000 | Cathodically Protected Steel | 1965-01-01 | Bare Steel | Pressurized
800062 | 4 | [5 empty] | Removed from Ground | Diesel | 5000 | Cathodically Protected Steel | 1965-01-01 | Bare Steel | Pressurized
800062 | 5 |  |  | no |  | no | Removed from Ground | Used Oil | 1000 | Unknown | 2008-04-07 | Unknown
800063 | 1 | [5 empty] | Removed from Ground | Gas (Historical Use) | 4000 | Bare Steel | 1980-06-18 | Galvanized Steel
800063 | 2 | [5 empty] | Removed from Ground | Gas (Historical Use) | 2000 | Bare Steel | 1980-06-18 | Bare Steel
800065 | 1 | [5 empty] | Removed from Ground | Gas (Historical Use) | 4000 | Bare Steel | 1971-05-17 | Galvanized Steel | Safe Suction (Euro)
800065 | 2 | [5 empty] | Removed from Ground | Gas (Historical Use) | 3000 | Bare Steel | 1971-05-17 | Galvanized Steel | Safe Suction (Euro)
800065 | 3 | [5 empty] | Removed from Ground | Gas (Historical Use) | 3000 | Bare Steel | 1971-05-17 | Galvanized Steel | Safe Suction (Euro)
800065 | 4 | [5 empty] | Removed from Ground | Gas (Historical Use) | 4000 | Bare Steel | 1971-05-17 | Galvanized Steel | Safe Suction (Euro)
800065 | 5 | [5 empty] | Removed from Ground | Diesel | 4000 | Bare Steel | 1971-05-17 | Galvanized Steel | Safe Suction (Euro)
800067 | 1 | [5 empty] | Removed from Ground | Gas (Historical Use) | 2000 | Bare Steel | 1980-05-29 | Galvanized Steel | Suction (American)
800067 | 2 | [5 empty] | Removed from Ground | Used Oil | 0 | Not Marked/Unknown | 1998-05-11 | Not Marked
800068 | 1 | [5 empty] | Removed from Ground | Diesel | 1000 | Bare Steel | 1996-04-25 | Galvanized Steel
800068 | 2 | [5 empty] | Removed from Ground | Gas (Historical Use) | 300 | Bare Steel | 1996-04-25 | Galvanized Steel
800071 | 1 | [5 empty] | Removed from Ground | Other | 150 | Bare Steel | 1971-05-12 | Galvanized Steel
80047 | 1 | [5 empty] | Removed from Ground | Gas (Historical Use) | 550 | Bare Steel | 1980-05-09 | Galvanized Steel
802000 | 1 |  | 1997-04-21 |  | 1997-04-21 |  | Removed from Ground | Gas (Historical Use) | 6000 | Cathodically Protected Steel | 1987-11-04 | Fiberglass Reinforced Plastic | Pressurized
802000 | 2 |  | 1997-04-21 |  | 1997-04-21 |  | Removed from Ground | Gas (Historical Use) | 6000 | Cathodically Protected Steel | 1987-11-04 | Fiberglass Reinforced Plastic | Pressurized
802000 | 3 |  | 1997-04-21 |  | 1997-04-21 |  | Removed from Ground | Gas (Historical Use) | 6000 | Cathodically Protected Steel | 1987-11-04 | Fiberglass Reinforced Plastic | Pressurized
802000 | 4 |  | 1997-04-21 |  | 1997-04-21 |  | Removed from Ground | Other | 6000 | Cathodically Protected Steel | 1987-11-04 | Fiberglass Reinforced Plastic | Pressurized
802000 | 5 |  | 1997-04-21 |  | 1997-04-21 |  | Removed from Ground | Other | 2000 | Cathodically Protected Steel | 1987-11-04 | Fiberglass Reinforced Plastic | Pressurized
810002 | 1 | [5 empty] | Removed from Ground | Gas (Historical Use) | 2000 | Bare Steel | 1974-04-25 | Galvanized Steel
810002 | 2 | [5 empty] | Removed from Ground | Diesel | 560 | Bare Steel | 1956-04-29 | Galvanized Steel
810002 | 3 |  | 1990-01-01 |  | 1990-01-01 |  | Removed from Ground | Gas (Historical Use) | 2000 | Galvanic (STIP-3) | 1990-01-01 | Cathodically Protected | Safe Suction (Euro)
810002 | 4 |  | 1990-01-01 |  | 1990-01-01 |  | Removed from Ground | Diesel | 1000 | Galvanic (STIP-3) | 1990-01-01 | Cathodically Protected | Safe Suction (Euro)
810003 | 1 | [5 empty] | Removed from Ground | Gas (Historical Use) | 1000 | Cathodically Protected Steel | 1980-04-18 | Cathodically Protected
810003 | 2 |  |  | yes |  | yes | Removed from Ground | Used Oil | 150 | Bare Steel | 1981-04-18 | Not Marked
810003 | 3 |  |  | yes |  | yes | Removed from Ground | Used Oil | 150 | Bare Steel | 1981-04-18 | Not Marked
810005 | 1 | Flapper Valve | 1997-04-15 | no | 1997-04-15 | no | Currently in Use | Gas (Historical Use) | 10000 | Steel-Impressed Current | 1967-04-01 | Flex | Pressurized
810005 | 2 | Flapper Valve | 1997-04-15 | no | 1997-04-15 | no | Currently in Use | Gas (Historical Use) | 5000 | Steel-Impressed Current | 1967-04-01 | Flex | Pressurized
810005 | 3 | Flapper Valve | 1977-04-15 | no | 1997-04-15 | no | Currently in Use | Gas (Historical Use) | 10000 | Steel-Impressed Current | 1967-04-01 | Flex | Pressurized
810005 | 4 | Flapper Valve | 1997-04-15 | no | 1997-04-15 | no | Currently in Use | Diesel | 10000 | Steel-Impressed Current | 1981-06-01 | Flex | Pressurized
810005 | 5 |  |  | yes |  | yes | Removed from Ground | Used Oil | 550 | Steel-Impressed Current | 1967-04-01 | Flex
810006 | 1 | [5 empty] | Permanently Out of Use - historical purposes | Gas (Historical Use) | 550 | Bare Steel | 1965-03-10 | Galvanized Steel
810007 | 1 | [5 empty] | Permanently Out of Use - historical purposes | Diesel | 6000 | Bare Steel | 1958-01-28 | Copper
810007 | 2 | [5 empty] | Currently in Use | Other | 500 | Bare Steel | 1958-01-28 | Bare Steel
810009 | 1 | [5 empty] | Removed from Ground | Diesel | 1000 | Bare Steel | 1966-02-18 | Galvanized Steel
810009 | 2 | [5 empty] | Removed from Ground | Gas (Historical Use) | 500 | Bare Steel | 1966-02-18 | Galvanized Steel
810010 | 1 |  |  | no |  | no | Removed from Ground | Gas (Historical Use) | 10000 | Bare Steel | 1979-02-21 | Galvanized Steel
810010 | 1A | Flapper Valve | 1989-06-01 | no | 1989-06-01 | no | Currently in Use | Premium | 8000 | Steel-Impressed Current | 1989-06-29 | Fiberglass Reinforced Plastic | Pressurized
810010 | 2 |  |  | no |  | no | Removed from Ground | Gas (Historical Use) | 10000 | Bare Steel | 1979-02-21 | Galvanized Steel
810010 | 2A | Ball Float | 1989-06-01 | no | 1989-06-01 | no | Currently in Use | Regular | 8000 | Steel-Impressed Current | 1989-06-29 | Fiberglass Reinforced Plastic | Pressurized
810010 | 3 |  |  | no |  | no | Removed from Ground | Gas (Historical Use) | 2000 | Bare Steel | 1933-03-04 | Galvanized Steel
810010 | 3A | Flapper Valve | 1989-07-10 | no | 1989-07-10 | no | Currently in Use | Regular | 8000 | Steel-Impressed Current | 1989-06-29 | Fiberglass Reinforced Plastic | Pressurized
810010 | 4A | Flapper Valve | 1994-02-10 | no | 1994-02-10 | no | Currently in Use | Kerosene | 1000 | Steel-Impressed Current | 1989-06-29 | Fiberglass Reinforced Plastic | Safe Suction (Euro)
810011 | 1 | [5 empty] | Removed from Ground | Diesel | 500 | Bare Steel | 1966-04-16 | Bare Steel
810011 | 2 | [5 empty] | Removed from Ground | Diesel | 500 | Bare Steel | 1966-04-16 | Bare Steel
810012 | 1 | [5 empty] | Removed from Ground | Diesel | 12000 | Bare Steel | 1980-01-03 | Galvanized Steel
810012 | 2 | [5 empty] | Removed from Ground | Gas (Historical Use) | 8000 | Bare Steel | 1978-01-03 | Galvanized Steel
810013 | 1 | [5 empty] | Removed from Ground | Gas (Historical Use) | 1000 | Bare Steel | 1975-01-04 | Galvanized Steel
810013 | 2 | [5 empty] | Removed from Ground | Gas (Historical Use) | 1000 | Bare Steel | 1975-01-04 | Galvanized Steel
810013 | 3 | [5 empty] | Removed from Ground | Gas (Historical Use) | 1000 | Bare Steel | 1975-01-04 | Galvanized Steel
810014 | 1 | [5 empty] | Removed from Ground | Gas (Historical Use) | 2000 | Bare Steel | 1981-04-23 | Galvanized Steel
810015 | 1 | [5 empty] | Removed from Ground | Diesel | 1000 | Bare Steel | 1978-04-06 | Galvanized Steel
810015 | 2 | [5 empty] | Removed from Ground | Gas (Historical Use) | 10000 | Bare Steel | 1982-04-05 | Fiberglass Reinforced Plastic | Pressurized
810016 | 10216-1 | [5 empty] | Removed from Ground | Gas (Historical Use) | 500 | Bare Steel | 1966-05-04 | Galvanized Steel
810016 | 216D1 | [5 empty] | Removed from Ground | Diesel | 2000 | Cathodically Protected Steel | 1988-08-01 | Cathodically Protected | Suction (American)
810016 | 216G1 | [5 empty] | Removed from Ground | Gas (Historical Use) | 1000 | Bare Steel | 1982-04-30 | Galvanized Steel | Suction (American)
810017 | 1 | [5 empty] | Closed in Ground | Gas (Historical Use) | 540 | Bare Steel | 1961-05-05 | Galvanized Steel
810017 | 2 | [5 empty] | Closed in Ground | Diesel | 500 | Bare Steel | 1961-05-05 | Galvanized Steel
810018 | 245G1 | [5 empty] | Removed from Ground | Gas (Historical Use) | 552 | Bare Steel | 1971-05-03 | Galvanized Steel | Suction (American)
810019 | 1 | [5 empty] | Removed from Ground | Gas (Historical Use) | 1000 | Bare Steel | 1979-04-12 | Unknown
810019 | 2 | [5 empty] | Removed from Ground | Gas (Historical Use) | 8000 | Bare Steel | 1979-04-12 | Unknown
810019 | 3 | [5 empty] | Removed from Ground | Diesel | 10000 | Bare Steel | 1979-04-12 | Unknown
810019 | 4 | [5 empty] | Removed from Ground | Empty | 500 | Bare Steel | 1960-04-16 | Unknown
810019 | 5 | [5 empty] | Removed from Ground | Empty | 500 | Bare Steel | 1960-04-16 | Unknown
810020 | 1 | [5 empty] | Removed from Ground | Gas (Historical Use) | 550 | Bare Steel | 1965-04-15 | Unknown
810021 | 1 | [5 empty] | Removed from Ground | Diesel | 550 | Bare Steel | 1940-04-21 | Fiberglass Reinforced Plastic
810021 | 2 | [5 empty] | Removed from Ground | Diesel | 550 | Bare Steel | 1960-04-16 | Fiberglass Reinforced Plastic
810023 | 1 | Flapper Valve | 1996-04-01 | no | 1996-04-01 | no | Currently in Use | Regular | 10000 | Steel-Impressed Current | 1985-05-01 | Fiberglass Reinforced Plastic | Pressurized
810023 | 2 | Flapper Valve | 1996-04-01 | no | 1996-04-01 | no | Currently in Use | Regular | 10000 | Steel-Impressed Current | 1985-05-01 | Fiberglass Reinforced Plastic | Pressurized
810023 | 3 | Flapper Valve | 1996-04-01 | no | 1996-04-01 | no | Currently in Use | Premium | 10000 | Steel-Impressed Current | 1985-05-01 | Fiberglass Reinforced Plastic | Pressurized
810023 | 4 | Flapper Valve | 1996-04-01 | no | 1996-04-01 | no | Currently in Use | Diesel | 10000 | Steel-Impressed Current | 1985-05-01 | Fiberglass Reinforced Plastic | Pressurized
810024 | 1 | Flapper Valve | 1996-05-01 | no | 1996-05-01 | no | Temporarily out of use | Diesel | 10000 | Steel-Impressed Current | 1983-05-02 | Fiberglass Reinforced Plastic | Pressurized
810024 | 2 | Flapper Valve | 1996-05-01 | no | 1996-05-01 | no | Temporarily out of use | Gas (Historical Use) | 10000 | Steel-Impressed Current | 1983-05-02 | Fiberglass Reinforced Plastic | Pressurized
810024 | 3 | Flapper Valve | 1996-05-01 | no | 1996-05-01 | no | Currently in Use | Premium | 10000 | Steel-Impressed Current | 1983-05-02 | Fiberglass Reinforced Plastic | Pressurized
810024 | 4 | Flapper Valve | 1996-05-01 | no | 1996-05-01 | no | Currently in Use | Regular | 10000 | Steel-Impressed Current | 1983-05-02 | Fiberglass Reinforced Plastic | Pressurized
810025 | 1 | [5 empty] | Removed from Ground | Gas (Historical Use) | 10000 | Bare Steel | 1981-04-09 | Galvanized Steel
810030 | 1 | [5 empty] | Removed from Ground | Gas (Historical Use) | 1000 | Bare Steel | 1986-05-06 | Galvanized Steel
810030 | 2 | [5 empty] | Removed from Ground | Empty | 1000 | Bare Steel | 1986-05-06 | Galvanized Steel
810030 | 3 | [5 empty] | Removed from Ground | Gas (Historical Use) | 500 | Bare Steel | 1986-05-06 | Galvanized Steel
810031 | 1 | [5 empty] | Removed from Ground | Gas (Historical Use) | 3000 | Bare Steel | 1986-05-06 | Galvanized Steel
810031 | 2 | [5 empty] | Removed from Ground | Gas (Historical Use) | 2000 | Bare Steel | 1986-05-06 | Galvanized Steel
810031 | 3 | [5 empty] | Removed from Ground | Gas (Historical Use) | 2000 | Bare Steel | 1986-05-06 | Galvanized Steel
810032 | 1 | [5 empty] | Removed from Ground | Gas (Historical Use) | 2000 | Bare Steel | 1993-11-05 | Galvanized Steel | Suction (American)
810032 | 2 | [5 empty] | Removed from Ground | Gas (Historical Use) | 2000 | Bare Steel | 1993-11-05 | Galvanized Steel | Suction (American)
810032 | 3 | [5 empty] | Removed from Ground | Gas (Historical Use) | 1000 | Bare Steel | 1993-11-05 | Galvanized Steel | Suction (American)
810033 | 1 |  | 1995-03-01 |  | 1995-03-01 |  | Removed from Ground | Gas (Historical Use) | 3000 | Bare Steel | 1986-05-06 | Galvanized Steel | Pressurized
810033 | 2 |  | 1995-03-01 |  | 1995-03-01 |  | Removed from Ground | Gas (Historical Use) | 3000 | Bare Steel | 1986-05-06 | Galvanized Steel | Pressurized
810033 | 3 |  | 1995-03-01 |  | 1995-03-01 |  | Removed from Ground | Gas (Historical Use) | 3000 | Bare Steel | 1986-05-06 | Galvanized Steel | Pressurized
810036 | 1 |  | 1997-10-01 |  | 1997-10-01 |  | Removed from Ground | Gas (Historical Use) | 4000 | Steel-Impressed Current | 1986-05-06 | Galvanized Steel | Pressurized
810036 | 2 |  | 1997-10-01 |  | 1997-10-01 |  | Removed from Ground | Diesel | 4000 | Steel-Impressed Current | 1986-05-06 | Galvanized Steel | Pressurized
810037 | 1 | [5 empty] | Removed from Ground | Gas (Historical Use) | 6000 | Bare Steel | 1986-05-06 | Galvanized Steel
810037 | 2 | [5 empty] | Removed from Ground | Gas (Historical Use) | 4000 | Bare Steel | 1986-05-06 | Galvanized Steel
810038 | 1 | [5 empty] | Removed from Ground | Gas (Historical Use) | 2000 | Bare Steel | 1986-05-06 | Galvanized Steel | Safe Suction (Euro)
810038 | 2 | [5 empty] | Removed from Ground | Gas (Historical Use) | 1000 | Bare Steel | 1986-05-06 | Galvanized Steel | Safe Suction (Euro)
810038 | 3 | [5 empty] | Removed from Ground | Gas (Historical Use) | 1000 | Bare Steel | 1986-05-06 | Galvanized Steel | Safe Suction (Euro)
810038 | 4 | [5 empty] | Removed from Ground | Gas (Historical Use) | 1000 | Bare Steel | 1986-05-06 | Galvanized Steel | Suction (American)
810039 | 1 | Flapper Valve | 1998-10-08 | no | 1998-10-08 | no | Currently in Use | Regular | 10000 | Steel-Impressed Current | 1984-05-01 | Fiberglass Reinforced Plastic | Pressurized
810039 | 2 | Flapper Valve | 1998-10-08 | no | 1998-10-08 | no | Currently in Use | Premium | 10000 | Steel-Impressed Current | 1984-05-01 | Fiberglass Reinforced Plastic | Pressurized
810039 | 3 | Flapper Valve | 1998-10-08 | no | 1998-10-08 | no | Currently in Use | Diesel | 6000 | Steel-Impressed Current | 1984-05-01 | Fiberglass Reinforced Plastic | Pressurized
810040 | 1 | [5 empty] | Removed from Ground | Gas (Historical Use) | 8000 | Bare Steel | 1978-05-09 | Galvanized Steel | Pressurized
810040 | 2 | [5 empty] | Removed from Ground | Gas (Historical Use) | 4000 | Bare Steel | 1978-05-09 | Galvanized Steel | Pressurized
810040 | 3 | [5 empty] | Removed from Ground | Gas (Historical Use) | 4000 | Bare Steel | 1978-05-09 | Galvanized Steel | Pressurized
810040 | 4 | [5 empty] | Removed from Ground | Gas (Historical Use) | 550 | Bare Steel | 1978-05-09 | Galvanized Steel | Pressurized
810040 | 5 | [5 empty] | Removed from Ground | Diesel | 550 | Bare Steel | 1980-05-08 | Galvanized Steel
810041 | 1 | [5 empty] | Removed from Ground | Diesel | 2000 | Bare Steel | 1981-05-08 | Galvanized Steel
810041 | 2 | [5 empty] | Removed from Ground | Diesel | 550 | Bare Steel | 1980-05-08 | Galvanized Steel
810041 | 3 | [5 empty] | Removed from Ground | Gas (Historical Use) | 550 | Bare Steel | 1980-05-08 | Galvanized Steel
810041 | 4 |  | 1998-06-24 |  | 1998-06-24 |  | Removed from Ground | Gas (Historical Use) | 1000 | Composite | 1998-06-23 | Fiberglass Reinforced Plastic | Safe Suction (Euro)
810041 | 5 |  | 1998-06-24 |  | 1998-06-24 |  | Removed from Ground | Diesel | 4000 | Composite | 1998-06-23 | Fiberglass Reinforced Plastic | Safe Suction (Euro)
810042 | 1 | [5 empty] | Removed from Ground | Gas (Historical Use) | 1000 | Bare Steel | 1980-05-08 | Galvanized Steel
810043 | 1 |  |  | no |  | no | Removed from Ground | Gas (Historical Use) | 1000 | Bare Steel | 1974-05-10 | Galvanized Steel
810043 | 2 |  |  | no |  | no | Removed from Ground | Gas (Historical Use) | 2000 | Bare Steel | 1974-05-10 | Galvanized Steel | Suction (American)
810043 | 3 |  |  | no |  | no | Removed from Ground | Gas (Historical Use) | 4000 | Bare Steel | 1984-05-07 | Galvanized Steel | Suction (American)
810043 | 4 |  |  | no |  | no | Removed from Ground | Gas (Historical Use) | 8000 | Bare Steel | 1974-05-10 | Galvanized Steel | Suction (American)
810043 | 5 | Flapper Valve | 1998-01-01 | no | 1998-01-01 | no | Currently in Use | Regular | 2000 | Composite | 1998-01-01 | Fiberglass Reinforced Plastic | Safe Suction (Euro)
810043 | 6 | Flapper Valve | 1998-01-01 | no | 1998-01-01 | no | Currently in Use | Diesel | 1000 | Composite | 1998-01-01 | Fiberglass Reinforced Plastic | Safe Suction (Euro)
810044 | 1 |  | 1999-05-07 |  | 1999-05-07 |  | Removed from Ground | Diesel | 10000 | Steel-Impressed Current | 1979-05-08 | Steel (Impressed Current) | Safe Suction (Euro)
810044 | 2 |  | 1999-05-07 |  | 1999-05-07 |  | Removed from Ground | Gas (Historical Use) | 10000 | Steel-Impressed Current | 1979-05-08 | Steel (Impressed Current) | Safe Suction (Euro)
810045 | 1 | [5 empty] | Closed in Ground | Gas (Historical Use) | 1000 | Bare Steel | 1979-05-09 | Galvanized Steel
810045 | 2 | [5 empty] | Closed in Ground | Gas (Historical Use) | 1000 | Bare Steel | 1979-05-09 | Galvanized Steel
810047 | 1 | [5 empty] | Removed from Ground | Gas (Historical Use) | 550 | Bare Steel | 1976-05-09 | Galvanized Steel
810047 | 2 | [5 empty] | Removed from Ground | Diesel | 6000 | Bare Steel | 1980-05-08 | Galvanized Steel
810048 | 1 | [5 empty] | Removed from Ground | Gas (Historical Use) | 10000 | Bare Steel | 1978-05-09 | Galvanized Steel
810048 | 2 | [5 empty] | Removed from Ground | Gas (Historical Use) | 4000 | Bare Steel | 1978-05-09 | Galvanized Steel
810048 | 3 | [5 empty] | Removed from Ground | Gas (Historical Use) | 10000 | Bare Steel | 1978-05-09 | Galvanized Steel
810049 | 1 |  |  | no |  | no | Removed from Ground | Gas (Historical Use) | 10000 |  | 1979-05-09 | Fiberglass Reinforced Plastic | Suction (American)
810049 | 2 |  |  | no |  | no | Removed from Ground | Gas (Historical Use) | 2000 | Bare Steel | 1977-05-09 | Galvanized Steel
810049 | 3 |  |  | no |  | no | Removed from Ground | Gas (Historical Use) | 2000 | Bare Steel | 1977-05-09 | Galvanized Steel
810049 | 4 |  |  | no |  | no | Removed from Ground | Diesel | 12000 |  | 1982-05-08 | Fiberglass Reinforced Plastic | Suction (American)
810049 | 5 | Flapper Valve | 1993-12-01 | no | 1993-12-01 | no | Currently in Use | Diesel | 3000 | Composite | 1993-12-01 | Fiberglass Reinforced Plastic | Safe Suction (Euro)
810049 | 6 | Flapper Valve | 1998-05-01 | no | 1998-05-01 | no | Currently in Use | Gas (Historical Use) | 1000 | Composite | 1998-05-01 | Fiberglass Reinforced Plastic | Safe Suction (Euro)
810049 | 7 | Flapper Valve | 1998-05-01 | no | 1998-05-01 | no | Currently in Use | Diesel | 8000 | Composite | 1998-05-01 | Fiberglass Reinforced Plastic | Safe Suction (Euro)
810049 | 8A | Flapper Valve | 2012-02-01 | no | 2012-02-01 | no | Currently in Use | Gas (Historical Use) | 10000 | Fiberglass Double Walled | 2012-02-01 | Double-Walled Fiberglass | Pressurized
810049 | 8B | Flapper Valve | 2012-02-01 | no | 2012-02-01 | no | Currently in Use | Gas (Historical Use) | 10000 | Fiberglass Double Walled | 2012-02-01 | Double-Walled Fiberglass | Pressurized
810049 | 8C | Flapper Valve | 2012-02-01 | no | 2012-02-01 | no | Currently in Use | Gas (Historical Use) | 6000 | Fiberglass Double Walled | 2012-02-01 | Double-Walled Fiberglass | Pressurized
810049 | 9A | Flapper Valve | 2012-02-01 | no | 2012-02-01 | no | Currently in Use | Diesel | 20000 | Fiberglass Double Walled | 2012-02-01 | Double-Walled Fiberglass | Pressurized
810049 | 9B | Flapper Valve | 2012-02-01 | no | 2012-02-01 | no | Currently in Use | Diesel | 6000 | Fiberglass Double Walled | 2012-02-01 | Double-Walled Fiberglass | Pressurized
810050 | 1 | [5 empty] | Closed in Ground | Gas (Historical Use) | 550 | Bare Steel | 1982-05-08 | Galvanized Steel | Suction (American)
810050 | 2 | [5 empty] | Closed in Ground | Diesel | 550 | Bare Steel | 1982-05-08 | Galvanized Steel | Suction (American)
810051 | 1 |  | 1998-06-01 | no | 1998-06-01 | no | Temporarily out of use | Gas (Historical Use) | 3000 | Steel-Impressed Current | 1974-05-10 | Steel (Impressed Current) | Pressurized
810051 | 2 |  | 1998-06-01 | no | 1998-06-01 | no | Temporarily out of use | Gas (Historical Use) | 3000 | Steel-Impressed Current | 1974-05-10 | Steel (Impressed Current) | Pressurized
810051 | 3 |  | 1998-06-01 | no | 1998-06-01 | no | Temporarily out of use | Gas (Historical Use) | 3000 | Steel-Impressed Current | 1974-05-10 | Steel (Impressed Current) | Pressurized
810051 | 4 |  | 1998-06-01 | no | 1998-06-01 | no | Temporarily out of use | Gas (Historical Use) | 3000 | Steel-Impressed Current | 1974-05-10 | Steel (Impressed Current) | Pressurized
810051 | 5 |  | 1998-06-01 | no | 1998-06-01 | no | Temporarily out of use | Gas (Historical Use) | 6000 | Steel-Impressed Current | 1981-05-08 | Steel (Impressed Current) | Safe Suction (Euro)
810051 | 6 |  | 1998-06-01 | no | 1998-06-01 | no | Temporarily out of use | Diesel | 2000 | Steel-Impressed Current | 1990-01-01 | Steel (Impressed Current) | Safe Suction (Euro)
810052 | 1 | [5 empty] | Removed from Ground | Gas (Historical Use) | 1000 | Bare Steel | 1977-05-09 | Galvanized Steel
810052 | 2 | [5 empty] | Removed from Ground | Gas (Historical Use) | 550 | Bare Steel | 1977-05-09 | Galvanized Steel
810052 | 3 | [5 empty] | Removed from Ground | Gas (Historical Use) | 1000 | Bare Steel | 1977-05-09 | Galvanized Steel
810052 | 4 |  | 1998-07-01 |  | 1998-07-01 |  | Temporarily out of use | Gas (Historical Use) | 1000 | Epoxy | 1998-07-01 | Fiberglass Reinforced Plastic | Suction (American)
810052 | 5 |  | 1998-07-01 |  | 1998-07-01 |  | Temporarily out of use | Gas (Historical Use) | 1000 | Epoxy | 1998-07-01 | Fiberglass Reinforced Plastic | Suction (American)
810053 | 1 |  | 1997-09-01 | no | 1997-09-01 | no | Currently in Use | Regular | 10000 | Steel-Impressed Current | 1981-05-06 | Steel (Impressed Current) | Pressurized
810053 | 2 | Flapper Valve | 1997-09-01 | no | 1997-09-01 | no | Temporarily out of use | Gas (Historical Use) | 10000 | Steel-Impressed Current | 1981-05-06 | Steel (Impressed Current) | Pressurized
810053 | 3 |  | 1997-09-01 | no | 1997-09-01 | no | Currently in Use | Regular | 10000 | Steel-Impressed Current | 1981-05-06 | Steel (Impressed Current) | Pressurized
810053 | 4 |  | 1997-09-01 | no | 1997-09-01 | no | Currently in Use | Regular | 10000 | Steel-Impressed Current | 1981-05-06 | Steel (Impressed Current) | Pressurized
810053 | 5 |  | 1997-09-01 | no | 1997-09-01 | no | Currently in Use | Diesel | 10000 | Steel-Impressed Current | 1981-05-06 | Steel (Impressed Current) | Pressurized
810054 | 1 | Flapper Valve | 1996-02-14 | no | 1996-02-14 | no | Currently in Use | Regular | 8000 | Steel-Impressed Current | 1981-05-09 | Steel (Impressed Current) | Safe Suction (Euro)
810054 | 2 | Flapper Valve | 1996-02-14 | no | 1996-02-14 | no | Currently in Use | Gas (Historical Use) | 8000 | Steel-Impressed Current | 1981-05-09 | Steel (Impressed Current) | Safe Suction (Euro)
810054 | 3 | Flapper Valve | 1996-02-14 | no | 1996-02-14 | no | Currently in Use | Gas (Historical Use) | 6000 | Steel-Impressed Current | 1981-05-09 | Steel (Impressed Current) | Safe Suction (Euro)
810055 | 1 | [5 empty] | Removed from Ground | Gas (Historical Use) | 10000 | Cathodically Protected Steel | 1965-05-06 | Bare Steel
810055 | 2 | [5 empty] | Removed from Ground | Diesel | 20000 | Cathodically Protected Steel | 1965-05-06 | Bare Steel
810055 | 3 | [5 empty] | Removed from Ground | Diesel | 20000 | Cathodically Protected Steel | 1965-05-06 | Bare Steel
810056 | DUMMY | [5 empty] | Permanently Out of Use - historical purposes | Other | 1 | Not Marked/Unknown |  | Not Marked
810058 | 1 |  |  | no |  | no | Removed from Ground | Gas (Historical Use) | 6000 | Bare Steel | 1976-05-03 | Galvanized Steel
810058 | 2 |  |  | no |  | no | Removed from Ground | Gas (Historical Use) | 6000 | Bare Steel | 1976-05-03 | Galvanized Steel
810058 | 3 | Flapper Valve | 1994-02-03 | no | 1994-02-03 | no | Currently in Use | Gas (Historical Use) | 10000 | Fiberglass | 1994-02-03 | Fiberglass Reinforced Plastic | Pressurized
810058 | 4 | Flapper Valve | 1994-02-03 | no | 1994-02-03 | no | Currently in Use | Gas (Historical Use) | 6000 | Fiberglass | 1994-02-03 | Fiberglass Reinforced Plastic | Pressurized
810058 | 5 | Flapper Valve | 1994-02-03 | no | 1994-02-03 | no | Currently in Use | Diesel | 10000 | Fiberglass | 1994-02-03 | Fiberglass Reinforced Plastic | Pressurized
810060 | 1 | [5 empty] | Removed from Ground | Gas (Historical Use) | 2000 | Bare Steel | 1980-05-09 | Galvanized Steel
810060 | 2 | [5 empty] | Removed from Ground | Diesel | 7500 | Bare Steel | 1947-05-18 | Galvanized Steel
810061 | 1 | [5 empty] | Removed from Ground | Gas (Historical Use) | 8000 | Bare Steel | 1977-05-05 | Galvanized Steel | Suction (American)
810061 | 2 | [5 empty] | Removed from Ground | Gas (Historical Use) | 5000 | Bare Steel | 1997-05-05 | Galvanized Steel | Safe Suction (Euro)
810061 | 3 | [5 empty] | Removed from Ground | Gas (Historical Use) | 5000 | Bare Steel | 1997-05-05 | Galvanized Steel | Safe Suction (Euro)
810063 | 1 | [5 empty] | Removed from Ground | Diesel | 8000 | Bare Steel | 1974-05-11 | Galvanized Steel
810063 | 2 | [5 empty] | Removed from Ground | Gas (Historical Use) | 8000 | Bare Steel | 1974-05-11 | Galvanized Steel
810065 | 1 | [5 empty] | Removed from Ground | Empty | 2000 | Bare Steel | 1954-01-29 | Galvanized Steel
810065 | 2 | [5 empty] | Removed from Ground | Empty | 2000 | Bare Steel | 1976-01-24 | Galvanized Steel
810065 | 3 |  | 1993-01-01 |  | 1993-01-01 |  | Currently in Use | Diesel | 6000 | Galvanic (STIP-3) | 1993-01-01 | Fiberglass Reinforced Plastic | Safe Suction (Euro)
810066 | 1 | [5 empty] | Removed from Ground | Diesel | 10000 | Cathodically Protected Steel | 1986-01-01 | Bare Steel | Suction (American)
810066 | 2 | [5 empty] | Permanently Out of Use - historical purposes | Gas (Historical Use) | 8000 | Unknown |  | Unknown
810066 | 3 | [5 empty] | Permanently Out of Use - historical purposes | Gas (Historical Use) | 8000 | Unknown |  | Unknown
810067 | 1 | [5 empty] | Permanently Out of Use - historical purposes | Diesel | 3000 | Bare Steel | 1981-05-09 | Galvanized Steel
810070 | 4 | [5 empty] | Removed from Ground | Empty | 10000 | Bare Steel | 1982-01-01 | Galvanized Steel
810071 | 1 | [5 empty] | Removed from Ground | Empty | 3000 | Bare Steel | 1958-01-28 | Copper
810071 | 2 | [5 empty] | Removed from Ground | Gas (Historical Use) | 10000 | Bare Steel | 1972-01-25 | Galvanized Steel
810071 | 3 | [5 empty] | Removed from Ground | Gas (Historical Use) | 4000 | Bare Steel | 1966-01-26 | Galvanized Steel
810071 | 4 | [5 empty] | Removed from Ground | Diesel | 3000 | Bare Steel | 1985-01-21 | Galvanized Steel
810071 | 5 | [5 empty] | Permanently Out of Use - historical purposes | Gas (Historical Use) | 10000 | Bare Steel | 1972-01-25 | Galvanized Steel
810072 | 1 | Flapper Valve | 1999-01-29 | no | 1999-01-29 | no | Currently in Use | Regular | 3000 | Steel-Impressed Current | 1979-05-03 | Steel (Impressed Current) | Suction (American)
810072 | 2 |  | 1999-01-29 | no | 1999-01-29 | no | Temporarily out of use | Empty | 3000 | Steel-Impressed Current | 1979-05-03 | Steel (Impressed Current) | TOU
820001 | 1 |  | 1998-11-01 |  | 1998-11-01 |  | Currently in Use | Gas (Historical Use) | 8000 | Cathodically Protected Steel | 1966-04-22 | Steel (Impressed Current) | Safe Suction (Euro)
820001 | 2 |  | 1998-11-01 |  | 1998-11-01 |  | Currently in Use | Diesel | 4000 | Cathodically Protected Steel | 1966-04-22 | Steel (Impressed Current) | Safe Suction (Euro)
820002 | 1 | [5 empty] | Removed from Ground | Gas (Historical Use) | 20000 | Bare Steel | 1983-02-28 | Galvanized Steel | Suction (American)
820003 | 1 | [5 empty] | Removed from Ground | Kerosene | 9000 | Bare Steel | 1960-01-17 | Galvanized Steel
820005 | 1 | [5 empty] | Removed from Ground | Gas (Historical Use) | 8000 | Bare Steel | 1959-12-03 | Galvanized Steel | Safe Suction (Euro)
820005 | 2 | [5 empty] | Permanently Out of Use - historical purposes | Diesel | 1000 | Bare Steel | 1951-12-05 | Galvanized Steel
820006 | 1 |  | 1990-03-01 |  | 1990-03-01 |  | Currently in Use | Gas (Historical Use) | 2000 | Galvanic (STIP-3) | 1990-03-15 | Galvanized Steel | Safe Suction (Euro)
820006 | 2 |  | 1990-03-01 |  | 1990-03-01 |  | Currently in Use | Gas (Historical Use) | 2000 | Galvanic (STIP-3) | 1990-03-15 | Galvanized Steel | Safe Suction (Euro)
820006 | 3 |  | 1990-03-01 |  | 1990-03-01 |  | Currently in Use | Gas (Historical Use) | 2000 | Galvanic (STIP-3) | 1990-03-15 | Galvanized Steel | Safe Suction (Euro)
820006 | A | [5 empty] | Removed from Ground | Gas (Historical Use) | 1000 | Not Marked/Unknown | 1990-03-13 | Not Marked
820006 | B | [5 empty] | Removed from Ground | Gas (Historical Use) | 1000 | Not Marked/Unknown | 1990-03-13 | Not Marked
820006 | C | [5 empty] | Removed from Ground | Gas (Historical Use) | 1000 | Not Marked/Unknown | 1990-03-13 | Not Marked
820006 | D | [5 empty] | Removed from Ground | Gas (Historical Use) | 500 | Not Marked/Unknown | 1990-03-13 | Not Marked
820007 | 1 | [5 empty] | Removed from Ground | Diesel | 3500 | Bare Steel | 1976-03-19 | Galvanized Steel
820007 | 2 | [5 empty] | Removed from Ground | Diesel | 10000 | Bare Steel | 1978-03-19 | Galvanized Steel
820007 | 3 | [5 empty] | Removed from Ground | Diesel | 20000 | Bare Steel | 1979-03-19 | Galvanized Steel
820008 | 1 | [5 empty] | Removed from Ground | Gas (Historical Use) | 2000 | Bare Steel | 1966-04-27 | Galvanized Steel
820008 | 2 | [5 empty] | Removed from Ground | Diesel | 500 | Bare Steel | 1966-04-27 | Galvanized Steel
820008 | 3 |  | 1990-01-01 |  | 1990-01-01 |  | Removed from Ground | Diesel | 550 | Galvanic (STIP-3) | 1990-01-01 | Cathodically Protected | Safe Suction (Euro)
820008 | 4 |  | 1990-01-01 |  | 1990-01-01 |  | Removed from Ground | Gas (Historical Use) | 1000 | Galvanic (STIP-3) | 1990-01-01 | Cathodically Protected | Safe Suction (Euro)
820010 | 10219-1 | [5 empty] | Removed from Ground | Gas (Historical Use) | 520 | Bare Steel | 1966-05-04 | Unknown
820010 | 219D1 | [5 empty] | Removed from Ground | Diesel | 2000 | Cathodically Protected Steel | 1987-01-01 | Galvanized Steel | Suction (American)
820010 | 219G1 | [5 empty] | Removed from Ground | Gas (Historical Use) | 2000 | Cathodically Protected Steel | 1987-01-01 | Galvanized Steel | Suction (American)
820011 | 1 | [5 empty] | Removed from Ground | Gas (Historical Use) | 550 | Bare Steel | 1958-04-17 | Unknown
820013 | 1 | [5 empty] | Removed from Ground | Gas (Historical Use) | 4000 | Bare Steel | 1976-05-02 | Galvanized Steel
820013 | 2 | [5 empty] | Removed from Ground | Gas (Historical Use) | 4000 | Bare Steel | 1976-05-02 | Galvanized Steel
820015 | 1 | [5 empty] | Permanently Out of Use - historical purposes | Gas (Historical Use) | 3000 | Bare Steel | 1971-05-04 | Galvanized Steel | Suction (American)
820015 | 2 | [5 empty] | Permanently Out of Use - historical purposes | Diesel | 4000 | Bare Steel | 1971-05-04 | Galvanized Steel | Suction (American)
820016 | 1 | [5 empty] | Currently in Use | Gas (Historical Use) | 2000 | Bare Steel | 1983-05-01 | Galvanized Steel
820016 | 2 | [5 empty] | Currently in Use | Diesel | 4000 | Bare Steel | 1983-05-01 | Galvanized Steel
820017 | 1 | [5 empty] | Removed from Ground | Gas (Historical Use) | 8000 | Cathodically Protected Steel | 1981-05-01 | Galvanized Steel
820017 | 10 | Ball Float | 1989-03-01 |  | 1989-03-01 |  | Currently in Use | Kerosene | 3000 | Galvanic (STIP-3) | 1989-03-01 | Galvanized Steel | Safe Suction (Euro)
820017 | 2 | [5 empty] | Removed from Ground | Gas (Historical Use) | 6000 | Cathodically Protected Steel | 1961-05-06 | Galvanized Steel
820017 | 3 | [5 empty] | Removed from Ground | Gas (Historical Use) | 1000 | Cathodically Protected Steel | 1961-05-06 | Galvanized Steel
820017 | 4 | [5 empty] | Removed from Ground | Gas (Historical Use) | 1000 | Cathodically Protected Steel | 1961-05-06 | Galvanized Steel
820017 | 5 | [5 empty] | Removed from Ground | Kerosene | 550 | Cathodically Protected Steel | 1983-05-01 | Galvanized Steel
820017 | 6 | Ball Float | 1989-03-01 |  | 1989-03-01 |  | Currently in Use | Gas (Historical Use) | 8000 | Galvanic (STIP-3) | 1989-03-01 | Galvanized Steel | Pressurized
820017 | 7 | Ball Float | 1989-03-01 |  | 1989-03-01 |  | Currently in Use | Diesel | 6000 | Galvanic (STIP-3) | 1989-03-01 | Galvanized Steel | Pressurized
820017 | 8 | Ball Float | 1989-03-01 |  | 1989-03-01 |  | Currently in Use | Diesel | 6000 | Galvanic (STIP-3) | 1989-03-01 | Galvanized Steel | Pressurized
820017 | 9 | Ball Float | 1989-03-01 |  | 1989-03-01 |  | Currently in Use | Gas (Historical Use) | 3000 | Galvanic (STIP-3) | 1989-03-01 | Fiberglass Reinforced Plastic | Pressurized
820018 | 1 |  | 1995-12-29 |  | 1995-12-29 |  | Currently in Use | Gas (Historical Use) | 8000 | Steel-Impressed Current | 1975-05-10 | Cathodically Protected | Pressurized
820018 | 2 |  | 1995-12-29 |  | 1995-12-29 |  | Currently in Use | Gas (Historical Use) | 8000 | Steel-Impressed Current | 1975-05-10 | Cathodically Protected | Pressurized
820018 | 3 |  | 1995-12-29 |  | 1995-12-29 |  | Currently in Use | Gas (Historical Use) | 8000 | Steel-Impressed Current | 1975-05-10 | Cathodically Protected | Pressurized
820018 | 4 |  | 1995-12-29 |  | 1995-12-29 |  | Currently in Use | Diesel | 6000 | Steel-Impressed Current | 1965-05-12 | Cathodically Protected | Pressurized
820018 | 5 |  | 1995-12-29 |  | 1995-12-29 |  | Currently in Use | Diesel | 6000 | Steel-Impressed Current | 1965-05-12 | Cathodically Protected | Pressurized
820018 | 6 |  | 1995-12-29 |  | 1995-12-29 |  | Currently in Use | Diesel | 3000 | Steel-Impressed Current | 1975-05-10 | Cathodically Protected | Pressurized
820019 | 1 | [5 empty] | Removed from Ground | Empty | 500 | Bare Steel | 1965-05-13 | Unknown | Suction (American)
820021 | 1 | [5 empty] | Removed from Ground | Gas (Historical Use) | 300 | Bare Steel | 1980-05-09 | Galvanized Steel
820022 | 1 | [5 empty] | Removed from Ground | Gas (Historical Use) | 12000 | Bare Steel | 1979-01-01 | Galvanized Steel
820022 | 2 | [5 empty] | Removed from Ground | Other | 1000 | Bare Steel | 1964-01-01 | Copper | Suction (American)
820022 | 3 |  | 1998-03-12 | no | 1998-03-12 | no | Currently in Use | Diesel | 4000 |  | 1998-03-12 | Copper | Suction (American)
820024 | 1 | [5 empty] | Removed from Ground | Gas (Historical Use) | 550 | Marked Unknown | 1958-01-01 | Galvanized Steel
820024 | 2AST | [5 empty] | Removed from Ground | Diesel | 250 | Bare Steel | 1986-01-01 | Galvanized Steel
820024 | 3 | [5 empty] | Removed from Ground | Diesel | 560 | Bare Steel | 1979-01-01 | Galvanized Steel
820024 | 4 | [5 empty] | Removed from Ground | Diesel | 560 | Marked Unknown | 1960-01-01 | Galvanized Steel
820024 | 5 | [5 empty] | Closed in Ground | Diesel | 560 | Marked Unknown | 1965-01-01 | Galvanized Steel
820025 | 1 |  | 1990-08-22 |  | 1990-08-22 |  | Removed from Ground | Diesel | 10000 | Epoxy | 1990-08-22 | Fiberglass Reinforced Plastic | Safe Suction (Euro)
820026 | 1 | [5 empty] | Removed from Ground | Gas (Historical Use) | 550 | Bare Steel | 1961-05-07 | Galvanized Steel
820026 | 2 | [5 empty] | Removed from Ground | Gas (Historical Use) | 1100 | Bare Steel | 1961-05-07 | Galvanized Steel
820026 | 3 | [5 empty] | Removed from Ground | Gas (Historical Use) | 4000 | Bare Steel | 1976-05-03 | Galvanized Steel | Suction (American)
820026 | 4 | [5 empty] | Removed from Ground | Diesel | 4000 | Bare Steel | 1976-05-03 | Galvanized Steel | Suction (American)
820026 | 5 | [5 empty] | Removed from Ground | Diesel | 6000 | Bare Steel | 1976-05-03 | Galvanized Steel | Suction (American)
830001 | 1 | [5 empty] | Removed from Ground | Gas (Historical Use) | 500 | Bare Steel | 1983-03-12 | Galvanized Steel
830002 | 1 | [5 empty] | Removed from Ground | Gas (Historical Use) | 10000 | Bare Steel | 1994-10-07 | Galvanized Steel | Suction (American)
830002 | 2 | [5 empty] | Removed from Ground | Gas (Historical Use) | 10000 | Bare Steel | 1994-10-07 | Galvanized Steel | Suction (American)
830003 | 1 |  |  | no |  | no | Removed from Ground | Gas (Historical Use) | 10000 | Bare Steel | 1967-01-20 | Galvanized Steel
830003 | 2 | Flapper Valve | 1990-09-18 | no | 1990-09-18 | no | Currently in Use | Diesel | 12000 | Galvanic (STIP-3) | 1990-09-23 | Galvanized Steel | Safe Suction (Euro)
830003 | 3 | Flapper Valve | 1990-09-18 | no | 1990-09-18 | no | Currently in Use | Regular | 5000 | Galvanic (STIP-3) | 1990-09-23 | Galvanized Steel | Safe Suction (Euro)
830004 | 1 | [5 empty] | Removed from Ground | Diesel | 1000 | Bare Steel | 1972-04-24 | Galvanized Steel
830006 | 1 | Flapper Valve | 1997-04-01 | no | 1997-04-01 | no | Currently in Use | Gas (Historical Use) | 4000 | Steel-Impressed Current | 1984-04-30 | Steel (Impressed Current) | Pressurized
830006 | 2 | Flapper Valve | 1997-04-01 | no | 1997-04-01 | no | Currently in Use | Gas (Historical Use) | 4000 | Steel-Impressed Current | 1984-04-30 | Steel (Impressed Current) | Pressurized
830006 | 3 | Flapper Valve | 1997-04-01 | no | 1997-04-01 | no | Currently in Use | Gas (Historical Use) | 4000 | Steel-Impressed Current | 1984-04-30 | Steel (Impressed Current) | Pressurized
830006 | 4 | Flapper Valve | 1997-04-01 | no | 1997-04-01 | no | Currently in Use | Gas (Historical Use) | 4000 | Steel-Impressed Current | 1984-04-30 | Steel (Impressed Current) | Pressurized
830006 | 5 | Flapper Valve | 1997-04-01 | no | 1997-04-01 | no | Currently in Use | Gas (Historical Use) | 4000 | Steel-Impressed Current | 1984-04-30 | Steel (Impressed Current) | Pressurized
830010 | 1 |  |  | no |  | no | Removed from Ground | Gas (Historical Use) | 5750 | Bare Steel | 1948-05-15 | Galvanized Steel | Suction (American)
830010 | 2 |  |  | no |  | no | Removed from Ground | Gas (Historical Use) | 5750 | Bare Steel | 1948-05-15 | Galvanized Steel | Suction (American)
830010 | 3 |  |  | no |  | no | Removed from Ground | Gas (Historical Use) | 2000 | Bare Steel | 1976-05-08 | Galvanized Steel | Suction (American)
830010 | 4 |  |  | no |  | no | Removed from Ground | Diesel | 1060 | Bare Steel | 1984-05-06 | Galvanized Steel | Suction (American)
830010 | 5 |  | 1998-12-01 | no | 1998-12-01 | no | Temporarily out of use | Gas (Historical Use) | 10000 | Fiberglass | 1998-12-01 | Fiberglass Reinforced Plastic | Pressurized
830010 | 6 |  | 1998-12-01 | no | 1998-12-01 | no | Temporarily out of use | Gas (Historical Use) | 10000 | Fiberglass | 1998-12-01 | Fiberglass Reinforced Plastic | Pressurized
830019 | 1 | [5 empty] | Removed from Ground | Diesel | 20000 | Bare Steel | 1979-05-10 | Galvanized Steel
830019 | 2 | [5 empty] | Removed from Ground | Gas (Historical Use) | 20000 | Bare Steel | 1979-05-10 | Galvanized Steel
830019 | 3 | [5 empty] | Removed from Ground | Gas (Historical Use) | 20000 | Bare Steel | 1979-05-10 | Galvanized Steel
830019 | 4 | [5 empty] | Removed from Ground | Gas (Historical Use) | 20000 | Bare Steel | 1979-05-10 | Galvanized Steel
830021 | 1 | [5 empty] | Removed from Ground | Gas (Historical Use) | 6800 | Bare Steel |  | Galvanized Steel
830021 | 2 | [5 empty] | Removed from Ground | Gas (Historical Use) | 3000 | Bare Steel |  | Galvanized Steel
830024 | 1 |  |  | no |  | no | Removed from Ground | Gas (Historical Use) | 1000 | Bare Steel | 1961-05-06 | Galvanized Steel | Suction (American)
830024 | 2 |  |  | no |  | no | Removed from Ground | Gas (Historical Use) | 1000 | Bare Steel | 1961-05-06 | Galvanized Steel | Suction (American)
830024 | 3 |  |  | no |  | no | Removed from Ground | Gas (Historical Use) | 1000 | Bare Steel | 1981-05-01 | Galvanized Steel | Suction (American)
830024 | 4 |  |  | no |  | no | Removed from Ground | Diesel | 1000 | Bare Steel | 1981-05-01 | Galvanized Steel | Suction (American)
830024 | 5 | Flapper Valve | 1998-12-21 | no | 1998-12-21 | no | Currently in Use | Regular | 4000 | Epoxy | 1981-05-01 | Fiberglass Reinforced Plastic | Pressurized
830024 | 6 | Flapper Valve | 1998-12-01 | no | 1998-12-01 | no | Currently in Use | Premium | 2000 | Composite | 1998-12-01 | Fiberglass Reinforced Plastic | Pressurized
830024 | 7 | Flapper Valve | 1998-12-01 | no | 1998-12-01 | no | Currently in Use | Diesel | 2000 | Composite | 1998-12-01 | Fiberglass Reinforced Plastic | Pressurized
830025 | 1 | [5 empty] | Closed in Ground | Gas (Historical Use) | 2000 | Bare Steel | 1999-12-15 | Galvanized Steel
830025 | 2 | [5 empty] | Closed in Ground | Gas (Historical Use) | 560 | Bare Steel | 1999-12-15 | Galvanized Steel
830025 | 4A | Flapper Valve | 1998-12-22 |  | 1998-12-22 |  | Currently in Use | Gas (Historical Use) | 2000 | Composite | 1998-12-01 | Fiberglass Reinforced Plastic | Safe Suction (Euro)
830025 | 4B | Flapper Valve | 1998-12-22 |  | 1998-12-22 |  | Currently in Use | Gas (Historical Use) | 1000 | Composite | 1998-12-01 | Fiberglass Reinforced Plastic | Safe Suction (Euro)
830026 | 1 |  | 1996-02-14 | no | 1996-02-14 | no | Removed from Ground | Gas (Historical Use) | 10000 | Steel-Impressed Current | 1979-05-09 | Fiberglass Reinforced Plastic | Pressurized
830026 | 2 |  | 1996-02-14 | no | 1996-02-14 | no | Removed from Ground | Gas (Historical Use) | 10000 | Steel-Impressed Current | 1979-05-09 | Fiberglass Reinforced Plastic | Pressurized
830026 | 3 |  | 1996-02-14 | no | 1996-02-14 | no | Removed from Ground | Gas (Historical Use) | 10000 | Steel-Impressed Current | 1979-05-09 | Fiberglass Reinforced Plastic | Pressurized
830026 | 4 | Flapper Valve | 2001-10-16 | no | 2001-10-16 | yes | Currently in Use | Regular | 12000 | Composite Double Walled | 2001-10-16 | Double-Walled Flex | Pressurized
830026 | 5 | Flapper Valve | 2001-10-16 | no | 2001-10-16 | yes | Currently in Use | Premium | 10000 | Composite Double Walled | 2001-10-16 | Double-Walled Flex | Pressurized
830027 | 1 | [5 empty] | Removed from Ground | Other | 500 | Bare Steel | 1998-05-01 | Galvanized Steel
830027 | 2 | [5 empty] | Removed from Ground | Gas (Historical Use) | 3000 | Bare Steel | 1998-05-01 | Galvanized Steel
830027 | 3 | [5 empty] | Removed from Ground | Other | 1000 | Bare Steel | 1998-05-01 | Galvanized Steel
830027 | 4 | [5 empty] | Removed from Ground | Diesel | 10000 | Bare Steel | 1999-03-25 | Galvanized Steel
830030 | 1 | [5 empty] | Removed from Ground | Gas (Historical Use) | 8000 | Bare Steel | 1973-05-11 | Galvanized Steel | Suction (American)
830030 | 2 | [5 empty] | Removed from Ground | Gas (Historical Use) | 6831 | Bare Steel | 1999-11-01 | Galvanized Steel | Suction (American)
830030 | 3 | [5 empty] | Removed from Ground | Gas (Historical Use) | 3036 | Bare Steel | 1999-11-01 | Galvanized Steel | Suction (American)
830030 | 4 | [5 empty] | Removed from Ground | Diesel | 550 | Bare Steel | 1999-11-01 | Galvanized Steel | Gravity Fed
840001 | 1 | [5 empty] | Removed from Ground | Gas (Historical Use) | 7000 | Cathodically Protected Steel | 1958-01-01 | Galvanized Steel | Safe Suction (Euro)
840001 | 2 | [5 empty] | Removed from Ground | Other | 1000 | Cathodically Protected Steel | 1963-01-01 | Galvanized Steel | Safe Suction (Euro)
840001 | 3 | [5 empty] | Removed from Ground | Other | 10000 | Cathodically Protected Steel | 1977-07-28 | Galvanized Steel | Safe Suction (Euro)
840001 | 4 | [5 empty] | Removed from Ground | Other | 10000 | Cathodically Protected Steel | 1988-08-26 | Galvanized Steel | Pressurized
840002 | 349G1 | [5 empty] | Removed from Ground | Gas (Historical Use) | 1060 | Bare Steel | 1972-05-02 | Galvanized Steel
840003 | 1 | [5 empty] | Removed from Ground | Diesel | 10000 | Bare Steel | 1979-04-11 | Galvanized Steel
840003 | 2 | [5 empty] | Removed from Ground | Gas (Historical Use) | 1000 | Bare Steel | 1998-11-01 | Galvanized Steel
840003 | 3 | [5 empty] | Removed from Ground | Gas (Historical Use) | 1000 | Bare Steel | 1998-11-01 | Galvanized Steel
840003 | 4 | [5 empty] | Removed from Ground | Diesel | 1000 | Bare Steel | 1966-04-14 | Galvanized Steel
840005 | 1 | [5 empty] | Removed from Ground | Diesel | 10000 | Bare Steel | 1984-04-17 | Not Marked
840005 | 2 | [5 empty] | Removed from Ground | Diesel | 10000 | Bare Steel | 1984-04-17 | Not Marked
840005 | 3 | [5 empty] | Removed from Ground | Diesel | 10000 | Bare Steel | 1984-04-17 | Not Marked
840005 | 4 | [5 empty] | Removed from Ground | Diesel | 15000 | Bare Steel | 1978-04-19 | Galvanized Steel
840005 | 5 | [5 empty] | Removed from Ground | Empty | 15000 | Bare Steel | 1978-04-19 | Galvanized Steel
840005 | 6 | [5 empty] | Removed from Ground | Gas (Historical Use) | 3000 | Bare Steel | 1984-04-17 | Not Marked
840005 | 7 |  |  | yes |  | yes | Removed from Ground | Used Oil | 1000 | Bare Steel | 1971-04-21 | Galvanized Steel
840005 | 8 |  |  | yes |  | yes | Removed from Ground | Used Oil | 1000 | Bare Steel | 1971-04-21 | Galvanized Steel
840006 | 1 | [5 empty] | Removed from Ground | Gas (Historical Use) | 500 | Bare Steel | 1970-03-18 | Galvanized Steel
840007 | 1 |  | 1999-02-22 |  | 1998-12-01 |  | Temporarily out of use | Diesel | 5000 | Steel-Impressed Current | 1986-03-12 | Cathodically Protected | Safe Suction (Euro)
840007 | 2 |  | 1999-02-22 |  | 1998-12-01 |  | Temporarily out of use | Gas (Historical Use) | 4000 | Steel-Impressed Current | 1986-03-12 | Cathodically Protected | Safe Suction (Euro)
840007 | 3 |  | 1999-02-22 |  | 1998-12-01 |  | Temporarily out of use | Gas (Historical Use) | 2000 | Steel-Impressed Current | 1986-03-12 | Cathodically Protected | Suction (American)
840007 | 4 |  | 1999-02-22 |  | 1998-12-01 |  | Temporarily out of use | Diesel | 4000 | Steel-Impressed Current | 1986-03-12 | Cathodically Protected | Safe Suction (Euro)
840008 | 1 | [5 empty] | Currently in Use | Gas (Historical Use) | 2000 | Bare Steel | 1966-02-24 | Galvanized Steel
840008 | 2 | [5 empty] | Currently in Use | Gas (Historical Use) | 2000 | Bare Steel | 1966-02-24 | Galvanized Steel
840010 | 1 | [5 empty] | Currently in Use | Diesel | 1000 | Bare Steel | 1978-02-21 | Galvanized Steel
840010 | 2 | [5 empty] | Currently in Use | Gas (Historical Use) | 2000 | Bare Steel | 1978-02-21 | Galvanized Steel
840010 | 3 | [5 empty] | Currently in Use | Gas (Historical Use) | 2000 | Bare Steel | 1971-02-23 | Galvanized Steel
840010 | 4 | [5 empty] | Currently in Use | Gas (Historical Use) | 2000 | Bare Steel | 1971-02-23 | Galvanized Steel
840013 | 1 | [5 empty] | Removed from Ground | Diesel | 2000 | Bare Steel | 1980-02-21 | Galvanized Steel
840013 | 2 | [5 empty] | Removed from Ground | Gas (Historical Use) | 1000 | Bare Steel | 1980-02-21 | Galvanized Steel
840014 | 1 | [5 empty] | Permanently Out of Use - historical purposes | Gas (Historical Use) | 500 | Bare Steel | 1965-02-24 | Unknown
840015 | 1 | Flapper Valve | 1998-10-01 |  | 1998-10-01 |  | Currently in Use | Diesel | 3000 | Steel-Impressed Current | 1981-02-20 | Steel (Impressed Current) | Safe Suction (Euro)
840015 | 2 | Flapper Valve | 1998-10-01 |  | 1998-10-01 |  | Currently in Use | Gas (Historical Use) | 3000 | Steel-Impressed Current | 1981-01-01 | Steel (Impressed Current) | Suction (American)
840016 | 1 | [5 empty] | Removed from Ground | Gas (Historical Use) | 1000 | Bare Steel | 1978-01-01 | Galvanized Steel | Safe Suction (Euro)
840017 | 1 |  | 1997-04-08 | no | 1997-04-08 | no | Temporarily out of use | Diesel | 1000 | Steel-Impressed Current | 1997-04-08 |  | Safe Suction (Euro)
840017 | 2 |  | 1997-04-08 | no | 1997-04-08 | no | Currently in Use | Gas (Historical Use) | 6000 | Steel-Impressed Current | 1997-04-08 |  | Safe Suction (Euro)
840017 | 3 |  | 1997-04-08 | no | 1997-04-08 | no | Currently in Use | Diesel | 6000 | Steel-Impressed Current | 1997-04-08 |  | Safe Suction (Euro)
840017 | 4 |  | 1997-04-08 | no | 1997-04-08 | no | Currently in Use | Kerosene | 3000 | Steel-Impressed Current | 1997-04-08 |  | Safe Suction (Euro)
840019 | 1 | [5 empty] | Removed from Ground | Diesel | 2000 | Bare Steel | 1967-03-24 | Galvanized Steel
840019 | 2 | [5 empty] | Removed from Ground | Gas (Historical Use) | 4000 | Bare Steel | 1985-03-19 | Galvanized Steel
840019 | 3 | [5 empty] | Removed from Ground | Gas (Historical Use) | 8000 | Bare Steel | 1980-03-20 | Galvanized Steel
840021 | 1 | Flapper Valve | 1998-02-12 |  | 1998-02-12 |  | Currently in Use | Gas (Historical Use) | 8000 | Cathodically Protected Steel | 1977-05-02 | Cathodically Protected | Pressurized
840021 | 2 | Flapper Valve | 1998-02-12 |  | 1998-02-12 |  | Currently in Use | Gas (Historical Use) | 8000 | Cathodically Protected Steel | 1977-05-02 | Cathodically Protected | Suction (American)
840021 | 3 | Flapper Valve | 1998-02-12 |  | 1998-02-12 |  | Currently in Use | Diesel | 6000 | Cathodically Protected Steel | 1977-05-02 | Cathodically Protected | Suction (American)
840022 | 1 | [5 empty] | Removed from Ground | Gas (Historical Use) | 2000 | Bare Steel | 1976-05-01 | Galvanized Steel
840022 | 2 | [5 empty] | Removed from Ground | Diesel | 8000 | Bare Steel | 1974-05-02 | Galvanized Steel
840022 | 3 | [5 empty] | Removed from Ground | Diesel | 7500 | Bare Steel | 1974-05-02 | Galvanized Steel
840022 | 4 | [5 empty] | Removed from Ground | Diesel | 7000 | Bare Steel | 1974-05-02 | Galvanized Steel
840022 | 5 |  |  | yes |  | yes | Removed from Ground | Used Oil | 2000 | Bare Steel | 1971-05-03 | Galvanized Steel
840024 | 1 | Flapper Valve | 1997-09-11 |  | 1997-09-11 |  | Currently in Use | Gas (Historical Use) | 4000 | Steel-Impressed Current | 1979-05-10 | Steel/FG Secondary containment | Pressurized
840024 | 2 | Flapper Valve | 1997-09-11 |  | 1997-09-11 |  | Currently in Use | Gas (Historical Use) | 4000 | Steel-Impressed Current | 1979-05-10 | Steel/FG Secondary containment | Pressurized
840024 | 3 | Flapper Valve | 1997-09-11 |  | 1997-09-11 |  | Currently in Use | Gas (Historical Use) | 4000 | Steel-Impressed Current | 1979-05-10 | Secondary Containment | Pressurized
840024 | 4 | Flapper Valve | 1997-09-11 |  | 1997-09-11 |  | Currently in Use | Gas (Historical Use) | 4000 | Steel-Impressed Current | 1979-05-10 | Secondary Containment | Pressurized
840027 | 1 | [5 empty] | Removed from Ground | Gas (Historical Use) | 4000 | Bare Steel | 1965-05-12 | Galvanized Steel
840027 | 2 | [5 empty] | Removed from Ground | Gas (Historical Use) | 4000 | Bare Steel | 1965-05-12 | Galvanized Steel
840027 | 3 | [5 empty] | Removed from Ground | Gas (Historical Use) | 1000 | Bare Steel | 1976-05-09 | Galvanized Steel
840027 | 4 |  |  | yes |  | yes | Permanently Out of Use - historical purposes | Used Oil | 550 | Bare Steel | 1965-05-12 | Galvanized Steel
840028 | 1 |  |  | yes |  | yes | Removed from Ground | Used Oil | 1000 | Cathodically Protected Steel | 1980-05-08 | Galvanized Steel | Gravity Fed
840028 | 2 |  |  | yes |  | yes | Removed from Ground | Used Oil | 1000 | Bare Steel | 1981-01-01 | Galvanized Steel | Safe Suction (Euro)
840028 | 3 |  | 1993-02-09 | yes | 1993-02-09 | yes | Currently in Use | Used Oil | 2500 | Fiberglass Double Walled | 1993-02-09 | Fiberglass Reinforced Plastic
840029 | 1 | [5 empty] | Removed from Ground | Kerosene | 5000 | Bare Steel | 1963-05-14 | Copper
840029 | 2 | [5 empty] | Removed from Ground | Other | 5000 | Bare Steel | 1963-05-14 | Copper
840030 | 1 |  | 1997-06-01 |  | 1997-06-01 |  | Currently in Use | Gas (Historical Use) | 8000 | Steel-Impressed Current | 1982-05-08 | Cathodically Protected | Pressurized
840030 | 2 |  | 1997-06-01 |  | 1997-06-01 |  | Currently in Use | Gas (Historical Use) | 8000 | Steel-Impressed Current | 1982-05-08 | Cathodically Protected | Pressurized
840030 | 3 |  | 1997-06-01 |  | 1997-06-01 |  | Currently in Use | Gas (Historical Use) | 6000 | Steel-Impressed Current | 1982-05-08 | Cathodically Protected | Pressurized
840031 | 1 | [5 empty] | Removed from Ground | Gas (Historical Use) | 1000 | Bare Steel | 1974-05-11 | Galvanized Steel
840032 | 1 | [5 empty] | Removed from Ground | Gas (Historical Use) | 3000 | Bare Steel | 1951-05-17 | Galvanized Steel
840032 | 2 | [5 empty] | Removed from Ground | Gas (Historical Use) | 1000 | Not Marked/Unknown | 1951-05-17 | Not Marked
840032 | 3 | [5 empty] | Removed from Ground | Gas (Historical Use) | 550 | Not Marked/Unknown | 1951-05-17 | Not Marked
840032 | 4 | [5 empty] | Removed from Ground | Gas (Historical Use) | 1000 | Not Marked/Unknown | 1951-05-17 | Not Marked
840033 | 1 | [5 empty] | Removed from Ground | Gas (Historical Use) | 2000 | Bare Steel | 1983-05-09 | Galvanized Steel
840033 | 2 | [5 empty] | Removed from Ground | Diesel | 2000 | Bare Steel | 1983-05-09 | Galvanized Steel
840035 | 1 | [5 empty] | Removed from Ground | Diesel | 7000 | Bare Steel | 1998-11-01 | Bare Steel
840035 | 2 | [5 empty] | Removed from Ground | Gas (Historical Use) | 8000 | Bare Steel | 1998-11-01 | Bare Steel
840035 | 3 | [5 empty] | Removed from Ground | Diesel | 14500 | Bare Steel | 1998-11-01 | Bare Steel
840035 | 4 | [5 empty] | Removed from Ground | Diesel | 5800 | Bare Steel | 1998-11-01 | Bare Steel
840036 | 1 | Flapper Valve | 1997-06-23 |  | 1997-06-23 |  | Currently in Use | Gas (Historical Use) | 8000 | Steel-Impressed Current | 1980-05-01 | Fiberglass Reinforced Plastic | Pressurized
840036 | 2 | Flapper Valve | 1997-06-23 |  | 1997-06-23 |  | Currently in Use | Gas (Historical Use) | 8000 | Steel-Impressed Current | 1980-05-01 | Fiberglass Reinforced Plastic | Pressurized
840036 | 3 | Flapper Valve | 1997-06-23 |  | 1997-06-23 |  | Currently in Use | Gas (Historical Use) | 6000 | Steel-Impressed Current | 1980-05-01 | Fiberglass Reinforced Plastic | Pressurized
840040 | 1 | [5 empty] | Permanently Out of Use - historical purposes | Gas (Historical Use) | 560 | Bare Steel | 1971-05-17 | Galvanized Steel | Safe Suction (Euro)
840040 | 2 | [5 empty] | Permanently Out of Use - historical purposes | Gas (Historical Use) | 560 | Bare Steel | 1971-05-17 | Galvanized Steel | Safe Suction (Euro)
840040 | 3 | [5 empty] | Permanently Out of Use - historical purposes | Gas (Historical Use) | 1000 | Bare Steel | 1979-05-15 | Galvanized Steel | Safe Suction (Euro)
840041 | 1 | [5 empty] | Removed from Ground | Diesel | 500 | Bare Steel | 1978-01-03 | Bare Steel
840042 | 1 | [5 empty] | Removed from Ground | Diesel | 500 | Bare Steel | 1979-01-03 | Bare Steel
840043 | 1 | [5 empty] | Removed from Ground | Gas (Historical Use) | 1000 | Bare Steel | 1975-01-04 | Galvanized Steel
840043 | 2 | [5 empty] | Removed from Ground | Gas (Historical Use) | 1000 | Bare Steel | 1975-01-04 | Galvanized Steel
840043 | 3 | [5 empty] | Removed from Ground | Diesel | 3000 | Bare Steel | 1975-01-04 | Galvanized Steel
850003 | 1 | [5 empty] | Removed from Ground | Empty | 500 | Marked Unknown | 1966-03-05 | Unknown
850003 | 2 | [5 empty] | Removed from Ground | Empty | 500 | Marked Unknown | 1966-03-05 | Unknown
850005 | 1 | [5 empty] | Currently in Use | Diesel | 28000 | Unknown | 1974-01-31 | Not Marked
850005 | 2 | [5 empty] | Currently in Use | Diesel | 28000 | Unknown | 1974-01-31 | Not Marked
850005 | 3 | [5 empty] | Currently in Use | Diesel | 40000 | Bare Steel | 1958-02-04 | Not Marked
850006 | 302D1 | [5 empty] | Removed from Ground | Diesel | 500 | Bare Steel | 1972-05-02 | Galvanized Steel
850006 | 302D2 | [5 empty] | Removed from Ground | Diesel | 1058 | Bare Steel | 1998-08-10 | Galvanized Steel | Suction (American)
850006 | 302G1 | [5 empty] | Removed from Ground | Gas (Historical Use) | 1000 | Bare Steel | 1974-05-02 | Galvanized Steel
850006 | 302G2 | [5 empty] | Removed from Ground | Gas (Historical Use) | 1044 | Bare Steel | 1998-08-10 | Galvanized Steel | Suction (American)
850007 | 1 | [5 empty] | Removed from Ground | Gas (Historical Use) | 2000 | Bare Steel | 1986-04-09 | Galvanized Steel
850007 | 2 | [5 empty] | Removed from Ground | Gas (Historical Use) | 2000 | Bare Steel | 1986-04-09 | Galvanized Steel
850007 | 3 | [5 empty] | Removed from Ground | Gas (Historical Use) | 4000 | Bare Steel | 1986-04-09 | Galvanized Steel
850007 | 4 | [5 empty] | Removed from Ground | Gas (Historical Use) | 4000 | Bare Steel | 1986-04-09 | Galvanized Steel
850008 | 1 |  | 1997-07-30 |  | 1997-07-30 |  | Removed from Ground | Gas (Historical Use) | 8000 | Steel-Impressed Current | 1981-01-01 | Galvanized Steel | Pressurized
850008 | 2 |  | 1997-07-30 |  | 1997-07-30 |  | Removed from Ground | Gas (Historical Use) | 8000 | Steel-Impressed Current | 1981-01-01 | Galvanized Steel | Pressurized
850008 | 3 |  | 1997-07-30 |  | 1997-07-30 |  | Removed from Ground | Gas (Historical Use) | 6000 | Steel-Impressed Current | 1981-01-01 | Galvanized Steel | Pressurized
850008 | 4 | Flapper Valve | 2001-08-07 |  | 2001-08-07 |  | Currently in Use | Gas (Historical Use) | 12000 | Composite Double Walled | 2001-08-07 | Double-Walled Flex | Pressurized
850008 | 5 | Flapper Valve | 2001-08-07 |  | 2001-08-07 |  | Currently in Use | Gas (Historical Use) | 10000 | Composite Double Walled | 2001-08-07 | Double-Walled Flex | Pressurized
850009 | 1 | [5 empty] | Removed from Ground | Diesel | 11750 | Bare Steel | 1956-04-30 | Bare Steel
850009 | 2 | [5 empty] | Removed from Ground | Diesel | 6000 | Bare Steel | 1972-04-26 | Bare Steel
850009 | 3 | [5 empty] | Removed from Ground | Diesel | 6000 | Bare Steel | 1972-04-26 | Bare Steel
850009 | 4 | [5 empty] | Removed from Ground | Diesel | 4100 | Bare Steel | 1972-04-26 | Bare Steel
850009 | 5 | [5 empty] | Removed from Ground | Diesel | 4100 | Bare Steel | 1972-04-26 | Bare Steel
850009 | 6 | [5 empty] | Removed from Ground | Diesel | 30000 | Bare Steel | 1972-04-26 | Bare Steel
850010 | 1 | [5 empty] | Removed from Ground | Gas (Historical Use) | 2000 | Cathodically Protected Steel | 1982-04-02 | Bare Steel
850010 | 2 | [5 empty] | Removed from Ground | Diesel | 8000 | Cathodically Protected Steel | 1982-04-02 | Bare Steel
850011 | 1 | [5 empty] | Removed from Ground | Gas (Historical Use) | 10000 | Bare Steel | 1986-04-29 | Galvanized Steel | Pressurized
850011 | 2 | [5 empty] | Removed from Ground | Gas (Historical Use) | 10000 | Bare Steel | 1986-04-29 | Galvanized Steel | Pressurized
850011 | 3 | [5 empty] | Removed from Ground | Diesel | 10000 | Bare Steel | 1986-04-29 | Galvanized Steel | Pressurized
850011 | 4 | [5 empty] | Removed from Ground | Gas (Historical Use) | 4000 | Bare Steel | 1986-04-29 | Galvanized Steel | Suction (American)
850012 | 1 |  | 1998-11-12 |  | 1998-11-12 |  | Currently in Use | Gas (Historical Use) | 10000 | Steel-Impressed Current | 1975-05-04 | Cathodically Protected | Safe Suction (Euro)
850012 | 2 |  | 1998-11-12 |  | 1998-11-12 |  | Currently in Use | Gas (Historical Use) | 6000 | Steel-Impressed Current | 1975-05-04 | Cathodically Protected | Safe Suction (Euro)
850012 | 3 |  | 1998-11-12 |  | 1998-11-12 |  | Removed from Ground | Gas (Historical Use) | 3000 | Steel-Impressed Current | 1975-05-04 | Cathodically Protected | Safe Suction (Euro)
850013 | 1 | [5 empty] | Removed from Ground | Gas (Historical Use) | 1000 | Bare Steel | 1966-05-06 | Bare Steel | Safe Suction (Euro)
850014 | 1 | [5 empty] | Removed from Ground | Gas (Historical Use) | 1000 | Bare Steel | 1986-05-08 | Bare Steel | Safe Suction (Euro)
850014 | 2 | [5 empty] | Removed from Ground | Gas (Historical Use) | 1000 | Bare Steel | 1986-05-08 | Bare Steel | Safe Suction (Euro)
850014 | 3 | [5 empty] | Removed from Ground | Gas (Historical Use) | 1000 | Bare Steel | 1986-05-08 | Bare Steel | Safe Suction (Euro)
850014 | 4 | [5 empty] | Removed from Ground | Gas (Historical Use) | 1000 | Bare Steel | 1986-05-08 | Bare Steel | Safe Suction (Euro)
850015 | 1 | [5 empty] | Closed in Ground | Gas (Historical Use) | 500 | Bare Steel | 1986-05-08 | Galvanized Steel
850015 | 2 | [5 empty] | Closed in Ground | Gas (Historical Use) | 500 | Bare Steel | 1986-05-08 | Galvanized Steel
850016 | 1 | Ball Float | 1995-02-26 |  | 1995-02-26 |  | Currently in Use | Gas (Historical Use) | 4000 | Steel-Impressed Current | 1974-05-11 | Fiberglass Reinforced Plastic | Pressurized
850016 | 2 | Ball Float | 1997-02-26 |  | 1997-02-26 |  | Currently in Use | Gas (Historical Use) | 6000 | Steel-Impressed Current | 1974-05-01 | Fiberglass Reinforced Plastic | Pressurized
850016 | 3 | Ball Float | 1995-02-26 |  | 1995-02-26 |  | Currently in Use | Gas (Historical Use) | 4000 | Steel-Impressed Current | 1974-05-11 | Fiberglass Reinforced Plastic | Pressurized
850017 | 1 |  | 1994-11-26 |  | 1994-11-26 |  | Currently in Use | Gas (Historical Use) | 6000 | Cathodically Protected Steel | 1971-05-12 | Fiberglass Reinforced Plastic | Pressurized
850017 | 2 |  | 1994-11-26 |  | 1994-11-26 |  | Currently in Use | Gas (Historical Use) | 10000 | Cathodically Protected Steel | 1971-05-12 | Fiberglass Reinforced Plastic | Pressurized
850017 | 3 |  | 1994-11-26 |  | 1994-11-26 |  | Currently in Use | Gas (Historical Use) | 3000 | Cathodically Protected Steel | 1971-05-12 | Fiberglass Reinforced Plastic | Pressurized
850017 | 4 |  | 1994-11-26 |  | 1994-11-26 |  | Currently in Use | Gas (Historical Use) | 3000 | Cathodically Protected Steel | 1971-05-12 | Fiberglass Reinforced Plastic | Pressurized
850019 | 1 | Flapper Valve | 1995-11-01 |  | 1995-11-01 |  | Currently in Use | Gas (Historical Use) | 10000 | Steel-Impressed Current | 1982-05-09 | Fiberglass Reinforced Plastic | Pressurized
850019 | 2 | Flapper Valve | 1995-11-01 |  | 1995-11-01 |  | Currently in Use | Gas (Historical Use) | 8000 | Steel-Impressed Current | 1982-05-09 | Fiberglass Reinforced Plastic | Pressurized
850019 | 3 | Flapper Valve | 1995-11-01 |  | 1995-11-01 |  | Currently in Use | Diesel | 6000 | Steel-Impressed Current | 1982-05-09 | Fiberglass Reinforced Plastic | Pressurized
850019 | 4 | Flapper Valve | 1995-11-01 |  | 1995-11-01 |  | Currently in Use | Kerosene | 6000 | Steel-Impressed Current | 1982-05-09 | Fiberglass Reinforced Plastic | Pressurized
850020 | 1 |  | 1993-04-01 | no | 1993-04-01 | no | Temporarily out of use | Gas (Historical Use) | 6000 | Steel-Impressed Current | 1979-05-10 | Steel (Impressed Current) | Pressurized
850020 | 2 |  | 1993-04-01 | no | 1993-04-01 | no | Temporarily out of use | Gas (Historical Use) | 6000 | Steel-Impressed Current | 1979-05-10 | Steel (Impressed Current) | Pressurized
850020 | 3 |  | 1993-04-01 | no | 1993-04-01 | no | Temporarily out of use | Kerosene | 6000 | Steel-Impressed Current | 1979-05-10 | Steel (Impressed Current) | Pressurized
850020 | 4 |  | 1993-04-01 | no | 1993-04-01 | no | Temporarily out of use | Gas (Historical Use) | 4000 | Steel-Impressed Current | 1979-05-10 | Steel (Impressed Current) | Pressurized
850020 | 5 |  | 1993-04-01 | no | 1993-04-01 | no | Temporarily out of use | Diesel | 4000 | Steel-Impressed Current | 1979-05-10 | Steel (Impressed Current) | Pressurized
850021 | 1 | [5 empty] | Removed from Ground | Gas (Historical Use) | 2000 | Bare Steel | 1969-05-12 | Galvanized Steel
850021 | 2 | [5 empty] | Removed from Ground | Gas (Historical Use) | 3000 | Bare Steel | 1969-05-12 | Galvanized Steel
850021 | 3 | [5 empty] | Removed from Ground | Gas (Historical Use) | 3000 | Bare Steel | 1969-05-12 | Galvanized Steel
850021 | 4 | [5 empty] | Removed from Ground | Gas (Historical Use) | 2000 | Bare Steel | 1969-05-12 | Galvanized Steel
850021 | 5 | [5 empty] | Removed from Ground | Gas (Historical Use) | 3000 | Bare Steel | 1969-05-12 | Galvanized Steel
850021 | 6 | [5 empty] | Removed from Ground | Gas (Historical Use) | 3000 | Bare Steel | 1969-05-12 | Galvanized Steel
850022 | 1 | [5 empty] | Removed from Ground | Gas (Historical Use) | 1000 | Bare Steel | 1965-05-10 | Galvanized Steel
850022 | 2 | [5 empty] | Removed from Ground | Gas (Historical Use) | 1000 | Bare Steel | 1965-05-10 | Galvanized Steel
850022 | 3 | [5 empty] | Removed from Ground | Gas (Historical Use) | 2000 | Bare Steel | 1975-05-08 | Galvanized Steel
850023 | 1 | [5 empty] | Removed from Ground | Gas (Historical Use) | 4000 | Bare Steel | 1970-05-12 | Galvanized Steel | Pressurized
850023 | 2 | [5 empty] | Removed from Ground | Gas (Historical Use) | 4000 | Bare Steel | 1970-05-12 | Galvanized Steel | Pressurized
850023 | 3 | [5 empty] | Removed from Ground | Gas (Historical Use) | 2000 | Bare Steel | 1970-05-12 | Galvanized Steel | Pressurized
850023 | 4 |  |  | yes |  | yes | Removed from Ground | Used Oil | 550 | Bare Steel | 1970-05-12 | Galvanized Steel | Gravity Fed
850024 | 809186 | Flapper Valve | 1999-10-01 |  | 1999-10-01 |  | Temporarily out of use | Diesel | 10000 | Epoxy | 1999-10-01 | Fiberglass Reinforced Plastic | Pressurized
850024 | CENTER | Flapper Valve | 1999-10-01 |  | 1999-10-01 |  | Temporarily out of use | Gas (Historical Use) | 4000 | Galvanic (STIP-3) | 1985-05-07 | Fiberglass Reinforced Plastic | Pressurized
850024 | EAST |  | 1999-10-01 |  | 1999-10-01 |  | Temporarily out of use | Gas (Historical Use) | 4000 | Galvanic (STIP-3) | 1985-05-07 | Fiberglass Reinforced Plastic | Pressurized
850024 | WEST | Flapper Valve | 1999-10-01 |  | 1999-10-01 |  | Temporarily out of use | Gas (Historical Use) | 4000 | Galvanic (STIP-3) | 1985-05-07 | Fiberglass Reinforced Plastic | Pressurized
850025 | 1 | [5 empty] | Closed in Ground | Gas (Historical Use) | 0 | Bare Steel | 1984-05-08 | Galvanized Steel
850025 | 2 | [5 empty] | Closed in Ground | Gas (Historical Use) | 0 | Bare Steel | 1984-05-08 | Galvanized Steel
850025 | 3 | [5 empty] | Closed in Ground | Gas (Historical Use) | 0 | Bare Steel | 1984-05-08 | Galvanized Steel
850026 | 1 | [5 empty] | Removed from Ground | Other | 1000 | Bare Steel | 1966-01-06 | Copper | Suction (American)
850026 | 2 | Flapper Valve | 1997-02-10 | no | 1997-02-10 | no | Currently in Use | Diesel | 4000 | Fiberglass | 1997-02-10 | Copper | Safe Suction (Euro)
850028 | 1 | [5 empty] | Removed from Ground | Gas (Historical Use) | 10000 | Bare Steel | 1972-01-14 | Fiberglass Reinforced Plastic | Safe Suction (Euro)
850028 | 2 | [5 empty] | Removed from Ground | Diesel | 8000 | Cathodically Protected Steel | 1987-08-01 | Fiberglass Reinforced Plastic | Safe Suction (Euro)
850029 | 1 |  | 1998-10-20 |  | 1998-10-20 |  | Removed from Ground | Empty | 8000 | Steel-Impressed Current | 1980-08-08 | Cathodically Protected | Safe Suction (Euro)
850029 | 2 |  | 1998-10-20 |  | 1998-10-20 |  | Removed from Ground | Empty | 8000 | Steel-Impressed Current | 1980-08-08 | Cathodically Protected | Safe Suction (Euro)
850029 | 3 |  | 1998-10-20 |  | 1998-10-20 |  | Removed from Ground | Empty | 8000 | Steel-Impressed Current | 1980-08-08 | Cathodically Protected | Safe Suction (Euro)
850030 | 1 |  | 1986-01-01 |  | 1986-01-01 |  | Currently in Use | Gas (Historical Use) | 8000 | Fiberglass | 1986-01-01 | Fiberglass Reinforced Plastic | Pressurized
850030 | 2 |  | 1986-01-01 |  | 1986-01-01 |  | Temporarily out of use | Gas (Historical Use) | 8000 | Fiberglass | 1986-01-01 | Fiberglass Reinforced Plastic | Pressurized
850030 | 3 |  | 1986-01-01 |  | 1986-01-01 |  | Currently in Use | Gas (Historical Use) | 8000 | Fiberglass | 1986-01-01 | Fiberglass Reinforced Plastic | Pressurized
850031 | 1 | [5 empty] | Removed from Ground | Diesel | 12000 | Marked Unknown | 1979-05-10 | Bare Steel
860001 | 1 | [5 empty] | Removed from Ground | Empty | 1000 | Bare Steel | 1976-03-26 | Galvanized Steel
860001 | 2 | [5 empty] | Removed from Ground | Empty | 1000 | Bare Steel | 1976-03-26 | Galvanized Steel
860001 | 3 | [5 empty] | Removed from Ground | Diesel | 280 | Bare Steel | 1961-03-30 | Galvanized Steel
860002 | 1 | [5 empty] | Removed from Ground | Diesel | 1000 | Bare Steel | 1971-03-28 | Galvanized Steel
860006 | 1R | Flapper Valve | 1998-06-10 |  | 1998-06-10 |  | Temporarily out of use | Gas (Historical Use) | 1000 | Steel-Impressed Current | 1986-02-05 | Steel (Impressed Current) | Safe Suction (Euro)
860006 | 2U | Flapper Valve | 1998-06-10 |  | 1998-06-10 |  | Temporarily out of use | Gas (Historical Use) | 3000 | Steel-Impressed Current | 1986-02-05 | Steel (Impressed Current) | Safe Suction (Euro)
860006 | 3P | Flapper Valve | 1998-06-10 |  | 1998-06-10 |  | Temporarily out of use | Gas (Historical Use) | 4000 | Steel-Impressed Current | 1986-02-05 | Steel (Impressed Current) | Safe Suction (Euro)
860006 | 4#2 | Flapper Valve | 1998-06-10 |  | 1998-06-10 |  | Temporarily out of use | Diesel | 4000 | Steel-Impressed Current | 1986-02-05 | Steel (Impressed Current) | Safe Suction (Euro)
860007 | 1 | [5 empty] | Removed from Ground | Diesel | 5000 | Bare Steel | 1966-01-11 | Galvanized Steel
860008 | 1 | Flapper Valve | 1997-03-02 | no | 1997-03-02 | no | Currently in Use | Gas (Historical Use) | 8000 | Steel-Impressed Current | 1978-03-09 | Steel (Impressed Current) | Safe Suction (Euro)
860008 | 2 |  | 1997-03-02 | no | 1997-03-02 | no | Currently in Use | Gas (Historical Use) | 8000 | Steel-Impressed Current | 1978-03-09 | Steel (Impressed Current) | Suction (American)
860009 | 1 | Flapper Valve | 1997-03-05 | no | 1997-03-05 | no | Currently in Use | Gas (Historical Use) | 3000 | Steel-Impressed Current | 1966-03-12 | Steel (Impressed Current) | Safe Suction (Euro)
860009 | 2 | Flapper Valve | 1997-03-05 | no | 1997-03-05 | no | Currently in Use | Gas (Historical Use) | 3000 | Steel-Impressed Current | 1966-03-12 | Steel (Impressed Current) | Safe Suction (Euro)
860009 | 3 | Flapper Valve | 1997-03-05 | no | 1997-03-05 | no | Currently in Use | Gas (Historical Use) | 1000 | Steel-Impressed Current | 1966-03-12 | Steel (Impressed Current) | Suction (American)
860010 | 1 | [5 empty] | Removed from Ground | Gas (Historical Use) | 560 | Bare Steel | 1981-03-08 | Galvanized Steel
860010 | 2 | [5 empty] | Removed from Ground | Gas (Historical Use) | 560 | Bare Steel | 1971-03-11 | Galvanized Steel
860010 | 3 | [5 empty] | Removed from Ground | Gas (Historical Use) | 560 | Bare Steel | 1978-03-09 | Galvanized Steel
860010 | 4 |  | 1998-06-10 |  | 1998-06-10 |  | Removed from Ground | Diesel | 3000 | Steel-Impressed Current | 1971-03-11 | Cathodically Protected | Suction (American)
860010 | 5 | [5 empty] | Removed from Ground | Empty | 560 | Bare Steel | 1966-03-12 | Galvanized Steel
860010 | 6 | [5 empty] | Removed from Ground | Empty | 560 | Bare Steel | 1966-03-12 | Galvanized Steel
860012 | 1 | Flapper Valve | 1998-09-14 | no | 1998-09-14 | no | Currently in Use | Premium | 2000 | Steel-Impressed Current | 1970-04-25 | Steel (Impressed Current) | Suction (American)
860012 | 2 | Flapper Valve | 1998-09-14 | no | 1998-09-14 | no | Currently in Use | Regular | 2000 | Steel-Impressed Current | 1970-04-25 | Steel (Impressed Current) | Suction (American)
860012 | 3 | Flapper Valve | 1998-09-14 | no | 1998-09-14 | no | Currently in Use | Diesel On Road | 2000 | Steel-Impressed Current | 1970-04-25 | Steel (Impressed Current) | Suction (American)
860013 | 1 |  |  | yes |  | yes | Permanently Out of Use - historical purposes | Empty | 2000 | Bare Steel | 1974-04-25 | Bare Steel
860014 | 10427-3 | [5 empty] | Removed from Ground | Gas (Historical Use) | 550 | Bare Steel | 1976-05-01 | Galvanized Steel
860014 | 10427-4 | [5 empty] | Removed from Ground | Diesel | 1000 | Bare Steel | 1971-05-03 | Galvanized Steel
860014 | 427D1 |  | 1988-10-31 |  | 1988-10-31 |  | Removed from Ground | Diesel | 1050 | Cathodically Protected Steel | 1988-10-31 | Galvanized Steel | Safe Suction (Euro)
860014 | 427G1 |  | 1988-10-31 |  | 1988-10-31 |  | Removed from Ground | Gas (Historical Use) | 1050 | Cathodically Protected Steel | 1988-10-31 | Galvanized Steel | Safe Suction (Euro)
860015 | 1 | [5 empty] | Removed from Ground | Gas (Historical Use) | 1000 | Bare Steel | 1971-05-12 | Galvanized Steel
860015 | 2 | [5 empty] | Removed from Ground | Gas (Historical Use) | 1000 | Bare Steel | 1971-05-12 | Galvanized Steel
860015 | 3 | [5 empty] | Removed from Ground | Gas (Historical Use) | 1000 | Bare Steel | 1971-05-12 | Galvanized Steel
860016 | 1 | Flapper Valve | 1997-05-01 |  | 1997-05-01 | yes | Currently in Use | Gas (Historical Use) | 12000 | Steel-Impressed Current | 1976-05-07 | Fiberglass Reinforced Plastic | Pressurized
860016 | 2 | Flapper Valve | 1997-05-01 |  | 1997-05-01 | yes | Temporarily out of use | Gas (Historical Use) | 12000 | Steel-Impressed Current | 1976-05-07 | Fiberglass Reinforced Plastic | Pressurized
860017 | 1 |  | 1998-11-15 | no | 1998-11-15 | no | Currently in Use | Gas (Historical Use) | 8000 | Steel-Impressed Current | 1982-05-08 | Steel (Impressed Current) | Pressurized
860017 | 2 |  | 1998-11-15 | no | 1998-11-15 | no | Currently in Use | Gas (Historical Use) | 8000 | Steel-Impressed Current | 1982-05-08 | Steel (Impressed Current) | Pressurized
860017 | 3 |  | 1998-11-15 |  | 1998-11-15 |  | Closed in Ground | Gas (Historical Use) | 8000 | Steel-Impressed Current | 1982-05-08 | Steel (Impressed Current) | Pressurized
860017 | 4 | [5 empty] | Removed from Ground | Gas (Historical Use) | 500 | Bare Steel | 1930-01-01 | Bare Steel
860017 | 5 | [5 empty] | Removed from Ground | Gas (Historical Use) | 500 | Bare Steel | 1930-01-01 | Bare Steel
860018 | 1 | [5 empty] | Removed from Ground | Gas (Historical Use) | 8000 | Bare Steel | 1977-01-03 | Galvanized Steel
860018 | 2 | [5 empty] | Removed from Ground | Diesel | 4000 | Bare Steel | 1985-01-01 | Bare Steel
860019 | 1 | [5 empty] | Removed from Ground | Gas (Historical Use) | 3000 | Bare Steel | 1964-05-18 | Galvanized Steel
860019 | 2 | [5 empty] | Removed from Ground | Gas (Historical Use) | 3000 | Bare Steel | 1964-05-18 | Galvanized Steel
860019 | 3 | [5 empty] | Removed from Ground | Gas (Historical Use) | 3000 | Bare Steel | 1964-05-18 | Galvanized Steel
860019 | 4 | [5 empty] | Removed from Ground | Gas (Historical Use) | 3000 | Bare Steel | 1964-05-18 | Galvanized Steel
860019 | 5 | [5 empty] | Removed from Ground | Diesel | 2000 | Bare Steel | 1964-05-18 | Galvanized Steel
860020 | 1 |  | 2001-03-01 | no | 2001-03-01 | no | Currently in Use | Regular | 10000 | Galvanic (STIP-3) | 2001-03-01 | Fiberglass Reinforced Plastic | Pressurized
860020 | 2 |  | 2001-03-01 | no | 2001-03-01 | no | Currently in Use | Regular | 10000 | Galvanic (STIP-3) | 2001-03-01 | Fiberglass Reinforced Plastic | Pressurized
860020 | 3 |  | 2001-03-01 | no | 2001-03-01 | no | Currently in Use | Diesel | 10000 | Galvanic (STIP-3) | 2001-03-01 | Fiberglass Reinforced Plastic | Pressurized
860020 | A |  |  | no |  | no | Removed from Ground | Gas (Historical Use) | 1000 | Bare Steel | 2000-07-26
860020 | B |  |  | no |  | no | Removed from Ground | Gas (Historical Use) | 550 | Bare Steel | 2000-07-26
860020 | C |  |  | no |  | no | Removed from Ground | Gas (Historical Use) | 1000 | Bare Steel | 2000-07-26
870002 | 1 |  | 1998-05-01 |  | 1998-05-01 |  | Currently in Use | Gas (Historical Use) | 10000 | Fiberglass | 1998-05-01 | Fiberglass Reinforced Plastic | Pressurized
870002 | 2 |  | 1998-05-01 |  | 1998-05-01 |  | Currently in Use | Gas (Historical Use) | 10000 | Fiberglass | 1998-05-01 | Fiberglass Reinforced Plastic | Pressurized
870002 | 3 |  | 1998-05-01 |  | 1998-05-01 |  | Currently in Use | Diesel | 4000 | Fiberglass | 1998-05-01 | Fiberglass Reinforced Plastic | Safe Suction (Euro)
870002 | 4 |  | 1998-05-01 |  | 1998-05-01 |  | Currently in Use | Kerosene | 4000 | Fiberglass | 1998-05-01 | Fiberglass Reinforced Plastic | Safe Suction (Euro)
870002 | A | [5 empty] | Removed from Ground | Diesel | 3000 | Bare Steel | 1973-03-20 | Galvanized Steel | Pressurized
870002 | B | [5 empty] | Removed from Ground | Kerosene | 2000 | Bare Steel | 1973-03-20 | Galvanized Steel | Pressurized
870002 | C | [5 empty] | Removed from Ground | Gas (Historical Use) | 10000 | Bare Steel | 1973-03-20 | Galvanized Steel | Pressurized
870002 | D | [5 empty] | Removed from Ground | Gas (Historical Use) | 8000 | Bare Steel | 1973-03-20 | Galvanized Steel | Pressurized
870002 | E | [5 empty] | Removed from Ground | Gas (Historical Use) | 10000 | Bare Steel | 1973-03-20 | Galvanized Steel | Pressurized
870002 | F | [5 empty] | Removed from Ground | Other | 550 | Marked Unknown | 1991-10-01 | Unknown
870003 | 1 | [5 empty] | Removed from Ground | Gas (Historical Use) | 6000 | Bare Steel | 1966-05-10 | Galvanized Steel
870003 | 2 | [5 empty] | Removed from Ground | Gas (Historical Use) | 6000 | Bare Steel | 1966-05-10 | Galvanized Steel
870003 | 3 | [5 empty] | Removed from Ground | Gas (Historical Use) | 6000 | Bare Steel | 1987-08-03 | Galvanized Steel | Pressurized
870003 | 4 | [5 empty] | Removed from Ground | Used Oil | 550 | Marked Unknown |  | Unknown
870008 | 1 | [5 empty] | Removed from Ground | Gas (Historical Use) | 550 | Bare Steel | 1974-05-11 | Galvanized Steel
870010 | 1 | [5 empty] | Removed from Ground | Gas (Historical Use) | 1000 | Bare Steel | 1974-05-11 | Galvanized Steel
870010 | 2 | [5 empty] | Removed from Ground | Gas (Historical Use) | 560 | Bare Steel | 1985-05-08 | Galvanized Steel
870014 | 1 | [5 empty] | Removed from Ground | Gas (Historical Use) | 1060 | Bare Steel | 1966-05-11 | Galvanized Steel | Suction (American)
870014 | 2 | [5 empty] | Removed from Ground | Gas (Historical Use) | 1060 | Bare Steel | 1966-05-11 | Galvanized Steel | Suction (American)
870017 | 1 | [5 empty] | Removed from Ground | Gas (Historical Use) | 2000 | Bare Steel | 1968-05-10 | Galvanized Steel
870017 | 2 | [5 empty] | Removed from Ground | Gas (Historical Use) | 4000 | Bare Steel | 1968-05-10 | Galvanized Steel
870017 | 3 | [5 empty] | Removed from Ground | Gas (Historical Use) | 6000 | Bare Steel | 1968-05-10 | Galvanized Steel
870018 | 1 | [5 empty] | Permanently Out of Use - historical purposes | Gas (Historical Use) | 1060 | Bare Steel | 1982-05-07 | Galvanized Steel
870018 | 2 |  | 1996-05-15 |  | 1996-05-15 |  | Currently in Use | Gas (Historical Use) | 6000 | Galvanic (STIP-3) | 1989-01-01 | Fiberglass Reinforced Plastic | Pressurized
870018 | 3 |  | 1996-05-15 |  | 1996-05-15 |  | Temporarily out of use | Gas (Historical Use) | 6000 | Galvanic (STIP-3) | 1989-01-01 | Fiberglass Reinforced Plastic | Pressurized
870018 | 4 |  | 1996-05-15 |  | 1996-05-15 |  | Currently in Use | Gas (Historical Use) | 8000 | Galvanic (STIP-3) | 1989-01-01 | Fiberglass Reinforced Plastic | Pressurized
870033 | 1 | [5 empty] | Removed from Ground | Gas (Historical Use) | 500 | Bare Steel | 1966-05-11 | Galvanized Steel
870033 | 2 | [5 empty] | Removed from Ground | Gas (Historical Use) | 6000 | Bare Steel | 1966-05-11 | Galvanized Steel
870033 | 3 | [5 empty] | Removed from Ground | Gas (Historical Use) | 4000 | Bare Steel | 1966-05-11 | Galvanized Steel
870033 | 4 |  | 1990-01-01 |  | 1990-01-01 |  | Temporarily out of use | Gas (Historical Use) | 6000 | Cathodically Protected Steel | 1990-01-01 | Fiberglass Reinforced Plastic | Pressurized
870033 | 5 |  | 1990-01-01 |  | 1990-01-01 |  | Temporarily out of use | Gas (Historical Use) | 6000 | Cathodically Protected Steel | 1990-01-01 | Fiberglass Reinforced Plastic | Pressurized
870033 | 6 |  | 1990-01-01 |  | 1990-01-01 |  | Temporarily out of use | Gas (Historical Use) | 6000 | Cathodically Protected Steel | 1990-01-01 | Fiberglass Reinforced Plastic | Pressurized
870033 | 7 |  | 1990-01-01 |  | 1990-01-01 |  | Temporarily out of use | Diesel | 6000 | Cathodically Protected Steel | 1990-01-01 | Fiberglass Reinforced Plastic | Pressurized
870035 | 1 | [5 empty] | Removed from Ground | Gas (Historical Use) | 4000 | Bare Steel | 1984-05-06 | Galvanized Steel
870035 | 2 | [5 empty] | Removed from Ground | Gas (Historical Use) | 4000 | Bare Steel | 1984-05-06 | Galvanized Steel
870035 | 3 | [5 empty] | Removed from Ground | Gas (Historical Use) | 3000 | Bare Steel | 1984-05-06 | Galvanized Steel
870039 | 1 | [5 empty] | Removed from Ground | Gas (Historical Use) | 560 | Bare Steel | 1971-05-10 | Galvanized Steel
870039 | 2 | [5 empty] | Removed from Ground | Gas (Historical Use) | 560 | Bare Steel | 1971-05-10 | Galvanized Steel
870042 | 1 | [5 empty] | Removed from Ground | Gas (Historical Use) | 1060 | Bare Steel | 1956-05-13 | Galvanized Steel
870042 | 2 | [5 empty] | Removed from Ground | Gas (Historical Use) | 1060 | Bare Steel | 1961-05-12 | Galvanized Steel
870054 | 1 | [5 empty] | Removed from Ground | Gas (Historical Use) | 4000 | Bare Steel | 1967-05-11 | Galvanized Steel
870054 | 2 | [5 empty] | Removed from Ground | Gas (Historical Use) | 3000 | Bare Steel | 1967-05-11 | Galvanized Steel
870054 | 3 | [5 empty] | Removed from Ground | Gas (Historical Use) | 3000 | Bare Steel | 1967-05-11 | Galvanized Steel
870054 | 4 | [5 empty] | Removed from Ground | Diesel | 1000 | Bare Steel | 1983-05-07 | Galvanized Steel
870062 | 1 | [5 empty] | Removed from Ground | Gas (Historical Use) | 2000 | Bare Steel | 1974-04-25 | Galvanized Steel | Safe Suction (Euro)
870062 | 2 | [5 empty] | Removed from Ground | Diesel | 560 | Bare Steel | 1968-04-26 | Galvanized Steel | Safe Suction (Euro)
870064 | 1 | [5 empty] | Removed from Ground | Gas (Historical Use) | 5000 | Bare Steel | 1980-04-22 | Galvanized Steel
870064 | 2 | [5 empty] | Removed from Ground | Gas (Historical Use) | 5000 | Bare Steel | 1982-04-22 | Galvanized Steel
870064 | 3 | [5 empty] | Removed from Ground | Diesel | 500 | Bare Steel | 1972-04-24 | Galvanized Steel
870065 | 1 | [5 empty] | Removed from Ground | Diesel | 10000 | Bare Steel | 1984-03-24 | Galvanized Steel
870065 | 2 | [5 empty] | Removed from Ground | Gas (Historical Use) | 1000 | Bare Steel | 1984-03-24 | Galvanized Steel
870065 | 3 | [5 empty] | Removed from Ground | Gas (Historical Use) | 1000 | Bare Steel | 1994-12-11 | Not Marked
870066 | 1 | [5 empty] | Removed from Ground | Gas (Historical Use) | 560 | Bare Steel | 1971-03-14 | Galvanized Steel | Suction (American)
870066 | 2 | [5 empty] | Permanently Out of Use - historical purposes | Gas (Historical Use) | 287 | Bare Steel | 1971-03-14 | Galvanized Steel | Suction (American)
870067 | 1 | [5 empty] | Permanently Out of Use - historical purposes | Empty | 287 | Bare Steel | 1971-03-14 | Galvanized Steel
870067 | 2 | [5 empty] | Permanently Out of Use - historical purposes | Empty | 287 | Bare Steel | 1971-03-14 | Galvanized Steel
870070 | 1 | [5 empty] | Removed from Ground | Gas (Historical Use) | 3000 | Bare Steel | 1976-03-01 | Galvanized Steel
870070 | 2 | [5 empty] | Removed from Ground | Diesel | 1000 | Bare Steel | 1976-03-01 | Galvanized Steel
870072 | 1 | [5 empty] | Removed from Ground | Gas (Historical Use) | 1000 | Bare Steel | 1963-03-12 | Unknown
870072 | 2 | [5 empty] | Removed from Ground | Gas (Historical Use) | 10000 | Not Marked/Unknown | 1985-01-01 | Not Marked
870074 | 1 | [5 empty] | Permanently Out of Use - historical purposes | Other | 2000 | Bare Steel | 1986-02-03 | Not Marked
870077 | 1 | [5 empty] | Removed from Ground | Diesel | 8000 | Bare Steel | 1979-02-14 | Galvanized Steel
870077 | 2 | [5 empty] | Removed from Ground | Diesel | 4000 | Bare Steel | 1979-02-14 | Galvanized Steel
870077 | 3 | [5 empty] | Removed from Ground | Empty | 250 | Bare Steel | 1982-02-13 | Galvanized Steel
870077 | 4 |  | 1989-02-24 |  | 1989-02-24 |  | Currently in Use | Gas (Historical Use) | 4000 | Cathodically Protected Steel | 1989-01-01 | Fiberglass Reinforced Plastic
870077 | 5 |  | 1989-02-24 |  | 1989-02-24 |  | Currently in Use | Diesel | 8000 | Cathodically Protected Steel | 1989-01-01 | Fiberglass Reinforced Plastic
870078 | 1 |  |  | yes |  | yes | Removed from Ground | Used Oil | 200 | Bare Steel | 1971-03-14 | Bare Steel
870082 | 1 |  |  | yes |  | yes | Removed from Ground | Used Oil | 1000 | Bare Steel | 1977-04-06 | Galvanized Steel
870083 | 1 | [5 empty] | Removed from Ground | Gas (Historical Use) | 500 | Composite | 1983-04-11 | Galvanized Steel
870083 | 2 | [5 empty] | Removed from Ground | Diesel | 1000 | Bare Steel | 1968-04-14 | Galvanized Steel
870086 | 1 | [5 empty] | Removed from Ground | Empty | 1000 | Bare Steel | 1968-05-03 | Unknown
870086 | 2 | [5 empty] | Removed from Ground | Gas (Historical Use) | 1000 | Bare Steel | 1970-11-08 | Galvanized Steel
870086 | 3 | [5 empty] | Removed from Ground | Diesel | 1000 | Bare Steel | 1970-11-08 | Galvanized Steel
870086 | 4 | [5 empty] | Removed from Ground | Diesel | 500 | Bare Steel | 1968-05-03 | Unknown
870087 | 1 | [5 empty] | Removed from Ground | Empty | 550 | Composite | 1972-04-13 | Unknown
870088 | OT-1 | [5 empty] | Removed from Ground | Other | 2000 | Fiberglass | 1979-04-24 | Unknown
870088 | OT-19 | [5 empty] | Removed from Ground | Kerosene | 7140 | Bare Steel | 1979-04-24 | Galvanized Steel
870088 | OT-205 | [5 empty] | Removed from Ground | Diesel | 1000 | Bare Steel | 1979-04-24 | Unknown
870088 | OT-20N | [5 empty] | Removed from Ground | Diesel | 1000 | Bare Steel | 1979-04-24 | Unknown
870088 | OT-21 | [5 empty] | Removed from Ground | Gas (Historical Use) | 1000 | Bare Steel | 1979-04-24 | Unknown
870088 | OT-25 |  |  | yes |  | yes | Removed from Ground | Used Oil | 250 | Bare Steel | 1979-04-24 | Galvanized Steel
870088 | OT-34 |  |  | yes |  | yes | Removed from Ground | Used Oil | 1000 | Bare Steel | 1983-04-23 | Galvanized Steel
870088 | OT-35 | [5 empty] | Removed from Ground | Diesel | 2000 | Composite | 1984-04-22 | Galvanized Steel
870088 | OT-36 |  |  | yes |  | yes | Removed from Ground | Used Oil | 1000 | Composite | 1984-04-22 | Galvanized Steel
870089 | 1 |  | 1996-02-14 |  | 1996-02-14 |  | Currently in Use | Gas (Historical Use) | 4000 | Fiberglass | 1986-04-22 | Steel (Impressed Current) | Pressurized
870089 | 2 |  | 1996-02-14 |  | 1996-02-14 |  | Currently in Use | Gas (Historical Use) | 4000 | Fiberglass | 1986-04-22 | Steel (Impressed Current) | Pressurized
870089 | 3 |  | 1996-02-14 |  | 1996-02-14 |  | Currently in Use | Gas (Historical Use) | 4000 | Fiberglass | 1986-04-22 | Steel (Impressed Current) | Pressurized
870090 | 1 |  | 1996-02-01 |  | 1996-02-01 |  | Closed in Ground | Gas (Historical Use) | 8000 | Steel-Impressed Current | 1980-05-01 | Steel (Impressed Current) | Pressurized
870090 | 2 |  | 1996-02-01 |  | 1996-02-01 |  | Currently in Use | Gas (Historical Use) | 6000 | Steel-Impressed Current | 1980-05-01 | Steel (Impressed Current) | Pressurized
870090 | 3 | [5 empty] | Closed in Ground | Gas (Historical Use) | 4000 | Bare Steel | 1980-05-01 | Galvanized Steel | Pressurized
870090 | 4 |  | 1998-08-19 |  | 1998-08-19 |  | Currently in Use | Gas (Historical Use) | 6000 | Composite | 1998-08-19 | Fiberglass Reinforced Plastic | Pressurized
870091 | 1 | Flapper Valve | 1998-12-03 |  | 1998-12-03 | yes | Currently in Use | Gas (Historical Use) | 4000 | Steel-Impressed Current | 1980-05-01 | Steel (Impressed Current) | Pressurized
870091 | 2 | Flapper Valve | 1998-12-03 |  | 1998-12-03 | yes | Currently in Use | Gas (Historical Use) | 4000 | Steel-Impressed Current | 1980-05-01 | Steel (Impressed Current) | Pressurized
870091 | 3 | Flapper Valve | 1998-12-03 |  | 1998-12-03 | yes | Currently in Use | Gas (Historical Use) | 4000 | Steel-Impressed Current | 1980-05-01 | Steel (Impressed Current) | Pressurized
870091 | 4 | Flapper Valve | 1998-12-03 |  | 1998-12-03 | yes | Currently in Use | Gas (Historical Use) | 4000 | Steel-Impressed Current | 1980-05-01 | Steel (Impressed Current) | Pressurized
870092 | 1 |  | 1999-03-01 |  | 1999-03-01 |  | Currently in Use | Gas (Historical Use) | 8000 | Cathodically Protected Steel | 1981-05-01 | Cathodically Protected | Pressurized
870092 | 2 |  | 1999-03-10 |  | 1999-03-10 |  | Currently in Use | Gas (Historical Use) | 8000 | Cathodically Protected Steel | 1981-05-01 | Cathodically Protected | Pressurized
870092 | 3 |  | 1999-03-01 |  | 1999-03-01 |  | Currently in Use | Gas (Historical Use) | 8000 | Cathodically Protected Steel | 1981-05-01 | Cathodically Protected | Pressurized
870092 | 4 |  | 1999-03-01 |  | 1999-03-01 |  | Currently in Use | Diesel | 8000 | Cathodically Protected Steel | 1985-04-30 | Cathodically Protected | Pressurized
870093 | 1 | [5 empty] | Removed from Ground | Gas (Historical Use) | 6000 | Bare Steel | 1981-05-01 | Bare Steel | Safe Suction (Euro)
870093 | 2 | [5 empty] | Removed from Ground | Gas (Historical Use) | 6000 | Bare Steel | 1981-05-01 | Bare Steel | Safe Suction (Euro)
870093 | 3 | [5 empty] | Removed from Ground | Gas (Historical Use) | 6000 | Bare Steel | 1981-05-01 | Bare Steel | Safe Suction (Euro)
870093 | 4 |  | 1994-05-01 |  | 1994-05-01 |  | Currently in Use | Gas (Historical Use) | 10000 | Composite | 1994-05-01 | Cathodically Protected | Pressurized
870093 | 5 |  | 1994-05-01 |  | 1994-05-01 |  | Currently in Use | Gas (Historical Use) | 8000 | Composite | 1994-05-01 | Cathodically Protected | Pressurized
870093 | 6 |  | 1994-05-01 |  | 1994-05-01 |  | Currently in Use | Gas (Historical Use) | 8000 | Composite | 1994-05-01 | Cathodically Protected | Pressurized
870095 | 1 | [5 empty] | Removed from Ground | Gas (Historical Use) | 6000 | Bare Steel | 1966-04-28 | Galvanized Steel
870095 | 2 | [5 empty] | Removed from Ground | Gas (Historical Use) | 6000 | Bare Steel | 1966-04-28 | Galvanized Steel
870095 | 3 | [5 empty] | Removed from Ground | Kerosene | 8000 | Bare Steel | 1966-04-28 | Galvanized Steel
870095 | 4 | [5 empty] | Removed from Ground | Kerosene | 8000 | Bare Steel | 1966-04-28 | Galvanized Steel
870095 | 5 |  | 1998-08-01 | no | 1998-08-01 | no | Currently in Use |  | 12000 | Composite | 1998-08-01 | Fiberglass Reinforced Plastic | Safe Suction (Euro)
870095 | 6 |  | 1998-08-01 | no | 1998-08-01 | no | Currently in Use | Kerosene | 12000 | Composite | 1998-08-01 | Fiberglass Reinforced Plastic | Safe Suction (Euro)
870096 | 1 | [5 empty] | Removed from Ground | Diesel | 20000 | Bare Steel | 1979-04-09 | Galvanized Steel
870096 | 2 | [5 empty] | Removed from Ground | Other | 1000 | Bare Steel | 1965-01-01 | Galvanized Steel
870097 | 1 | [5 empty] | Removed from Ground | Empty | 500 | Marked Unknown | 1966-03-31 | Unknown
870098 | 1 | Flapper Valve | 1998-06-03 | no | 1998-06-03 | no | Currently in Use | Diesel | 15000 | Epoxy | 1983-05-01 | Double Walled | Safe Suction (Euro)
870099 | 1 | [5 empty] | Removed from Ground | Diesel | 8000 | Bare Steel | 1980-05-01 | Galvanized Steel
870099 | 2 | [5 empty] | Removed from Ground | Gas (Historical Use) | 4000 | Bare Steel | 1980-05-01 | Galvanized Steel
870100 | 1 |  | 1997-02-25 |  | 1997-02-25 |  | Removed from Ground | Gas (Historical Use) | 10000 | Cathodically Protected Steel | 1981-01-01 | Cathodically Protected | Safe Suction (Euro)
870100 | 2 |  | 1997-02-25 |  | 1997-02-25 |  | Currently in Use | Gas (Historical Use) | 8000 | Cathodically Protected Steel | 1981-01-01 | Cathodically Protected | Safe Suction (Euro)
870103 | 1 | [5 empty] | Removed from Ground | Gas (Historical Use) | 10000 | Bare Steel | 1976-05-09 | Unknown
870103 | 618505 | Ball Float | 1992-10-22 | no | 1992-10-22 | no | Currently in Use | Diesel | 6000 | Fiberglass | 1992-10-22 | Fiberglass Reinforced Plastic | Pressurized
870103 | DB1 | [5 empty] | Removed from Ground | Gas (Historical Use) | 10000 | Bare Steel | 1976-05-09 | Unknown
870103 | DB2 | [5 empty] | Closed in Ground | Diesel | 10000 | Bare Steel | 1987-01-01 | Bare Steel | Pressurized
870103 | L296056 |  | 1991-10-16 |  | 1991-10-16 |  | Removed from Ground | Gas (Historical Use) | 10000 | Composite | 1991-10-16 | Fiberglass Reinforced Plastic | Pressurized
870104 | 1 | [5 empty] | Removed from Ground | Diesel | 1000 | Bare Steel | 1976-05-08 | Unknown
870105 | 1 | [5 empty] | Removed from Ground | Gas (Historical Use) | 550 | Bare Steel | 1983-05-06 | Galvanized Steel
870107 | 1 |  | 1994-10-12 | no | 1994-10-12 | no | Currently in Use | Gas (Historical Use) | 10000 |  | 1985-05-05 | Fiberglass Reinforced Plastic | Pressurized
870107 | 2 |  | 1994-10-12 | no | 1994-10-12 | no | Currently in Use | Gas (Historical Use) | 10000 |  | 1985-05-05 | Fiberglass Reinforced Plastic | Pressurized
870107 | 3 |  | 1994-10-12 | no | 1994-10-12 | no | Currently in Use | Gas (Historical Use) | 8000 |  | 1985-05-05 | Fiberglass Reinforced Plastic | Pressurized
870107 | 4 |  | 1994-10-12 |  | 1994-10-12 |  | Closed in Ground | Diesel | 8000 | Cathodically Protected Steel | 1985-05-05 | Fiberglass Reinforced Plastic | Pressurized
870107 | 5 |  | 1994-10-12 |  | 1994-10-12 |  | Closed in Ground | Diesel | 8000 | Cathodically Protected Steel | 1988-05-31 | Fiberglass Reinforced Plastic | Pressurized
870107 | 6 | Ball Float | 2014-01-06 | no | 2014-01-06 | no | Currently in Use | Diesel | 20000 | Composite Double Walled | 2014-01-06 | Double-Walled Fiberglass | Pressurized
870109 | 1 | [5 empty] | Removed from Ground | Gas (Historical Use) | 1000 | Bare Steel | 1961-05-11 | Galvanized Steel
870109 | 2 | [5 empty] | Removed from Ground | Gas (Historical Use) | 1000 | Bare Steel | 1961-05-11 | Galvanized Steel
870109 | 3 |  |  | no |  | no | Removed from Ground |  | 1000 | Bare Steel | 1995-12-01 | Galvanized Steel
870109 | 4 |  | 2017-09-21 | no |  | no | Currently in Use | Gas (Historical Use) | 12000 | Tank Jacket | 2017-09-21 | Double-Walled Fiberglass | Pressurized
870109 | 5A |  | 1995-12-02 |  | 1995-12-02 |  | Currently in Use | Gas (Historical Use) | 7000 | Composite | 1995-12-02 | Fiberglass Reinforced Plastic | Pressurized
870109 | 5B |  | 1995-12-03 | no | 1995-12-03 | no | Currently in Use | Diesel | 3000 | Composite | 1995-12-02 | Fiberglass Reinforced Plastic | Pressurized
870110 | 1 | [5 empty] | Removed from Ground | Diesel | 3000 | Bare Steel | 1982-05-06 | Galvanized Steel | Pressurized
870110 | 2 | [5 empty] | Removed from Ground | Gas (Historical Use) | 3000 | Cathodically Protected Steel | 1987-08-08 | Galvanized Steel | Pressurized
870110 | 3 | [5 empty] | Removed from Ground | Gas (Historical Use) | 8000 | Bare Steel | 1982-05-06 | Galvanized Steel | Pressurized
870110 | 4 | [5 empty] | Removed from Ground | Gas (Historical Use) | 6000 | Bare Steel | 1968-05-09 | Galvanized Steel | Pressurized
870110 | 5 | [5 empty] | Removed from Ground | Gas (Historical Use) | 6000 | Bare Steel | 1968-05-09 | Galvanized Steel | Pressurized
870110 | 6A |  | 1998-10-30 |  | 1998-10-30 |  | Currently in Use | Gas (Historical Use) | 12000 | Epoxy | 1998-10-30 | Double Walled | Pressurized
870110 | 6B |  | 1998-10-30 |  | 1998-10-30 |  | Currently in Use | Gas (Historical Use) | 8000 | Epoxy | 1998-10-30 | Double Walled | Pressurized
870110 | 7 |  | 1998-10-30 |  | 1998-10-30 |  | Currently in Use | Diesel | 3000 | Epoxy | 1998-10-30 | Double Walled | Pressurized
870111 | 1 |  | 1988-08-10 |  | 1988-08-10 |  | Currently in Use | Gas (Historical Use) | 8000 | Cathodically Protected Steel | 1988-08-10 | Fiberglass Reinforced Plastic | Pressurized
870111 | 2 |  | 1988-08-10 |  | 1988-08-10 |  | Currently in Use | Gas (Historical Use) | 8000 | Cathodically Protected Steel | 1988-08-10 | Fiberglass Reinforced Plastic | Pressurized
870111 | 3 |  | 1988-08-10 |  | 1988-08-18 |  | Currently in Use | Gas (Historical Use) | 8000 | Cathodically Protected Steel | 1988-08-10 | Fiberglass Reinforced Plastic | Pressurized
870111 | 4 | [5 empty] | Removed from Ground | Gas (Historical Use) | 0 | Bare Steel | 1988-08-10 | Not Marked
870112 | 1 | [5 empty] | Removed from Ground | Gas (Historical Use) | 550 | Bare Steel | 1965-05-10 | Galvanized Steel
870113 | 1 | [5 empty] | Removed from Ground | Gas (Historical Use) | 1050 | Bare Steel | 1984-05-05 | Galvanized Steel
870115 | 1 | [5 empty] | Removed from Ground | Gas (Historical Use) | 550 | Bare Steel | 1967-05-10 | Unknown
870116 | 1 | [5 empty] | Removed from Ground | Gas (Historical Use) | 550 | Bare Steel | 1973-05-08 | Galvanized Steel
870117 | 1 | [5 empty] | Removed from Ground | Diesel | 25000 | Bare Steel | 1966-05-06 | Bare Steel
870118 | 1 | [5 empty] | Removed from Ground | Other | 10000 | Bare Steel | 1966-01-01 | Bare Steel | Pressurized
870118 | 2 | [5 empty] | Removed from Ground | Other | 10000 | Bare Steel | 1966-01-01 | Bare Steel | Pressurized
870118 | 3 | [5 empty] | Removed from Ground | Other | 500 | Bare Steel | 1966-01-01 | Bare Steel | Gravity Fed
870118 | 4 |  | 1996-10-01 |  | 1996-10-01 |  | Removed from Ground | Diesel | 10000 | Double Walled | 1994-02-15 | Fiberglass Reinforced Plastic | Pressurized
870120 | 1 | [5 empty] | Removed from Ground | Gas (Historical Use) | 1050 | Bare Steel | 1970-05-12 | Galvanized Steel
870120 | 2 | [5 empty] | Removed from Ground | Gas (Historical Use) | 1050 | Bare Steel | 1970-05-12 | Galvanized Steel
870120 | 3 | [5 empty] | Removed from Ground | Gas (Historical Use) | 1050 | Bare Steel | 1970-05-12 | Galvanized Steel
870120 | 4 |  |  | yes |  | yes | Removed from Ground | Used Oil | 250 | Not Marked/Unknown | 1998-03-23 | Not Marked
870121 | 1 |  | 1998-12-15 |  | 1998-12-15 |  | Currently in Use | Gas (Historical Use) | 3000 | Cathodically Protected Steel | 1975-05-11 | Cathodically Protected | Suction (American)
870121 | 2 |  | 1998-12-15 |  | 1998-12-15 |  | Currently in Use | Gas (Historical Use) | 3000 | Cathodically Protected Steel | 1975-05-11 | Cathodically Protected | Suction (American)
870121 | 3 |  | 1998-12-15 |  | 1998-12-15 |  | Currently in Use | Gas (Historical Use) | 3000 | Cathodically Protected Steel | 1975-05-11 | Cathodically Protected | Suction (American)
870122 | 1 | [5 empty] | Removed from Ground | Gas (Historical Use) | 2000 | Bare Steel | 1975-05-08 | Galvanized Steel | Suction (American)
870122 | 2 | [5 empty] | Removed from Ground | Gas (Historical Use) | 1000 | Bare Steel | 1975-05-08 | Galvanized Steel | Suction (American)
870122 | 3 | [5 empty] | Removed from Ground | Gas (Historical Use) | 1000 | Bare Steel | 1975-05-08 | Galvanized Steel | Suction (American)
870122 | 4 | [5 empty] | Removed from Ground | Diesel | 6000 | Bare Steel | 1981-05-06 | Galvanized Steel | Suction (American)
870122 | 5 | Flapper Valve | 1998-12-15 | no | 1998-12-15 | no | Currently in Use | E-10 | 6000 | Composite | 1998-12-15 | Fiberglass Reinforced Plastic | Safe Suction (Euro)
870122 | 6 |  | 1998-12-15 |  | 1998-12-15 |  | Currently in Use | Gas (Historical Use) | 4000 | Composite | 1998-12-15 | Fiberglass Reinforced Plastic | Safe Suction (Euro)
870122 | 7 |  | 1998-12-15 |  | 1998-12-15 |  | Currently in Use | Gas (Historical Use) | 4000 | Composite | 1998-12-15 | Fiberglass Reinforced Plastic | Safe Suction (Euro)
870122 | 8 | Flapper Valve | 1998-12-15 | no | 1998-12-15 | no | Currently in Use | Diesel | 2000 | Composite | 1998-12-15 | Fiberglass Reinforced Plastic | Safe Suction (Euro)
870124 | 1 |  | 1998-07-01 |  | 1998-07-01 |  | Currently in Use | Gas (Historical Use) | 20000 | Steel-Impressed Current | 1981-05-09 | Cathodically Protected | Pressurized
870124 | 2 |  | 1998-07-01 |  | 1998-07-01 |  | Currently in Use | Gas (Historical Use) | 20000 | Steel-Impressed Current | 1981-05-09 | Cathodically Protected | Pressurized
870124 | 3 |  | 1998-07-01 |  | 1998-07-01 |  | Currently in Use | Gas (Historical Use) | 20000 | Steel-Impressed Current | 1981-05-09 | Cathodically Protected | Pressurized
870124 | 4 |  | 1998-07-01 |  | 1998-07-01 |  | Currently in Use | Diesel | 20000 | Steel-Impressed Current | 1981-05-09 | Cathodically Protected | Pressurized
870124 | 5 |  | 1998-07-01 |  | 1998-07-01 |  | Currently in Use | Diesel | 20000 | Steel-Impressed Current | 1981-05-09 | Cathodically Protected | Pressurized
870125 | 1 | [5 empty] | Removed from Ground | Gas (Historical Use) | 2000 | Bare Steel | 1966-05-13 | Galvanized Steel
870125 | 2 | [5 empty] | Removed from Ground | Gas (Historical Use) | 1050 | Bare Steel | 1966-05-13 | Galvanized Steel
870129 | 1 | [5 empty] | Removed from Ground | Empty | 6000 | Bare Steel | 1968-05-12 | Galvanized Steel | Pressurized
870129 | 2 | [5 empty] | Removed from Ground | Empty | 8000 | Bare Steel | 1968-05-12 | Galvanized Steel | Pressurized
870129 | 3 | [5 empty] | Removed from Ground | Empty | 10000 | Bare Steel | 1968-05-12 | Galvanized Steel | Pressurized
870129 | 4 | [5 empty] | Removed from Ground | Empty | 6000 | Bare Steel | 1968-05-12 | Galvanized Steel | Pressurized
870130 | 1 |  | 1994-03-01 |  | 1994-03-01 |  | Currently in Use | Gas (Historical Use) | 6000 | Steel-Impressed Current | 1983-05-09 | Cathodically Protected | Pressurized
870130 | 2 |  | 1994-03-01 |  | 1994-03-01 |  | Currently in Use | Gas (Historical Use) | 6000 | Steel-Impressed Current | 1983-05-09 | Cathodically Protected | Pressurized
870130 | 3 |  | 1994-03-01 |  | 1994-03-01 |  | Currently in Use | Gas (Historical Use) | 4000 | Steel-Impressed Current | 1983-05-09 | Cathodically Protected | Pressurized
870130 | 4 |  | 1994-03-01 |  | 1994-03-01 |  | Currently in Use | Gas (Historical Use) | 4000 | Steel-Impressed Current | 1983-05-09 | Cathodically Protected | Pressurized
870131 | 1 |  | 1998-11-01 |  | 1998-11-01 |  | Currently in Use | Gas (Historical Use) | 6000 | Steel-Impressed Current | 1984-05-08 | Steel (Impressed Current) | Pressurized
870131 | 2 |  | 1998-11-01 |  | 1998-11-01 |  | Currently in Use | Gas (Historical Use) | 6000 | Steel-Impressed Current | 1984-05-08 | Steel (Impressed Current) | Pressurized
870131 | 3 |  | 1998-11-01 |  | 1998-11-01 |  | Currently in Use | Gas (Historical Use) | 4000 | Steel-Impressed Current | 1984-05-08 | Steel (Impressed Current) | Pressurized
870131 | 4 |  | 1998-11-01 |  | 1998-11-01 |  | Currently in Use | Diesel | 4000 | Steel-Impressed Current | 1984-05-08 | Steel (Impressed Current)
870132 | 1 |  | 1998-11-01 |  | 1998-11-01 |  | Currently in Use | Gas (Historical Use) | 6000 | Steel-Impressed Current | 1985-05-08 | Fiberglass Reinforced Plastic
870132 | 2 |  | 1998-11-01 |  | 1998-11-01 |  | Currently in Use | Gas (Historical Use) | 6000 | Steel-Impressed Current | 1985-05-08 | Fiberglass Reinforced Plastic
870132 | 3 |  | 1998-11-01 |  | 1998-11-01 |  | Currently in Use | Gas (Historical Use) | 4000 | Steel-Impressed Current | 1985-05-08 | Fiberglass Reinforced Plastic
870132 | 4 |  | 1998-11-01 |  | 1998-11-01 |  | Currently in Use | Diesel | 4000 | Steel-Impressed Current | 1985-05-08 | Fiberglass Reinforced Plastic
870132 | 5 |  | 1998-11-01 |  | 1998-11-01 |  | Currently in Use | Diesel | 2000 | Steel-Impressed Current | 1985-05-08 | Fiberglass Reinforced Plastic
870133 | 1 |  | 1997-10-01 |  | 1997-10-01 |  | Currently in Use | Gas (Historical Use) | 6000 | Galvanic (STIP-3) | 1985-05-08 | Galvanized Steel | Pressurized
870133 | 2 |  | 1997-10-01 |  | 1997-10-01 |  | Currently in Use | Gas (Historical Use) | 6000 | Galvanic (STIP-3) | 1985-05-08 | Galvanized Steel | Pressurized
870133 | 3 |  | 1997-10-01 |  | 1997-10-01 |  | Currently in Use | Gas (Historical Use) | 4000 | Galvanic (STIP-3) | 1985-05-08 | Galvanized Steel | Pressurized
870133 | 4 |  | 1997-10-01 |  | 1997-10-01 |  | Currently in Use | Diesel | 2000 | Galvanic (STIP-3) | 1985-05-08 | Galvanized Steel | Pressurized
870133 | 5 |  | 1997-10-01 |  | 1997-10-01 |  | Temporarily out of use | Kerosene | 2000 | Galvanic (STIP-3) | 1985-05-08 | Galvanized Steel | Pressurized
870135 | 1 |  | 1998-12-10 |  | 1998-12-10 |  | Removed from Ground | Gas (Historical Use) | 12000 | Steel-Impressed Current | 1980-05-09 | Cathodically Protected | Pressurized
870135 | 2 |  | 1998-12-10 |  | 1998-12-10 |  | Removed from Ground | Gas (Historical Use) | 12000 | Steel-Impressed Current | 1980-05-09 | Cathodically Protected | Pressurized
870135 | 3 |  | 1998-12-10 |  | 1998-12-10 |  | Removed from Ground | Gas (Historical Use) | 10000 | Steel-Impressed Current | 1980-05-09 | Cathodically Protected | Pressurized
870135 | 4 | [5 empty] | Removed from Ground | Diesel | 8000 | Bare Steel | 1980-05-09 | Galvanized Steel
870135 | 5A |  | 2000-07-01 | no | 2000-07-01 | no | Temporarily out of use | Gas (Historical Use) | 6000 | Epoxy | 2000-07-01 | Unknown | Pressurized
870135 | 5B |  | 2000-07-01 | no | 2000-07-01 | no | Temporarily out of use | Gas (Historical Use) | 3000 | Epoxy | 2000-07-01 |  | Pressurized
870135 | 5C |  | 2000-07-01 | no | 2000-07-01 | no | Temporarily out of use | Gas (Historical Use) | 3000 | Epoxy | 2000-07-01 |  | Pressurized
870136 | 1 |  | 1998-12-01 |  | 1998-12-01 |  | Currently in Use | Gas (Historical Use) | 8000 | Cathodically Protected Steel | 1979-05-10 | Cathodically Protected | Pressurized
870136 | 2 |  | 1998-12-01 |  | 1998-12-01 |  | Currently in Use | Gas (Historical Use) | 4000 | Cathodically Protected Steel | 1979-05-10 | Cathodically Protected | Pressurized
870136 | 3 |  | 1998-12-01 |  | 1998-12-01 |  | Currently in Use | Gas (Historical Use) | 6000 | Cathodically Protected Steel | 1979-05-10 | Cathodically Protected | Pressurized
870137 | 1 | [5 empty] | Removed from Ground | Gas (Historical Use) | 2000 | Bare Steel | 1979-05-10 | Galvanized Steel | Suction (American)
870137 | 2 | [5 empty] | Removed from Ground | Gas (Historical Use) | 560 | Bare Steel | 1971-05-12 | Galvanized Steel | Suction (American)
870137 | 3 | [5 empty] | Removed from Ground | Gas (Historical Use) | 1060 | Bare Steel | 1971-05-12 | Galvanized Steel | Suction (American)
870137 | 4 | Flapper Valve | 1992-08-25 | no | 1992-08-25 | no | Temporarily out of use | Gas (Historical Use) | 6000 | Steel-Impressed Current | 1992-08-25 | Steel (Impressed Current) | Pressurized
870137 | 5 |  | 1992-08-25 | no | 1990-08-25 | no | Temporarily out of use | Gas (Historical Use) | 3000 | Steel-Impressed Current | 1992-08-25 | Steel (Impressed Current) | Pressurized
870137 | 6 |  | 1992-08-25 | no | 1992-08-25 | no | Temporarily out of use | Gas (Historical Use) | 6000 | Steel-Impressed Current | 1992-08-25 | Steel (Impressed Current) | Pressurized
870137 | 7 | Flapper Valve | 1992-08-25 | no | 1992-08-25 | no | Temporarily out of use | Diesel | 4000 | Steel-Impressed Current | 1992-08-25 | Steel (Impressed Current) | Pressurized
870138 | 1 | [5 empty] | Removed from Ground | Gas (Historical Use) | 6000 | Bare Steel | 1976-05-10 | Galvanized Steel
870138 | 2 | [5 empty] | Removed from Ground | Gas (Historical Use) | 4000 | Bare Steel | 1980-05-09 | Galvanized Steel
870138 | 3 | [5 empty] | Removed from Ground | Gas (Historical Use) | 6000 | Bare Steel | 1976-05-10 | Galvanized Steel
870139 | 1 |  | 1998-12-01 |  | 1998-12-01 |  | Currently in Use | Gas (Historical Use) | 8000 | Steel-Impressed Current | 1976-05-10 | Cathodically Protected | Pressurized
870139 | 2 |  | 1998-12-01 |  | 1998-12-01 |  | Currently in Use | Gas (Historical Use) | 8000 | Steel-Impressed Current | 1976-05-10 | Cathodically Protected | Pressurized
870139 | 3 |  | 1998-12-01 |  | 1998-12-01 |  | Temporarily out of use | Gas (Historical Use) | 6000 | Steel-Impressed Current | 1976-05-10 | Cathodically Protected | Pressurized
870140 | 1 | [5 empty] | Removed from Ground | Gas (Historical Use) | 4000 | Bare Steel | 1981-05-09 | Galvanized Steel | Suction (American)
870141 | 1 | [5 empty] | Removed from Ground | Gas (Historical Use) | 2000 | Bare Steel | 1971-05-12 | Galvanized Steel
870141 | 2 | [5 empty] | Removed from Ground | Gas (Historical Use) | 2000 | Bare Steel | 1971-05-12 | Galvanized Steel
870141 | 3 | [5 empty] | Removed from Ground | Gas (Historical Use) | 2000 | Bare Steel | 1971-05-12 | Galvanized Steel
870143 | 1 | [5 empty] | Removed from Ground | Gas (Historical Use) | 560 | Bare Steel | 1980-05-09 | Galvanized Steel
870143 | 2 | [5 empty] | Removed from Ground | Gas (Historical Use) | 560 | Bare Steel | 1980-05-09 | Galvanized Steel
870146 | 1 | [5 empty] | Removed from Ground | Empty | 1000 | Bare Steel | 1976-05-10 | Galvanized Steel | Suction (American)
870146 | 2 | [5 empty] | Removed from Ground | Empty | 1000 | Bare Steel | 1976-05-10 | Galvanized Steel | Suction (American)
870147 | 1 | [5 empty] | Removed from Ground | Gas (Historical Use) | 2000 | Bare Steel | 1977-05-10 | Galvanized Steel
870147 | 2 | [5 empty] | Removed from Ground | Diesel | 2000 | Bare Steel | 1977-05-10 | Galvanized Steel
870148 | 1 | [5 empty] | Removed from Ground | Gas (Historical Use) | 560 | Bare Steel | 1970-05-12 | Galvanized Steel
870150 | 1 | [5 empty] | Removed from Ground | Gas (Historical Use) | 3000 | Bare Steel | 1976-05-10 | Galvanized Steel
870151 | 1 | [5 empty] | Removed from Ground | Gas (Historical Use) | 2000 | Bare Steel | 1978-05-10 | Galvanized Steel
870151 | 2 | [5 empty] | Removed from Ground | Diesel | 1000 | Bare Steel | 1978-05-10 | Galvanized Steel
870153 | 1 | [5 empty] | Removed from Ground | Gas (Historical Use) | 6000 | Bare Steel | 1965-05-06 | Galvanized Steel | Suction (American)
870153 | 2 | [5 empty] | Removed from Ground | Gas (Historical Use) | 6000 | Bare Steel | 1965-05-06 | Galvanized Steel | Suction (American)
870153 | 3 | [5 empty] | Removed from Ground | Gas (Historical Use) | 8000 | Bare Steel | 1981-05-02 | Galvanized Steel | Pressurized
870153 | 4 | [5 empty] | Removed from Ground | Diesel | 3000 | Bare Steel | 1965-05-06 | Galvanized Steel | Suction (American)
870153 | 5 | [5 empty] | Removed from Ground | Diesel | 3000 | Bare Steel | 1965-05-06 | Galvanized Steel | Suction (American)
870153 | 6 | [5 empty] | Removed from Ground | Diesel | 3000 | Bare Steel | 1965-05-06 | Galvanized Steel | Suction (American)
870153 | 7A | Overfill Alarm | 1998-12-15 |  | 1998-12-15 |  | Currently in Use | Gas (Historical Use) | 10000 | Epoxy | 1998-12-15 | Double-Walled Flex | Pressurized
870153 | 7B | Overfill Alarm | 1998-12-15 |  | 1998-12-15 |  | Currently in Use | Gas (Historical Use) | 6000 | Epoxy | 1998-12-15 | Double-Walled Flex | Pressurized
870153 | 7C | Overfill Alarm | 1998-12-15 |  | 1998-12-15 |  | Currently in Use | Gas (Historical Use) | 4000 | Epoxy | 1998-12-15 | Double-Walled Flex | Pressurized
870153 | 8 | Overfill Alarm | 1998-12-15 |  | 1998-12-15 |  | Currently in Use | Diesel | 10000 | Epoxy | 1998-12-15 | Double-Walled Flex | Pressurized
870154 | 1 | [5 empty] | Removed from Ground | Empty | 500 | Bare Steel | 1964-05-13 | Unknown | Suction (American)
870155 | 1 |  | 1998-10-28 | yes | 1998-10-28 |  | Currently in Use | Gas (Historical Use) | 8000 | Steel-Impressed Current | 1982-05-09 | Cathodically Protected | Pressurized
870155 | 2 |  | 1998-10-28 | yes | 1998-10-28 |  | Currently in Use | Gas (Historical Use) | 6000 | Steel-Impressed Current | 1982-05-09 | Cathodically Protected | Pressurized
870155 | 3 |  | 1998-10-28 | yes | 1998-10-28 |  | Currently in Use | Gas (Historical Use) | 4000 | Steel-Impressed Current | 1982-05-09 | Cathodically Protected | Pressurized
870156 | 1 | Flapper Valve | 1998-08-05 | no | 1998-08-02 | no | Temporarily out of use | E-10 | 4000 | Steel-Impressed Current | 1985-05-08 | Steel (Impressed Current) | Pressurized
870156 | 2 | Flapper Valve | 1998-08-05 | no | 1998-08-05 | no | Temporarily out of use | E-10 | 4000 | Steel-Impressed Current | 1985-05-08 | Steel (Impressed Current) | Suction (American)
870156 | 3 | Flapper Valve | 1998-08-05 | no | 1998-08-05 | no | Temporarily out of use | Diesel | 2000 | Steel-Impressed Current | 1985-05-08 | Steel (Impressed Current) | Suction (American)
870157 | 1 | [5 empty] | Removed from Ground | Kerosene | 10000 | Cathodically Protected Steel | 1963-05-14 | Not Marked | Suction (American)
870157 | 2 |  | 1991-09-24 |  | 1991-09-24 |  | Removed from Ground | Diesel | 2000 | Cathodically Protected Steel | 1991-09-24 | Double Walled | Suction (American)
870158 | 1 | [5 empty] | Removed from Ground | Kerosene | 3000 | Bare Steel | 1963-05-14 | Not Marked
870159 | 1 | [5 empty] | Removed from Ground | Kerosene | 1500 | Bare Steel | 1976-05-10 | Copper | Suction (American)
870160 | 1 | [5 empty] | Removed from Ground | Diesel | 3000 | Bare Steel | 1973-01-04 | Copper | Suction (American)
870160 | 2 | [5 empty] | Removed from Ground | Diesel | 500 | Bare Steel | 1950-01-01 | Unknown | Suction (American)
870160 | 3 | [5 empty] | Removed from Ground | Gas (Historical Use) | 12000 | Not Marked/Unknown | 1994-01-01 | Not Marked
870161 | 1 | [5 empty] | Removed from Ground | Gas (Historical Use) | 1000 | Bare Steel | 1958-01-08 | Galvanized Steel | Pressurized
870161 | 2 | [5 empty] | Removed from Ground | Gas (Historical Use) | 12000 | Double Walled | 1989-09-01 | Fiberglass Reinforced Plastic | Pressurized
870161 | 3 | Flapper Valve | 1998-01-09 | no | 1998-01-09 | no | Currently in Use | Diesel | 4000 | Fiberglass Double Walled | 1998-01-09 | Copper | Suction (American)
870164 | 1 | [5 empty] | Closed in Ground | Empty | 2000 | Bare Steel | 1970-05-11 | Bare Steel
870165 | 1 | [5 empty] | Removed from Ground | Gas (Historical Use) | 1000 | Bare Steel | 1965-05-12 | Galvanized Steel
870167 | 1 | [5 empty] | Closed in Ground | Gas (Historical Use) | 2000 | Bare Steel | 1980-05-07 | Galvanized Steel
870167 | 2 | [5 empty] | Permanently Out of Use - historical purposes | Gas (Historical Use) | 1000 | Bare Steel | 1981-05-07 | Galvanized Steel
870167 | 3 | [5 empty] | Permanently Out of Use - historical purposes | Gas (Historical Use) | 1000 | Bare Steel | 1981-05-07 | Galvanized Steel
870170 | 1 | [5 empty] | Currently in Use | Propane | 500 | Bare Steel | 1961-05-07 | Bare Steel
870170 | 2 | [5 empty] | Currently in Use | Propane | 250 | Bare Steel | 1982-05-02 | Bare Steel
870170 | 3 | [5 empty] | Currently in Use | Propane | 1000 | Bare Steel | 1982-05-02 | Bare Steel
870170 | 4 | [5 empty] | Currently in Use | Propane | 500 | Bare Steel | 1961-05-07 | Bare Steel
870170 | 5 | [5 empty] | Removed from Ground | Diesel | 6000 | Marked Unknown | 1961-05-07 | Unknown
870176 | 1 | [5 empty] | Removed from Ground | Gas (Historical Use) | 4000 | Bare Steel | 1966-03-29 | Galvanized Steel
870176 | 2 | [5 empty] | Removed from Ground | Gas (Historical Use) | 6000 | Bare Steel | 1982-03-25 | Galvanized Steel
870176 | 3 | [5 empty] | Removed from Ground | Empty | 4000 | Bare Steel | 1966-03-29 | Galvanized Steel
870177 | 1 | [5 empty] | Removed from Ground | Gas (Historical Use) | 4000 | Bare Steel | 1971-03-28 | Galvanized Steel
870177 | 2 | [5 empty] | Removed from Ground | Gas (Historical Use) | 4000 | Bare Steel | 1971-03-28 | Galvanized Steel
870177 | 3 | [5 empty] | Removed from Ground | Gas (Historical Use) | 8000 | Bare Steel | 1971-03-28 | Galvanized Steel
870178 | 1 |  | 1993-09-25 |  | 1993-09-25 |  | Currently in Use | Gas (Historical Use) | 10000 | Steel-Impressed Current | 1985-05-13 | Double-Walled Flex | Pressurized
870178 | 2 |  | 1993-09-25 |  | 1993-09-25 |  | Currently in Use | Gas (Historical Use) | 10000 | Steel-Impressed Current | 1985-05-13 | Double-Walled Flex | Pressurized
870178 | 3 |  | 1993-09-25 |  | 1993-09-25 |  | Currently in Use | Gas (Historical Use) | 4000 | Steel-Impressed Current | 1985-05-13 | Double-Walled Flex | Safe Suction (Euro)
870178 | 4 |  | 1993-09-25 |  | 1993-09-25 |  | Currently in Use | Diesel | 4000 | Steel-Impressed Current | 1985-05-13 | Double-Walled Flex | Pressurized
870180 | 10258-1 | [5 empty] | Removed from Ground | Empty | 1000 | Bare Steel | 1966-05-04 | Unknown
870180 | 10258-2 | [5 empty] | Removed from Ground | Gas (Historical Use) | 1000 | Bare Steel | 1981-04-30 | Unknown
870180 | 10258-3 | [5 empty] | Removed from Ground | Diesel | 500 | Bare Steel | 1966-05-04 | Unknown
870180 | 258D1 | [5 empty] | Removed from Ground | Diesel | 2000 | Cathodically Protected Steel | 1986-01-01 | Galvanized Steel | Suction (American)
870180 | 258G1 | [5 empty] | Removed from Ground | Gas (Historical Use) | 4000 | Cathodically Protected Steel | 1986-01-01 | Galvanized Steel | Suction (American)
870181 | 1 | [5 empty] | Currently in Use | Gas (Historical Use) | 2000 | Cathodically Protected Steel | 1986-01-01 | Galvanized Steel
870181 | 2 | [5 empty] | Currently in Use | Gas (Historical Use) | 2000 | Cathodically Protected Steel | 1986-01-01 | Galvanized Steel
870181 | 3 | [5 empty] | Currently in Use | Gas (Historical Use) | 2000 | Cathodically Protected Steel | 1986-01-01 | Galvanized Steel
870182 | 10288-1 | [5 empty] | Removed from Ground | Gas (Historical Use) | 557 | Bare Steel | 1957-01-08 | Galvanized Steel
872005 | 1 | [5 empty] | Removed from Ground | Diesel | 1000 | Bare Steel | 1984-11-04 | Unknown
872005 | 2 | [5 empty] | Removed from Ground | Gas (Historical Use) | 1000 | Bare Steel | 1984-11-04 | Unknown
872006 | 1 | [5 empty] | Removed from Ground | Gas (Historical Use) | 1060 | Bare Steel | 1974-05-11 | Galvanized Steel
872006 | 2 | [5 empty] | Removed from Ground | Gas (Historical Use) | 1060 | Bare Steel | 1974-05-11 | Galvanized Steel
880001 | 1 | [5 empty] | Removed from Ground | Gas (Historical Use) | 5000 | Bare Steel | 1973-01-01 | Galvanized Steel
880003 | 1 | [5 empty] | Removed from Ground | Diesel | 2000 | Bare Steel | 1974-01-01 | Galvanized Steel
880022 | 3 | [5 empty] | Removed from Ground | Gas (Historical Use) | 1000 | Bare Steel | 1990-04-17 | Galvanized Steel
880022 | 4 | [5 empty] | Removed from Ground | Diesel | 2000 | Bare Steel | 1994-07-01 | Copper
880022 | 5 | [5 empty] | Removed from Ground | Diesel | 250 | Bare Steel | 1994-07-01 | Copper
880022 | 6 | [5 empty] | Removed from Ground | Diesel | 250 | Bare Steel | 1994-07-01 | Copper
880025 | 1 | [5 empty] | Removed from Ground | Diesel | 4000 | Bare Steel | 1976-01-01 | Galvanized Steel
880025 | 2 | [5 empty] | Removed from Ground | Gas (Historical Use) | 4000 | Bare Steel | 1976-01-01 | Galvanized Steel
890002 | 1 | [5 empty] | Permanently Out of Use - historical purposes | Gas (Historical Use) | 3000 | Bare Steel | 1978-03-12 | Galvanized Steel
890002 | 2 | [5 empty] | Permanently Out of Use - historical purposes | Gas (Historical Use) | 6000 | Bare Steel | 1978-03-12 | Galvanized Steel
890003 | 1 | [5 empty] | Removed from Ground | Diesel | 560 | Bare Steel | 1979-03-07 | Galvanized Steel | Suction (American)
890004 | 1 | [5 empty] | Removed from Ground | Gas (Historical Use) | 1000 | Bare Steel | 1967-12-18 | Galvanized Steel
890004 | 2 |  |  | yes |  | yes | Removed from Ground | Used Oil | 250 | Bare Steel | 1967-12-18 | Unknown
890005 | 1 | [5 empty] | Removed from Ground | Gas (Historical Use) | 6000 | Bare Steel | 1976-03-08 | Galvanized Steel
890006 | 1 |  | 1998-01-01 |  | 1998-01-01 |  | Currently in Use | Gas (Historical Use) | 8000 | Steel-Impressed Current | 1981-02-25 | Steel (Impressed Current) | Suction (American)
890006 | 2 |  | 1998-01-01 |  | 1998-01-01 |  | Currently in Use | Gas (Historical Use) | 8000 | Steel-Impressed Current | 1981-02-25 | Steel (Impressed Current) | Suction (American)
890006 | 3 |  | 1998-01-01 |  | 1998-01-01 |  | Currently in Use | Gas (Historical Use) | 8000 | Steel-Impressed Current | 1981-02-25 | Steel (Impressed Current) | Suction (American)
890007 | 1 |  | 1997-10-01 |  | 1997-10-01 |  | Currently in Use | Gas (Historical Use) | 4000 | Cathodically Protected Steel | 1976-02-27 | Cathodically Protected | Suction (American)
890007 | 2 |  | 1997-10-01 |  | 1997-10-01 |  | Currently in Use | Gas (Historical Use) | 4000 | Cathodically Protected Steel | 1976-02-27 | Cathodically Protected | Suction (American)
890007 | 3 | [5 empty] | Permanently Out of Use - historical purposes | Empty | 500 | Marked Unknown | 1998-06-17 | Unknown
890009 | 1 | Ball Float | 1982-01-01 | no | 1982-01-01 | no | Currently in Use |  | 10000 | Epoxy | 1982-01-01 | Fiberglass Reinforced Plastic | Pressurized
890009 | 2 | Ball Float | 1982-01-01 | no | 1982-01-01 | no | Currently in Use |  | 10000 | Epoxy | 1982-01-01 | Fiberglass Reinforced Plastic | Pressurized
890009 | 3 | Ball Float | 1982-01-01 | no | 1982-01-01 | no | Currently in Use |  | 10000 | Epoxy | 1982-01-01 | Fiberglass Reinforced Plastic | Pressurized
890009 | 4 | Ball Float | 1982-01-01 | no | 1982-01-01 | no | Currently in Use | Diesel | 10000 | Epoxy | 1982-01-01 | Fiberglass Reinforced Plastic | Pressurized
890009 | 5 |  | 2009-04-30 | no | 2009-04-30 | no | Temporarily out of use | Empty | 1000 | Fiberglass | 1982-01-01 | Fiberglass Reinforced Plastic
890011 | 1 | [5 empty] | Removed from Ground | Diesel | 5000 | Bare Steel | 1983-04-19 | Galvanized Steel
890011 | 2 | [5 empty] | Removed from Ground | Gas (Historical Use) | 5000 | Bare Steel | 1983-04-19 | Galvanized Steel
890014 | 1 |  | 1998-07-22 |  | 1998-07-22 |  | Removed from Ground | Gas (Historical Use) | 2000 | Lined Interior | 1974-04-25 | Fiberglass Reinforced Plastic | Safe Suction (Euro)
890020 | 1 | [5 empty] | Removed from Ground | Gas (Historical Use) | 3000 | Bare Steel | 1958-05-07 | Galvanized Steel
890020 | 2 | [5 empty] | Removed from Ground | Gas (Historical Use) | 2000 | Bare Steel | 1958-05-07 | Galvanized Steel
890020 | 3 | [5 empty] | Removed from Ground | Gas (Historical Use) | 2000 | Bare Steel | 1958-05-07 | Galvanized Steel
890020 | 4 | [5 empty] | Removed from Ground | Gas (Historical Use) | 4000 | Bare Steel | 1958-05-07 | Galvanized Steel
890021 | 1 | [5 empty] | Removed from Ground | Empty | 4000 | Bare Steel | 1941-05-11 | Galvanized Steel
890021 | 2 | [5 empty] | Removed from Ground | Empty | 1000 | Bare Steel | 1941-05-11 | Galvanized Steel
890021 | 3 | [5 empty] | Removed from Ground | Empty | 2000 | Bare Steel | 1976-05-02 | Galvanized Steel
890021 | 4 | [5 empty] | Removed from Ground | Empty | 2000 | Bare Steel | 1976-05-02 | Galvanized Steel
890021 | 5 | [5 empty] | Removed from Ground | Empty | 2000 | Bare Steel | 1976-05-02 | Galvanized Steel
890022 | 1 | [5 empty] | Removed from Ground | Empty | 1000 | Bare Steel | 1951-05-09 | Galvanized Steel
890022 | 2 | [5 empty] | Removed from Ground | Empty | 560 | Bare Steel | 1951-05-09 | Galvanized Steel
890023 | 1 | [5 empty] | Removed from Ground | Empty | 1000 | Bare Steel | 1978-05-02 | Galvanized Steel
890023 | 2 | [5 empty] | Removed from Ground | Empty | 3000 | Bare Steel | 1969-05-04 | Galvanized Steel
890023 | 3 | [5 empty] | Removed from Ground | Empty | 3000 | Bare Steel | 1969-05-04 | Galvanized Steel
890024 | 1 | [5 empty] | Closed in Ground | Gas (Historical Use) | 2000 | Bare Steel | 1962-01-01 | Galvanized Steel
890024 | 2 | [5 empty] | Closed in Ground | Gas (Historical Use) | 4000 | Bare Steel | 1962-01-01 | Galvanized Steel
890024 | 3 | [5 empty] | Closed in Ground | Gas (Historical Use) | 4000 | Bare Steel | 1962-01-01 | Galvanized Steel
890025 | 1 | [5 empty] | Removed from Ground | Empty | 560 | Bare Steel | 1966-05-05 | Galvanized Steel
890025 | 2 | [5 empty] | Removed from Ground | Empty | 560 | Bare Steel | 1966-05-05 | Galvanized Steel
890026 | 1 | [5 empty] | Removed from Ground | Gas (Historical Use) | 1000 | Bare Steel | 1956-05-07 | Galvanized Steel
890026 | 2 | [5 empty] | Removed from Ground | Gas (Historical Use) | 560 | Bare Steel | 1956-05-07 | Galvanized Steel
890027 | 1 | [5 empty] | Removed from Ground | Gas (Historical Use) | 1000 | Bare Steel | 1956-05-07 | Galvanized Steel
890027 | 2 | [5 empty] | Removed from Ground | Gas (Historical Use) | 1000 | Bare Steel | 1956-05-07 | Galvanized Steel
890027 | 3 | [5 empty] | Removed from Ground | Gas (Historical Use) | 3000 | Bare Steel | 1956-05-07 | Galvanized Steel
890027 | 4 | [5 empty] | Removed from Ground | Diesel | 3000 | Bare Steel | 1968-05-04 | Galvanized Steel
890027 | 5 | [5 empty] | Removed from Ground | Diesel | 4000 | Bare Steel | 1962-05-06 | Galvanized Steel
890027 | 6 | [5 empty] | Removed from Ground | Diesel | 4000 | Bare Steel | 1962-05-06 | Galvanized Steel
890027 | 7 | [5 empty] | Removed from Ground | Gas (Historical Use) | 6000 | Bare Steel | 1954-05-08 | Galvanized Steel
890027 | 8 | [5 empty] | Removed from Ground | Gas (Historical Use) | 6000 | Bare Steel | 1954-05-08 | Galvanized Steel
890029 | 1 | [5 empty] | Removed from Ground | Gas (Historical Use) | 3000 | Bare Steel | 1975-04-06 | Galvanized Steel
890029 | 2 | [5 empty] | Removed from Ground | Gas (Historical Use) | 3000 | Bare Steel | 1975-04-06 | Galvanized Steel
890029 | 3 | [5 empty] | Removed from Ground | Gas (Historical Use) | 4000 | Bare Steel | 1972-04-06 | Galvanized Steel
890030 | 1 | [5 empty] | Removed from Ground | Empty | 560 | Bare Steel | 1956-05-07 | Galvanized Steel
890030 | 2 | [5 empty] | Removed from Ground | Gas (Historical Use) | 1000 | Bare Steel | 1956-05-07 | Galvanized Steel
890033 | 1 | [5 empty] | Closed in Ground | Gas (Historical Use) | 1000 | Bare Steel | 1956-05-07 | Galvanized Steel
890033 | 2 | [5 empty] | Closed in Ground | Gas (Historical Use) | 1000 | Bare Steel | 1956-05-07 | Galvanized Steel
890034 | 1 | [5 empty] | Removed from Ground | Gas (Historical Use) | 1000 | Bare Steel | 1952-05-08 | Galvanized Steel
890034 | 2 | [5 empty] | Removed from Ground | Empty | 2000 | Bare Steel | 1952-05-08 | Galvanized Steel
890034 | 3 | [5 empty] | Removed from Ground | Gas (Historical Use) | 4000 | Bare Steel | 1974-05-03 | Galvanized Steel
890034 | 4 | [5 empty] | Removed from Ground | Gas (Historical Use) | 560 | Bare Steel | 1971-05-04 | Galvanized Steel
890035 | 1 | [5 empty] | Removed from Ground | Gas (Historical Use) | 5000 | Bare Steel | 1971-05-05 | Galvanized Steel
890035 | 2 | [5 empty] | Removed from Ground | Diesel | 4000 | Bare Steel | 1983-05-02 | Galvanized Steel
890035 | 3 |  |  | yes |  | yes | Permanently Out of Use - historical purposes | Used Oil | 500 | Bare Steel | 1981-05-02 | Bare Steel
890039 | 1 |  | 1995-05-07 | yes | 1985-05-07 | yes | Currently in Use | Gas (Historical Use) | 12000 | Composite Double Walled | 1985-05-07 | Double-Walled Fiberglass | Pressurized
890039 | 2 |  | 1985-05-07 | yes | 1985-05-07 | yes | Currently in Use | Gas (Historical Use) | 12000 | Composite Double Walled | 1985-05-07 | Double-Walled Fiberglass | Pressurized
890039 | 3 |  | 1995-05-07 | yes | 1985-05-07 | yes | Currently in Use | Gas (Historical Use) | 12000 | Composite Double Walled | 1985-05-07 | Double-Walled Fiberglass | Pressurized
890039 | 4 |  | 1985-05-07 | yes | 1985-05-07 | yes | Currently in Use | Gas (Historical Use) | 6000 | Composite Double Walled | 1985-05-07 | Double-Walled Fiberglass | Pressurized
890039 | 5 |  | 1985-05-07 | yes | 1985-05-07 | yes | Currently in Use | Diesel | 6000 | Composite Double Walled | 1985-05-07 | Double-Walled Fiberglass | Pressurized
890040 | 1 |  | 1992-05-20 |  | 1992-05-20 |  | Currently in Use | Gas (Historical Use) | 12000 | Composite Double Walled | 1992-05-20 | Double-Walled Flex | Pressurized
890040 | 2 |  | 1992-05-20 |  | 1992-05-20 |  | Currently in Use | Gas (Historical Use) | 12000 | Composite Double Walled | 1992-05-20 | Double-Walled Flex | Pressurized
890040 | 3 |  | 1992-05-20 |  | 1992-05-20 |  | Currently in Use | Gas (Historical Use) | 12000 | Composite Double Walled | 1992-05-20 | Double-Walled Flex | Pressurized
890040 | 4 |  | 1992-05-20 |  | 1992-05-20 |  | Currently in Use | Diesel | 6000 | Composite Double Walled | 1992-05-20 | Double-Walled Flex | Pressurized
890040 | D1 | [5 empty] | Removed from Ground | Diesel | 4000 | Bare Steel | 1971-05-11 | Galvanized Steel
890040 | NL1 | [5 empty] | Removed from Ground | Gas (Historical Use) | 4000 | Bare Steel | 1971-05-11 | Galvanized Steel
890040 | NL2 | [5 empty] | Removed from Ground | Gas (Historical Use) | 4000 | Bare Steel | 1978-05-09 | Galvanized Steel
890040 | P1 | [5 empty] | Removed from Ground | Gas (Historical Use) | 4000 | Bare Steel | 1971-05-11 | Galvanized Steel
890040 | P2 | [5 empty] | Removed from Ground | Gas (Historical Use) | 4000 | Bare Steel | 1978-05-09 | Galvanized Steel
890040 | P3 | [5 empty] | Removed from Ground | Gas (Historical Use) | 4000 | Bare Steel | 1977-05-09 | Galvanized Steel
890040 | R1 | [5 empty] | Removed from Ground | Gas (Historical Use) | 4000 | Bare Steel | 1971-05-11 | Galvanized Steel
890040 | R2 | [5 empty] | Removed from Ground | Gas (Historical Use) | 4000 | Bare Steel | 1971-05-11 | Galvanized Steel
890040 | R3 | [5 empty] | Removed from Ground | Gas (Historical Use) | 4000 | Bare Steel | 1978-05-09 | Galvanized Steel
890041 | 1 | [5 empty] | Removed from Ground | Empty | 10000 | Bare Steel | 1983-05-08 | Galvanized Steel
890041 | 2 | [5 empty] | Removed from Ground | Gas (Historical Use) | 560 | Bare Steel | 1966-05-12 | Galvanized Steel
890041 | 3 | [5 empty] | Removed from Ground | Diesel | 560 | Bare Steel | 1966-05-12 | Galvanized Steel
890042 | 1 | [5 empty] | Removed from Ground | Gas (Historical Use) | 1000 | Bare Steel | 1966-05-12 | Galvanized Steel
890042 | 2 | [5 empty] | Removed from Ground | Gas (Historical Use) | 1000 | Bare Steel | 1966-05-12 | Galvanized Steel
890042 | 3 | [5 empty] | Removed from Ground | Gas (Historical Use) | 560 | Bare Steel | 1966-05-12 | Galvanized Steel
890043 | 1 | [5 empty] | Removed from Ground | Gas (Historical Use) | 1000 | Bare Steel | 1966-05-12 | Galvanized Steel
890043 | 2 | [5 empty] | Removed from Ground | Gas (Historical Use) | 1000 | Bare Steel | 1966-05-12 | Galvanized Steel
890043 | 3 | [5 empty] | Removed from Ground | Gas (Historical Use) | 1000 | Bare Steel | 1966-05-12 | Galvanized Steel
890043 | 4 | [5 empty] | Removed from Ground | Gas (Historical Use) | 560 | Not Marked/Unknown | 1998-09-21 | Not Marked
890045 | 1 | [5 empty] | Removed from Ground | Empty | 2000 | Bare Steel | 1971-05-11 | Galvanized Steel | Suction (American)
890045 | 2 | [5 empty] | Removed from Ground | Gas (Historical Use) | 1000 | Bare Steel | 1971-05-11 | Galvanized Steel
890045 | 3 | [5 empty] | Removed from Ground | Gas (Historical Use) | 1000 | Bare Steel | 1971-05-11 | Galvanized Steel
890046 | 1 | [5 empty] | Permanently Out Of Use | Gas (Historical Use) | 2000 | Bare Steel | 1966-05-12 | Galvanized Steel | Suction (American)
890046 | 2 | [5 empty] | Permanently Out Of Use | Gas (Historical Use) | 2000 | Bare Steel | 1966-05-12 | Galvanized Steel | Suction (American)
890047 | 1 | [5 empty] | Removed from Ground | Gas (Historical Use) | 3000 | Bare Steel | 1976-05-09 | Galvanized Steel
890047 | 2 |  | 1991-02-01 |  | 1991-02-01 | yes | Currently in Use | Diesel | 10000 | Galvanic (STIP-3) | 1991-02-01 | Fiberglass Reinforced Plastic | Pressurized
890047 | 3 |  | 1991-02-01 |  | 1991-02-01 | yes | Currently in Use | Gas (Historical Use) | 10000 | Galvanic (STIP-3) | 1991-02-01 | Fiberglass Reinforced Plastic | Pressurized
890048 | 1 | [5 empty] | Removed from Ground | Diesel | 1000 | Bare Steel | 1976-05-09 | Galvanized Steel
890050 | 1 | [5 empty] | Removed from Ground | Diesel | 1000 | Bare Steel | 1984-05-07 | Galvanized Steel
890050 | 2 | [5 empty] | Removed from Ground | Gas (Historical Use) | 560 | Bare Steel | 1984-05-07 | Galvanized Steel
890052 | 1 | [5 empty] | Removed from Ground | Diesel | 3000 | Bare Steel | 1984-05-07 | Galvanized Steel
890052 | 2 | [5 empty] | Removed from Ground | Gas (Historical Use) | 2000 | Bare Steel | 1984-05-07 | Galvanized Steel
890053 | 1 |  |  |  | 1995-01-01 |  | Removed from Ground | Gas (Historical Use) | 10000 | Bare Steel | 1971-05-10 | Galvanized Steel | Pressurized
890053 | 2 |  |  |  | 1995-01-01 |  | Removed from Ground | Gas (Historical Use) | 10000 | Bare Steel | 1971-05-10 | Galvanized Steel | Pressurized
890053 | 3 |  |  |  | 1995-01-01 |  | Removed from Ground | Gas (Historical Use) | 8000 | Bare Steel | 1971-05-10 | Galvanized Steel | Pressurized
890053 | 4 |  |  |  | 1995-01-01 |  | Removed from Ground | Diesel | 10000 | Bare Steel | 1971-05-10 | Galvanized Steel | Pressurized
890054 | 1 | [5 empty] | Removed from Ground | Gas (Historical Use) | 4000 | Not Marked/Unknown | 1991-08-01 | Not Marked
890054 | 2 | [5 empty] | Removed from Ground | Gas (Historical Use) | 1 | Not Marked/Unknown | 1991-08-01 | Not Marked
890054 | 3 | [5 empty] | Removed from Ground | Used Oil | 1 | Not Marked/Unknown | 1991-08-01 | Not Marked
890054 | 4 | [5 empty] | Removed from Ground | Used Oil | 1 | Not Marked/Unknown | 1991-08-01 | Not Marked
890054 | 5 |  | 1991-08-01 |  | 1991-08-01 |  | Currently in Use | Gas (Historical Use) | 8000 | Cathodically Protected Steel | 1991-08-01 | Fiberglass Reinforced Plastic | Pressurized
890054 | 6 |  | 1991-08-01 |  | 1991-08-01 |  | Currently in Use | Gas (Historical Use) | 8000 | Cathodically Protected Steel | 1991-08-01 | Fiberglass Reinforced Plastic | Pressurized
890054 | 7 |  | 1991-08-01 |  | 1991-08-01 |  | Currently in Use | Gas (Historical Use) | 8000 | Cathodically Protected Steel | 1991-08-01 | Fiberglass Reinforced Plastic | Pressurized
890055 | 1 | [5 empty] | Removed from Ground | Empty | 500 | Bare Steel | 1962-05-14 | Unknown | Suction (American)
890056 | 1 | [5 empty] | Removed from Ground | Gas (Historical Use) | 1000 | Bare Steel | 1971-05-12 | Unknown
890056 | 2 | [5 empty] | Removed from Ground | Gas (Historical Use) | 2000 | Bare Steel | 1971-05-12 | Unknown
890057 | 1 | [5 empty] | Removed from Ground | Empty | 1000 | Bare Steel | 1966-05-13 | Galvanized Steel
890057 | 2 | [5 empty] | Removed from Ground | Gas (Historical Use) | 1000 | Bare Steel | 1966-05-13 | Galvanized Steel
890057 | 3 | [5 empty] | Removed from Ground | Gas (Historical Use) | 1000 | Bare Steel | 1966-05-13 | Galvanized Steel
890058 | 1 | [5 empty] | Permanently Out Of Use | Empty | 2000 | Bare Steel | 1966-05-13 | Galvanized Steel
890058 | 2 | [5 empty] | Permanently Out Of Use | Empty | 3000 | Bare Steel | 1966-05-13 | Galvanized Steel
890058 | 3 | [5 empty] | Permanently Out Of Use | Empty | 3000 | Bare Steel | 1966-05-13 | Galvanized Steel
890059 | 1 | [5 empty] | Removed from Ground | Gas (Historical Use) | 2000 | Bare Steel | 1971-05-12 | Galvanized Steel
890059 | 2 | [5 empty] | Removed from Ground | Gas (Historical Use) | 2000 | Bare Steel | 1971-05-12 | Galvanized Steel
890059 | 3 | [5 empty] | Removed from Ground | Gas (Historical Use) | 2000 | Bare Steel | 1971-05-12 | Galvanized Steel
890059 | 4 | [5 empty] | Removed from Ground | Gas (Historical Use) | 2000 | Bare Steel | 1971-05-12 | Galvanized Steel
890059 | 5 | [5 empty] | Removed from Ground | Other | 500 | Not Marked/Unknown | 1994-08-29 | Not Marked
890059 | 6 | [5 empty] | Removed from Ground | Other | 2000 | Not Marked/Unknown | 1994-08-31 | Not Marked
890059 | 7 | [5 empty] | Removed from Ground | Other | 2000 | Not Marked/Unknown | 1994-08-31 | Not Marked
890060 | 1 | [5 empty] | Removed from Ground | Gas (Historical Use) | 1000 | Bare Steel | 1986-05-08 | Galvanized Steel
890060 | 2 | [5 empty] | Removed from Ground | Gas (Historical Use) | 1000 | Bare Steel | 1986-05-08 | Galvanized Steel
890060 | 3 | [5 empty] | Removed from Ground | Gas (Historical Use) | 1000 | Bare Steel | 1986-05-08 | Galvanized Steel
890060 | 4 |  |  | yes |  | yes | Removed from Ground | Used Oil | 500 | Bare Steel | 1986-05-08 | Galvanized Steel
890061 | 1 |  | 1996-10-04 |  | 1996-10-04 |  | Currently in Use | Gas (Historical Use) | 6000 | Steel-Impressed Current | 1985-05-08 | Fiberglass Reinforced Plastic | Pressurized
890061 | 2 |  | 1996-10-04 |  | 1996-10-04 |  | Currently in Use | Gas (Historical Use) | 6000 | Galvanic (STIP-3) | 1985-05-08 | Fiberglass Reinforced Plastic | Pressurized
890061 | 3 |  | 1996-10-04 |  | 1996-10-04 |  | Currently in Use | Gas (Historical Use) | 6000 | Galvanic (STIP-3) | 1985-05-08 | Fiberglass Reinforced Plastic | Pressurized
890063 | 1 | [5 empty] | Removed from Ground | Gas (Historical Use) | 2000 | Bare Steel | 1966-05-13 | Galvanized Steel | Safe Suction (Euro)
890063 | 2 | [5 empty] | Removed from Ground | Gas (Historical Use) | 1000 | Bare Steel | 1966-05-13 | Galvanized Steel | Safe Suction (Euro)
890063 | 3 | [5 empty] | Removed from Ground | Gas (Historical Use) | 2000 | Bare Steel | 1966-05-13 | Galvanized Steel | Safe Suction (Euro)
890064 | 1A |  | 1994-06-01 |  | 1994-06-01 |  | Currently in Use | Gas (Historical Use) | 4000 | Steel-Impressed Current | 1983-05-09 | Cathodically Protected | Pressurized
890064 | 1B |  | 1994-06-01 |  | 1994-06-01 |  | Currently in Use | Gas (Historical Use) | 2000 | Steel-Impressed Current | 1983-05-09 | Cathodically Protected | Pressurized
890064 | 1C |  | 1994-06-01 |  | 1994-06-01 |  | Currently in Use | Gas (Historical Use) | 4000 | Steel-Impressed Current | 1983-05-09 | Cathodically Protected | Pressurized
890064 | 4 |  | 1994-06-01 |  | 1994-06-01 |  | Currently in Use | Diesel | 3000 | Steel-Impressed Current | 1983-05-09 | Cathodically Protected | Pressurized
890064 | 5 |  | 1996-05-01 |  | 1996-05-01 |  | Currently in Use | Gas (Historical Use) | 3000 | Composite | 1996-05-01 | Fiberglass Reinforced Plastic | Pressurized
890064 | 6 |  | 1996-05-01 |  | 1996-05-01 |  | Currently in Use | Gas (Historical Use) | 3000 | Composite | 1996-05-01 | Fiberglass Reinforced Plastic | Pressurized
890065 | 1 | [5 empty] | Removed from Ground | Gas (Historical Use) | 1000 | Bare Steel | 1973-05-11 | Galvanized Steel
890065 | 2 | [5 empty] | Removed from Ground | Gas (Historical Use) | 1000 | Bare Steel | 1973-05-11 | Galvanized Steel
890065 | 3 | [5 empty] | Removed from Ground | Gas (Historical Use) | 1000 | Bare Steel | 1973-05-11 | Galvanized Steel
890065 | 4 | [5 empty] | Removed from Ground | Gas (Historical Use) | 1000 | Bare Steel | 1973-05-11 | Galvanized Steel
890067 | 2 | [5 empty] | Removed from Ground | Gas (Historical Use) | 1000 | Bare Steel | 1968-05-12 | Galvanized Steel
890067 | 3 | [5 empty] | Removed from Ground | Gas (Historical Use) | 1000 | Bare Steel | 1968-05-12 | Galvanized Steel
890067 | 4 | [5 empty] | Removed from Ground | Empty | 500 | Bare Steel | 1968-05-12 | Galvanized Steel
890067 | 5 | [5 empty] | Removed from Ground | Gas (Historical Use) | 8000 | Cathodically Protected Steel | 1987-01-01 | Fiberglass Reinforced Plastic | Pressurized
890067 | 6 | [5 empty] | Removed from Ground | Gas (Historical Use) | 6000 | Cathodically Protected Steel | 1987-01-01 | Fiberglass Reinforced Plastic
890067 | 7 | [5 empty] | Removed from Ground | Empty | 6000 | Cathodically Protected Steel | 1987-01-01 | Fiberglass Reinforced Plastic | Pressurized
890068 | 1 | [5 empty] | Removed from Ground | Empty | 1000 | Bare Steel | 1968-05-12 | Galvanized Steel
890068 | 2 | [5 empty] | Removed from Ground | Empty | 1000 | Bare Steel | 1968-05-12 | Galvanized Steel
890068 | 3 | [5 empty] | Removed from Ground | Empty | 1000 | Bare Steel | 1968-05-12 | Galvanized Steel
890069 | 1 | [5 empty] | Removed from Ground | Empty | 3000 | Bare Steel | 1966-05-13 | Galvanized Steel | Suction (American)
890069 | 2 | [5 empty] | Removed from Ground | Empty | 3000 | Bare Steel | 1966-05-13 | Galvanized Steel | Suction (American)
890069 | 3 | [5 empty] | Removed from Ground | Empty | 3000 | Bare Steel | 1966-05-13 | Galvanized Steel | Suction (American)
890069 | 4 | [5 empty] | Removed from Ground | Empty | 2000 | Bare Steel | 1966-05-13 | Galvanized Steel | Suction (American)
890069 | 5 | [5 empty] | Removed from Ground | Diesel | 3000 | Bare Steel | 1966-05-13 | Galvanized Steel | Suction (American)
890069 | 6 | [5 empty] | Removed from Ground | Empty | 2000 | Bare Steel | 1966-05-13 | Galvanized Steel
890070 | 1 | [5 empty] | Removed from Ground | Empty | 1000 | Bare Steel | 1966-05-13 | Galvanized Steel | Suction (American)
890070 | 2 | [5 empty] | Removed from Ground | Empty | 2000 | Bare Steel | 1966-05-13 | Galvanized Steel | Suction (American)
890070 | 3 | [5 empty] | Removed from Ground | Empty | 3000 | Bare Steel | 1966-05-13 | Galvanized Steel | Suction (American)
890070 | 4 | [5 empty] | Removed from Ground | Empty | 1000 | Bare Steel | 1966-05-13 | Galvanized Steel | Suction (American)
890070 | 5 | [5 empty] | Removed from Ground | Empty | 2000 | Bare Steel | 1966-05-13 | Galvanized Steel | Suction (American)
890070 | 6 | [5 empty] | Removed from Ground | Empty | 3000 | Bare Steel | 1986-05-08 | Galvanized Steel
890071 | 1 |  | 1998-01-27 |  | 1998-01-27 |  | Removed from Ground | Gas (Historical Use) | 8000 | Steel-Impressed Current | 1976-05-10 | Fiberglass Reinforced Plastic | Pressurized
890071 | 2 |  | 1998-01-27 |  | 1998-01-27 |  | Removed from Ground | Gas (Historical Use) | 8000 | Steel-Impressed Current | 1976-05-10 | Fiberglass Reinforced Plastic | Pressurized
890071 | 3 |  | 1998-01-27 |  | 1998-01-27 |  | Removed from Ground | Gas (Historical Use) | 8000 | Steel-Impressed Current | 1976-05-10 | Fiberglass Reinforced Plastic | Pressurized
890072 | 1 | [5 empty] | Removed from Ground | Gas (Historical Use) | 8000 | Bare Steel | 1976-05-10 | Galvanized Steel
890072 | 2 | [5 empty] | Removed from Ground | Gas (Historical Use) | 8000 | Bare Steel | 1976-05-10 | Galvanized Steel
890072 | 3 | [5 empty] | Removed from Ground | Gas (Historical Use) | 8000 | Bare Steel | 1976-05-10 | Galvanized Steel
890075 | 1 |  | 1998-04-02 | no | 1998-04-02 | no | Temporarily out of use | Gas (Historical Use) | 6020 | Steel-Impressed Current | 1984-05-08 | Cathodically Protected | Pressurized
890075 | 2 |  | 1998-04-02 | no | 1998-04-02 | no | Temporarily out of use | Gas (Historical Use) | 6020 | Steel-Impressed Current | 1984-05-08 | Cathodically Protected | Pressurized
890075 | 3 |  | 1998-04-02 | no | 1998-04-02 | no | Temporarily out of use | Diesel | 4010 | Steel-Impressed Current | 1984-05-08 | Cathodically Protected
890075 | 4 |  | 1998-04-02 | no | 1998-04-02 | no | Temporarily out of use | Gas (Historical Use) | 2000 | Steel-Impressed Current | 1984-05-08 | Cathodically Protected | Pressurized
890075 | 5 |  | 1998-04-02 |  | 1998-04-02 |  | Temporarily out of use | Diesel | 4000 | Steel-Impressed Current | 1984-05-08 | Cathodically Protected | Pressurized
890076 | 1 | [5 empty] | Removed from Ground | Empty | 1 | Bare Steel | 1968-05-12 | Galvanized Steel
890076 | 2 | [5 empty] | Removed from Ground | Gas (Historical Use) | 1 | Bare Steel | 1979-05-10 | Galvanized Steel
890077 | 1 |  | 1997-06-13 |  | 1997-06-13 |  | Currently in Use | Gas (Historical Use) | 10000 | Steel-Impressed Current | 1980-05-08 | Double-Walled Fiberglass | Pressurized
890077 | 2 |  | 1997-06-13 |  | 1997-06-13 |  | Currently in Use | Gas (Historical Use) | 10000 | Steel-Impressed Current | 1980-05-08 | Double-Walled Fiberglass | Pressurized
890077 | 3 |  | 1997-06-13 |  | 1997-06-13 |  | Currently in Use | Diesel | 10000 | Steel-Impressed Current | 1980-05-08 | Double-Walled Fiberglass | Pressurized
890078 | 1 |  | 1997-06-10 |  | 1994-09-21 |  | Currently in Use | Gas (Historical Use) | 10000 | Steel-Impressed Current | 1979-05-09 | Fiberglass Reinforced Plastic | Pressurized
890078 | 2 |  | 1997-06-10 |  | 1994-09-21 |  | Currently in Use | Gas (Historical Use) | 6000 | Steel-Impressed Current | 1979-05-09 | Fiberglass Reinforced Plastic | Pressurized
890078 | 3 | [5 empty] | Closed in Ground | Gas (Historical Use) | 6000 | Bare Steel | 1979-05-09 | Galvanized Steel
890079 | 1 |  | 1999-03-01 |  | 1999-03-01 |  | Removed from Ground | Gas (Historical Use) | 8000 | Steel-Impressed Current | 1979-05-10 | Cathodically Protected | Safe Suction (Euro)
890079 | 2 |  | 1999-03-01 |  | 1999-03-01 |  | Removed from Ground | Gas (Historical Use) | 6000 | Steel-Impressed Current | 1979-05-10 | Cathodically Protected | Safe Suction (Euro)
890079 | 3 |  | 1999-03-01 |  | 1999-03-01 |  | Removed from Ground | Gas (Historical Use) | 6000 | Steel-Impressed Current | 1979-05-10 | Cathodically Protected | Safe Suction (Euro)
890079 | 4A |  | 2004-12-28 | no | 2004-12-28 | no | Currently in Use | Gas (Historical Use) | 8500 | Composite | 2004-12-28 | Fiberglass Reinforced Plastic | Pressurized
890079 | 4B |  | 2004-12-28 | no | 2004-12-28 | no | Currently in Use | Gas (Historical Use) | 3500 | Composite | 2004-12-28 | Fiberglass Reinforced Plastic | Pressurized
890080 | 1 |  | 1997-01-01 |  | 1997-01-01 |  | Currently in Use | Gas (Historical Use) | 4000 | Steel-Impressed Current | 1982-05-09 | Cathodically Protected | Safe Suction (Euro)
890080 | 2 |  | 1997-01-01 |  | 1997-01-01 |  | Currently in Use | Gas (Historical Use) | 4000 | Steel-Impressed Current | 1982-05-09 | Cathodically Protected | Safe Suction (Euro)
890080 | 3 |  | 1997-01-01 |  | 1997-01-01 |  | Currently in Use | Gas (Historical Use) | 4000 | Steel-Impressed Current | 1982-05-09 | Cathodically Protected | Safe Suction (Euro)
890080 | 4 |  | 1997-01-01 |  | 1997-01-01 |  | Temporarily out of use | Gas (Historical Use) | 4000 | Galvanic (STIP-3) | 1982-05-09 | Cathodically Protected | Safe Suction (Euro)
890081 | 1 |  | 1997-09-25 |  | 1997-09-25 |  | Removed from Ground | Gas (Historical Use) | 4000 | Steel-Impressed Current | 1981-05-09 | Cathodically Protected | Safe Suction (Euro)
890081 | 2 |  | 1997-09-25 |  | 1997-09-25 |  | Removed from Ground | Gas (Historical Use) | 4000 | Steel-Impressed Current | 1981-05-09 | Cathodically Protected | Safe Suction (Euro)
890081 | 3 |  | 1997-09-25 |  | 1997-09-25 |  | Removed from Ground | Gas (Historical Use) | 4000 | Steel-Impressed Current | 1981-05-09 | Cathodically Protected | Safe Suction (Euro)
890081 | 4 |  | 1997-09-25 |  | 1997-09-25 |  | Removed from Ground | Gas (Historical Use) | 4000 | Cathodically Protected Steel | 1981-05-09 | Cathodically Protected
890081 | 5A |  | 2008-07-01 | no | 2008-07-01 | no | Currently in Use | Gas (Historical Use) | 9000 | Composite Double Walled | 2008-07-01 | Double-Walled Fiberglass | Pressurized
890081 | 5B |  | 2008-07-01 | no | 2008-07-01 | no | Currently in Use | Gas (Historical Use) | 3000 | Composite Double Walled | 2008-07-01 | Double-Walled Fiberglass | Pressurized
890082 | 1 |  | 1997-01-01 |  | 1997-01-01 |  | Removed from Ground | Gas (Historical Use) | 4000 | Steel-Impressed Current | 1980-05-09 | Cathodically Protected | Suction (American)
890082 | 2 |  | 1997-01-01 |  | 1997-01-01 |  | Removed from Ground | Gas (Historical Use) | 4000 | Steel-Impressed Current | 1980-05-09 | Cathodically Protected | Suction (American)
890082 | 3 |  | 1997-01-01 |  | 1997-01-01 |  | Removed from Ground | Gas (Historical Use) | 4000 | Steel-Impressed Current | 1980-05-09 | Cathodically Protected | Suction (American)
890082 | 4 |  | 1997-01-01 |  | 1997-01-01 |  | Removed from Ground | Gas (Historical Use) | 4000 | Steel-Impressed Current | 1980-05-09 | Cathodically Protected | Suction (American)
890082 | 5A | Ball Float | 2013-02-01 | no | 2013-02-01 | yes | Temporarily out of use | Gas (Historical Use) | 10000 | Composite Double Walled | 2013-02-01 | Fiberglass Reinforced Plastic | Pressurized
890082 | 5B | Ball Float | 2013-02-01 | no | 2013-02-01 | yes | Temporarily out of use | Gas (Historical Use) | 2000 | Composite Double Walled | 2013-02-01 | Fiberglass Reinforced Plastic | Pressurized
890083 | 1 |  | 1997-03-04 |  | 1997-03-04 |  | Removed from Ground | Gas (Historical Use) | 6000 | Steel-Impressed Current | 1985-05-08 | Cathodically Protected | Pressurized
890083 | 2 |  | 1997-03-04 |  | 1997-03-04 |  | Removed from Ground | Gas (Historical Use) | 6000 | Steel-Impressed Current | 1985-05-08 | Cathodically Protected | Pressurized
890083 | 3 |  | 1997-03-04 |  | 1997-03-04 |  | Removed from Ground | Gas (Historical Use) | 6000 | Steel-Impressed Current | 1985-05-08 | Cathodically Protected | Pressurized
890083 | 4 |  | 2008-06-01 | no | 2008-06-01 | no | Removed from Ground | E-85 | 6000 | Composite Double Walled | 2008-06-01 | Double-Walled Fiberglass | Pressurized
890083 | 5 |  | 2015-06-01 | no | 2015-06-01 | no | Currently in Use | Gas (Historical Use) | 15000 | Composite Double Walled | 2015-06-01 | Double-Walled Fiberglass | Pressurized
890083 | 6A |  | 2015-06-01 | no | 2015-06-01 | no | Currently in Use | Gas (Historical Use) | 4000 | Composite Double Walled | 2015-06-01 | Double-Walled Fiberglass | Pressurized
890083 | 6B |  | 2015-06-01 | no | 2015-06-01 | no | Currently in Use | Gas (Historical Use) | 4000 | Composite Double Walled | 2015-06-01 | Double-Walled Fiberglass | Pressurized
890083 | 6C |  | 2015-06-01 | no | 2015-06-01 | no | Currently in Use | Diesel | 4000 | Composite Double Walled | 2015-06-01 | Double-Walled Fiberglass | Pressurized
890084 | 1 |  | 1998-11-01 |  | 1998-11-01 |  | Currently in Use | Gas (Historical Use) | 6000 | Steel-Impressed Current | 1985-05-08 | Fiberglass Reinforced Plastic | Pressurized
890084 | 2 |  | 1998-11-01 |  | 1998-11-01 |  | Currently in Use | Gas (Historical Use) | 6000 | Steel-Impressed Current | 1985-05-08 | Fiberglass Reinforced Plastic | Pressurized
890084 | 3 |  | 1998-11-01 |  | 1998-11-01 |  | Currently in Use | Gas (Historical Use) | 6000 | Steel-Impressed Current | 1985-05-08 | Fiberglass Reinforced Plastic | Pressurized
890084 | 4 |  | 2004-10-13 | no | 2004-10-13 | no | Currently in Use | Diesel | 4000 | Composite | 2004-10-13 | Fiberglass Reinforced Plastic | Pressurized
890085 | 1 | [5 empty] | Permanently Out of Use - historical purposes | Empty | 3000 | Bare Steel | 1975-05-11 | Galvanized Steel
890085 | 2 | [5 empty] | Permanently Out of Use - historical purposes | Gas (Historical Use) | 2000 | Bare Steel | 1975-05-11 | Galvanized Steel
890087 | 1 | [5 empty] | Removed from Ground | Gas (Historical Use) | 3000 | Bare Steel | 1980-05-09 | Galvanized Steel
890087 | 2 | [5 empty] | Removed from Ground | Gas (Historical Use) | 3000 | Bare Steel | 1980-05-09 | Galvanized Steel
890088 | 1 |  | 1994-10-01 | no | 1994-10-01 | no | Currently in Use | Gas (Historical Use) | 4000 |  | 1982-05-09 |  | Suction (American)
890088 | 2 |  | 1994-10-01 |  | 1994-10-01 |  | Currently in Use | Gas (Historical Use) | 6000 | Cathodically Protected Steel | 1982-05-09 | Cathodically Protected | Suction (American)
890088 | 3 |  | 1994-10-01 |  | 1994-10-01 |  | Currently in Use | Gas (Historical Use) | 4000 | Cathodically Protected Steel | 1982-05-09 | Cathodically Protected | Suction (American)
890089 | 1 |  | 1994-10-01 |  | 1994-10-01 |  | Currently in Use | Gas (Historical Use) | 10000 | Cathodically Protected Steel | 1985-05-08 | Fiberglass Reinforced Plastic | Pressurized
890089 | 2 |  | 1994-10-01 |  | 1994-10-01 |  | Currently in Use | Gas (Historical Use) | 10000 | Cathodically Protected Steel | 1985-05-08 | Fiberglass Reinforced Plastic | Pressurized
890089 | 3 |  | 1994-10-01 |  | 1994-10-01 |  | Currently in Use | Gas (Historical Use) | 10000 | Cathodically Protected Steel | 1985-05-08 | Fiberglass Reinforced Plastic | Pressurized
890089 | 4 |  | 1994-10-01 |  | 1994-10-01 |  | Currently in Use | Kerosene | 4000 | Cathodically Protected Steel | 1985-05-08 | Fiberglass Reinforced Plastic | Pressurized
890089 | 5 |  | 1994-10-01 |  | 1994-10-01 |  | Currently in Use | Diesel | 6000 | Cathodically Protected Steel | 1985-05-08 | Fiberglass Reinforced Plastic | Pressurized
890090 | 1 | [5 empty] | Removed from Ground | Gas (Historical Use) | 8000 | Bare Steel | 1980-05-09 | Galvanized Steel | Suction (American)
890090 | 14048 |  | 1992-06-21 |  | 1992-06-21 |  | Currently in Use | Gas (Historical Use) | 6000 | Composite | 1992-06-20 | Cathodically Protected | Pressurized
890090 | 14049 |  | 1992-06-21 |  | 1992-06-21 |  | Currently in Use | Gas (Historical Use) | 6000 | Composite | 1992-06-20 | Cathodically Protected | Pressurized
890090 | 14050 |  | 1992-06-21 |  | 1992-06-21 |  | Currently in Use | Gas (Historical Use) | 6000 | Composite | 1992-06-20 | Cathodically Protected | Pressurized
890090 | 2 | [5 empty] | Removed from Ground | Gas (Historical Use) | 8000 | Bare Steel | 1980-05-09 | Galvanized Steel | Suction (American)
890090 | 3 | [5 empty] | Removed from Ground | Gas (Historical Use) | 8000 | Bare Steel | 1980-05-09 | Galvanized Steel | Suction (American)
890091 | 1 |  | 1998-11-01 |  | 1998-11-01 |  | Currently in Use | Gas (Historical Use) | 10000 | Galvanic (STIP-3) | 1985-05-07 | Fiberglass Reinforced Plastic | Pressurized
890091 | 2 |  | 1998-11-01 |  | 1998-11-01 |  | Currently in Use | Gas (Historical Use) | 10000 | Galvanic (STIP-3) | 1985-05-07 | Fiberglass Reinforced Plastic | Pressurized
890091 | 3 |  | 1998-11-01 |  | 1998-11-01 |  | Currently in Use | Gas (Historical Use) | 8000 | Galvanic (STIP-3) | 1985-05-07 | Fiberglass Reinforced Plastic | Pressurized
890097 | 1 | [5 empty] | Removed from Ground | Gas (Historical Use) | 8000 | Bare Steel | 1980-05-09 | Galvanized Steel
890097 | 2 | [5 empty] | Removed from Ground | Gas (Historical Use) | 8000 | Bare Steel | 1980-05-09 | Galvanized Steel
890097 | 3 | [5 empty] | Removed from Ground | Gas (Historical Use) | 8000 | Bare Steel | 1980-05-09 | Galvanized Steel
890098 | 1 | [5 empty] | Removed from Ground | Gas (Historical Use) | 6000 | Bare Steel | 1977-05-10 | Galvanized Steel
890098 | 2 | [5 empty] | Removed from Ground | Gas (Historical Use) | 6000 | Bare Steel | 1977-05-10 | Galvanized Steel
890098 | 3 | [5 empty] | Removed from Ground | Gas (Historical Use) | 6000 | Bare Steel | 1977-05-10 | Galvanized Steel
890098 | 4 | [5 empty] | Removed from Ground | Gas (Historical Use) | 6000 | Bare Steel | 1977-05-10 | Galvanized Steel
890098 | 5 | [5 empty] | Removed from Ground | Gas (Historical Use) | 6000 | Bare Steel | 1977-05-10 | Galvanized Steel
890099 | 1 | [5 empty] | Removed from Ground | Gas (Historical Use) | 2000 | Bare Steel | 1983-05-09 | Galvanized Steel | Pressurized
890099 | 2 | [5 empty] | Removed from Ground | Gas (Historical Use) | 2000 | Bare Steel | 1974-05-11 | Galvanized Steel | Pressurized
890099 | 3 | [5 empty] | Removed from Ground | Empty | 2000 | Bare Steel | 1974-05-11 | Galvanized Steel | Pressurized
890099 | 4 | [5 empty] | Removed from Ground | Kerosene | 200 | Bare Steel | 1974-05-11 | Galvanized Steel | Pressurized
890100 | 1 |  | 1998-04-01 |  | 1998-04-01 |  | Currently in Use | Diesel | 6000 | Composite | 1987-01-01 | Cathodically Protected | Pressurized
890100 | 2 |  | 1998-04-01 |  | 1998-04-01 |  | Currently in Use | Gas (Historical Use) | 10000 | Composite | 1987-01-01 | Cathodically Protected | Pressurized
890100 | 3 |  | 1998-04-01 |  | 1998-04-01 |  | Currently in Use | Gas (Historical Use) | 10000 | Composite | 1987-01-01 | Cathodically Protected | Pressurized
890100 | 4 |  | 1998-04-01 |  | 1998-04-01 |  | Currently in Use | Gas (Historical Use) | 6000 | Composite | 1987-01-01 | Cathodically Protected | Pressurized
890102 | 1 | [5 empty] | Permanently Out Of Use | Gas (Historical Use) | 3000 | Bare Steel | 1982-01-02 | Galvanized Steel | Suction (American)
890102 | 2 | [5 empty] | Permanently Out Of Use | Gas (Historical Use) | 5000 | Bare Steel | 1982-01-02 | Galvanized Steel | Suction (American)
890102 | 3 | [5 empty] | Permanently Out Of Use | Gas (Historical Use) | 4000 | Bare Steel | 1999-05-24 | Galvanized Steel | Suction (American)
890102 | 4 | [5 empty] | Permanently Out Of Use | Gas (Historical Use) | 3000 | Bare Steel | 1999-05-24 | Galvanized Steel | Suction (American)
890102 | 5 | [5 empty] | Permanently Out Of Use | Kerosene | 1000 | Bare Steel | 1999-05-24 | Galvanized Steel | Suction (American)
9000001 | 1 | Flapper Valve | 1988-01-01 |  | 1988-01-01 |  | Currently in Use | Gas (Historical Use) | 6000 | Galvanic (STIP-3) | 1988-06-20 | Bare Steel | Pressurized
9000001 | 2 | Flapper Valve | 1988-01-01 |  | 1988-01-01 |  | Currently in Use | Gas (Historical Use) | 6000 | Galvanic (STIP-3) | 1988-06-20 | Bare Steel | Pressurized
9000001 | 3 | Flapper Valve | 1988-01-01 |  | 1988-01-01 |  | Currently in Use | Gas (Historical Use) | 6000 | Galvanic (STIP-3) | 1988-06-20 | Bare Steel | Pressurized
9000002 | 1 | Flapper Valve | 1988-01-01 | no | 1988-01-01 | no | Currently in Use | Diesel | 6000 | Galvanic (STIP-3) | 1988-06-20 | Fiberglass Reinforced Plastic | Pressurized
9000002 | 2 | Flapper Valve | 1988-01-01 | no | 1988-01-01 | no | Currently in Use | Regular | 6000 | Galvanic (STIP-3) | 1988-06-20 | Fiberglass Reinforced Plastic | Pressurized
9000002 | 3 | Flapper Valve | 1988-01-01 | no | 1988-01-01 | no | Currently in Use | Premium | 6000 | Galvanic (STIP-3) | 1988-06-20 | Fiberglass Reinforced Plastic | Pressurized
9000002 | 4 | Flapper Valve | 1988-01-01 | no | 1988-01-01 | no | Currently in Use | Diesel Off Road | 2000 | Galvanic (STIP-3) | 1988-06-20 | Fiberglass Reinforced Plastic | Safe Suction (Euro)
9000008 | 1 |  |  | yes |  | yes | Removed from Ground | Used Oil | 550 | Bare Steel | 1971-05-11 | Galvanized Steel
9000008 | 2 | [5 empty] | Removed from Ground | Gas (Historical Use) | 10000 | Bare Steel | 1971-05-11 | Galvanized Steel
9000008 | 3 | [5 empty] | Removed from Ground | Gas (Historical Use) | 8000 | Bare Steel | 1971-05-11 | Galvanized Steel
9000008 | 4 | [5 empty] | Removed from Ground | Gas (Historical Use) | 6000 | Bare Steel | 1971-05-11 | Galvanized Steel
900002 | 1 | [5 empty] | Removed from Ground | Gas (Historical Use) | 1000 | Bare Steel | 1967-03-30 | Galvanized Steel
900002 | 2 | [5 empty] | Removed from Ground | Gas (Historical Use) | 565 | Bare Steel | 1967-03-30 | Galvanized Steel
900002 | 3 | [5 empty] | Removed from Ground | Gas (Historical Use) | 565 | Bare Steel | 1967-03-30 | Galvanized Steel
900002 | 4-A |  | 1997-04-05 |  | 1997-04-05 |  | Temporarily out of use | Gas (Historical Use) | 2000 | Composite | 1997-04-05 | Fiberglass Reinforced Plastic | Safe Suction (Euro)
900002 | 4-B |  | 1997-04-05 |  | 1997-04-05 |  | Temporarily out of use | Gas (Historical Use) | 2000 | Composite | 1997-04-05 | Fiberglass Reinforced Plastic | Safe Suction (Euro)
9000020 | 1 | [5 empty] | Removed from Ground | Gas (Historical Use) | 8000 | Bare Steel | 1976-05-15 | Galvanized Steel
9000020 | 2 | [5 empty] | Removed from Ground | Gas (Historical Use) | 8000 | Bare Steel | 1976-05-15 | Galvanized Steel
9000020 | 3 | [5 empty] | Removed from Ground | Gas (Historical Use) | 8000 | Bare Steel | 1985-05-13 | Galvanized Steel
9000020 | 4 | Ball Float | 2002-06-01 | no | 2002-06-01 | no | Currently in Use | Gas (Historical Use) | 10000 | Fiberglass | 2002-06-01 | Fiberglass Reinforced Plastic | Pressurized
9000020 | 5 | Ball Float | 2002-06-01 | no | 2002-06-01 | no | Currently in Use | Gas (Historical Use) | 8000 | Fiberglass | 2002-06-01 | Fiberglass Reinforced Plastic | Pressurized
900003 | 221G1 | [5 empty] | Removed from Ground | Gas (Historical Use) | 1000 | Bare Steel | 1972-05-02 | Galvanized Steel | Suction (American)
900004 | 1 | [5 empty] | Removed from Ground | Gas (Historical Use) | 560 | Bare Steel | 1958-04-29 | Galvanized Steel
900004 | 2 | [5 empty] | Removed from Ground | Diesel | 560 | Bare Steel | 1984-04-22 | Galvanized Steel
900004 | 3 |  | 1991-02-22 |  | 1991-02-22 |  | Removed from Ground | Gas (Historical Use) | 1000 | Galvanic (STIP-3) | 1991-02-22 | Cathodically Protected | Safe Suction (Euro)
900004 | 4 |  | 1991-02-22 |  | 1991-02-22 |  | Removed from Ground | Diesel | 1000 | Galvanic (STIP-3) | 1991-02-22 | Cathodically Protected | Safe Suction (Euro)
9000041 | 1 |  | 1988-04-01 |  | 1991-07-01 |  | Removed from Ground | Gas (Historical Use) | 10000 | Composite | 1986-04-17 | Fiberglass Reinforced Plastic | Pressurized
9000041 | 2 |  | 1988-04-01 |  | 1991-07-01 |  | Removed from Ground | Gas (Historical Use) | 10000 | Composite | 1986-04-17 | Fiberglass Reinforced Plastic | Pressurized
9000041 | 3 |  | 1988-04-01 |  | 1991-07-01 |  | Removed from Ground | Gas (Historical Use) | 10000 | Composite | 1986-04-17 | Fiberglass Reinforced Plastic | Pressurized
9000041 | 4 |  | 1991-07-01 |  | 1991-07-01 |  | Removed from Ground | Diesel | 6000 | Fiberglass | 1997-07-01 | Fiberglass Reinforced Plastic | Pressurized
9000042 | 1 | [5 empty] | Removed from Ground | Gas (Historical Use) | 8000 | Bare Steel | 1981-09-03 | Galvanized Steel
9000042 | 2 | [5 empty] | Removed from Ground | Diesel | 8000 | Bare Steel | 1981-09-03 | Galvanized Steel
9000043 | 1 |  |  | yes |  | yes | Removed from Ground | Used Oil | 1000 | Fiberglass | 1984-05-06 | Not Marked | Gravity Fed
9000043 | 2 | [5 empty] | Removed from Ground | Gas (Historical Use) | 10000 | Fiberglass | 1984-05-06 | Fiberglass Reinforced Plastic | Pressurized
9000043 | 3 | [5 empty] | Removed from Ground | Gas (Historical Use) | 10000 | Fiberglass | 1984-05-06 | Fiberglass Reinforced Plastic | Pressurized
9000043 | 4 | [5 empty] | Removed from Ground | Gas (Historical Use) | 10000 | Fiberglass | 1984-05-06 | Fiberglass Reinforced Plastic | Pressurized
9000044 | 1 | [5 empty] | Removed from Ground | Gas (Historical Use) | 8000 | Bare Steel | 1975-05-16 | Galvanized Steel
9000044 | 2 | [5 empty] | Removed from Ground | Gas (Historical Use) | 8000 | Bare Steel | 1975-05-16 | Galvanized Steel
9000044 | 3 | [5 empty] | Removed from Ground | Gas (Historical Use) | 8000 | Fiberglass | 1988-01-01 | Galvanized Steel
9000045 | 1 | [5 empty] | Removed from Ground | Gas (Historical Use) | 15060 | Bare Steel | 1975-04-07 | Galvanized Steel
9000045 | 2 | [5 empty] | Removed from Ground | Gas (Historical Use) | 15060 | Bare Steel | 1975-04-07 | Galvanized Steel
9000045 | 3 | [5 empty] | Removed from Ground | Gas (Historical Use) | 10200 | Bare Steel | 1977-04-06 | Galvanized Steel
9000046 | 1 | [5 empty] | Removed from Ground | Empty | 10000 | Bare Steel | 1975-05-11 | Galvanized Steel
9000046 | 2 | [5 empty] | Removed from Ground | Empty | 10000 | Bare Steel | 1975-05-11 | Galvanized Steel
9000046 | 4 | [5 empty] | Removed from Ground | Gas (Historical Use) | 10000 | Bare Steel | 1976-03-12 | Galvanized Steel
9000046 | 5 | [5 empty] | Removed from Ground | Gas (Historical Use) | 10000 | Bare Steel | 1976-03-12 | Galvanized Steel
9000046 | 6 | [5 empty] | Removed from Ground | Gas (Historical Use) | 10000 | Bare Steel | 1979-03-12 | Galvanized Steel
9000046 | 7 | [5 empty] | Removed from Ground | Gas (Historical Use) | 10000 | Fiberglass | 1986-01-01 | Fiberglass Reinforced Plastic
9000046 | 8 | [5 empty] | Removed from Ground | Gas (Historical Use) | 10000 | Fiberglass | 1987-01-01 | Fiberglass Reinforced Plastic
9000046 | 9 | [5 empty] | Removed from Ground | Gas (Historical Use) | 10000 | Fiberglass | 1987-01-01 | Fiberglass Reinforced Plastic
9000047 | 1 | [5 empty] | Removed from Ground | Hazardous Substance | 2000 | Concrete | 1974-05-02 | Galvanized Steel
9000047 | 2 | [5 empty] | Removed from Ground | Hazardous Substance | 2000 | Concrete | 1974-05-02 | Galvanized Steel
9000047 | 3 | [5 empty] | Removed from Ground | Hazardous Substance | 600 | Concrete | 1974-05-02 | Galvanized Steel
9000047 | 4 | [5 empty] | Removed from Ground | Hazardous Substance | 2000 | Concrete | 1974-05-02 | Galvanized Steel
9000047 | 5 | [5 empty] | Removed from Ground | Gas (Historical Use) | 6110 | Bare Steel | 1971-05-03 | Galvanized Steel
9000047 | 6 | [5 empty] | Removed from Ground | Diesel | 10000 | Bare Steel | 1971-05-03 | Galvanized Steel
9000048 | 1 | [5 empty] | Closed in Ground | Gas (Historical Use) | 560 | Bare Steel | 1971-04-01 | Galvanized Steel
9000048 | 2 | Flapper Valve | 1999-02-08 |  | 1999-02-08 |  | Temporarily out of use | Gas (Historical Use) | 560 | Steel-Impressed Current | 1986-05-08 | Steel (Impressed Current) | Suction (American)
9000048 | 3 | Flapper Valve | 1999-02-08 |  | 1999-02-08 |  | Temporarily out of use | Gas (Historical Use) | 1000 | Steel-Impressed Current | 1975-05-12 | Steel (Impressed Current) | Suction (American)
9000048 | 4 | Flapper Valve | 1999-02-08 |  | 1999-02-08 |  | Temporarily out of use | Gas (Historical Use) | 1000 | Steel-Impressed Current | 1975-05-12 | Steel (Impressed Current) | Suction (American)
9000049 | 1 | [5 empty] | Removed from Ground | Gas (Historical Use) | 6000 | Bare Steel | 1969-05-12 | Galvanized Steel
9000049 | 2 | [5 empty] | Removed from Ground | Gas (Historical Use) | 6000 | Bare Steel | 1969-05-12 | Galvanized Steel
9000049 | 3 | [5 empty] | Removed from Ground | Gas (Historical Use) | 6000 | Bare Steel | 1969-05-12 | Galvanized Steel
9000049 | 4 | [5 empty] | Removed from Ground | Gas (Historical Use) | 10000 | Bare Steel | 1969-05-12 | Galvanized Steel
9000049 | 5 | [5 empty] | Removed from Ground | Diesel | 1000 | Bare Steel | 1969-05-12 | Galvanized Steel
9000049 | 6 |  |  | yes |  | yes | Removed from Ground | Used Oil | 550 | Bare Steel | 1969-05-12 | Bare Steel
900005 | 1 |  | 1998-11-06 | no | 1983-04-01 | no | Currently in Use | Gas (Historical Use) | 10000 | Steel-Impressed Current | 1983-04-18 | Steel (Impressed Current) | Pressurized
900005 | 2 |  | 1998-11-06 | no | 1983-04-01 | no | Currently in Use | Gas (Historical Use) | 10000 | Steel-Impressed Current | 1983-04-18 | Steel (Impressed Current) | Pressurized
900005 | 3 |  | 1998-11-06 | no | 1983-04-01 | no | Currently in Use | Diesel | 10000 | Steel-Impressed Current | 1983-04-18 | Steel (Impressed Current) | Pressurized
9000050 | 1 | [5 empty] | Removed from Ground | Empty | 8000 | Bare Steel | 1980-04-30 | Galvanized Steel
9000050 | 2 | [5 empty] | Removed from Ground | Empty | 8000 | Bare Steel | 1980-04-30 | Galvanized Steel
9000050 | 3 | [5 empty] | Removed from Ground | Empty | 8000 | Bare Steel | 1980-04-30 | Galvanized Steel
9000050 | 4 | [5 empty] | Removed from Ground | Empty | 6000 | Bare Steel | 1980-04-30 | Galvanized Steel
9000050 | 5 | Ball Float | 1988-10-05 | no | 1988-10-05 | no | Currently in Use | Regular | 8200 | Galvanic (STIP-3) | 1988-10-05 | Fiberglass Reinforced Plastic | Pressurized
9000050 | 6 | Ball Float | 1988-10-05 | no | 1988-10-05 | no | Currently in Use | Premium | 8200 | Galvanic (STIP-3) | 1988-10-05 | Fiberglass Reinforced Plastic | Pressurized
9000050 | 7 | Ball Float | 1988-10-05 | no | 1988-10-05 | no | Currently in Use | E-0 | 8200 | Galvanic (STIP-3) | 1988-10-05 | Fiberglass Reinforced Plastic | Pressurized
9000051 | 1 | [5 empty] | Removed from Ground | Gas (Historical Use) | 8000 | Cathodically Protected Steel | 1985-05-07 | Fiberglass Reinforced Plastic
9000051 | 2 | [5 empty] | Removed from Ground | Gas (Historical Use) | 8000 | Cathodically Protected Steel | 1985-05-07 | Fiberglass Reinforced Plastic
9000051 | 3 | [5 empty] | Removed from Ground | Gas (Historical Use) | 8000 | Cathodically Protected Steel | 1985-05-07 | Fiberglass Reinforced Plastic
9000053 | 1 |  | 1993-12-01 | no | 1993-12-01 | no | Currently in Use | Diesel | 5000 | Steel-Impressed Current | 1984-03-17 | Fiberglass Reinforced Plastic | Pressurized
9000053 | 10 | Flapper Valve | 2007-10-08 | no | 2007-10-08 | no | Temporarily out of use | E-10 | 20000 | Composite Double Walled | 2007-10-08 | Fiberglass Reinforced Plastic | Pressurized
9000053 | 11 | Flapper Valve | 2007-10-08 | no | 2007-10-08 | no | Currently in Use | Diesel | 20000 | Composite Double Walled | 2007-10-08 | Fiberglass Reinforced Plastic | Pressurized
9000053 | 2 |  | 1993-12-01 | no | 1993-12-01 | no | Currently in Use | Premium | 8000 | Steel-Impressed Current | 1984-03-17 | Fiberglass Reinforced Plastic | Pressurized
9000053 | 3 |  | 1993-12-01 | no | 1993-12-01 | no | Currently in Use | Diesel | 12000 | Steel-Impressed Current | 1984-03-17 | Fiberglass Reinforced Plastic | Pressurized
9000053 | 4 |  | 1993-12-01 | no | 1993-12-01 | no | Currently in Use | Plus | 12000 | Steel-Impressed Current | 1984-03-17 | Fiberglass Reinforced Plastic | Pressurized
9000053 | 5 | Flapper Valve | 1993-12-01 | no | 1993-12-01 | no | Currently in Use | Diesel | 10000 | Steel-Impressed Current | 1984-03-17 | Fiberglass Reinforced Plastic | Pressurized
9000053 | 6 | Flapper Valve | 1993-12-01 | no | 1993-12-01 | no | Currently in Use | Diesel | 10000 | Steel-Impressed Current | 1984-01-01 | Fiberglass Reinforced Plastic | Pressurized
9000053 | 7 | Flapper Valve | 1993-12-01 | no | 1993-12-01 | no | Currently in Use | Premium | 8000 | Steel-Impressed Current | 1984-03-17 | Fiberglass Reinforced Plastic | Pressurized
9000053 | 8 | [5 empty] | Removed from Ground | Other | 3000 | Cathodically Protected Steel | 1984-01-01 | Galvanized Steel | Pressurized
9000053 | 9 | Flapper Valve | 1993-12-01 | no | 1993-12-01 | no | Currently in Use | E-10 | 8000 | Steel-Impressed Current | 1984-03-17 | Fiberglass Reinforced Plastic | Pressurized
9000054 | 1 |  |  | yes |  | yes | Removed from Ground | Used Oil | 1000 | Bare Steel | 1988-12-06 | Galvanized Steel | Gravity Fed
9000055 | 1 | [5 empty] | Removed from Ground | Empty | 4000 | Cathodically Protected Steel | 1980-05-09 | Galvanized Steel | Safe Suction (Euro)
9000055 | 2 | [5 empty] | Removed from Ground | Empty | 4000 | Cathodically Protected Steel | 1980-05-09 | Galvanized Steel | Safe Suction (Euro)
9000055 | 3 | [5 empty] | Removed from Ground | Empty | 4000 | Cathodically Protected Steel | 1980-05-09 | Galvanized Steel | Safe Suction (Euro)
9000055 | 4 | [5 empty] | Removed from Ground | Empty | 4000 | Cathodically Protected Steel | 1980-05-09 | Galvanized Steel | Safe Suction (Euro)
9000055 | 5 | [5 empty] | Removed from Ground | Empty | 10000 | Cathodically Protected Steel | 1980-05-09 | Galvanized Steel | Safe Suction (Euro)
9000056 | 1 | [5 empty] | Removed from Ground | Gas (Historical Use) | 3000 | Bare Steel | 1964-05-13 | Galvanized Steel
9000056 | 2 | [5 empty] | Removed from Ground | Gas (Historical Use) | 3000 | Bare Steel | 1964-05-13 | Galvanized Steel
9000056 | 3 | [5 empty] | Removed from Ground | Gas (Historical Use) | 3000 | Bare Steel | 1964-05-13 | Galvanized Steel
9000056 | 4 | [5 empty] | Removed from Ground | Gas (Historical Use) | 3000 | Bare Steel | 1964-05-13 | Galvanized Steel
9000056 | 5 | [5 empty] | Removed from Ground | Gas (Historical Use) | 10000 | Bare Steel | 1972-05-11 | Galvanized Steel
9000056 | 6 | Ball Float | 1999-01-01 | no | 1999-01-01 | no | Currently in Use | Premium | 12000 | Composite Double Walled | 1998-12-14 | Double-Walled Fiberglass | Pressurized
9000056 | 7 | Ball Float | 1999-01-01 | no | 1999-01-01 | no | Currently in Use | E-10 | 20000 | Composite Double Walled | 1998-12-14 | Double-Walled Fiberglass | Pressurized
9000056 | 8 | Ball Float | 1999-01-01 | no | 1999-01-01 | no | Currently in Use | Diesel | 30000 | Composite Double Walled | 1998-12-14 | Double-Walled Fiberglass | Pressurized
9000056 | 9 | Ball Float | 1999-01-01 | no | 1999-01-01 | no | Currently in Use | Diesel | 30000 | Composite Double Walled | 1998-12-14 | Double-Walled Fiberglass | Pressurized
9000057 | 1 | [5 empty] | Removed from Ground | Gas (Historical Use) | 8000 | Bare Steel | 1968-05-11 | Galvanized Steel
9000057 | 2 | [5 empty] | Removed from Ground | Gas (Historical Use) | 8000 | Bare Steel | 1968-05-11 | Galvanized Steel
9000057 | 3 | [5 empty] | Removed from Ground | Gas (Historical Use) | 8000 | Bare Steel | 1968-05-11 | Galvanized Steel
9000057 | 4 | [5 empty] | Removed from Ground | Gas (Historical Use) | 8000 | Cathodically Protected Steel | 1987-01-01 | Galvanized Steel
9000057 | 5 | [5 empty] | Removed from Ground | Gas (Historical Use) | 8000 | Cathodically Protected Steel | 1987-01-01 | Galvanized Steel
9000057 | 6 | [5 empty] | Removed from Ground | Gas (Historical Use) | 8000 | Cathodically Protected Steel | 1987-01-01 | Galvanized Steel
9000057 | 7 | [5 empty] | Removed from Ground | Empty | 2000 | Cathodically Protected Steel | 1987-01-01 | Galvanized Steel
9000058 | 1 | [5 empty] | Closed in Ground | Empty | 560 | Bare Steel | 1964-05-04 | Unknown
9000058 | 2 | [5 empty] | Closed in Ground | Empty | 560 | Bare Steel | 1964-05-04 | Unknown
9000058 | 3 | [5 empty] | Removed from Ground | Gas (Historical Use) | 1000 | Bare Steel | 1980-04-30 | Galvanized Steel | Suction (American)
9000058 | 4 | [5 empty] | Removed from Ground | Gas (Historical Use) | 1000 | Bare Steel | 1982-04-30 | Galvanized Steel | Suction (American)
9000059 | 1 | [5 empty] | Removed from Ground | Gas (Historical Use) | 10000 | Bare Steel | 1976-05-03 | Galvanized Steel
9000059 | 10 |  | 1990-04-01 |  | 1990-04-01 |  | Currently in Use | Diesel | 10000 | Fiberglass | 1990-04-01 | Fiberglass Reinforced Plastic | Pressurized
9000059 | 2 | [5 empty] | Removed from Ground | Gas (Historical Use) | 10000 | Bare Steel | 1976-05-03 | Galvanized Steel
9000059 | 3 | [5 empty] | Removed from Ground | Gas (Historical Use) | 4000 | Bare Steel | 1971-05-05 | Galvanized Steel
9000059 | 4 | [5 empty] | Removed from Ground | Gas (Historical Use) | 4000 | Bare Steel | 1971-05-05 | Galvanized Steel
9000059 | 5 | [5 empty] | Removed from Ground | Gas (Historical Use) | 4000 | Bare Steel | 1971-05-05 | Galvanized Steel
9000059 | 6 | [5 empty] | Removed from Ground | Gas (Historical Use) | 4000 | Bare Steel | 1971-05-05 | Galvanized Steel
9000059 | 7 | [5 empty] | Removed from Ground | Diesel | 285 | Bare Steel | 1961-05-07 | Galvanized Steel
9000059 | 8 |  | 1990-04-01 |  | 1990-04-01 |  | Currently in Use | Gas (Historical Use) | 10000 | Fiberglass | 1990-04-01 | Fiberglass Reinforced Plastic | Pressurized
9000059 | 9 |  | 1990-04-01 |  | 1990-04-01 |  | Currently in Use | Gas (Historical Use) | 10000 | Fiberglass | 1990-04-01 | Fiberglass Reinforced Plastic | Pressurized
900006 | 1 | [5 empty] | Temporarily out of use | Gas (Historical Use) | 6000 | Bare Steel | 1986-02-28 | Galvanized Steel | Suction (American)
900006 | 2 | [5 empty] | Temporarily out of use | Gas (Historical Use) | 6000 | Bare Steel | 1986-02-28 | Galvanized Steel | Suction (American)
900006 | 3 |  | 1991-01-01 |  | 1991-01-01 |  | Temporarily out of use | Gas (Historical Use) | 6000 | Cathodically Protected Steel | 1991-01-01 | Cathodically Protected | Safe Suction (Euro)
9000061 | 1 | [5 empty] | Removed from Ground | Gas (Historical Use) | 8000 | Bare Steel | 1972-05-16 | Galvanized Steel
9000061 | 2 | [5 empty] | Removed from Ground | Gas (Historical Use) | 8000 | Bare Steel | 1972-05-16 | Galvanized Steel
9000061 | 3 | [5 empty] | Removed from Ground | Gas (Historical Use) | 8000 | Bare Steel | 1972-05-16 | Galvanized Steel
9000068 | 1 | [5 empty] | Removed from Ground | Gas (Historical Use) | 8000 | Bare Steel | 1961-05-07 | Galvanized Steel
9000068 | 2 | [5 empty] | Removed from Ground | Gas (Historical Use) | 6000 | Bare Steel | 1961-05-07 | Galvanized Steel
9000068 | 3 | [5 empty] | Removed from Ground | Gas (Historical Use) | 5000 | Bare Steel | 1961-05-07 | Galvanized Steel
9000068 | 4 | [5 empty] | Removed from Ground | Gas (Historical Use) | 5000 | Bare Steel | 1961-05-07 | Galvanized Steel
9000068 | 5 |  | 1988-08-01 |  | 1988-08-01 |  | Removed from Ground | Gas (Historical Use) | 10000 | Cathodically Protected Steel | 1988-08-01 | Fiberglass Reinforced Plastic | Pressurized
9000068 | 6 |  | 1988-08-01 |  | 1988-08-01 |  | Removed from Ground | Gas (Historical Use) | 10000 | Cathodically Protected Steel | 1988-08-01 | Fiberglass Reinforced Plastic | Pressurized
9000068 | 7 |  | 1988-08-01 |  | 1988-08-01 |  | Removed from Ground | Gas (Historical Use) | 10000 | Cathodically Protected Steel | 1988-08-01 | Fiberglass Reinforced Plastic | Pressurized
9000068 | 8 |  | 2003-05-07 | no | 2003-05-07 | no | Currently in Use | Gas (Historical Use) | 12000 | Composite | 2003-05-07 | Fiberglass Reinforced Plastic | Pressurized
9000068 | 9 |  | 2003-05-07 | no | 2003-05-07 | no | Currently in Use | Gas (Historical Use) | 8000 | Composite | 2003-05-07 | Fiberglass Reinforced Plastic | Pressurized
900007 | 1 | [5 empty] | Removed from Ground | Gas (Historical Use) | 1000 | Bare Steel | 1975-01-25 | Copper | Suction (American)
900007 | 2 | [5 empty] | Removed from Ground | Other | 150 | Bare Steel | 1960-01-29 | Copper
900007 | 3 | [5 empty] | Removed from Ground | Gas (Historical Use) | 250 | Bare Steel | 1960-01-29 | Galvanized Steel
900007 | 626781 |  | 2000-08-23 |  | 2000-08-23 |  | Temporarily out of use | Gas (Historical Use) | 2500 | Double Walled | 2000-08-09 | Fiberglass Reinforced Plastic | Safe Suction (Euro)
9000071 | 1 | [5 empty] | Removed from Ground | Gas (Historical Use) | 4000 | Bare Steel | 1961-05-07 | Galvanized Steel
9000071 | 2 | [5 empty] | Removed from Ground | Gas (Historical Use) | 4000 | Bare Steel | 1961-05-07 | Galvanized Steel
9000071 | 3 | [5 empty] | Removed from Ground | Gas (Historical Use) | 4000 | Bare Steel | 1961-05-07 | Galvanized Steel
9000071 | 4 | [5 empty] | Removed from Ground | Gas (Historical Use) | 4000 | Bare Steel | 1961-05-07 | Galvanized Steel
9000071 | 5 | [5 empty] | Removed from Ground | Gas (Historical Use) | 4000 | Bare Steel | 1961-05-07 | Galvanized Steel
9000075 | 1 | [5 empty] | Permanently Out of Use - historical purposes | Gas (Historical Use) | 10000 | Bare Steel | 1961-05-07 | Galvanized Steel
9000075 | 2 | [5 empty] | Permanently Out of Use - historical purposes | Gas (Historical Use) | 10000 | Bare Steel | 1961-05-07 | Galvanized Steel
9000075 | 3 | [5 empty] | Permanently Out of Use - historical purposes | Gas (Historical Use) | 10000 | Bare Steel | 1961-05-07 | Galvanized Steel
9000075 | 4 |  |  | yes |  | yes | Permanently Out of Use - historical purposes | Used Oil | 285 | Not Marked/Unknown | 1961-05-07 | Galvanized Steel
9000075 | 5 | [5 empty] | Removed from Ground | Gas (Historical Use) | 10000 | Fiberglass | 1988-11-14 | Fiberglass Reinforced Plastic | Pressurized
9000075 | 6 | [5 empty] | Removed from Ground | Gas (Historical Use) | 10000 | Fiberglass | 1988-11-14 | Fiberglass Reinforced Plastic | Pressurized
9000075 | 7 | [5 empty] | Removed from Ground | Gas (Historical Use) | 10000 | Fiberglass | 1988-11-14 | Fiberglass Reinforced Plastic | Pressurized
9000075 | 8 |  |  | yes |  | yes | Permanently Out of Use - historical purposes | Used Oil | 550 | Not Marked/Unknown |  | Not Marked
9000076 | 1 | [5 empty] | Removed from Ground | Gas (Historical Use) | 10000 | Bare Steel | 1961-05-07 | Galvanized Steel
9000076 | 2 | [5 empty] | Removed from Ground | Gas (Historical Use) | 10000 | Bare Steel | 1961-05-07 | Galvanized Steel
9000076 | 3 | [5 empty] | Removed from Ground | Gas (Historical Use) | 10000 | Bare Steel | 1961-05-07 | Galvanized Steel
9000076 | 4 | [5 empty] | Removed from Ground | Diesel | 285 | Bare Steel | 1961-05-07 | Galvanized Steel
9000076 | 5 |  |  | yes |  | yes | Removed from Ground | Used Oil | 285 | Bare Steel | 1961-05-07 | Galvanized Steel
9000076 | 6 | Flapper Valve | 1987-07-01 |  | 1987-07-01 |  | Currently in Use | Gas (Historical Use) | 10000 | Fiberglass | 1987-07-20 | Fiberglass Reinforced Plastic | Pressurized
9000076 | 7 | Flapper Valve | 1987-07-01 |  | 1987-07-01 |  | Currently in Use | Gas (Historical Use) | 10000 | Fiberglass | 1987-07-20 | Fiberglass Reinforced Plastic | Pressurized
9000076 | 8 | Flapper Valve | 1987-07-01 |  | 1987-07-01 |  | Currently in Use | Gas (Historical Use) | 10000 | Fiberglass | 1987-07-20 | Fiberglass Reinforced Plastic | Pressurized
9000078 | 1 | [5 empty] | Removed from Ground | Gas (Historical Use) | 10000 | Bare Steel | 1961-05-07 | Galvanized Steel
9000078 | 2 | [5 empty] | Removed from Ground | Gas (Historical Use) | 10000 | Bare Steel | 1961-05-07 | Galvanized Steel
9000078 | 3 | [5 empty] | Removed from Ground | Gas (Historical Use) | 10000 | Bare Steel | 1961-05-07 | Galvanized Steel
9000078 | 4 | [5 empty] | Removed from Ground | Gas (Historical Use) | 285 | Bare Steel | 1961-05-07 | Galvanized Steel
9000078 | 5 |  |  | yes |  | yes | Removed from Ground | Used Oil | 285 | Bare Steel | 1961-05-07 | Galvanized Steel
900008 | 1 | [5 empty] | Removed from Ground | Diesel | 6000 | Bare Steel | 1956-03-03 | Galvanized Steel
9000083 | 1 | [5 empty] | Removed from Ground | Gas (Historical Use) | 12000 | Bare Steel | 1973-05-10 | Galvanized Steel | Pressurized
9000083 | 2 | [5 empty] | Removed from Ground | Gas (Historical Use) | 12000 | Bare Steel | 1973-05-10 | Galvanized Steel | Pressurized
9000085 | 1 |  |  | yes |  | yes | Removed from Ground | Used Oil | 550 | Bare Steel | 1961-01-20 | Galvanized Steel
9000086 | 1 | [5 empty] | Removed from Ground | Gas (Historical Use) | 8000 | Bare Steel | 1972-05-10 | Galvanized Steel | Safe Suction (Euro)
9000086 | 2 | [5 empty] | Removed from Ground | Gas (Historical Use) | 8000 | Bare Steel | 1972-05-10 | Galvanized Steel | Safe Suction (Euro)
9000086 | 3 | [5 empty] | Removed from Ground | Gas (Historical Use) | 8000 | Bare Steel | 1972-05-10 | Galvanized Steel | Safe Suction (Euro)
9000088 | 005-1 | Flapper Valve | 2004-04-20 | no | 1991-01-01 | no | Currently in Use | Gas (Historical Use) | 10000 | Steel-Impressed Current | 1975-01-20 | Fiberglass Reinforced Plastic | Pressurized
9000088 | 005-2 | Flapper Valve | 2004-04-20 | no | 1991-01-01 | no | Currently in Use | Gas (Historical Use) | 10000 | Steel-Impressed Current | 1975-01-20 | Fiberglass Reinforced Plastic | Pressurized
9000088 | 005-3 | Flapper Valve | 2004-04-20 | no | 1991-01-01 | no | Currently in Use | Gas (Historical Use) | 6000 | Steel-Impressed Current | 1975-01-20 | Fiberglass Reinforced Plastic | Pressurized
9000089 | 1 | [5 empty] | Closed in Ground | Gas (Historical Use) | 4000 | Cathodically Protected Steel | 1985-11-06 | Galvanized Steel
9000090 | 1 | [5 empty] | Removed from Ground | Diesel | 4000 | Bare Steel | 1984-05-08 | Galvanized Steel
9000090 | 2 | [5 empty] | Removed from Ground | Gas (Historical Use) | 1000 | Bare Steel | 1984-05-08 | Galvanized Steel
9000091 | 1 | [5 empty] | Removed from Ground | Diesel | 2000 | Bare Steel | 1978-05-10 | Galvanized Steel
9000091 | 2 | [5 empty] | Removed from Ground | Gas (Historical Use) | 2000 | Bare Steel | 1978-05-10 | Galvanized Steel
9000093 | 1 | [5 empty] | Removed from Ground | Gas (Historical Use) | 2000 | Bare Steel | 1961-05-14 | Galvanized Steel
9000093 | 2 | [5 empty] | Removed from Ground | Gas (Historical Use) | 560 | Bare Steel | 1961-05-14 | Galvanized Steel
9000093 | 3 | [5 empty] | Removed from Ground | Gas (Historical Use) | 560 | Bare Steel | 1961-05-14 | Galvanized Steel
9000094 | 1 | [5 empty] | Closed in Ground | Gas (Historical Use) | 0 | Bare Steel | 1961-05-14 | Galvanized Steel
9000094 | 2 | [5 empty] | Closed in Ground | Gas (Historical Use) | 0 | Bare Steel | 1961-05-14 | Galvanized Steel
9000095 | 1 |  | 1998-12-18 |  | 1998-12-18 |  | Currently in Use | Gas (Historical Use) | 1000 | Steel-Impressed Current | 1971-05-12 | Cathodically Protected | Safe Suction (Euro)
9000095 | 2 |  | 1998-12-18 |  | 1998-12-18 |  | Temporarily out of use | Gas (Historical Use) | 1000 | Steel-Impressed Current | 1971-05-12 | Cathodically Protected | Safe Suction (Euro)
9000095 | 3 |  | 1998-12-18 |  | 1998-12-18 |  | Currently in Use | Gas (Historical Use) | 1000 | Steel-Impressed Current | 1971-05-12 | Cathodically Protected | Safe Suction (Euro)
9000096 | 1 | [5 empty] | Removed from Ground | Gas (Historical Use) | 500 | Bare Steel | 1976-05-10 | Galvanized Steel
9000096 | 2 | [5 empty] | Removed from Ground | Diesel | 1000 | Bare Steel | 1976-05-10 | Galvanized Steel
9000096 | 3 | [5 empty] | Removed from Ground | Other | 0 | Bare Steel | 1976-05-10 | Not Marked
9000096 | 4 |  |  | no |  | no | Installed | Used Oil | 1000 | Unknown
9000097 | 1 |  | 1987-06-01 |  | 1987-06-01 |  | Temporarily out of use | Gas (Historical Use) | 1000 | Steel-Impressed Current | 1987-06-15 | Cathodically Protected | Suction (American)
9000097 | 2 |  | 1987-06-01 |  | 1987-06-01 |  | Temporarily out of use | Gas (Historical Use) | 1000 | Steel-Impressed Current | 1987-06-15 | Cathodically Protected | Suction (American)
9000098 | 1 | [5 empty] | Removed from Ground | Gas (Historical Use) | 1000 | Bare Steel | 1976-05-10 | Galvanized Steel
9000098 | 2 | [5 empty] | Removed from Ground | Diesel | 1000 | Bare Steel | 1976-05-10 | Galvanized Steel
9000099 | 1 | [5 empty] | Removed from Ground | Gas (Historical Use) | 1000 | Bare Steel | 1975-05-11 | Galvanized Steel
90001 | 1 | [5 empty] | Removed from Ground | Diesel | 3000 | Bare Steel | 1979-05-03 | Galvanized Steel | Suction (American)
9000101 | 1 | [5 empty] | Removed from Ground | Gas (Historical Use) | 1000 | Bare Steel | 1978-05-10 | Galvanized Steel
9000102 | 1 | [5 empty] | Removed from Ground | Gas (Historical Use) | 1000 | Bare Steel | 1961-05-14 | Galvanized Steel
9000103 | 1 | [5 empty] | Removed from Ground | Diesel | 4000 | Bare Steel | 1984-05-08 | Galvanized Steel
9000105 | 1 | [5 empty] | Removed from Ground | Gas (Historical Use) | 1000 | Bare Steel | 1961-05-14 | Galvanized Steel
9000105 | 2 | [5 empty] | Removed from Ground | Gas (Historical Use) | 1000 | Bare Steel | 1961-05-14 | Galvanized Steel
9000107 | 1 | [5 empty] | Closed in Ground | Gas (Historical Use) | 2000 | Bare Steel | 1979-05-10 | Galvanized Steel
9000108 | 1 | [5 empty] | Closed in Ground | Gas (Historical Use) | 1000 | Bare Steel | 1978-12-12 | Galvanized Steel
9000108 | 2 | [5 empty] | Closed in Ground | Gas (Historical Use) | 2500 | Bare Steel | 1978-12-12 | Galvanized Steel
9000109 | 1 | [5 empty] | Permanently Out of Use - historical purposes | Gas (Historical Use) | 1000 | Bare Steel | 1980-12-11 | Galvanized Steel | Safe Suction (Euro)
900011 | 1 | [5 empty] | Removed from Ground | Gas (Historical Use) | 1000 | Bare Steel | 1976-05-09 | Galvanized Steel
9000110 | 1 | [5 empty] | Removed from Ground | Gas (Historical Use) | 2000 | Bare Steel | 1978-12-12 | Galvanized Steel
9000112 | 1 | [5 empty] | Closed in Ground | Gas (Historical Use) | 2000 | Bare Steel | 1976-01-01 | Galvanized Steel
9000113 | 1 | [5 empty] | Removed from Ground | Gas (Historical Use) | 1000 | Bare Steel | 1976-05-10 | Galvanized Steel
9000113 | 2 |  | 1989-08-01 |  | 1989-08-01 |  | Removed from Ground | Gas (Historical Use) | 1000 | Galvanic (STIP-3) | 1989-08-01 | Cathodically Protected | Safe Suction (Euro)
9000114 | 1 | [5 empty] | Closed in Ground | Gas (Historical Use) | 1000 | Bare Steel | 1976-05-10 | Galvanized Steel
9000115 | 1 | [5 empty] | Removed from Ground | Gas (Historical Use) | 2000 | Bare Steel | 1976-05-10 | Galvanized Steel
9000115 | 2 | [5 empty] | Removed from Ground | Gas (Historical Use) | 2000 | Bare Steel | 1965-05-06 | Galvanized Steel
9000115 | 3 | [5 empty] | Removed from Ground | Diesel | 17000 | Bare Steel | 1965-05-06 | Galvanized Steel
9000115 | 4 | [5 empty] | Removed from Ground | Diesel | 17000 | Bare Steel | 1965-05-06 | Galvanized Steel
9000115 | 5 | [5 empty] | Removed from Ground | Diesel | 17000 | Bare Steel | 1965-05-06 | Galvanized Steel
9000115 | 6 | [5 empty] | Removed from Ground | Diesel | 17000 | Bare Steel | 1965-05-06 | Galvanized Steel
9000115 | 7 |  |  | yes |  | yes | Removed from Ground | Used Oil | 1000 | Bare Steel | 1965-05-06 | Galvanized Steel
9000117 | 1 | [5 empty] | Removed from Ground | Diesel | 1000 | Bare Steel | 1978-05-10 | Galvanized Steel
9000119 | 1 | [5 empty] | Removed from Ground | Gas (Historical Use) | 6000 | Bare Steel | 1978-05-07 | Galvanized Steel
9000119 | 2 | [5 empty] | Removed from Ground | Gas (Historical Use) | 6000 | Bare Steel | 1978-05-07 | Galvanized Steel
9000119 | 3 | [5 empty] | Removed from Ground | Gas (Historical Use) | 6000 | Bare Steel | 1978-05-07 | Galvanized Steel
9000119 | 4 | [5 empty] | Removed from Ground | Gas (Historical Use) | 6000 | Bare Steel | 1978-05-07 | Galvanized Steel
9000119 | 5 | Ball Float | 1993-11-11 |  | 1993-11-11 |  | Currently in Use | Gas (Historical Use) | 8000 | Galvanic (STIP-3) | 1993-10-26 | Fiberglass Reinforced Plastic | Pressurized
9000119 | 6 | Ball Float | 1993-11-11 |  | 1993-11-11 |  | Currently in Use | Gas (Historical Use) | 8000 | Galvanic (STIP-3) | 1993-10-26 | Fiberglass Reinforced Plastic | Pressurized
9000119 | 7 | Ball Float | 1993-11-11 |  | 1993-11-11 |  | Currently in Use | Gas (Historical Use) | 8000 | Galvanic (STIP-3) | 1993-10-26 | Fiberglass Reinforced Plastic | Pressurized
900012 | 1 | [5 empty] | Currently in Use | Gas (Historical Use) | 1060 | Bare Steel | 1971-05-11 | Galvanized Steel
900012 | 2 | [5 empty] | Currently in Use | Gas (Historical Use) | 1060 | Bare Steel | 1971-05-11 | Galvanized Steel
9000120 | 1 | [5 empty] | Removed from Ground | Other | 6000 | Bare Steel | 1969-04-15 | Galvanized Steel
9000120 | 2 | [5 empty] | Removed from Ground | Other | 6000 | Bare Steel | 1969-04-15 | Galvanized Steel
9000120 | 3 | [5 empty] | Removed from Ground | Other | 6000 | Bare Steel | 1969-04-15 | Galvanized Steel
9000120 | 4 | [5 empty] | Removed from Ground | Other | 6000 | Bare Steel | 1969-04-15 | Galvanized Steel
9000120 | 5 |  | 1989-02-01 |  | 1989-02-01 |  | Removed from Ground | Gas (Historical Use) | 10000 | Double Walled | 1989-01-01 | Fiberglass Reinforced Plastic
9000120 | 6 |  | 1989-02-01 |  | 1989-02-01 |  | Removed from Ground | Gas (Historical Use) | 10000 | Double Walled | 1989-01-01 | Fiberglass Reinforced Plastic | Pressurized
9000120 | 7 |  | 1989-02-01 |  | 1989-02-01 |  | Removed from Ground | Gas (Historical Use) | 10000 | Double Walled | 1989-01-01 | Fiberglass Reinforced Plastic | Pressurized
9000121 | 1 |  |  |  |  | yes | Currently in Use | Gas (Historical Use) | 6141 | Galvanic (STIP-3) | 1994-01-21 | Fiberglass Reinforced Plastic | Pressurized
9000121 | 2 |  |  |  |  | yes | Currently in Use | Gas (Historical Use) | 10141 | Galvanic (STIP-3) | 1994-01-21 | Fiberglass Reinforced Plastic | Pressurized
9000121 | PREM | [5 empty] | Removed from Ground | Gas (Historical Use) | 4000 | Bare Steel | 1980-05-03 | Galvanized Steel
9000121 | REG | [5 empty] | Removed from Ground | Gas (Historical Use) | 4000 | Bare Steel | 1980-05-03 | Galvanized Steel
9000121 | UNLEADED | [5 empty] | Removed from Ground | Gas (Historical Use) | 1000 | Bare Steel | 1980-05-03 | Galvanized Steel
9000128 | 1 | Flapper Valve | 1999-10-26 |  | 1999-10-26 |  | Currently in Use | Gas (Historical Use) | 8000 | Galvanic (STIP-3) | 1985-05-13 | Double-Walled Flex | Pressurized
9000128 | 2 | Flapper Valve | 1999-10-26 |  | 1999-10-26 |  | Currently in Use | Gas (Historical Use) | 8000 | Galvanic (STIP-3) | 1985-05-13 | Double-Walled Flex | Pressurized
9000128 | 3 | Flapper Valve | 1999-10-26 |  | 1999-10-26 |  | Currently in Use | Gas (Historical Use) | 8000 | Galvanic (STIP-3) | 1985-05-13 | Double-Walled Flex | Pressurized
9000130 | 1 |  |  | yes |  | yes | Removed from Ground | Used Oil | 10000 | Bare Steel | 1973-05-11 | Bare Steel
9000130 | 2 |  |  | yes |  | yes | Removed from Ground | Used Oil | 5000 | Bare Steel | 1973-05-11 | Bare Steel
9000130 | 3 | [5 empty] | Removed from Ground | Other | 5000 | Bare Steel | 1973-05-11 | Bare Steel
9000132 | 1 | [5 empty] | Removed from Ground | Gas (Historical Use) | 12000 | Bare Steel | 1975-04-20 | Galvanized Steel
9000132 | 2 | [5 empty] | Removed from Ground | Gas (Historical Use) | 12000 | Bare Steel | 1975-04-20 | Galvanized Steel
9000132 | 3 | [5 empty] | Removed from Ground | Gas (Historical Use) | 12000 | Bare Steel | 1975-04-20 | Galvanized Steel
9000132 | 4 | [5 empty] | Removed from Ground | Gas (Historical Use) | 12000 | Bare Steel | 1975-04-20 | Galvanized Steel
900014 | 1 | [5 empty] | Removed from Ground | Gas (Historical Use) | 1000 | Bare Steel | 1981-05-08 | Galvanized Steel
900014 | 2 | [5 empty] | Removed from Ground | Diesel | 1000 | Bare Steel | 1981-05-08 | Galvanized Steel
900015 | 1 | [5 empty] | Temporarily out of use | Gas (Historical Use) | 1000 | Bare Steel | 1966-05-12 | Unknown
900015 | 2 | [5 empty] | Temporarily out of use | Gas (Historical Use) | 1000 | Bare Steel | 1956-05-14 | Unknown
900015 | 3 | [5 empty] | Temporarily out of use | Gas (Historical Use) | 550 | Bare Steel | 1956-05-14 | Unknown
9000150 | 1 | [5 empty] | Removed from Ground | Diesel | 8000 | Bare Steel | 1961-04-15 | Unknown
900016 | 1 | [5 empty] | Removed from Ground | Gas (Historical Use) | 1000 | Bare Steel | 1966-05-12 | Unknown
900016 | 2 | [5 empty] | Removed from Ground | Gas (Historical Use) | 1000 | Bare Steel | 1966-05-12 | Unknown
900016 | 3 | [5 empty] | Removed from Ground | Diesel | 1000 | Bare Steel | 1966-05-12 | Unknown
9000169 | 1 |  |  |  | 1988-01-01 |  | Removed from Ground | Gas (Historical Use) | 10000 | Fiberglass | 1988-08-30 | Fiberglass Reinforced Plastic | Pressurized
9000169 | 2 | [5 empty] | Removed from Ground | Gas (Historical Use) | 10000 | Fiberglass | 1988-08-30 | Fiberglass Reinforced Plastic | Pressurized
9000169 | 3 | [5 empty] | Permanently Out of Use - historical purposes | Gas (Historical Use) | 10000 | Fiberglass | 1988-08-30 | Fiberglass Reinforced Plastic
900017 | 1 |  |  | no |  | no | Removed from Ground |  | 1000 | Bare Steel | 1998-03-02 |  | Safe Suction (Euro)
900017 | 2 |  |  | no |  | no | Removed from Ground |  | 550 | Bare Steel | 1998-03-02
900017 | 3 | Flapper Valve | 1998-03-10 | no | 1998-03-10 | no | Currently in Use | Regular | 2000 | Epoxy | 2008-02-05 |  | Suction (American)
9000170 | 1 | [5 empty] | Removed from Ground | Gas (Historical Use) | 1000 | Bare Steel | 1977-01-01 | Galvanized Steel
9000170 | 2 | [5 empty] | Removed from Ground | Hazardous Substance | 2000 | Bare Steel | 1983-01-01 | Galvanized Steel
9000170 | 3 | [5 empty] | Removed from Ground | Hazardous Substance | 2000 | Bare Steel | 1983-01-01 | Galvanized Steel
9000171 | 1 | [5 empty] | Removed from Ground | Diesel | 2000 | Not Marked/Unknown | 1999-10-21 | Not Marked
9000177 | 1 | Flapper Valve | 1998-07-26 |  | 1998-07-26 |  | Temporarily out of use | Gas (Historical Use) | 10000 | Galvanic (STIP-3) | 1961-02-09 | Fiberglass Reinforced Plastic | Pressurized
9000177 | 2 |  | 1998-07-26 |  | 1998-07-26 |  | Temporarily out of use | Gas (Historical Use) | 4000 | Galvanic (STIP-3) | 1961-02-09 | Fiberglass Reinforced Plastic | Pressurized
9000177 | 3 | Flapper Valve | 1998-07-26 |  | 1998-07-26 |  | Temporarily out of use | Diesel | 4000 | Galvanic (STIP-3) | 1961-02-09 | Fiberglass Reinforced Plastic | Pressurized
9000177 | 4 | Flapper Valve | 1998-07-26 |  | 1998-07-26 |  | Temporarily out of use | Kerosene | 4000 | Galvanic (STIP-3) | 1961-02-09 | Fiberglass Reinforced Plastic | Pressurized
900018 | 1 | [5 empty] | Removed from Ground | Gas (Historical Use) | 1000 | Bare Steel | 1966-05-13 | Unknown
900018 | 2 | [5 empty] | Removed from Ground | Gas (Historical Use) | 2000 | Bare Steel | 1966-05-13 | Unknown
900018 | 3 | [5 empty] | Removed from Ground | Gas (Historical Use) | 1000 | Bare Steel | 1978-05-10 | Unknown
900018 | 4 | [5 empty] | Removed from Ground | Diesel | 2500 | Bare Steel | 1983-05-09 | Unknown
9000188 | 12401 | [5 empty] | Removed from Ground | Gas (Historical Use) | 10000 | Marked Unknown | 1986-05-07 | Galvanized Steel | Pressurized
9000188 | 12402 |  | 1989-03-01 |  | 1989-03-01 |  | Removed from Ground | Diesel | 10000 | Fiberglass | 1986-05-07 | Fiberglass Reinforced Plastic | Pressurized
9000188 | 12403 |  | 1989-03-01 |  | 1989-03-01 |  | Closed in Ground | Gas (Historical Use) | 10000 | Composite | 1989-03-01 | Fiberglass Reinforced Plastic | Pressurized
900019 | 1 | [5 empty] | Removed from Ground | Gas (Historical Use) | 1000 | Bare Steel | 1966-05-13 | Galvanized Steel | Safe Suction (Euro)
900019 | 2 | [5 empty] | Removed from Ground | Gas (Historical Use) | 550 | Bare Steel | 1966-05-13 | Galvanized Steel | Safe Suction (Euro)
9000190 | 1 | [5 empty] | Closed in Ground | Empty | 1000 | Bare Steel | 1984-05-05 | Galvanized Steel | Suction (American)
9000191 | 1 | [5 empty] | Removed from Ground | Other | 10000 | Bare Steel | 1961-03-04 | Cathodically Protected
9000191 | 2 | [5 empty] | Removed from Ground | Other | 10000 | Bare Steel | 1961-03-04 | Cathodically Protected
9000191 | 3 | [5 empty] | Removed from Ground | Other | 5000 | Bare Steel | 1961-03-04 | Cathodically Protected
9000191 | 4 |  |  | yes |  | yes | Removed from Ground | Used Oil | 550 | Bare Steel | 1961-03-04 | Cathodically Protected
9000195 | 1 | [5 empty] | Permanently Out of Use - historical purposes | Gas (Historical Use) | 4000 | Bare Steel | 1966-01-01 | Galvanized Steel
9000195 | 2 | [5 empty] | Permanently Out of Use - historical purposes | Gas (Historical Use) | 4000 | Bare Steel | 1966-01-01 | Galvanized Steel
9000195 | 3 | [5 empty] | Removed from Ground | Diesel | 2000 | Bare Steel | 1974-04-14 | Galvanized Steel | Safe Suction (Euro)
9000195 | 4 | [5 empty] | Removed from Ground | Kerosene | 3000 | Bare Steel | 1974-04-14 | Galvanized Steel | Safe Suction (Euro)
9000195 | 5 | [5 empty] | Removed from Ground | Gas (Historical Use) | 4000 | Bare Steel | 1974-04-14 | Galvanized Steel | Safe Suction (Euro)
9000195 | 6 | [5 empty] | Removed from Ground | Gas (Historical Use) | 4000 | Cathodically Protected Steel | 1987-06-02 | Galvanized Steel | Safe Suction (Euro)
9000195 | 7 | [5 empty] | Removed from Ground | Gas (Historical Use) | 4000 | Cathodically Protected Steel | 1987-06-02 | Galvanized Steel | Safe Suction (Euro)
900020 | 1 | [5 empty] | Removed from Ground | Gas (Historical Use) | 0 | Bare Steel | 1965-01-06 | Galvanized Steel
900020 | 2 | [5 empty] | Removed from Ground | Gas (Historical Use) | 0 | Bare Steel | 1965-01-06 | Galvanized Steel
9000203 | 34D1 |  | 1989-08-06 |  | 1989-08-06 |  | Currently in Use | Diesel | 10000 | Fiberglass | 1981-05-08 | Fiberglass Reinforced Plastic | Pressurized
9000203 | 34G1 | [5 empty] | Closed in Ground | Gas (Historical Use) | 10000 | Bare Steel | 1976-05-09 | Unknown
9000204 | 7 | Ball Float | 1990-12-19 |  | 1990-12-19 |  | Currently in Use | Gas (Historical Use) | 10000 | Galvanic (STIP-3) | 1990-12-19 | Fiberglass Reinforced Plastic | Pressurized
9000204 | 8 | Ball Float | 1990-12-19 | no | 1990-12-19 | no | Currently in Use | Gas (Historical Use) | 10000 | Galvanic (STIP-3) | 1990-12-19 | Fiberglass Reinforced Plastic | Pressurized
9000204 | 9 | Ball Float | 1990-12-19 | no | 1990-12-19 | no | Currently in Use | Gas (Historical Use) | 10000 | Galvanic (STIP-3) | 1990-12-19 | Fiberglass Reinforced Plastic | Pressurized
9000205 | 1 |  | 1990-08-24 |  | 1990-08-24 |  | Removed from Ground | Gas (Historical Use) | 8000 | Galvanic (STIP-3) | 1990-08-23 | Fiberglass Reinforced Plastic | Pressurized
9000205 | 2 |  | 1990-08-24 |  | 1990-08-24 |  | Removed from Ground | Gas (Historical Use) | 8000 | Galvanic (STIP-3) | 1990-08-23 | Fiberglass Reinforced Plastic | Pressurized
9000205 | 3 |  | 1990-08-24 |  | 1990-08-24 |  | Removed from Ground | Gas (Historical Use) | 8000 | Galvanic (STIP-3) | 1990-08-23 | Fiberglass Reinforced Plastic | Pressurized
9000205 | 4 |  |  | yes |  | yes | Removed from Ground | Used Oil | 550 | Cathodically Protected Steel | 1970-04-27 | Galvanized Steel
9000205 | 5 | [5 empty] | Removed from Ground | Gas (Historical Use) | 2000 | Cathodically Protected Steel | 1969-04-27 | Galvanized Steel
9000205 | 6 | [5 empty] | Removed from Ground | Gas (Historical Use) | 800 | Cathodically Protected Steel | 1969-04-27 | Galvanized Steel
9000205 | 7 | [5 empty] | Removed from Ground | Kerosene | 1000 | Cathodically Protected Steel | 1958-04-30 | Galvanized Steel
9000212 | 1 | Ball Float | 1994-05-26 | no | 1994-05-26 | no | Currently in Use | Regular | 10000 | Fiberglass | 1986-05-01 | Fiberglass Reinforced Plastic | Pressurized
9000212 | 2 | Ball Float | 1994-05-26 | no | 1994-05-26 | no | Currently in Use | Diesel | 10000 | Fiberglass | 1986-05-01 | Fiberglass Reinforced Plastic | Pressurized
9000212 | 3 | Ball Float | 1994-05-26 | no | 1994-05-26 | no | Currently in Use | Premium | 10000 | Fiberglass | 1986-05-01 | Fiberglass Reinforced Plastic | Pressurized
9000213 | 1 | [5 empty] | Closed in Ground | Diesel | 5000 | Bare Steel | 1998-01-21 | Bare Steel | Suction (American)
9000213 | 2 | [5 empty] | Removed from Ground | Diesel | 2000 | Cathodically Protected Steel | 1998-01-20 | Galvanized Steel | Pressurized
9000213 | 3 | [5 empty] | Removed from Ground | Diesel | 1000 | Cathodically Protected Steel | 1998-01-19 | Galvanized Steel | Suction (American)
9000213 | BP-7 | [5 empty] | Removed from Ground | Diesel | 2000 | Bare Steel | 1971-07-21 | Galvanized Steel
9000213 | EG-1 | [5 empty] | Currently in Use | Diesel | 20000 | Bare Steel | 1979-07-19 | Galvanized Steel
9000213 | EG-2 | [5 empty] | Currently in Use | Diesel | 20000 | Bare Steel | 1971-07-21 | Galvanized Steel
9000213 | EN-1 | [5 empty] | Removed from Ground | Diesel | 1000 | Bare Steel | 1946-07-27 | Galvanized Steel
9000213 | SP-1 | [5 empty] | Removed from Ground | Diesel | 250 | Fiberglass | 1982-07-18 | Galvanized Steel
9000213 | ST-1 | [5 empty] | Currently in Use | Diesel | 2500 | Bare Steel | 1986-07-17 | Galvanized Steel
9000215 | 1 |  | 1993-01-14 |  | 1993-01-14 |  | Currently in Use | Gas (Historical Use) | 10000 | Steel-Impressed Current | 1976-04-01 | Cathodically Protected | Pressurized
9000215 | 2 |  | 1993-03-14 |  | 1993-03-14 |  | Currently in Use | Gas (Historical Use) | 10000 | Steel-Impressed Current | 1976-04-01 | Cathodically Protected | Pressurized
9000215 | 3 |  | 1993-01-14 |  | 1993-01-14 |  | Currently in Use | Gas (Historical Use) | 6000 | Steel-Impressed Current | 1976-04-01 | Cathodically Protected | Pressurized
900022 | 1 | [5 empty] | Removed from Ground | Gas (Historical Use) | 6000 | Bare Steel | 1978-05-10 | Galvanized Steel | Safe Suction (Euro)
900022 | 2 | [5 empty] | Removed from Ground | Gas (Historical Use) | 6000 | Bare Steel | 1978-05-10 | Galvanized Steel | Safe Suction (Euro)
900022 | 3 | [5 empty] | Removed from Ground | Gas (Historical Use) | 1000 | Bare Steel | 1966-05-13 | Galvanized Steel | Safe Suction (Euro)
900022 | 4 | [5 empty] | Removed from Ground | Gas (Historical Use) | 1000 | Bare Steel | 1966-05-13 | Galvanized Steel | Safe Suction (Euro)
900022 | 5 | [5 empty] | Removed from Ground | Empty | 1000 | Bare Steel | 1966-05-13 | Galvanized Steel | Safe Suction (Euro)
9000220 | 1 | [5 empty] | Removed from Ground | Gas (Historical Use) | 12000 | Bare Steel | 1980-02-05 | Galvanized Steel | Pressurized
9000220 | 2 | [5 empty] | Removed from Ground | Gas (Historical Use) | 12000 | Cathodically Protected Steel | 1980-02-05 | Galvanized Steel | Pressurized
9000220 | 3 | [5 empty] | Removed from Ground | Gas (Historical Use) | 12000 | Cathodically Protected Steel | 1980-02-05 | Galvanized Steel | Pressurized
900023 | 1 |  | 1998-12-01 |  | 1998-12-01 |  | Temporarily out of use | Gas (Historical Use) | 3000 | Steel-Impressed Current | 1969-05-12 | Cathodically Protected | Safe Suction (Euro)
900023 | 2 |  | 1998-12-01 |  | 1998-12-01 |  | Temporarily out of use | Gas (Historical Use) | 3000 | Steel-Impressed Current | 1969-05-12 | Cathodically Protected | Safe Suction (Euro)
900023 | 3 |  | 1998-12-01 |  | 1998-12-01 |  | Temporarily out of use | Gas (Historical Use) | 3000 | Steel-Impressed Current | 1969-05-12 | Cathodically Protected | Safe Suction (Euro)
900023 | 4 | [5 empty] | Removed from Ground | Kerosene | 550 | Not Marked/Unknown | 1970-01-01 | Not Marked
9000235 | 1 |  | 1998-10-15 |  | 1998-10-15 |  | Removed from Ground | Gas (Historical Use) | 12000 | Steel-Impressed Current | 1980-02-05 | Cathodically Protected | Safe Suction (Euro)
9000235 | 2 |  | 1998-10-15 |  | 1998-10-15 |  | Removed from Ground | Gas (Historical Use) | 12000 | Steel-Impressed Current | 1980-02-05 | Cathodically Protected | Safe Suction (Euro)
9000235 | 3 |  | 1998-10-15 |  | 1998-10-15 |  | Removed from Ground | Gas (Historical Use) | 12000 | Steel-Impressed Current | 1980-02-05 | Cathodically Protected | Pressurized
9000235 | 4 | Ball Float | 2004-08-03 | no | 2004-08-03 | no | Currently in Use | Gas (Historical Use) | 10000 | Fiberglass Double Walled | 2004-08-03 | Fiberglass Reinforced Plastic | Pressurized
9000235 | 5 | Ball Float | 2004-08-03 | no | 2004-08-03 | no | Currently in Use | Gas (Historical Use) | 8000 | Fiberglass Double Walled | 2004-08-03 | Double-Walled Fiberglass | Pressurized
9000235 | 6 | Ball Float | 2004-08-03 | no | 2004-08-03 | no | Currently in Use | Gas (Historical Use) | 8000 | Fiberglass Double Walled | 2004-08-03 | Double-Walled Fiberglass | Pressurized
9000236 | 1 | [5 empty] | Removed from Ground | Gas (Historical Use) | 14000 | Bare Steel | 1958-02-10 | Bare Steel | Pressurized
9000236 | 2 | [5 empty] | Removed from Ground | Gas (Historical Use) | 4000 | Bare Steel | 1958-02-10 | Bare Steel | Pressurized
9000236 | 3 | [5 empty] | Removed from Ground | Gas (Historical Use) | 4000 | Bare Steel | 1958-02-10 | Bare Steel | Pressurized
9000236 | 4 |  | 1997-02-01 |  | 1997-02-01 |  | Currently in Use | Gas (Historical Use) | 12000 | Epoxy | 1997-02-01 | Double Walled | Pressurized
9000236 | 5 |  | 1997-02-01 |  | 1997-02-01 |  | Currently in Use | Gas (Historical Use) | 8000 | Epoxy | 1997-02-01 | Double Walled | Pressurized
900024 | 1 | [5 empty] | Removed from Ground | Gas (Historical Use) | 6000 | Bare Steel | 1976-05-10 | Galvanized Steel
900024 | 2 | [5 empty] | Removed from Ground | Gas (Historical Use) | 4000 | Bare Steel | 1976-05-10 | Galvanized Steel
900024 | 3 |  | 1989-08-01 |  | 1989-08-01 |  | Currently in Use | Gas (Historical Use) | 6000 | Epoxy | 1989-08-01 | Fiberglass Reinforced Plastic | Pressurized
900024 | 4 |  | 1989-08-01 |  | 1999-08-01 |  | Currently in Use | Gas (Historical Use) | 6000 | Epoxy | 1989-08-01 | Fiberglass Reinforced Plastic | Pressurized
900024 | 5 |  | 1989-08-01 |  | 1989-08-01 |  | Currently in Use | Gas (Historical Use) | 6000 | Epoxy | 1989-08-01 | Fiberglass Reinforced Plastic | Pressurized
9000244 | 1 | [5 empty] | Removed from Ground | Gas (Historical Use) | 12000 | Fiberglass | 1984-04-07 | Galvanized Steel
9000244 | 2 | [5 empty] | Removed from Ground | Gas (Historical Use) | 12000 | Fiberglass | 1984-04-07 | Unknown
9000244 | 3 | [5 empty] | Removed from Ground | Gas (Historical Use) | 12000 | Double Walled | 1991-01-01 | Fiberglass Reinforced Plastic | Pressurized
9000245 | 1 | [5 empty] | Removed from Ground | Diesel | 1000 | Bare Steel | 1971-03-07 | Galvanized Steel
9000245 | 2 | [5 empty] | Removed from Ground | Gas (Historical Use) | 3000 | Bare Steel | 1981-03-04 | Galvanized Steel
900025 | 1 | [5 empty] | Removed from Ground | Gas (Historical Use) | 1000 | Bare Steel | 1976-05-10 | Galvanized Steel
900025 | 2 | [5 empty] | Removed from Ground | Gas (Historical Use) | 500 | Bare Steel | 1971-05-12 | Galvanized Steel
900025 | 3 | [5 empty] | Removed from Ground | Gas (Historical Use) | 2000 | Bare Steel | 1983-05-09 | Galvanized Steel
900025 | 4 | [5 empty] | Removed from Ground | Diesel | 1000 | Bare Steel | 1976-05-10 | Galvanized Steel
900025 | 5 | [5 empty] | Removed from Ground | Diesel | 8000 | Not Marked/Unknown | 1994-05-10 | Not Marked
9000253 | 1 |  | 1994-10-17 |  | 1994-10-17 |  | Currently in Use | Gas (Historical Use) | 11459 | Fiberglass | 1978-01-01 | Fiberglass Reinforced Plastic | Pressurized
9000253 | 2 |  | 1994-10-17 |  | 1994-10-17 |  | Currently in Use | Gas (Historical Use) | 11459 | Fiberglass | 1978-01-01 | Fiberglass Reinforced Plastic | Pressurized
9000253 | 3 |  | 1994-10-17 |  | 1994-10-17 |  | Currently in Use | Diesel | 11459 | Fiberglass | 1978-01-01 | Fiberglass Reinforced Plastic | Pressurized
9000254 | 1 | [5 empty] | Removed from Ground | Gas (Historical Use) | 10000 | Bare Steel | 1976-02-03 | Bare Steel | Pressurized
9000254 | 2 | [5 empty] | Removed from Ground | Gas (Historical Use) | 10000 | Bare Steel | 1976-02-03 | Bare Steel | Pressurized
9000254 | 3 | [5 empty] | Removed from Ground | Gas (Historical Use) | 6000 | Bare Steel | 1976-02-03 | Bare Steel | Pressurized
9000255 | 1 | [5 empty] | Removed from Ground | Gas (Historical Use) | 10000 | Bare Steel | 1977-02-02 | Galvanized Steel
9000255 | 2 | [5 empty] | Removed from Ground | Gas (Historical Use) | 10000 | Bare Steel | 1977-02-02 | Galvanized Steel
9000255 | 3 | [5 empty] | Removed from Ground | Gas (Historical Use) | 6000 | Bare Steel | 1977-02-02 | Galvanized Steel
9000255 | 4 | [5 empty] | Removed from Ground | Kerosene | 1000 | Marked Unknown | 1995-11-02 | Unknown
9000257 | 1 | [5 empty] | Removed from Ground | Gas (Historical Use) | 6000 | Bare Steel | 1976-03-05 | Unknown
9000257 | 2 | [5 empty] | Removed from Ground | Gas (Historical Use) | 6000 | Bare Steel | 1976-03-05 | Unknown
9000257 | 3 | [5 empty] | Removed from Ground | Diesel | 6000 | Bare Steel | 1976-03-05 | Unknown
9000257 | 6 |  | 1989-05-01 |  | 1989-05-01 |  | Currently in Use | Gas (Historical Use) | 10000 | Fiberglass Double Walled | 1989-05-01 | Double-Walled Fiberglass | Pressurized
9000257 | 7 |  | 1989-05-01 |  | 1989-05-01 |  | Currently in Use | Diesel | 6000 | Fiberglass Double Walled | 1989-05-01 | Double-Walled Fiberglass | Pressurized
9000257 | 8 |  | 2004-01-20 | no | 2004-01-20 | no | Currently in Use | Diesel | 12000 | Fiberglass Double Walled | 2004-01-20 | Double-Walled Fiberglass | Pressurized
9000260 | 1 |  | 1985-01-01 |  | 1985-01-01 |  | Removed from Ground | Gas (Historical Use) | 2000 | Cathodically Protected Steel | 1985-01-01 | Galvanized Steel | Safe Suction (Euro)
9000260 | 2 |  | 1985-01-01 |  | 1985-01-01 |  | Removed from Ground | Gas (Historical Use) | 1000 | Cathodically Protected Steel | 1985-01-01 | Galvanized Steel | Safe Suction (Euro)
9000260 | 3 |  | 1985-01-01 |  | 1985-01-01 |  | Removed from Ground | Gas (Historical Use) | 1000 | Cathodically Protected Steel | 1985-01-01 | Galvanized Steel | Safe Suction (Euro)
9000260 | 4 |  | 1985-01-01 |  | 1985-01-01 |  | Removed from Ground | Diesel | 1000 | Cathodically Protected Steel | 1985-01-01 | Galvanized Steel | Safe Suction (Euro)
9000262 | 1MU |  | 1995-12-01 |  | 1995-12-01 |  | Removed from Ground | Gas (Historical Use) | 3000 | Steel-Impressed Current | 1961-04-29 | Fiberglass Reinforced Plastic | Suction (American)
9000262 | 2-PU |  | 1995-12-01 |  | 1995-12-01 |  | Removed from Ground | Gas (Historical Use) | 2000 | Steel-Impressed Current | 1961-04-29 | Fiberglass Reinforced Plastic | Suction (American)
9000262 | 3-RU |  | 1995-12-01 |  | 1995-12-01 |  | Removed from Ground | Gas (Historical Use) | 10000 | Steel-Impressed Current | 1984-04-29 | Fiberglass Reinforced Plastic | Suction (American)
9000262 | 4 |  | 1999-01-21 |  | 1995-12-01 |  | Removed from Ground | Diesel | 2000 | Steel-Impressed Current | 1961-04-29 | Fiberglass Reinforced Plastic | Suction (American)
9000262 | 5 |  | 1999-01-25 |  | 1999-01-21 |  | Removed from Ground | Kerosene | 280 | Steel-Impressed Current | 1961-04-29 | Cathodically Protected | Suction (American)
9000270 | 1 |  | 1985-06-01 |  | 1985-06-01 |  | Removed from Ground | Empty | 12000 | Fiberglass | 1985-05-06 | Fiberglass Reinforced Plastic | Pressurized
9000270 | 2 |  | 1985-06-01 |  | 1985-06-01 |  | Removed from Ground | Empty | 10000 | Fiberglass | 1985-05-06 | Fiberglass Reinforced Plastic | Pressurized
9000270 | 3 |  | 1985-06-01 |  | 1985-06-01 |  | Removed from Ground | Empty | 10000 | Fiberglass | 1985-05-06 | Fiberglass Reinforced Plastic
9000270 | 4 |  | 1985-06-01 |  | 1985-06-01 |  | Removed from Ground | Empty | 8000 | Fiberglass | 1985-05-06 | Fiberglass Reinforced Plastic | Pressurized
9000270 | 5 |  | 1985-06-01 |  | 1985-06-01 |  | Removed from Ground | Empty | 1000 | Fiberglass | 1985-05-06 | Fiberglass Reinforced Plastic | Pressurized
9000275 | 1 | [5 empty] | Removed from Ground | Gas (Historical Use) | 12000 | Fiberglass | 1985-05-06 | Fiberglass Reinforced Plastic | Pressurized
9000275 | 2 | [5 empty] | Removed from Ground | Gas (Historical Use) | 10000 | Fiberglass | 1985-05-06 | Fiberglass Reinforced Plastic | Pressurized
9000275 | 3 | [5 empty] | Removed from Ground | Gas (Historical Use) | 8000 | Fiberglass | 1985-05-06 | Fiberglass Reinforced Plastic | Pressurized
9000275 | 4 |  |  | yes |  | yes | Removed from Ground | Used Oil | 1000 | Fiberglass | 1985-05-06 | Fiberglass Reinforced Plastic | Pressurized
9000275 | 5 | [5 empty] | Removed from Ground | Kerosene | 1000 | Fiberglass | 1985-05-06 | Fiberglass Reinforced Plastic | Pressurized
9000275 | 6 |  | 2007-01-01 | no | 2007-01-01 | no | Currently in Use | Gas (Historical Use) | 15000 | Composite Double Walled | 2007-01-01 | Double-Walled Flex | Pressurized
9000275 | 7 |  | 2007-01-01 | no | 2007-01-01 | no | Currently in Use | Gas (Historical Use) | 8000 | Composite Double Walled | 2007-01-01 | Double-Walled Flex | Pressurized
9000275 | 8 |  | 2007-01-01 | no | 2007-01-01 | no | Currently in Use | Diesel | 8000 | Composite Double Walled | 2007-01-01 | Double-Walled Flex | Pressurized
9000285 | 1 |  | 1994-06-01 |  | 1994-06-01 |  | Currently in Use | Gas (Historical Use) | 12000 | Steel-Impressed Current | 1981-05-01 | Cathodically Protected | Pressurized
9000285 | 2 |  | 1994-06-01 |  | 1994-06-01 |  | Currently in Use | Gas (Historical Use) | 12000 | Steel-Impressed Current | 1981-05-01 | Cathodically Protected | Pressurized
9000285 | 3 |  | 1994-06-01 |  | 1994-06-01 |  | Currently in Use | Gas (Historical Use) | 12000 | Steel-Impressed Current | 1981-05-01 | Cathodically Protected | Pressurized
9000285 | 4 |  | 1994-06-01 |  | 1994-06-01 |  | Removed from Ground | Kerosene | 3000 | Cathodically Protected Steel | 1981-05-01 | Cathodically Protected | Suction (American)
9000287 | 1 | [5 empty] | Removed from Ground | Other | 4000 | Not Marked/Unknown | 1991-07-01 | Not Marked
9000287 | 2 | [5 empty] | Removed from Ground | Other | 4000 | Not Marked/Unknown | 1991-07-01 | Not Marked
9000287 | 3 | [5 empty] | Removed from Ground | Other | 4000 | Not Marked/Unknown | 1991-07-01 | Not Marked
9000287 | 4 | [5 empty] | Removed from Ground | Other | 4000 | Not Marked/Unknown | 1991-07-01 | Not Marked
9000290 | 1 | Flapper Valve | 1996-09-03 |  | 1996-09-03 |  | Removed from Ground | Gas (Historical Use) | 10000 | Steel-Impressed Current | 1980-05-09 | Fiberglass Reinforced Plastic | Pressurized
9000290 | 2 | Flapper Valve | 1996-09-03 |  | 1996-09-03 |  | Removed from Ground | Gas (Historical Use) | 8000 | Steel-Impressed Current | 1980-05-09 | Fiberglass Reinforced Plastic | Pressurized
9000290 | 3 | Flapper Valve | 1996-09-03 |  | 1996-09-03 |  | Removed from Ground | Gas (Historical Use) | 8000 | Steel-Impressed Current | 1980-05-09 | Fiberglass Reinforced Plastic | Pressurized
9000290 | 4 | Flapper Valve | 1996-09-03 |  | 1996-09-03 |  | Removed from Ground | Gas (Historical Use) | 10000 | Steel-Impressed Current | 1980-05-09 | Fiberglass Reinforced Plastic | Pressurized
9000290 | 5 | Flapper Valve | 1996-09-03 |  | 1996-09-03 |  | Removed from Ground | Gas (Historical Use) | 10000 | Steel-Impressed Current | 1980-05-09 | Fiberglass Reinforced Plastic | Pressurized
9000290 | 6 | Flapper Valve | 1996-09-03 |  | 1996-09-03 |  | Removed from Ground | Gas (Historical Use) | 10000 | Steel-Impressed Current | 1980-05-09 | Fiberglass Reinforced Plastic | Pressurized
9000290 | 7 | Flapper Valve | 1996-09-03 |  | 1996-09-03 |  | Removed from Ground | Diesel | 10000 | Steel-Impressed Current | 1980-05-09 | Fiberglass Reinforced Plastic | Pressurized
9000290 | 8 | Flapper Valve | 2015-07-29 | no | 2015-07-29 | no | Currently in Use | Gas (Historical Use) | 15000 | Composite Double Walled | 2015-07-29 | Double-Walled Fiberglass | Pressurized
9000290 | 9A | Flapper Valve | 2015-07-29 | no | 2015-07-29 | no | Currently in Use | Gas (Historical Use) | 8000 | Composite Double Walled | 2015-07-29 | Double-Walled Fiberglass | Pressurized
9000290 | 9B | Flapper Valve | 2015-07-29 | no | 2015-07-29 | no | Currently in Use | Diesel | 12000 | Composite Double Walled | 2015-07-29 | Double-Walled Fiberglass | Pressurized
9000299 | 1 | [5 empty] | Removed from Ground | Gas (Historical Use) | 10000 | Fiberglass | 1982-04-24 | Fiberglass Reinforced Plastic
9000299 | 2 | [5 empty] | Removed from Ground | Gas (Historical Use) | 10000 | Fiberglass | 1982-04-24 | Fiberglass Reinforced Plastic
9000299 | 3 | [5 empty] | Removed from Ground | Gas (Historical Use) | 10000 | Fiberglass | 1982-04-24 | Fiberglass Reinforced Plastic
9000299 | 4 |  |  | yes |  | yes | Removed from Ground | Used Oil | 1000 | Fiberglass | 1982-04-24 | Fiberglass Reinforced Plastic
9000301 | 1 | [5 empty] | Removed from Ground | Gas (Historical Use) | 5000 | Cathodically Protected Steel | 1971-04-27 | Galvanized Steel
9000301 | 2 | [5 empty] | Removed from Ground | Gas (Historical Use) | 10000 | Cathodically Protected Steel | 1971-04-27 | Galvanized Steel
9000301 | 3 | [5 empty] | Removed from Ground | Gas (Historical Use) | 10000 | Cathodically Protected Steel | 1971-04-27 | Galvanized Steel
9000301 | 4 | [5 empty] | Removed from Ground | Gas (Historical Use) | 550 | Cathodically Protected Steel | 1971-04-27 | Galvanized Steel
9000301 | 5 | [5 empty] | Removed from Ground | Diesel | 10000 | Fiberglass | 1982-04-24 | Fiberglass Reinforced Plastic
9000301 | 6 | Ball Float | 1991-01-22 | no | 1991-01-22 | no | Currently in Use | Regular | 10000 | Galvanic (STIP-3) | 1991-01-22 | Fiberglass Reinforced Plastic | Pressurized
9000301 | 7 | Ball Float | 1991-01-22 | no | 1991-01-22 | no | Currently in Use | Premium | 10000 | Galvanic (STIP-3) | 1991-01-22 | Fiberglass Reinforced Plastic | Pressurized
9000301 | 8 | Ball Float | 1991-01-22 | no | 1991-01-22 | no | Currently in Use | Diesel | 10000 | Galvanic (STIP-3) | 1991-01-22 | Fiberglass Reinforced Plastic | Pressurized
9000308 | 1 | [5 empty] | Removed from Ground | Not Marked/Tank Removed | 4200 | Bare Steel | 2004-09-09 | Not Marked
9000308 | 2 |  |  | no |  | no | Removed from Ground | Not Marked/Tank Removed | 4200 | Unknown | 2004-09-10 | Unknown
9000308 | 3 |  |  | no |  | no | Removed from Ground | Not Marked/Tank Removed | 4200 | Unknown | 2004-09-10 | Unknown
9000308 | 4 |  |  | no |  | no | Removed from Ground | Not Marked/Tank Removed | 4200 | Unknown | 2004-09-10 | Unknown
9000308 | 5 |  |  | no |  | no | Removed from Ground | Not Marked/Tank Removed | 900 | Unknown | 2004-09-10 | Unknown
9000310 | 10 | [5 empty] | Permanently Out of Use - historical purposes | Other | 10000 | Bare Steel | 1975-01-01 | Not Marked
9000310 | 11 | Flapper Valve |  | no |  | no | Currently in Use | Used Oil | 8000 | Fiberglass Double Walled | 1990-01-01 |  | Pressurized
9000310 | 3 | Flapper Valve | 1990-09-01 | no | 1990-09-01 | no | Currently in Use | Hazardous Substance | 15000 | Fiberglass Double Walled | 1965-05-10 | Double-Walled Fiberglass | Pressurized
9000310 | 4 | [5 empty] | Removed from Ground | Diesel | 20000 | Bare Steel | 1975-01-01 | Bare Steel
9000310 | 5 | [5 empty] | Removed from Ground | Diesel | 20000 | Bare Steel | 1975-01-01 | Bare Steel
9000310 | 6 |  |  | yes |  | yes | Removed from Ground | Used Oil | 5000 | Bare Steel | 1975-01-01 | Bare Steel
9000310 | 7 |  |  | yes |  | yes | Removed from Ground | Used Oil | 5000 | Bare Steel | 1975-01-01 | Bare Steel
9000310 | 8 | [5 empty] | Removed from Ground | Other | 10000 | Bare Steel | 1975-01-01 | Bare Steel
9000310 | 9 | [5 empty] | Removed from Ground | Other | 10000 | Bare Steel | 1975-01-01 | Bare Steel
9000310 | FUEL |  | 1989-12-01 |  | 1989-12-01 |  | Removed from Ground | Diesel | 15000 | Fiberglass | 1990-01-01 | Double Walled
9000318 | 1 | Ball Float | 1998-12-01 |  | 1998-12-01 |  | Currently in Use | Gas (Historical Use) | 12000 | Fiberglass | 1989-10-24 | Fiberglass Reinforced Plastic | Pressurized
9000318 | 2 | Ball Float | 1998-12-01 |  | 1998-12-01 |  | Currently in Use | Gas (Historical Use) | 12000 | Fiberglass | 1989-10-24 | Fiberglass Reinforced Plastic | Pressurized
9000318 | 3 | Ball Float | 1998-12-01 |  | 1998-12-01 |  | Currently in Use | Gas (Historical Use) | 12000 | Fiberglass | 1989-10-24 | Fiberglass Reinforced Plastic | Pressurized
9000318 | 4 |  |  | yes |  | yes | Currently in Use | Used Oil | 1000 | Fiberglass | 1989-10-24 | Fiberglass Reinforced Plastic
9000318 | 5 |  | 1998-12-01 |  | 1998-12-01 |  | Closed in Ground | Diesel | 1000 | Fiberglass | 1989-10-24 | Fiberglass Reinforced Plastic
9000319 | 1 | [5 empty] | Removed from Ground | Gas (Historical Use) | 10000 | Bare Steel | 1961-05-19 | Galvanized Steel
9000319 | 2 | [5 empty] | Removed from Ground | Gas (Historical Use) | 10000 | Bare Steel | 1961-05-19 | Galvanized Steel
9000319 | 3 | [5 empty] | Removed from Ground | Gas (Historical Use) | 10000 | Bare Steel | 1961-05-19 | Galvanized Steel
9000323 | 1 | [5 empty] | Removed from Ground | Diesel | 20000 | Bare Steel | 1979-03-19 | Galvanized Steel
9000323 | 2 | [5 empty] | Removed from Ground | Gas (Historical Use) | 8000 | Bare Steel | 1979-03-19 | Galvanized Steel
9000323 | 3 | [5 empty] | Removed from Ground | Gas (Historical Use) | 10000 | Bare Steel | 1979-03-19 | Galvanized Steel
9000323 | 4 | [5 empty] | Removed from Ground | Gas (Historical Use) | 10000 | Bare Steel | 1979-03-19 | Galvanized Steel
9000323 | 5 | [5 empty] | Removed from Ground | Kerosene | 4000 | Bare Steel | 1985-03-17 | Galvanized Steel
9000323 | 89A | Flapper Valve | 1989-06-01 | no | 1989-06-01 | no | Currently in Use | Diesel | 10000 | Galvanic (STIP-3) | 1989-06-01 | Fiberglass Reinforced Plastic | Pressurized
9000323 | 89B | Flapper Valve | 1989-06-01 | no | 1989-06-01 | no | Currently in Use | Diesel | 10000 | Galvanic (STIP-3) | 1989-06-01 | Fiberglass Reinforced Plastic | Pressurized
9000323 | 89C | Flapper Valve | 1989-06-01 | no | 1989-06-01 | no | Currently in Use | E-10 | 10000 | Galvanic (STIP-3) | 1989-06-01 | Fiberglass Reinforced Plastic | Pressurized
9000323 | 89D | Flapper Valve | 1989-06-01 | no | 1989-06-01 | no | Currently in Use | E-10 | 10000 | Galvanic (STIP-3) | 1989-06-01 | Fiberglass Reinforced Plastic | Pressurized
9000323 | 89E | Flapper Valve | 1989-06-01 | no | 1989-06-01 | no | Currently in Use | E-10 | 10000 | Galvanic (STIP-3) | 1989-06-01 | Fiberglass Reinforced Plastic | Pressurized
9000323 | 89F | Flapper Valve | 1989-06-01 | no | 1989-06-01 | no | Currently in Use | Premium | 10000 | Galvanic (STIP-3) | 1989-06-01 | Fiberglass Reinforced Plastic | Pressurized
9000323 | 89G | Flapper Valve | 1989-06-01 | no | 1989-06-01 | no | Currently in Use | Diesel | 4000 | Galvanic (STIP-3) | 1989-06-01 | Fiberglass Reinforced Plastic | Pressurized
9000325 | 1 | [5 empty] | Removed from Ground | Gas (Historical Use) | 1000 | Bare Steel | 1990-04-12 | Galvanized Steel
9000325 | 2 | [5 empty] | Removed from Ground | Gas (Historical Use) | 750 | Bare Steel | 1990-04-12 | Galvanized Steel
9000329 | 1 |  | 1989-07-01 |  | 1989-07-01 |  | Removed from Ground | Gas (Historical Use) | 10000 | Cathodically Protected Steel | 1989-07-01 | Fiberglass Reinforced Plastic | Pressurized
9000329 | 2 |  | 1989-07-01 |  | 1989-07-01 |  | Removed from Ground | Gas (Historical Use) | 10000 | Cathodically Protected Steel | 1989-07-01 | Fiberglass Reinforced Plastic | Pressurized
9000329 | 3 |  | 1989-07-01 |  | 1989-07-01 |  | Removed from Ground | Gas (Historical Use) | 10000 | Cathodically Protected Steel | 1989-07-01 | Fiberglass Reinforced Plastic | Pressurized
9000329 | 4 |  | 1989-07-01 |  | 1989-07-01 |  | Removed from Ground | Gas (Historical Use) | 10000 | Cathodically Protected Steel | 1989-07-01 | Fiberglass Reinforced Plastic | Pressurized
9000329 | 5 |  | 1989-07-01 | no | 1989-07-01 | no | Removed from Ground | Diesel | 10000 | Cathodically Protected Steel | 1989-07-01 | Double-Walled Fiberglass | Pressurized
9000329 | 6 |  | 1989-07-01 | no | 1989-07-01 | no | Removed from Ground | Other | 5000 | Cathodically Protected Steel | 1989-07-01 | Double-Walled Fiberglass | Suction (American)
9000329 | 7 |  | 1989-07-01 |  | 1989-07-01 |  | Removed from Ground | Diesel | 10000 | Cathodically Protected Steel | 1989-07-01 | Fiberglass Reinforced Plastic | Pressurized
9000330 | 1 | Flapper Valve | 1994-10-21 | no | 1994-10-21 | no | Currently in Use | Regular | 12000 | Fiberglass Double Walled | 1993-12-01 | Double-Walled Flex | Pressurized
9000330 | 2 | Flapper Valve | 1994-10-21 | no | 1994-10-21 | no | Currently in Use | Diesel | 10000 | Fiberglass Double Walled | 1993-12-08 | Double-Walled Flex | Pressurized
9000330 | 3 | Flapper Valve | 1994-10-21 | no | 1994-10-21 | no | Currently in Use | Premium | 10000 | Fiberglass Double Walled | 1993-12-08 | Double-Walled Flex | Pressurized
9000335 | 1 | Ball Float | 1989-08-01 |  | 1989-08-01 |  | Currently in Use | Gas (Historical Use) | 10000 | Fiberglass | 1989-08-01 | Fiberglass Reinforced Plastic | Pressurized
9000335 | 2 | Ball Float | 1989-08-01 |  | 1989-08-01 |  | Currently in Use | Gas (Historical Use) | 10000 | Fiberglass | 1989-08-01 | Fiberglass Reinforced Plastic | Pressurized
9000335 | 3 | Ball Float | 1989-08-01 |  | 1989-08-01 |  | Currently in Use | Gas (Historical Use) | 10000 | Fiberglass | 1989-08-01 | Fiberglass Reinforced Plastic | Pressurized
9000335 | 4 | Ball Float | 1989-08-01 |  | 1989-08-01 |  | Removed from Ground | Diesel | 10000 | Fiberglass | 1984-10-03 | Fiberglass Reinforced Plastic | Pressurized
9000353 | 1 | [5 empty] | Removed from Ground | Gas (Historical Use) | 10000 | Fiberglass | 1983-04-24 | Fiberglass Reinforced Plastic
9000353 | 2 | [5 empty] | Removed from Ground | Gas (Historical Use) | 10000 | Fiberglass | 1983-04-24 | Fiberglass Reinforced Plastic
9000353 | 3 | [5 empty] | Removed from Ground | Gas (Historical Use) | 10000 | Fiberglass | 1983-04-24 | Fiberglass Reinforced Plastic
9000353 | 4 |  |  | yes |  | yes | Removed from Ground | Used Oil | 1000 | Fiberglass | 1983-04-24 | Fiberglass Reinforced Plastic
9000353 | 5 | Ball Float | 1990-01-10 |  | 1990-01-10 |  | Currently in Use | Gas (Historical Use) | 10000 | Fiberglass | 1989-09-05 | Fiberglass Reinforced Plastic | Pressurized
9000353 | 6 | Ball Float | 1990-01-10 |  | 1990-01-10 |  | Currently in Use | Gas (Historical Use) | 10000 | Fiberglass | 1989-09-05 | Fiberglass Reinforced Plastic | Pressurized
9000353 | 7 | Ball Float | 1990-01-10 |  | 1990-01-10 |  | Currently in Use | Gas (Historical Use) | 10000 | Fiberglass | 1989-09-05 | Fiberglass Reinforced Plastic | Pressurized
9000354 | 1 | [5 empty] | Removed from Ground | Gas (Historical Use) | 1000 | Bare Steel | 1971-03-24 | Cathodically Protected
9000354 | 2 | [5 empty] | Removed from Ground | Diesel | 1000 | Bare Steel | 1983-03-21 | Unknown
9000359 | 1 | [5 empty] | Removed from Ground | Gas (Historical Use) | 1000 | Bare Steel |  | Galvanized Steel
9000359 | 2 | [5 empty] | Removed from Ground | Gas (Historical Use) | 1800 | Bare Steel |  | Galvanized Steel
9000359 | 3 |  | 1989-11-01 | no | 1989-11-01 | no | Currently in Use | Diesel | 10000 | Fiberglass | 1989-01-01 | Fiberglass Reinforced Plastic | Safe Suction (Euro)
9000361 | 1 | [5 empty] | Removed from Ground | Diesel | 10000 | Bare Steel | 1959-05-03 | Bare Steel
9000361 | 2 |  |  | yes |  | yes | Removed from Ground | Used Oil | 500 | Bare Steel | 1959-05-03 | Bare Steel
9000361 | 3 | [5 empty] | Removed from Ground | Diesel | 15000 | Bare Steel | 1979-05-03 | Bare Steel
9000363 | 1 | Flapper Valve | 1996-09-30 | no | 1996-09-30 | no | Currently in Use | Regular | 10000 | Fiberglass | 1981-04-02 | Fiberglass Reinforced Plastic | Pressurized
9000363 | 2 | Flapper Valve | 1996-09-30 | no | 1996-09-30 | no | Currently in Use | Premium | 10000 | Fiberglass | 1981-04-24 | Fiberglass Reinforced Plastic | Pressurized
9000363 | 3 | Flapper Valve | 1996-09-30 | no | 1996-09-30 | no | Currently in Use | Premium | 10000 | Fiberglass | 1981-04-24 | Fiberglass Reinforced Plastic | Pressurized
9000363 | 4 |  |  | no |  | no | Removed from Ground | Used Oil | 1000 | Fiberglass | 1981-04-24
9000363 | 5 | Flapper Valve | 1996-09-30 | no | 1996-09-30 | no | Currently in Use | Diesel | 12000 | Fiberglass | 1991-04-15 | Fiberglass Reinforced Plastic | Pressurized
9000363 | 6 | Flapper Valve | 1996-09-30 | no | 1996-09-30 | no | Currently in Use | Diesel | 12000 | Fiberglass | 1990-08-25 | Fiberglass Reinforced Plastic | Pressurized
9000366 | 1 | [5 empty] | Removed from Ground | Gas (Historical Use) | 0 | Bare Steel | 1961-05-05 | Galvanized Steel
9000366 | 2 | [5 empty] | Removed from Ground | Gas (Historical Use) | 0 | Bare Steel | 1961-05-05 | Galvanized Steel
9000366 | 3 | [5 empty] | Removed from Ground | Gas (Historical Use) | 0 | Bare Steel | 1961-05-05 | Galvanized Steel
9000366 | 4 | [5 empty] | Removed from Ground | Kerosene | 0 | Bare Steel | 1961-05-05 | Galvanized Steel
9000367 | 1 | [5 empty] | Removed from Ground | Gas (Historical Use) | 1000 | Bare Steel | 1975-05-11 | Galvanized Steel
9000367 | 2 | [5 empty] | Removed from Ground | Gas (Historical Use) | 2000 | Bare Steel | 1975-05-11 | Galvanized Steel
9000367 | 3 | [5 empty] | Removed from Ground | Gas (Historical Use) | 2000 | Bare Steel | 1975-05-11 | Galvanized Steel
9000367 | 4 |  | 1988-11-01 |  | 1988-11-01 |  | Currently in Use | Gas (Historical Use) | 8000 | Fiberglass | 1988-11-01 | Fiberglass Reinforced Plastic | Pressurized
9000367 | 5 |  | 1988-11-01 |  | 1988-11-01 |  | Currently in Use | Gas (Historical Use) | 8000 | Fiberglass | 1988-11-01 | Fiberglass Reinforced Plastic | Pressurized
9000367 | 6 |  | 1988-11-01 |  | 1988-11-01 |  | Currently in Use | Gas (Historical Use) | 8000 | Fiberglass | 1988-11-01 | Fiberglass Reinforced Plastic | Pressurized
9000368 | 1 | [5 empty] | Removed from Ground | Gas (Historical Use) | 1 | Not Marked/Unknown | 1985-01-01 | Not Marked
9000368 | 2 | [5 empty] | Removed from Ground | Diesel | 6000 | Fiberglass | 1986-08-01 | Unknown
9000368 | 3 | [5 empty] | Removed from Ground | Gas (Historical Use) | 6000 | Fiberglass | 1986-08-01 | Unknown
9000373 | 1 | [5 empty] | Removed from Ground | Gas (Historical Use) | 12000 | Bare Steel | 1980-07-26 | Galvanized Steel | Suction (American)
9000376 | 1 | [5 empty] | Removed from Ground | Gas (Historical Use) | 12000 | Bare Steel | 1978-04-25 | Galvanized Steel
9000376 | 2 | [5 empty] | Removed from Ground | Gas (Historical Use) | 12000 | Bare Steel | 1978-04-25 | Galvanized Steel
9000376 | 3 | [5 empty] | Removed from Ground | Gas (Historical Use) | 12000 | Bare Steel | 1978-04-25 | Galvanized Steel
9000376 | 4 | [5 empty] | Removed from Ground | Gas (Historical Use) | 12000 | Bare Steel | 1978-04-25 | Galvanized Steel
9000376 | 5 |  | 1994-11-07 |  | 1994-11-07 |  | Removed from Ground | Gas (Historical Use) | 10000 | Fiberglass Double Walled | 1989-08-08 | Double-Walled Fiberglass | Pressurized
9000376 | 6 |  | 1994-11-07 |  | 1994-11-07 |  | Removed from Ground | Gas (Historical Use) | 10000 | Fiberglass Double Walled | 1989-08-08 | Double-Walled Fiberglass | Pressurized
9000376 | 7 |  | 1994-11-07 |  | 1994-11-07 |  | Removed from Ground | Gas (Historical Use) | 10000 | Fiberglass Double Walled | 1989-08-08 | Double-Walled Fiberglass | Pressurized
9000381 | 1 | [5 empty] | Removed from Ground | Diesel | 4000 | Galvanic (STIP-3) | 1992-01-01 | Fiberglass Reinforced Plastic | Pressurized
9000381 | 2 |  | 1997-11-27 |  | 1997-11-27 |  | Removed from Ground | Gas (Historical Use) | 4000 | Double Walled | 1997-11-27 | Fiberglass Reinforced Plastic | Pressurized
9000381 | 3 |  | 1997-11-27 |  | 1997-11-27 |  | Removed from Ground | Diesel | 4000 | Double Walled | 1997-11-27 | Fiberglass Reinforced Plastic | Pressurized
9000381 | 38 | [5 empty] | Removed from Ground | Gas (Historical Use) | 2000 | Marked Unknown | 1976-04-12 | Galvanized Steel
9000381 | 38NEW | [5 empty] | Removed from Ground | Gas (Historical Use) | 4000 | Cathodically Protected Steel | 1989-01-01 | Fiberglass Reinforced Plastic | Pressurized
9000383 | 1 | [5 empty] | Removed from Ground | Other | 0 | Not Marked/Unknown |  | Not Marked
9000384 | DUMMY | [5 empty] | Permanently Out of Use - historical purposes | Other | 0 | Not Marked/Unknown |  | Not Marked
9000385 | 1 | [5 empty] | Removed from Ground | Gas (Historical Use) | 8000 | Bare Steel | 1989-08-31 | Galvanized Steel | Pressurized
9000385 | 2 | [5 empty] | Removed from Ground | Gas (Historical Use) | 8000 | Bare Steel | 1989-08-31 | Galvanized Steel | Pressurized
9000386 | 1 | Flapper Valve | 1990-01-01 | no | 1990-01-01 | no | Currently in Use | Regular | 10000 | Composite | 1990-01-01 | Double-Walled Fiberglass | Pressurized
9000386 | 2 | Flapper Valve | 1990-01-01 | no | 1990-01-01 | no | Closed in Ground |  | 10000 | Composite | 2007-08-29 | Fiberglass Reinforced Plastic | Pressurized
9000386 | 3 | Flapper Valve | 1990-01-01 | no | 1990-01-01 | no | Currently in Use | Diesel | 10000 | Composite | 1990-01-01 | Double-Walled Fiberglass | Pressurized
9000386 | 30D1 | [5 empty] | Removed from Ground | Diesel | 10000 | Bare Steel | 1976-05-09 | Bare Steel
9000386 | 30G1 | [5 empty] | Removed from Ground | Gas (Historical Use) | 6000 | Bare Steel | 1966-05-12 | Bare Steel
9000386 | 30G2 | [5 empty] | Removed from Ground | Gas (Historical Use) | 6000 | Bare Steel | 1966-05-12 | Bare Steel
9000386 | 30G3 | [5 empty] | Removed from Ground | Gas (Historical Use) | 10000 | Bare Steel | 1976-05-09 | Bare Steel
9000386 | 30G4 | [5 empty] | Removed from Ground | Gas (Historical Use) | 10000 | Bare Steel | 1981-05-08 | Bare Steel
9000386 | 30W1 |  |  | yes |  | yes | Removed from Ground | Used Oil | 500 | Bare Steel | 1966-05-12 | Bare Steel
9000388 | 1 | [5 empty] | Removed from Ground | Gas (Historical Use) | 10000 | Bare Steel | 1975-05-08 | Galvanized Steel
9000388 | 2 | [5 empty] | Removed from Ground | Gas (Historical Use) | 10000 | Bare Steel | 1975-05-08 | Galvanized Steel
9000388 | 3 | [5 empty] | Removed from Ground | Gas (Historical Use) | 10000 | Bare Steel | 1975-05-08 | Galvanized Steel
9000388 | 4 | [5 empty] | Removed from Ground | Gas (Historical Use) | 10000 | Bare Steel | 1975-05-08 | Galvanized Steel
9000389 | 1 | [5 empty] | Removed from Ground | Other | 1 | Not Marked/Unknown |  | Not Marked
9000391 | 1 | [5 empty] | Removed from Ground | Other | 550 | Composite | 1986-01-01 | Copper | Safe Suction (Euro)
9000391 | 12601 | [5 empty] | Closed in Ground | Gas (Historical Use) | 10000 | Bare Steel | 1979-01-10 | Bare Steel | Pressurized
9000391 | 12602 |  |  | no |  | no | Removed from Ground | Diesel | 10000 | Unknown | 1993-11-01
9000391 | 2 | [5 empty] | Removed from Ground | Gas (Historical Use) | 10000 | Bare Steel | 1980-01-01 | Bare Steel | Pressurized
9000391 | 235038 | Overfill Alarm | 1993-11-04 |  | 1993-11-04 |  | Currently in Use | Diesel | 10000 | Fiberglass | 1993-11-04 | Fiberglass Reinforced Plastic | Pressurized
9000391 | 3 | [5 empty] | Removed from Ground | Diesel | 6000 | Bare Steel | 1961-05-13 | Bare Steel
9000391 | 4 |  |  | yes |  | yes | Removed from Ground | Used Oil | 550 | Fiberglass | 1986-01-01 | Not Marked | Gravity Fed
9000391 | 619259 | Overfill Alarm | 1992-08-14 |  | 1992-08-14 |  | Currently in Use | Gas (Historical Use) | 10000 | Fiberglass | 1992-08-14 | Fiberglass Reinforced Plastic | Pressurized
9000391 | A | [5 empty] | Closed in Ground | Other | 1000 | Fiberglass | 1986-01-01 | Galvanized Steel
9000391 | B | [5 empty] | Closed in Ground | Other | 1000 | Fiberglass | 1986-01-01 | Galvanized Steel | Gravity Fed
9000391 | C | [5 empty] | Closed in Ground | Other | 1000 | Fiberglass | 1986-01-01 | Galvanized Steel | Gravity Fed
9000391 | D | [5 empty] | Closed in Ground | Other | 1000 | Fiberglass | 1986-01-01 | Galvanized Steel | Gravity Fed
9000401 | 1 |  |  | no |  | no | Removed from Ground | Not Marked/Tank Removed | 0 | Unknown
9000401 | 2 |  |  | no |  | no | Removed from Ground | Not Marked/Tank Removed | 0 | Unknown
9000401 | 3 |  |  | no |  | no | Removed from Ground | Not Marked/Tank Removed | 0 | Unknown
9000402 | 1 | [5 empty] | Removed from Ground | Gas (Historical Use) | 6000 | Bare Steel | 1961-05-11 | Galvanized Steel
9000402 | 2 | [5 empty] | Removed from Ground | Gas (Historical Use) | 6000 | Bare Steel | 1961-05-11 | Galvanized Steel
9000402 | 3 | [5 empty] | Removed from Ground | Gas (Historical Use) | 4000 | Bare Steel | 1961-05-11 | Galvanized Steel
9000402 | 4 |  | 1987-10-01 |  | 1987-10-01 |  | Removed from Ground | Gas (Historical Use) | 8000 | Cathodically Protected Steel | 1987-10-02 | Galvanized Steel | Pressurized
9000402 | 5 |  | 1987-10-01 |  | 1987-10-01 |  | Removed from Ground | Gas (Historical Use) | 6000 | Cathodically Protected Steel | 1987-10-02 | Galvanized Steel | Pressurized
9000402 | 6 |  | 1987-10-01 |  | 1987-10-01 |  | Removed from Ground | Gas (Historical Use) | 6000 | Cathodically Protected Steel | 1987-10-02 | Galvanized Steel | Pressurized
9000403 | 1 | [5 empty] | Removed from Ground | Gas (Historical Use) | 4000 | Bare Steel | 1961-05-12 | Unknown
9000403 | 2 | [5 empty] | Removed from Ground | Gas (Historical Use) | 3000 | Bare Steel | 1961-05-12 | Unknown
9000403 | 3 | [5 empty] | Removed from Ground | Gas (Historical Use) | 3000 | Bare Steel | 1961-05-12 | Unknown
9000403 | 4 |  | 1989-01-01 | no | 1989-01-01 | no | Currently in Use | E-10 | 6000 | Galvanic (STIP-3) | 2001-11-21 | Fiberglass Reinforced Plastic | Pressurized
9000403 | 5 | Flapper Valve | 1989-01-01 | no | 1989-01-01 | no | Currently in Use | Diesel On Road | 6000 | Galvanic (STIP-3) | 2001-11-21 | Fiberglass Reinforced Plastic | Pressurized
9000403 | 6 | Flapper Valve | 1989-01-01 | no | 1989-01-01 | no | Currently in Use | Diesel On Road | 6000 | Galvanic (STIP-3) | 2001-11-21 | Fiberglass Reinforced Plastic | Pressurized
9000403 | 7 | Flapper Valve | 1998-01-01 | no | 1998-01-01 | no | Temporarily out of use | Kerosene | 2000 | Galvanic (STIP-3) | 2001-11-21 | Fiberglass Reinforced Plastic | Pressurized
9000403 | 8 | Flapper Valve | 1998-01-01 | no | 1998-01-01 | no | Currently in Use | Diesel Off Road | 6000 | Composite | 2001-11-21 | Fiberglass Reinforced Plastic | Pressurized
9000403 | 9 |  | 1998-01-01 | no | 1998-01-01 | no | Currently in Use | E-10 | 10000 | Composite | 2001-11-21 | Fiberglass Reinforced Plastic | Pressurized
9000408 | 1 | [5 empty] | Removed from Ground | Gas (Historical Use) | 6000 | Bare Steel | 1980-02-26 | Galvanized Steel
9000408 | 2 | [5 empty] | Removed from Ground | Gas (Historical Use) | 4000 | Bare Steel | 1980-02-26 | Galvanized Steel
9000408 | 3 | [5 empty] | Removed from Ground | Gas (Historical Use) | 6000 | Bare Steel | 1980-02-26 | Galvanized Steel
9000408 | 4 |  | 1989-08-24 |  | 1989-08-24 |  | Removed from Ground | Gas (Historical Use) | 6000 | Composite | 1989-08-24 | Fiberglass Reinforced Plastic | Pressurized
9000408 | 5 |  | 1989-08-24 |  | 1989-08-24 |  | Removed from Ground | Gas (Historical Use) | 10000 | Composite | 1989-08-24 | Fiberglass Reinforced Plastic | Pressurized
9000408 | 6 |  | 1989-08-24 |  | 1989-08-24 |  | Removed from Ground | Gas (Historical Use) | 10000 | Composite | 1989-08-24 | Fiberglass Reinforced Plastic | Pressurized
9000409 | 1 | [5 empty] | Removed from Ground | Gas (Historical Use) | 2000 | Bare Steel | 1967-05-13 | Galvanized Steel
9000409 | 2 | Flapper Valve | 1998-12-17 |  | 1998-12-17 |  | Currently in Use | Gas (Historical Use) | 6000 | Steel-Impressed Current | 1967-05-13 | Fiberglass Reinforced Plastic | Pressurized
9000409 | 3 | Flapper Valve | 1998-12-17 |  | 1998-12-17 |  | Currently in Use | Gas (Historical Use) | 6000 | Steel-Impressed Current | 1967-05-13 | Fiberglass Reinforced Plastic | Pressurized
9000409 | 4 | Flapper Valve | 1998-12-17 |  | 1998-12-17 |  | Currently in Use | Gas (Historical Use) | 6000 | Steel-Impressed Current | 1967-05-13 | Fiberglass Reinforced Plastic | Pressurized
9000409 | 5 | Flapper Valve | 1998-12-17 |  | 1998-12-17 |  | Currently in Use | Diesel | 10000 | Steel-Impressed Current | 1987-01-01 | Fiberglass Reinforced Plastic | Pressurized
9000414 | 1 | [5 empty] | Removed from Ground | Diesel | 25000 | Not Marked/Unknown | 1986-01-01 | Galvanized Steel
9000414 | 2 | [5 empty] | Removed from Ground | Gas (Historical Use) | 8000 | Bare Steel | 1961-01-01 | Unknown
9000414 | 3AST | [5 empty] | Removed from Ground | Diesel | 2000 | Bare Steel | 1979-01-01 | Galvanized Steel
9000414 | 4 |  |  | yes |  | yes | Removed from Ground | Used Oil | 500 | Marked Unknown | 1961-01-01 | Unknown
9000419 | 1U | [5 empty] | Removed from Ground | Gas (Historical Use) | 6000 | Bare Steel | 1970-02-14 | Galvanized Steel
9000419 | 2P | [5 empty] | Removed from Ground | Gas (Historical Use) | 6000 | Bare Steel | 1970-02-14 | Galvanized Steel
9000419 | 3S | [5 empty] | Removed from Ground | Gas (Historical Use) | 6000 | Bare Steel | 1990-02-01 | Fiberglass Reinforced Plastic
9000419 | 4A |  | 1990-05-02 |  | 1990-05-02 |  | Currently in Use | Diesel | 7000 | Epoxy | 1990-04-20 | Fiberglass Reinforced Plastic | Pressurized
9000419 | 4B |  | 1990-05-02 |  | 1990-05-02 |  | Currently in Use | Kerosene | 2000 | Epoxy | 1990-04-20 | Fiberglass Reinforced Plastic | Safe Suction (Euro)
9000419 | 5 |  | 1990-05-02 |  | 1990-05-02 |  | Currently in Use | Gas (Historical Use) | 10000 | Galvanic (STIP-3) | 1990-05-02 | Fiberglass Reinforced Plastic | Pressurized
9000419 | 6 |  | 1990-05-02 |  | 1990-05-02 |  | Currently in Use | Gas (Historical Use) | 5000 | Galvanic (STIP-3) | 1990-05-02 | Fiberglass Reinforced Plastic | Pressurized
9000419 | 7 |  | 1990-05-02 |  | 1990-05-02 |  | Currently in Use | Gas (Historical Use) | 5000 | Galvanic (STIP-3) | 1990-05-02 | Fiberglass Reinforced Plastic | Pressurized
9000421 | BB-5 | [5 empty] | Removed from Ground | Diesel | 1000 | Bare Steel | 1977-04-23 | Galvanized Steel
9000421 | BB-6 | [5 empty] | Removed from Ground | Gas (Historical Use) | 1000 | Bare Steel | 1977-04-23 | Galvanized Steel
9000421 | BR-7 | [5 empty] | Removed from Ground | Diesel | 10000 | Bare Steel | 1977-04-23 | Bare Steel
9000421 | BR-8 | [5 empty] | Removed from Ground | Diesel | 10000 | Bare Steel | 1977-04-23 | Bare Steel
9000421 | BR-9 | [5 empty] | Removed from Ground | Diesel | 10000 | Bare Steel | 1977-04-23 | Bare Steel
9000421 | RH-11 | [5 empty] | Removed from Ground | Other | 8000 | Bare Steel | 1977-04-23 | Bare Steel
9000421 | SM-1 | [5 empty] | Removed from Ground | Other | 5000 | Bare Steel | 1977-04-23 | Bare Steel
9000421 | SM-2 | [5 empty] | Removed from Ground | Other | 10000 | Bare Steel | 1977-04-23 | Bare Steel
9000421 | SM-3 | [5 empty] | Removed from Ground | Other | 10000 | Bare Steel | 1977-04-23 | Bare Steel
9000421 | SM-4 | [5 empty] | Removed from Ground | Other | 10000 | Bare Steel | 1977-04-23 | Bare Steel
9000421 | WO-10 |  |  | yes |  | yes | Removed from Ground | Used Oil | 10000 | Bare Steel | 1977-04-23 | Bare Steel
9000427 | 1 |  |  | no |  | no | Removed from Ground | Gas (Historical Use) | 4000 | Bare Steel | 1984-02-25 | Galvanized Steel
9000427 | 2 |  |  | no |  | no | Removed from Ground | Gas (Historical Use) | 6000 | Bare Steel | 1984-02-25 | Galvanized Steel
9000427 | 3 |  |  | no |  | no | Removed from Ground | Gas (Historical Use) | 6000 | Bare Steel | 1984-02-25 | Galvanized Steel
9000427 | 4 | Ball Float | 1989-10-10 | no | 1989-10-10 | no | Currently in Use | Premium | 6000 | Composite | 1989-10-19 | Fiberglass Reinforced Plastic | Pressurized
9000427 | 5 | Ball Float | 1989-10-10 | no | 1989-10-10 | no | Currently in Use | Regular | 10000 | Composite | 1989-10-19 | Fiberglass Reinforced Plastic | Pressurized
9000427 | 6 | Ball Float | 1989-10-10 | no | 1989-10-10 | no | Currently in Use | Diesel | 10000 | Composite | 1989-10-19 | Fiberglass Reinforced Plastic | Pressurized
9000428 | 1 | [5 empty] | Removed from Ground | Gas (Historical Use) | 10000 | Bare Steel | 1966-04-22 | Galvanized Steel
9000428 | 2 | [5 empty] | Removed from Ground | Gas (Historical Use) | 3000 | Bare Steel | 1966-04-22 | Galvanized Steel
9000428 | 3 | [5 empty] | Removed from Ground | Gas (Historical Use) | 3000 | Bare Steel | 1966-04-22 | Galvanized Steel
9000428 | 4 | [5 empty] | Removed from Ground | Gas (Historical Use) | 3000 | Bare Steel | 1966-04-22 | Galvanized Steel
9000428 | 5 | [5 empty] | Removed from Ground | Gas (Historical Use) | 3000 | Bare Steel | 1966-04-22 | Galvanized Steel
9000428 | 6 | [5 empty] | Removed from Ground | Gas (Historical Use) | 1000 | Bare Steel | 1966-04-22 | Galvanized Steel
9000429 | 1 | [5 empty] | Removed from Ground | Gas (Historical Use) | 10000 | Not Marked/Unknown | 1970-04-27 | Galvanized Steel
9000429 | 2 | [5 empty] | Removed from Ground | Gas (Historical Use) | 10000 | Bare Steel | 1970-04-27 | Galvanized Steel
9000429 | 3 | [5 empty] | Removed from Ground | Gas (Historical Use) | 5000 | Bare Steel | 1970-04-27 | Galvanized Steel
9000429 | 4 |  |  | yes |  | yes | Removed from Ground | Used Oil | 550 | Bare Steel | 1970-04-27 | Galvanized Steel
9000429 | 5 | Ball Float | 1989-12-27 | no | 1989-12-27 | no | Currently in Use | Regular | 10000 | Composite | 1989-10-12 | Fiberglass Reinforced Plastic | Pressurized
9000429 | 6 | Ball Float | 1989-12-27 | no | 1989-12-27 | no | Currently in Use | Premium | 10000 | Composite | 1989-10-12 | Fiberglass Reinforced Plastic | Pressurized
9000429 | 7 | Ball Float | 1989-12-27 | no | 1989-12-27 | no | Currently in Use | Plus | 10000 | Composite | 1989-10-12 | Fiberglass Reinforced Plastic | Pressurized
9000429 | 8 |  |  | yes |  | yes | Removed from Ground | Used Oil | 1000 | Double Walled | 1989-10-12 | Fiberglass Reinforced Plastic
9000430 | 1 | [5 empty] | Removed from Ground | Diesel | 8000 | Bare Steel | 1981-05-06 | Galvanized Steel
9000430 | 2 | [5 empty] | Removed from Ground | Gas (Historical Use) | 8000 | Bare Steel | 1981-05-06 | Galvanized Steel
9000430 | 3 | [5 empty] | Removed from Ground | Gas (Historical Use) | 8000 | Bare Steel | 1981-05-06 | Galvanized Steel
9000430 | 4 | [5 empty] | Removed from Ground | Gas (Historical Use) | 8000 | Bare Steel | 1981-05-06 | Galvanized Steel
9000430 | 5 | [5 empty] | Removed from Ground | Empty | 550 | Bare Steel | 1965-05-10 | Galvanized Steel
9000431 | 1 | Flapper Valve | 1997-01-01 |  | 1997-01-01 |  | Removed from Ground | Gas (Historical Use) | 4000 | Steel-Impressed Current | 1965-05-10 | Fiberglass Reinforced Plastic
9000431 | 2 | Flapper Valve | 1997-01-01 |  | 1997-01-01 |  | Removed from Ground | Gas (Historical Use) | 4000 | Steel-Impressed Current | 1965-05-10 | Fiberglass Reinforced Plastic
9000431 | 3 | Flapper Valve | 1997-01-01 |  | 1997-01-01 |  | Removed from Ground | Diesel | 2000 | Steel-Impressed Current | 1965-05-10 | Fiberglass Reinforced Plastic
9000431 | 4 | Flapper Valve | 1997-01-10 | yes | 1997-01-10 | yes | Removed from Ground | Used Oil | 550 | Steel-Impressed Current | 1991-01-01 | Fiberglass Reinforced Plastic
9000436 | 1 | [5 empty] | Removed from Ground | Gas (Historical Use) | 10000 | Bare Steel | 1981-05-02 | Galvanized Steel
9000436 | 2 | [5 empty] | Removed from Ground | Gas (Historical Use) | 4000 | Bare Steel | 1976-05-03 | Galvanized Steel
9000436 | 3 | [5 empty] | Removed from Ground | Gas (Historical Use) | 4000 | Bare Steel | 1976-05-03 | Galvanized Steel
9000436 | 4 | [5 empty] | Removed from Ground | Gas (Historical Use) | 8000 | Bare Steel | 1981-05-02 | Galvanized Steel
9000439 | 1 | Flapper Valve | 1998-01-01 |  | 1998-01-01 |  | Currently in Use | Gas (Historical Use) | 10000 | Galvanic (STIP-3) | 1987-03-01 | Fiberglass Reinforced Plastic | Pressurized
9000439 | 2 | Ball Float | 1998-01-01 |  | 1998-01-01 |  | Currently in Use | Gas (Historical Use) | 10000 | Galvanic (STIP-3) | 1987-03-01 | Fiberglass Reinforced Plastic | Pressurized
9000439 | 3 | Flapper Valve | 1998-01-01 |  | 1998-01-01 |  | Currently in Use | Gas (Historical Use) | 10000 | Galvanic (STIP-3) | 1987-03-01 | Fiberglass Reinforced Plastic | Pressurized
9000439 | 4 | Flapper Valve | 1998-01-01 |  | 1998-01-01 |  | Currently in Use | Diesel | 20000 | Galvanic (STIP-3) | 1987-03-01 | Fiberglass Reinforced Plastic | Pressurized
9000439 | 5 | Flapper Valve | 1998-01-01 |  | 1998-01-01 |  | Currently in Use | Diesel | 4000 | Galvanic (STIP-3) | 1987-03-01 | Fiberglass Reinforced Plastic | Pressurized
9000440 | 1 | [5 empty] | Removed from Ground | Other | 2000 | Bare Steel | 1965-01-01 | Not Marked
9000440 | 2 | [5 empty] | Removed from Ground | Other | 2000 | Fiberglass | 1981-01-01 | Not Marked
9000440 | 3 | [5 empty] | Removed from Ground | Other | 2000 | Fiberglass | 1981-01-01 | Not Marked
9000440 | 4 | [5 empty] | Removed from Ground | Other | 2000 | Fiberglass | 1981-01-01 | Not Marked
9000440 | 5 | [5 empty] | Closed in Ground | Gas (Historical Use) | 2000 | Not Marked/Unknown | 1998-12-07 | Not Marked
9000440 | 6 | [5 empty] | Removed from Ground | Other | 10000 | Fiberglass | 1981-01-01 | Not Marked | Pressurized
9000448 | 1 | [5 empty] | Removed from Ground | Gas (Historical Use) | 10000 | Fiberglass | 1984-01-01 | Fiberglass Reinforced Plastic
9000448 | 2 | [5 empty] | Removed from Ground | Gas (Historical Use) | 10000 | Fiberglass | 1984-01-01 | Fiberglass Reinforced Plastic
9000448 | 3 | [5 empty] | Removed from Ground | Gas (Historical Use) | 10000 | Fiberglass | 1984-01-01 | Fiberglass Reinforced Plastic
9000448 | 4 |  |  | yes |  | yes | Removed from Ground | Used Oil | 1000 | Fiberglass | 1984-01-01 | Fiberglass Reinforced Plastic
9000448 | 5 |  | 1991-02-01 | no | 1991-02-01 | no | Removed from Ground | Gas (Historical Use) | 10000 | Galvanic (STIP-3) | 1991-02-01 | Fiberglass Reinforced Plastic | Pressurized
9000448 | 6 |  | 1991-02-01 | no | 1991-02-01 | no | Removed from Ground | Gas (Historical Use) | 8000 | Galvanic (STIP-3) | 1991-02-01 | Fiberglass Reinforced Plastic | Pressurized
9000448 | 7 |  | 1991-02-01 | no | 1991-02-01 | no | Removed from Ground | Gas (Historical Use) | 6000 | Galvanic (STIP-3) | 1991-02-01
9000451 | 1 | [5 empty] | Removed from Ground | Gas (Historical Use) | 6000 | Cathodically Protected Steel | 1970-04-27 | Galvanized Steel
9000451 | 2 | [5 empty] | Removed from Ground | Gas (Historical Use) | 6000 | Cathodically Protected Steel | 1970-04-27 | Galvanized Steel
9000451 | 3 | [5 empty] | Removed from Ground | Gas (Historical Use) | 5000 | Cathodically Protected Steel | 1970-04-27 | Galvanized Steel
9000451 | 4 |  |  | yes |  | yes | Removed from Ground | Used Oil | 550 | Cathodically Protected Steel | 1970-04-27 | Galvanized Steel
9000462 | 1 | [5 empty] | Removed from Ground | Gas (Historical Use) | 8000 | Bare Steel | 1981-02-25 | Galvanized Steel | Suction (American)
9000462 | 2 | [5 empty] | Removed from Ground | Gas (Historical Use) | 8000 | Bare Steel | 1981-02-25 | Galvanized Steel | Suction (American)
9000462 | 3 | [5 empty] | Removed from Ground | Diesel | 8000 | Bare Steel | 1981-02-25 | Galvanized Steel
9000462 | 4 | [5 empty] | Removed from Ground | Gas (Historical Use) | 8000 | Bare Steel | 1989-12-01 | Fiberglass Reinforced Plastic | Suction (American)
9000462 | 5 |  | 1995-06-01 | no | 1995-06-01 | yes | Temporarily out of use | Gas (Historical Use) | 8000 | Composite | 1995-07-10 | Fiberglass Reinforced Plastic | Pressurized
9000462 | 6 |  | 1995-06-01 |  | 1995-06-01 | yes | Temporarily out of use | Gas (Historical Use) | 8000 | Composite | 1995-07-10 | Fiberglass Reinforced Plastic | Pressurized
9000462 | 7 |  | 1995-06-01 |  | 1995-06-01 | yes | Temporarily out of use | Diesel | 8000 | Composite | 1995-07-10 | Fiberglass Reinforced Plastic | Pressurized
9000463 | 1 | [5 empty] | Removed from Ground | Gas (Historical Use) | 8000 | Bare Steel | 1981-02-25 | Galvanized Steel
9000463 | 2 | [5 empty] | Removed from Ground | Gas (Historical Use) | 8000 | Bare Steel | 1981-02-25 | Galvanized Steel
9000463 | 3 | [5 empty] | Removed from Ground | Gas (Historical Use) | 8000 | Bare Steel | 1981-02-25 | Galvanized Steel
9000466 | 1 |  | 1989-11-01 |  | 1989-11-01 |  | Removed from Ground | Gas (Historical Use) | 10270 | Cathodically Protected Steel | 1977-04-06 | Fiberglass Reinforced Plastic | Pressurized
9000466 | 2 | Flapper Valve | 1989-11-01 |  | 1989-11-01 |  | Removed from Ground | Gas (Historical Use) | 10270 | Steel-Impressed Current | 1977-04-06 | Fiberglass Reinforced Plastic | Pressurized
9000466 | 3 | Flapper Valve | 1989-11-01 |  | 1989-11-01 |  | Removed from Ground | Gas (Historical Use) | 10270 | Steel-Impressed Current | 1977-04-06 | Fiberglass Reinforced Plastic | Pressurized
9000466 | 4 | Flapper Valve | 1989-11-01 |  | 1989-11-01 |  | Removed from Ground | Gas (Historical Use) | 10270 | Steel-Impressed Current | 1977-04-06 | Fiberglass Reinforced Plastic | Pressurized
9000467 | 1 | [5 empty] | Removed from Ground | Diesel | 1000 | Bare Steel | 1968-05-12 | Galvanized Steel
9000467 | 2 | [5 empty] | Removed from Ground | Gas (Historical Use) | 1000 | Bare Steel | 1968-05-12 | Galvanized Steel
9000467 | 3 | [5 empty] | Removed from Ground | Diesel | 500 | Bare Steel | 1976-05-10 | Galvanized Steel
9000467 | 4 | [5 empty] | Removed from Ground | Gas (Historical Use) | 500 | Bare Steel | 1981-05-09 | Galvanized Steel
9000467 | 5 | [5 empty] | Removed from Ground | Diesel | 1000 | Bare Steel | 1981-05-09 | Galvanized Steel
9000468 | 1 | [5 empty] | Removed from Ground | Gas (Historical Use) | 12000 | Bare Steel | 1972-03-17 | Galvanized Steel
9000468 | 10 |  |  | yes |  | yes | Removed from Ground | Used Oil | 250 | Bare Steel | 1984-03-14 | Galvanized Steel
9000468 | 11 | Flapper Valve |  | no |  | no | Currently in Use | Gas (Historical Use) | 12000 | Composite Double Walled | 1991-11-06 | Fiberglass Reinforced Plastic | Pressurized
9000468 | 12A | Flapper Valve | 1998-12-22 | no | 1998-12-22 | no | Currently in Use | Gas (Historical Use) | 6000 | Composite Double Walled | 1991-11-06 | Fiberglass Reinforced Plastic | Pressurized
9000468 | 12B | Flapper Valve | 1998-12-22 | no | 1998-12-22 | no | Currently in Use | Gas (Historical Use) | 2000 | Composite Double Walled | 1991-11-06 | Fiberglass Reinforced Plastic | Pressurized
9000468 | 12C | Flapper Valve | 1998-12-22 | no | 1998-12-22 | no | Currently in Use | Diesel | 2000 | Composite Double Walled | 1991-11-06 | Fiberglass Reinforced Plastic | Pressurized
9000468 | 12D | Flapper Valve | 1998-12-22 | no | 1998-12-22 | no | Currently in Use | Gas (Historical Use) | 2000 | Composite Double Walled | 1991-11-06 | Fiberglass Reinforced Plastic | Pressurized
9000468 | 2 | [5 empty] | Removed from Ground | Gas (Historical Use) | 12000 | Bare Steel | 1972-03-17 | Galvanized Steel
9000468 | 3 | [5 empty] | Removed from Ground | Gas (Historical Use) | 8000 | Bare Steel | 1972-03-17 | Galvanized Steel
9000468 | 4 | [5 empty] | Removed from Ground | Gas (Historical Use) | 6000 | Bare Steel | 1956-03-21 | Galvanized Steel
9000468 | 5 | [5 empty] | Removed from Ground | Gas (Historical Use) | 2500 | Bare Steel | 1956-03-21 | Galvanized Steel
9000468 | 6 | [5 empty] | Removed from Ground | Gas (Historical Use) | 6000 | Bare Steel | 1972-03-17 | Galvanized Steel
9000468 | 7 | [5 empty] | Removed from Ground | Gas (Historical Use) | 3000 | Bare Steel | 1972-03-17 | Galvanized Steel
9000468 | 8 | [5 empty] | Removed from Ground | Diesel | 4000 | Bare Steel | 1972-03-17 | Galvanized Steel
9000468 | 9 | [5 empty] | Removed from Ground | Diesel | 500 | Bare Steel | 1972-03-17 | Galvanized Steel
9000470 | 1 | [5 empty] | Removed from Ground | Diesel | 20000 | Bare Steel | 1978-03-02 | Bare Steel
9000470 | 2 | [5 empty] | Removed from Ground | Gas (Historical Use) | 1000 | Bare Steel | 1971-03-04 | Bare Steel
9000470 | 3 | [5 empty] | Currently in Use | Diesel | 14000 | Not Marked/Unknown |  | Not Marked
9000470 | 4 | [5 empty] | Currently in Use | Diesel | 16000 | Not Marked/Unknown |  | Not Marked
9000470 | 5 | [5 empty] | Currently in Use | Diesel | 25000 | Not Marked/Unknown |  | Not Marked
9000471 | 1 | Overfill Alarm | 1989-09-01 | no | 1989-09-01 | no | Currently in Use | Diesel | 1000 | Fiberglass Double Walled | 1992-09-01 | Fiberglass Reinforced Plastic | Safe Suction (Euro)
9000471 | 353050-1 | [5 empty] | Removed from Ground | Other | 1000 | Bare Steel | 1983-03-07 | Galvanized Steel
9000477 | 1 | [5 empty] | Removed from Ground | Gas (Historical Use) | 8000 | Bare Steel | 1982-03-27 | Fiberglass Reinforced Plastic
9000477 | 2 | [5 empty] | Removed from Ground | Gas (Historical Use) | 8000 | Bare Steel | 1982-03-27 | Fiberglass Reinforced Plastic
9000477 | 3 | [5 empty] | Removed from Ground | Gas (Historical Use) | 8000 | Bare Steel | 1982-03-27 | Fiberglass Reinforced Plastic
9000477 | 4 | Ball Float | 1991-01-31 |  | 1991-01-31 |  | Removed from Ground | Gas (Historical Use) | 8000 | Composite | 1991-01-31 | Double-Walled Fiberglass | Pressurized
9000477 | 5 | Ball Float | 1991-01-31 |  | 1991-01-31 |  | Removed from Ground | Gas (Historical Use) | 8000 | Composite | 1991-01-31 | Double-Walled Fiberglass | Pressurized
9000477 | 6 | Ball Float | 1991-01-31 |  | 1991-01-31 |  | Removed from Ground | E-85 | 8000 | Composite | 1991-01-31 | Double-Walled Fiberglass | Pressurized
9000477 | 7 |  | 2014-06-11 | no | 2014-06-11 | no | Currently in Use | Gas (Historical Use) | 15000 | Composite Double Walled | 2014-06-11 | Double-Walled Flex | Pressurized
9000477 | 8A |  | 2014-06-11 | no | 2014-06-11 | no | Currently in Use | Gas (Historical Use) | 6000 | Composite Double Walled | 2014-06-11 | Double-Walled Flex | Pressurized
9000477 | 8B |  | 2014-06-11 | no | 2014-06-11 | no | Currently in Use | Diesel | 6000 | Composite Double Walled | 2014-06-11 | Double-Walled Flex | Pressurized
9000477 | 9 |  | 2014-06-11 | no | 2014-06-11 | no | Currently in Use | Gas (Historical Use) | 8000 | Composite Double Walled | 2014-06-11 | Double-Walled Flex | Pressurized
9000478 | 1 | Ball Float | 1989-11-28 |  | 1989-11-28 |  | Currently in Use | Gas (Historical Use) | 10000 | Galvanic (STIP-3) | 1989-11-28 | Fiberglass Reinforced Plastic | Pressurized
9000478 | 2 | Ball Float | 1989-11-28 |  | 1989-11-28 |  | Currently in Use | Gas (Historical Use) | 10000 | Galvanic (STIP-3) | 1989-11-28 | Fiberglass Reinforced Plastic | Pressurized
9000478 | 3 | Ball Float | 1989-11-28 |  | 1989-11-28 |  | Currently in Use | Gas (Historical Use) | 10000 | Galvanic (STIP-3) | 1989-11-28 | Fiberglass Reinforced Plastic | Pressurized
9000478 | 4 | Ball Float | 1989-11-28 |  | 1989-11-28 |  | Currently in Use | Diesel | 8000 | Galvanic (STIP-3) | 1989-11-28 | Fiberglass Reinforced Plastic | Pressurized
9000479 | 1 | [5 empty] | Permanently Out of Use - historical purposes | Diesel | 0 | Not Marked/Unknown |  | Not Marked
9000479 | 2 | [5 empty] | Permanently Out of Use - historical purposes | Diesel | 0 | Not Marked/Unknown |  | Not Marked
9000479 | 3 | Ball Float | 1995-03-01 |  | 1995-03-01 |  | Currently in Use | Gas (Historical Use) | 12000 | Composite | 1995-03-01 | Double-Walled Fiberglass | Pressurized
9000479 | 4 | Ball Float | 1995-03-01 |  | 1995-03-01 |  | Currently in Use | Gas (Historical Use) | 8000 | Composite | 1995-03-01 | Double-Walled Fiberglass | Pressurized
9000483 | 1 | [5 empty] | Removed from Ground | Gas (Historical Use) | 10000 | Bare Steel | 1980-04-18 | Fiberglass Reinforced Plastic | Pressurized
9000483 | 2 | [5 empty] | Removed from Ground | Gas (Historical Use) | 10000 | Bare Steel | 1980-04-18 | Fiberglass Reinforced Plastic | Pressurized
9000483 | 3 | [5 empty] | Removed from Ground | Gas (Historical Use) | 10000 | Bare Steel | 1980-04-18 | Fiberglass Reinforced Plastic | Pressurized
9000487 | 1 | [5 empty] | Removed from Ground | Gas (Historical Use) | 5000 | Bare Steel | 1974-07-04 | Fiberglass Reinforced Plastic | Suction (American)
9000487 | 2 | [5 empty] | Removed from Ground | Gas (Historical Use) | 5000 | Bare Steel | 1974-07-04 | Fiberglass Reinforced Plastic | Suction (American)
9000487 | 3 | [5 empty] | Removed from Ground | Gas (Historical Use) | 6000 | Bare Steel | 1983-07-02 | Fiberglass Reinforced Plastic | Suction (American)
9000489 | 1 |  |  | no |  | no | Removed from Ground | Not Marked/Tank Removed | 300 | Unknown | 2012-03-27 | Unknown
9000489 | 4 | Ball Float | 1999-09-17 | no | 1999-09-17 | no | Currently in Use | Regular | 10278 | Composite | 1999-09-17 | Double-Walled Flex | Pressurized
9000489 | 5 | Ball Float | 1999-09-17 | no | 1999-09-17 | no | Currently in Use | Plus | 10199 | Composite | 1999-09-17 | Double-Walled Flex | Pressurized
9000489 | 6 | Ball Float | 1999-09-17 | no | 1999-09-17 | no | Currently in Use | Premium | 10285 | Composite | 1999-09-17 | Double-Walled Flex | Pressurized
9000489 | 7 | Ball Float | 1999-09-17 | no | 1999-09-17 | no | Currently in Use | Diesel | 5107 | Composite | 1999-09-17 | Double-Walled Flex | Pressurized
9000489 | SUL |  | 1998-11-18 |  | 1998-11-18 |  | Removed from Ground | Gas (Historical Use) | 8020 | Cathodically Protected Steel | 1987-08-01 | Cathodically Protected | Pressurized
9000489 | UNL |  | 1998-11-18 |  | 1998-11-18 |  | Removed from Ground | Gas (Historical Use) | 8020 | Cathodically Protected Steel | 1983-05-09 | Cathodically Protected | Pressurized
9000489 | UNLPLUS |  | 1998-11-18 |  | 1998-11-18 |  | Removed from Ground | Gas (Historical Use) | 8020 | Cathodically Protected Steel | 1983-05-09 | Cathodically Protected | Pressurized
9000491 | 1 | [5 empty] | Removed from Ground | Gas (Historical Use) | 1000 | Not Marked/Unknown | 1996-02-01 | Not Marked
9000491 | 2 | [5 empty] | Removed from Ground | Gas (Historical Use) | 1000 | Not Marked/Unknown | 1996-02-01 | Not Marked
9000491 | 3A |  | 2001-05-01 | no | 2001-05-01 | no | Temporarily out of use | Gas (Historical Use) | 9000 | Fiberglass | 2001-05-01 | Fiberglass Reinforced Plastic | Safe Suction (Euro)
9000491 | 3B |  | 2001-05-01 | no | 2001-05-01 | no | Temporarily out of use | Gas (Historical Use) | 3000 | Fiberglass | 2001-05-01 | Fiberglass Reinforced Plastic | Safe Suction (Euro)
9000500 | 1 | [5 empty] | Removed from Ground | Gas (Historical Use) | 5000 | Bare Steel | 1981-02-27 | Galvanized Steel
9000500 | 2 | [5 empty] | Removed from Ground | Gas (Historical Use) | 4000 | Bare Steel | 1981-02-27 | Galvanized Steel
9000500 | 3 | [5 empty] | Removed from Ground | Gas (Historical Use) | 1000 | Bare Steel | 1981-02-27 | Galvanized Steel
9000502 | 1 |  |  |  | 1990-01-01 |  | Removed from Ground | Gas (Historical Use) | 6000 | Bare Steel | 1966-05-06 | Fiberglass Reinforced Plastic | Gravity Fed
9000502 | 2 |  |  |  | 1990-01-01 |  | Removed from Ground | Gas (Historical Use) | 6000 | Bare Steel | 1966-05-06 | Fiberglass Reinforced Plastic | Gravity Fed
9000502 | 3 |  |  |  | 1990-01-01 |  | Removed from Ground | Gas (Historical Use) | 6000 | Bare Steel | 1966-05-06 | Fiberglass Reinforced Plastic | Gravity Fed
9000502 | 4 | [5 empty] | Removed from Ground | Diesel | 1000 | Not Marked/Unknown | 1999-03-03 | Not Marked
9000502 | 5 |  | 2001-01-06 |  | 2001-01-06 |  | Currently in Use | Gas (Historical Use) | 15000 | Fiberglass | 2001-01-01 | Double Walled | Pressurized
9000502 | 6 |  | 2001-01-06 |  | 2001-01-06 |  | Currently in Use | Gas (Historical Use) | 10000 | Fiberglass | 2001-01-01 | Double Walled | Pressurized
9000502 | 7 |  | 2001-01-06 |  | 2001-01-06 |  | Currently in Use | Diesel | 8000 | Fiberglass | 2001-01-01 | Double Walled | Pressurized
9000503 | DUMMY | [5 empty] | Removed from Ground | Other | 1 | Not Marked/Unknown | 1989-09-01 | Not Marked
9000504 | 1 |  | 1997-08-01 |  | 1997-08-01 |  | Currently in Use | Gas (Historical Use) | 8000 | Steel-Impressed Current | 1979-01-01 | Cathodically Protected | Pressurized
9000504 | 2 |  | 1997-08-01 |  | 1997-08-01 |  | Currently in Use | Gas (Historical Use) | 8000 | Steel-Impressed Current | 1981-02-25 | Double Walled | Pressurized
9000504 | 3 |  | 1997-08-01 |  | 1997-08-01 |  | Currently in Use | Gas (Historical Use) | 8000 | Steel-Impressed Current | 1981-02-25 | Double Walled | Pressurized
9000511 | 1 | [5 empty] | Removed from Ground | Gas (Historical Use) | 10000 | Bare Steel | 1957-05-12 | Galvanized Steel | Suction (American)
9000511 | 2 | [5 empty] | Removed from Ground | Diesel | 6000 | Bare Steel | 1957-05-12 | Galvanized Steel | Suction (American)
9000513 | 1 | [5 empty] | Removed from Ground | Gas (Historical Use) | 1000 | Bare Steel | 1993-03-01 | Unknown
9000513 | 2 | [5 empty] | Removed from Ground | Gas (Historical Use) | 1000 | Bare Steel | 1993-03-01 | Unknown
9000515 | 1 | [5 empty] | Removed from Ground | Gas (Historical Use) | 10000 | Bare Steel | 1980-05-06 | Unknown
9000515 | 2 |  |  | yes |  | yes | Removed from Ground | Used Oil | 250 | Bare Steel | 1980-05-06 | Unknown
9000516 | 1 | [5 empty] | Removed from Ground | Gas (Historical Use) | 6000 | Bare Steel | 1979-05-07 | Unknown
9000516 | 2 | [5 empty] | Removed from Ground | Gas (Historical Use) | 6000 | Bare Steel | 1979-05-07 | Unknown
9000516 | 3 |  |  | yes |  | yes | Removed from Ground | Used Oil | 500 | Bare Steel | 1979-05-07 | Unknown
9000516 | 4 | Flapper Valve | 1995-02-28 | no | 1995-02-28 | no | Currently in Use | Diesel | 10000 | Fiberglass | 1990-03-02 | Fiberglass Reinforced Plastic | Pressurized
9000516 | 5 | [5 empty] | Removed from Ground | Gas (Historical Use) | 4000 | Bare Steel | 1979-05-07 | Unknown
9000522 | 1 | [5 empty] | Removed from Ground | Diesel | 34120 | Bare Steel | 1971-03-29 | Cathodically Protected
9000522 | 2 |  | 1996-12-01 |  | 1996-12-01 |  | Removed from Ground | Gas (Historical Use) | 10000 | Composite | 1988-01-01 | Double-Walled Fiberglass | Pressurized
9000522 | 3 |  | 1996-12-01 |  | 1996-12-01 |  | Removed from Ground | Gas (Historical Use) | 10000 | Composite | 1988-01-01 | Double-Walled Fiberglass | Pressurized
9000522 | 4 | [5 empty] | Removed from Ground | Other | 1000 | Bare Steel | 1971-03-29 | Galvanized Steel
9000522 | 5 |  |  | yes |  | yes | Removed from Ground | Used Oil | 500 | Bare Steel | 1971-03-29 | Bare Steel
9000522 | 6 |  | 1996-12-01 |  | 1996-12-01 |  | Removed from Ground | Gas (Historical Use) | 10000 | Composite | 1988-01-01 | Double-Walled Fiberglass | Pressurized
9000522 | 7 |  | 1992-04-01 |  | 1992-04-01 |  | Removed from Ground | Diesel | 15000 | Galvanic (STIP-3) | 1992-04-01 | Fiberglass Reinforced Plastic | Pressurized
9000522 | 8 |  | 1992-04-01 |  | 1992-04-01 |  | Removed from Ground | Diesel | 15000 | Galvanic (STIP-3) | 1992-04-01 | Fiberglass Reinforced Plastic | Pressurized
9000522 | F897873 | [5 empty] | Closed in Ground | Diesel | 10000 | Bare Steel | 1990-03-22 | Bare Steel
9000522 | F897877 | [5 empty] | Closed in Ground | Diesel | 10000 | Bare Steel | 1990-03-22 | Bare Steel
9000524 | DUMMY | [5 empty] | Currently in Use | Other | 0 | Not Marked/Unknown |  | Not Marked
9000530 | 1 | [5 empty] | Removed from Ground | Gas (Historical Use) | 8000 | Bare Steel | 1974-02-27 | Galvanized Steel | Suction (American)
9000530 | 2 | [5 empty] | Removed from Ground | Gas (Historical Use) | 6000 | Bare Steel | 1974-02-27 | Galvanized Steel | Suction (American)
9000531 | 1 | [5 empty] | Removed from Ground | Gas (Historical Use) | 6000 | Cathodically Protected Steel | 1990-01-16 | Bare Steel | Suction (American)
9000531 | 2 | [5 empty] | Removed from Ground | Gas (Historical Use) | 6000 | Cathodically Protected Steel | 1990-01-16 | Bare Steel | Suction (American)
9000531 | 3 | [5 empty] | Removed from Ground | Gas (Historical Use) | 7300 | Bare Steel | 1964-04-09 | Bare Steel | Suction (American)
9000531 | 4 | [5 empty] | Removed from Ground | Kerosene | 100 | Bare Steel | 1965-04-09 | Bare Steel | Suction (American)
9000531 | 5 |  |  | yes |  | yes | Removed from Ground | Used Oil | 560 | Bare Steel | 1986-10-17 | Bare Steel | Suction (American)
9000531 | OLD#2 | [5 empty] | Permanently Out of Use - historical purposes | Gas (Historical Use) | 3000 | Bare Steel | 1965-04-09 | Galvanized Steel
9000531 | OLD#3 | [5 empty] | Permanently Out of Use - historical purposes | Gas (Historical Use) | 3000 | Bare Steel | 1965-04-09 | Galvanized Steel
9000531 | OLD#4 | [5 empty] | Permanently Out of Use - historical purposes | Gas (Historical Use) | 5000 | Bare Steel | 1981-04-05 | Galvanized Steel
9000533 | 1 | [5 empty] | Removed from Ground | Gas (Historical Use) | 8000 | Bare Steel | 1971-05-09 | Galvanized Steel
9000533 | 2 | [5 empty] | Removed from Ground | Gas (Historical Use) | 8000 | Bare Steel | 1971-05-09 | Galvanized Steel
9000533 | 3 | [5 empty] | Removed from Ground | Gas (Historical Use) | 8000 | Bare Steel | 1971-05-09 | Galvanized Steel
9000533 | 4 |  | 1993-06-01 |  | 1993-06-01 |  | Currently in Use | Gas (Historical Use) | 8000 | Galvanic (STIP-3) | 1993-08-05 | Fiberglass Reinforced Plastic | Pressurized
9000533 | 5 |  | 1993-06-01 |  | 1993-06-01 |  | Currently in Use | Gas (Historical Use) | 8000 | Galvanic (STIP-3) | 1993-08-05 | Fiberglass Reinforced Plastic | Pressurized
9000533 | 6 |  | 1993-06-01 |  | 1993-06-01 |  | Currently in Use | Gas (Historical Use) | 8000 | Galvanic (STIP-3) | 1993-08-05 | Fiberglass Reinforced Plastic | Pressurized
9000534 | 1 |  | 1988-01-29 |  | 1988-01-29 |  | Currently in Use | Gas (Historical Use) | 8000 | Galvanic (STIP-3) | 1988-01-29 | Fiberglass Reinforced Plastic | Pressurized
9000534 | 2 |  | 1988-01-29 |  | 1988-01-29 |  | Currently in Use | Gas (Historical Use) | 10000 | Galvanic (STIP-3) | 1988-01-29 | Fiberglass Reinforced Plastic | Pressurized
9000534 | 3 |  | 1988-01-29 |  | 1988-01-29 |  | Currently in Use | Diesel | 8000 | Galvanic (STIP-3) | 1988-01-29 | Fiberglass Reinforced Plastic | Pressurized
9000537 | 1 | [5 empty] | Removed from Ground | Gas (Historical Use) | 10000 | Bare Steel | 1978-03-19 | Galvanized Steel
9000538 | 1 | [5 empty] | Removed from Ground | Gas (Historical Use) | 6000 | Bare Steel | 1977-05-07 | Galvanized Steel
9000538 | 2 | [5 empty] | Removed from Ground | Gas (Historical Use) | 6000 | Bare Steel | 1977-05-07 | Galvanized Steel
9000538 | 3 | [5 empty] | Removed from Ground | Gas (Historical Use) | 6000 | Bare Steel | 1977-05-07 | Galvanized Steel
9000538 | 4 | [5 empty] | Removed from Ground | Gas (Historical Use) | 6000 | Bare Steel | 1977-05-07 | Galvanized Steel
9000538 | 5 | Ball Float | 1993-10-11 |  | 1993-10-11 |  | Currently in Use | Gas (Historical Use) | 8000 | Galvanic (STIP-3) | 1993-08-10 | Fiberglass Reinforced Plastic | Pressurized
9000538 | 6 | Ball Float | 1993-10-11 |  | 1993-10-11 |  | Currently in Use | Gas (Historical Use) | 8000 | Galvanic (STIP-3) | 1993-08-10 | Fiberglass Reinforced Plastic | Pressurized
9000538 | 7 | Ball Float | 1993-10-11 |  | 1993-10-11 |  | Currently in Use | Gas (Historical Use) | 8000 | Galvanic (STIP-3) | 1993-08-10 | Fiberglass Reinforced Plastic | Pressurized
9000539 | 1 | [5 empty] | Permanently Out of Use - historical purposes | Gas (Historical Use) | 3000 | Bare Steel | 1961-05-07 | Galvanized Steel
9000539 | 2 | [5 empty] | Permanently Out of Use - historical purposes | Diesel | 3000 | Bare Steel | 1961-05-07 | Galvanized Steel
9000539 | 3 | [5 empty] | Permanently Out of Use - historical purposes | Diesel | 3000 | Bare Steel | 1961-05-07 | Galvanized Steel
9000539 | 4 | [5 empty] | Permanently Out of Use - historical purposes | Gas (Historical Use) | 5000 | Bare Steel | 1961-05-07 | Galvanized Steel
9000539 | 5 |  |  | yes |  | yes | Permanently Out of Use - historical purposes | Used Oil | 500 | Bare Steel | 1961-05-07 | Galvanized Steel
9000542 | 1 | [5 empty] | Removed from Ground | Gas (Historical Use) | 10000 | Bare Steel | 1961-01-01 | Galvanized Steel
9000542 | 2 | [5 empty] | Removed from Ground | Gas (Historical Use) | 10000 | Bare Steel | 1961-01-01 | Galvanized Steel
9000542 | 3 | [5 empty] | Removed from Ground | Gas (Historical Use) | 5000 | Bare Steel | 1961-01-01 | Galvanized Steel
9000542 | 4 |  |  | yes |  | yes | Removed from Ground | Used Oil | 1000 | Bare Steel | 1961-01-01 | Not Marked
9000542 | 5 |  |  | yes |  | yes | Removed from Ground | Used Oil | 0 | Bare Steel | 1961-01-01 | Not Marked
9000548 | 1 | [5 empty] | Removed from Ground | Diesel | 0 | Marked Unknown |  | Unknown
9000550 | 1 | [5 empty] | Removed from Ground | Other | 4000 | Not Marked/Unknown | 1950-01-01 | Not Marked
9000550 | 2 | [5 empty] | Removed from Ground | Diesel | 6000 | Not Marked/Unknown | 1950-01-01 | Not Marked
9000551 | 1 | [5 empty] | Removed from Ground | Diesel | 20000 | Bare Steel | 1982-01-17 | Galvanized Steel
9000551 | 2 | [5 empty] | Removed from Ground | Diesel | 20000 | Bare Steel | 1982-01-17 | Galvanized Steel
9000551 | 3 |  |  | yes |  | yes | Removed from Ground | Used Oil | 560 | Bare Steel | 1982-01-17 | Galvanized Steel
9000551 | 4 |  | 1990-11-27 |  | 1990-11-27 |  | Removed from Ground | Diesel | 10000 | Double Walled | 1990-11-27 | Fiberglass Reinforced Plastic | Pressurized
9000554 | 1 | [5 empty] | Removed from Ground | Diesel | 8000 | Bare Steel | 1971-04-13 | Galvanized Steel
9000555 | 1 |  | 1997-03-01 |  | 1997-03-01 |  | Removed from Ground | Gas (Historical Use) | 8000 | Steel-Impressed Current | 1981-02-25 | Double Walled | Pressurized
9000555 | 2 |  | 1997-03-01 |  | 1997-03-01 |  | Removed from Ground | Gas (Historical Use) | 8000 | Steel-Impressed Current | 1981-02-25 | Double Walled | Pressurized
9000555 | 3 |  | 1997-03-01 |  | 1997-03-01 |  | Removed from Ground | Gas (Historical Use) | 8000 | Steel-Impressed Current | 1981-02-25 | Double Walled | Pressurized
9000555 | 4 |  | 2016-06-26 | no | 2016-06-26 | no | Currently in Use | Gas (Historical Use) | 20000 | Composite Double Walled | 2016-06-26 | Double-Walled Flex | Pressurized
9000555 | 5A |  | 2016-06-26 | no | 2016-06-26 | no | Currently in Use | Gas (Historical Use) | 5000 | Composite Double Walled | 2016-06-26 | Double-Walled Flex | Pressurized
9000555 | 5B |  | 2016-06-26 | no | 2016-06-26 | no | Currently in Use | Gas (Historical Use) | 5000 | Composite Double Walled | 2016-06-26 | Double-Walled Flex | Pressurized
9000555 | 5C |  | 2016-06-26 | no | 2016-06-26 | no | Currently in Use | Diesel | 10000 | Composite Double Walled | 2016-06-26 | Double-Walled Flex | Pressurized
9000558 | 1 | [5 empty] | Removed from Ground | Gas (Historical Use) | 8000 | Bare Steel | 1968-10-04 | Unknown
9000558 | 2 | [5 empty] | Removed from Ground | Diesel | 10000 | Bare Steel | 1968-10-04 | Unknown
9000558 | 3 | [5 empty] | Removed from Ground | Other | 1000 | Bare Steel | 1986-09-30 | Unknown
9000560 | 1 | Flapper Valve | 1991-11-15 | no | 1991-11-15 | no | Currently in Use | Gas (Historical Use) | 20000 | Epoxy | 1991-11-15 | Double-Walled Fiberglass | Pressurized
9000560 | 2 | Flapper Valve | 1991-11-15 | no | 1991-11-15 | no | Currently in Use | Gas (Historical Use) | 8000 | Epoxy | 1991-11-15 | Double-Walled Fiberglass | Pressurized
9000560 | 3 | Flapper Valve | 1991-11-15 | no | 1991-11-15 | no | Currently in Use | Gas (Historical Use) | 8000 | Epoxy | 1991-11-15 | Double-Walled Fiberglass | Pressurized
9000560 | 4 | Flapper Valve | 1991-11-15 | no | 1991-11-15 | no | Currently in Use | Diesel | 6000 | Epoxy | 1991-11-15 | Double-Walled Fiberglass | Pressurized
9000560 | A | [5 empty] | Removed from Ground | Gas (Historical Use) | 4000 | Bare Steel | 1964-01-01 | Galvanized Steel
9000560 | B | [5 empty] | Removed from Ground | Gas (Historical Use) | 4000 | Bare Steel | 1964-01-01 | Galvanized Steel
9000560 | C | [5 empty] | Removed from Ground | Gas (Historical Use) | 4000 | Bare Steel | 1964-01-01 | Galvanized Steel
9000560 | D | [5 empty] | Removed from Ground | Gas (Historical Use) | 4000 | Bare Steel | 1964-01-01 | Galvanized Steel
9000560 | E | [5 empty] | Removed from Ground | Gas (Historical Use) | 4000 | Bare Steel | 1964-01-01 | Galvanized Steel
9000560 | F | [5 empty] | Removed from Ground | Gas (Historical Use) | 4000 | Bare Steel | 1964-01-01 | Galvanized Steel
9000566 | 1 | [5 empty] | Removed from Ground | Kerosene | 2000 | Bare Steel |  | Galvanized Steel | Suction (American)
9000567 | 1 | [5 empty] | Removed from Ground | Gas (Historical Use) | 8000 | Bare Steel | 1978-05-10 | Galvanized Steel
9000567 | 2 | [5 empty] | Removed from Ground | Diesel | 3000 | Bare Steel | 1983-05-09 | Galvanized Steel
9000567 | 3 | [5 empty] | Removed from Ground | Diesel | 4000 | Bare Steel | 1974-05-11 | Galvanized Steel
9000570 | 1 | [5 empty] | Removed from Ground | Other | 0 | Not Marked/Unknown |  | Not Marked
9000571 | DIESEL |  | 1995-03-01 |  | 1995-03-01 |  | Removed from Ground | Diesel | 2000 | Cathodically Protected Steel | 1982-01-01 | Cathodically Protected | Suction (American)
9000571 | OILWASTE |  |  | yes |  | yes | Removed from Ground | Used Oil | 500 | Cathodically Protected Steel | 1962-01-01 | Cathodically Protected | Gravity Fed
9000571 | PLUS |  | 1995-03-01 |  | 1995-03-01 |  | Removed from Ground | Gas (Historical Use) | 4000 | Cathodically Protected Steel | 1984-01-01 | Cathodically Protected | Pressurized
9000571 | PR |  | 1995-03-01 |  | 1995-03-01 |  | Removed from Ground | Gas (Historical Use) | 4000 | Cathodically Protected Steel | 1984-01-01 | Cathodically Protected | Pressurized
9000571 | RNL |  | 1995-03-01 |  | 1995-03-01 |  | Removed from Ground | Gas (Historical Use) | 4000 | Cathodically Protected Steel | 1984-01-01 | Cathodically Protected | Pressurized
9000572 | 1-PLUS |  | 1995-04-01 | no | 1995-04-01 | no | Currently in Use | Gas (Historical Use) | 3000 | Steel-Impressed Current | 1966-04-12 | Steel (Impressed Current) | Safe Suction (Euro)
9000572 | 2-PREM |  | 1992-04-01 | no | 1992-04-01 | no | Currently in Use | Gas (Historical Use) | 8000 | Steel-Impressed Current | 1970-04-12 | Steel (Impressed Current) | Safe Suction (Euro)
9000572 | 3-UNL |  | 1992-04-01 | no | 1992-04-01 | no | Currently in Use | Gas (Historical Use) | 8000 | Steel-Impressed Current | 1970-04-12 | Steel (Impressed Current) | Pressurized
9000572 | 4 |  |  | yes |  | yes | Closed in Ground | Empty | 2000 | Bare Steel | 1966-04-13
9000572 | 5 | [5 empty] | Closed in Ground | Empty | 1 | Bare Steel | 1966-12-01 | Steel (Impressed Current)
9000572 | 6 | [5 empty] | Closed in Ground | Empty | 1 | Bare Steel | 1966-12-01 | Galvanized Steel
9000572 | 7 | [5 empty] | Closed in Ground | Empty | 1 | Bare Steel | 1966-12-01 | Galvanized Steel
9000573 | 1-L | [5 empty] | Removed from Ground | Gas (Historical Use) | 5000 | Bare Steel | 1971-05-12 | Galvanized Steel
9000573 | 3-L | [5 empty] | Removed from Ground | Gas (Historical Use) | 2000 | Bare Steel | 1971-05-12 | Galvanized Steel
9000573 | 4-B | [5 empty] | Removed from Ground | Gas (Historical Use) | 10000 | Bare Steel | 1971-05-12 | Galvanized Steel
9000573 | 7-B | [5 empty] | Removed from Ground | Gas (Historical Use) | 2000 | Bare Steel | 1971-05-12 | Galvanized Steel
9000573 | 8-B | [5 empty] | Removed from Ground | Gas (Historical Use) | 1000 | Bare Steel | 1971-05-12 | Galvanized Steel
9000573 | 9-B |  |  | yes |  | yes | Removed from Ground | Used Oil | 550 | Bare Steel | 1971-05-12 | Galvanized Steel
9000576 | 1 | [5 empty] | Removed from Ground | Gas (Historical Use) | 0 | Marked Unknown | 1991-01-01 | Unknown
9000578 | 31882 |  | 1993-09-01 |  | 1993-09-01 |  | Removed from Ground | Diesel | 10000 | Steel-Impressed Current | 1982-03-18 | Fiberglass Reinforced Plastic | Pressurized
9000578 | 1 |  | 1993-09-01 |  | 1993-09-01 |  | Removed from Ground | Gas (Historical Use) | 12000 | Steel-Impressed Current | 1982-03-18 | Fiberglass Reinforced Plastic | Pressurized
9000578 | 2 |  | 1993-09-01 |  | 1993-09-01 |  | Removed from Ground | Gas (Historical Use) | 12000 | Steel-Impressed Current | 1982-03-18 | Fiberglass Reinforced Plastic | Pressurized
9000578 | 4 |  | 1993-09-01 |  | 1993-09-01 |  | Removed from Ground | Gas (Historical Use) | 8000 | Steel-Impressed Current | 1982-03-18 | Fiberglass Reinforced Plastic | Pressurized
9000584 | 1 | [5 empty] | Removed from Ground | Gas (Historical Use) | 1000 | Bare Steel | 1972-01-21 | Galvanized Steel
9000584 | 2 | [5 empty] | Removed from Ground | Gas (Historical Use) | 3000 | Bare Steel | 1974-01-20 | Galvanized Steel
9000584 | 3 | [5 empty] | Removed from Ground | Diesel | 6000 | Bare Steel | 1976-01-20 | Galvanized Steel
9000585 | 1 |  |  | yes |  | yes | Removed from Ground | Used Oil | 0 | Bare Steel | 1961-03-09 | Bare Steel
9000588 | 1 | [5 empty] | Removed from Ground | Gas (Historical Use) | 5000 | Bare Steel | 1971-04-27 | Galvanized Steel
9000588 | 2 | [5 empty] | Removed from Ground | Gas (Historical Use) | 10000 | Bare Steel | 1971-04-27 | Galvanized Steel
9000588 | 3 | [5 empty] | Removed from Ground | Gas (Historical Use) | 10000 | Bare Steel | 1971-04-27 | Galvanized Steel
9000588 | 4 |  |  | yes |  | yes | Removed from Ground | Used Oil | 550 | Bare Steel | 1971-04-27 | Galvanized Steel
9000588 | 5 | [5 empty] | Removed from Ground | Diesel | 10000 | Fiberglass | 1981-04-24 | Fiberglass Reinforced Plastic
9000588 | 6 |  | 1990-03-01 |  | 1990-03-01 |  | Currently in Use | Gas (Historical Use) | 8000 | Cathodically Protected Steel | 1990-03-01 | Galvanized Steel | Pressurized
9000588 | 7 |  | 1990-03-01 |  | 1990-03-01 |  | Currently in Use | Gas (Historical Use) | 8000 | Cathodically Protected Steel | 1990-03-01 | Galvanized Steel | Pressurized
9000588 | 8 |  | 1990-03-01 |  | 1990-03-01 |  | Currently in Use | Gas (Historical Use) | 8000 | Cathodically Protected Steel | 1990-03-01 | Galvanized Steel | Pressurized
9000594 | 1 | [5 empty] | Permanently Out of Use - historical purposes | Gas (Historical Use) | 8000 | Bare Steel | 1971-05-12 | Galvanized Steel
9000594 | 2 | [5 empty] | Permanently Out of Use - historical purposes | Gas (Historical Use) | 12000 | Bare Steel | 1971-05-12 | Galvanized Steel
9000594 | 3 | [5 empty] | Permanently Out of Use - historical purposes | Gas (Historical Use) | 12000 | Bare Steel | 1971-05-12 | Galvanized Steel
9000596 | 1 | [5 empty] | Removed from Ground | Diesel | 10000 | Bare Steel | 1971-05-12 | Unknown
9000601 | 1 | [5 empty] | Removed from Ground | Gas (Historical Use) | 3000 | Bare Steel | 1956-04-30 | Galvanized Steel
9000601 | 10 |  |  | yes |  | yes | Removed from Ground | Used Oil | 600 | Bare Steel | 1959-04-30 | Galvanized Steel
9000601 | 11 |  |  | yes |  | yes | Removed from Ground | Used Oil | 600 | Bare Steel | 1959-04-30 | Galvanized Steel
9000601 | 2 | [5 empty] | Removed from Ground | Gas (Historical Use) | 3000 | Bare Steel | 1956-04-30 | Galvanized Steel
9000601 | 3 | [5 empty] | Removed from Ground | Gas (Historical Use) | 3000 | Bare Steel | 1956-04-30 | Galvanized Steel
9000601 | 4 | [5 empty] | Removed from Ground | Gas (Historical Use) | 3000 | Bare Steel | 1956-04-30 | Galvanized Steel
9000601 | 5 | [5 empty] | Removed from Ground | Diesel | 10000 | Bare Steel | 1980-04-24 | Galvanized Steel
9000601 | 6 | [5 empty] | Removed from Ground | Diesel | 10000 | Bare Steel | 1980-04-24 | Galvanized Steel
9000601 | 7 | [5 empty] | Removed from Ground | Gas (Historical Use) | 3000 | Bare Steel | 1970-04-27 | Galvanized Steel
9000601 | 8 |  |  | yes |  | yes | Removed from Ground | Used Oil | 600 | Bare Steel | 1959-04-30 | Galvanized Steel
9000601 | 9 |  |  | yes |  | yes | Removed from Ground | Used Oil | 600 | Bare Steel | 1959-04-30 | Galvanized Steel
9000605 | 1 | [5 empty] | Removed from Ground | Gas (Historical Use) | 10000 | Fiberglass | 1983-04-24 | Fiberglass Reinforced Plastic
9000605 | 2 | [5 empty] | Removed from Ground | Gas (Historical Use) | 10000 | Fiberglass | 1983-04-24 | Fiberglass Reinforced Plastic
9000605 | 3 | [5 empty] | Removed from Ground | Gas (Historical Use) | 10000 | Fiberglass | 1983-04-24 | Fiberglass Reinforced Plastic
9000605 | 4 |  |  | yes |  | yes | Removed from Ground | Used Oil | 1000 | Fiberglass | 1983-04-24 | Fiberglass Reinforced Plastic
9000607 | 1 | [5 empty] | Removed from Ground | Gas (Historical Use) | 8000 | Bare Steel | 1970-05-09 | Galvanized Steel
9000607 | 2 | [5 empty] | Removed from Ground | Gas (Historical Use) | 8000 | Bare Steel | 1970-05-09 | Galvanized Steel
9000607 | 3 | [5 empty] | Removed from Ground | Gas (Historical Use) | 8000 | Bare Steel | 1974-05-08 | Galvanized Steel
9000607 | 4 |  | 1989-09-19 |  | 1989-09-19 |  | Currently in Use | Diesel | 6000 | Composite | 1989-09-19 | Double-Walled Fiberglass | Pressurized
9000607 | 5 |  | 1989-09-19 |  | 1989-09-19 |  | Currently in Use | Gas (Historical Use) | 8000 | Composite | 1989-09-19 | Double-Walled Fiberglass | Pressurized
9000607 | 6 |  | 1989-09-19 |  | 1989-09-19 |  | Currently in Use | Gas (Historical Use) | 10000 | Composite | 1989-09-19 | Double-Walled Fiberglass | Pressurized
9000610 | 1 | [5 empty] | Removed from Ground | Gas (Historical Use) | 8000 | Bare Steel | 1984-06-01 | Unknown
9000610 | 10 |  | 2012-06-19 | no | 2012-06-19 | no | Currently in Use | Gas (Historical Use) | 8000 | Composite Double Walled | 2012-06-19 | Double-Walled Flex | Pressurized
9000610 | 11 |  | 2012-06-19 | no | 2012-06-19 | no | Currently in Use | Diesel | 8000 | Composite Double Walled | 2012-06-19 | Double-Walled Flex | Pressurized
9000610 | 2 | [5 empty] | Removed from Ground | Gas (Historical Use) | 8000 | Bare Steel | 1984-06-01 | Unknown
9000610 | 3 | [5 empty] | Removed from Ground | Gas (Historical Use) | 6000 | Bare Steel | 1984-06-01 | Unknown
9000610 | 4 | Flapper Valve | 1990-09-10 |  | 1990-09-10 |  | Removed from Ground | Gas (Historical Use) | 8000 | Composite | 1990-09-10 | Fiberglass Reinforced Plastic | Pressurized
9000610 | 5 | Flapper Valve | 1990-09-10 |  | 1990-09-10 |  | Removed from Ground | Gas (Historical Use) | 8000 | Composite | 1990-09-10 | Fiberglass Reinforced Plastic | Pressurized
9000610 | 6 | Flapper Valve | 1990-09-10 |  | 1990-09-10 |  | Removed from Ground | Gas (Historical Use) | 8000 | Composite | 1990-09-10 | Fiberglass Reinforced Plastic | Pressurized
9000610 | 7 | Ball Float | 1990-09-10 |  | 1990-09-10 |  | Removed from Ground | Diesel | 6000 | Composite | 1990-09-10 | Fiberglass Reinforced Plastic | Pressurized
9000610 | 8 |  | 2012-06-19 | no | 2012-06-19 | no | Currently in Use | Gas (Historical Use) | 15000 | Composite Double Walled | 2012-06-19 | Double-Walled Flex | Pressurized
9000610 | 9 |  | 2012-06-19 | no | 2012-06-19 | no | Currently in Use | Gas (Historical Use) | 15000 | Composite Double Walled | 2012-06-19 | Double-Walled Flex | Pressurized
9000612 | 1 |  | 1993-10-01 |  | 1993-10-01 |  | Removed from Ground | Diesel | 20000 | Cathodically Protected Steel | 1984-01-01 | Fiberglass Reinforced Plastic | Pressurized
9000612 | 2 |  | 1993-10-01 |  | 1993-10-01 |  | Removed from Ground | Diesel | 20000 | Cathodically Protected Steel | 1984-01-01 | Fiberglass Reinforced Plastic | Pressurized
9000612 | 3 |  | 1993-10-01 |  | 1993-10-01 |  | Removed from Ground | Kerosene | 4000 | Cathodically Protected Steel | 1984-01-01 | Fiberglass Reinforced Plastic | Pressurized
9000612 | 4 |  | 1993-10-01 |  | 1993-10-01 |  | Removed from Ground | Gas (Historical Use) | 8000 | Cathodically Protected Steel | 1984-01-01 | Fiberglass Reinforced Plastic | Pressurized
9000612 | 5 |  | 1993-10-01 |  | 1993-10-01 |  | Removed from Ground | Gas (Historical Use) | 12000 | Cathodically Protected Steel | 1984-01-01 | Fiberglass Reinforced Plastic | Pressurized
9000612 | 6 |  | 1993-10-01 |  | 1993-10-01 |  | Removed from Ground | Gas (Historical Use) | 4000 | Bare Steel | 1984-01-01 | Fiberglass Reinforced Plastic | Pressurized
9000612 | A | [5 empty] | Removed from Ground | Gas (Historical Use) | 10000 | Bare Steel | 1984-03-01 | Galvanized Steel
9000612 | B | [5 empty] | Removed from Ground | Gas (Historical Use) | 10000 | Bare Steel | 1984-03-01 | Galvanized Steel
9000612 | C | [5 empty] | Removed from Ground | Gas (Historical Use) | 10000 | Bare Steel | 1984-03-01 | Galvanized Steel
9000614 | 1 | [5 empty] | Removed from Ground | Gas (Historical Use) | 8000 | Bare Steel | 1963-03-19 | Galvanized Steel
9000614 | 2 | [5 empty] | Removed from Ground | Gas (Historical Use) | 8000 | Bare Steel | 1963-03-19 | Galvanized Steel
9000614 | 3 | [5 empty] | Removed from Ground | Gas (Historical Use) | 2000 | Bare Steel | 1963-03-19 | Galvanized Steel
9000614 | 4 | [5 empty] | Removed from Ground | Diesel | 2000 | Bare Steel | 1963-03-19 | Galvanized Steel
9000623 | 1 | [5 empty] | Removed from Ground | Gas (Historical Use) | 10000 | Bare Steel | 1975-02-27 | Galvanized Steel | Suction (American)
9000623 | 2 | [5 empty] | Removed from Ground | Gas (Historical Use) | 8000 | Bare Steel | 1975-02-27 | Galvanized Steel | Suction (American)
9000623 | 3 | [5 empty] | Removed from Ground | Gas (Historical Use) | 6000 | Bare Steel | 1975-02-27 | Galvanized Steel | Suction (American)
9000623 | 4 | [5 empty] | Removed from Ground | Gas (Historical Use) | 2000 | Bare Steel | 1993-10-27 | Galvanized Steel | Suction (American)
9000627 | 1 | [5 empty] | Removed from Ground | Other | 0 | Not Marked/Unknown | 1990-09-24 | Not Marked
9000627 | 2 | [5 empty] | Removed from Ground | Other | 0 | Not Marked/Unknown | 1990-09-24 | Not Marked
9000627 | 3 | [5 empty] | Removed from Ground | Other | 0 | Not Marked/Unknown | 1990-09-24 | Not Marked
9000627 | 4 | [5 empty] | Removed from Ground | Other | 0 | Not Marked/Unknown | 1990-09-24 | Not Marked
9000627 | DUMMY | [5 empty] | Currently in Use | Other | 0 | Not Marked/Unknown |  | Not Marked
9000628 | 1 | [5 empty] | Closed in Ground | Gas (Historical Use) | 12000 | Bare Steel | 1976-05-10 | Galvanized Steel
9000628 | 2 | [5 empty] | Closed in Ground | Gas (Historical Use) | 12000 | Bare Steel | 1976-05-10 | Galvanized Steel
9000628 | 3 |  | 1990-03-01 |  | 1990-03-01 |  | Temporarily out of use | Gas (Historical Use) | 8000 | Cathodically Protected Steel | 1989-01-26 | Galvanized Steel | Pressurized
9000628 | 4-A |  | 1994-02-28 |  | 1994-02-28 |  | Temporarily out of use | Gas (Historical Use) | 8000 | Composite | 1994-02-07 | Cathodically Protected | Pressurized
9000628 | 4-B |  | 1994-02-28 |  | 1994-02-28 |  | Temporarily out of use | Gas (Historical Use) | 4000 | Composite | 1994-02-07 | Cathodically Protected | Pressurized
9000630 | 1 | [5 empty] | Removed from Ground | Gas (Historical Use) | 10000 | Fiberglass | 1966-04-26 | Galvanized Steel | Suction (American)
9000630 | 2 |  |  | yes |  | yes | Removed from Ground | Used Oil | 500 | Bare Steel | 1966-04-26 | Galvanized Steel
9000630 | 3 | Flapper Valve | 1987-01-01 |  | 1987-01-01 |  | Currently in Use | Gas (Historical Use) | 10000 | Galvanic (STIP-3) | 1987-01-01 | Fiberglass Reinforced Plastic | Safe Suction (Euro)
9000634 | 1 | [5 empty] | Closed in Ground | Diesel | 1000 | Bare Steel | 1978-05-03 | Bare Steel | Gravity Fed
9000634 | 2 | [5 empty] | Removed from Ground | Gas (Historical Use) | 1000 | Bare Steel | 1979-05-03 | Bare Steel
9000634 | 3 | [5 empty] | Removed from Ground | Gas (Historical Use) | 500 | Bare Steel | 1970-08-07 | Bare Steel
9000645 | 1 | [5 empty] | Removed from Ground | Gas (Historical Use) | 6000 | Bare Steel | 1966-01-12 | Galvanized Steel
9000645 | 2 | [5 empty] | Removed from Ground | Gas (Historical Use) | 3000 | Bare Steel | 1966-01-12 | Galvanized Steel
9000645 | 3 |  |  | no |  | no | Currently in Use | Diesel | 10000 | Unknown | 2003-08-26 | Unknown
9000647 | 1B | [5 empty] | Removed from Ground | Diesel | 20000 | Bare Steel | 1966-03-24 | Bare Steel
9000647 | 1D | [5 empty] | Closed in Ground | Diesel | 10000 | Bare Steel | 1971-03-23 | Bare Steel
9000647 | 2B | [5 empty] | Closed in Ground | Diesel | 20000 | Bare Steel | 1966-03-24 | Bare Steel
9000647 | 2G | [5 empty] | Closed in Ground | Gas (Historical Use) | 10000 | Bare Steel | 1971-03-23 | Bare Steel
9000647 | 3B | [5 empty] | Closed in Ground | Diesel | 20000 | Bare Steel | 1966-03-24 | Bare Steel
9000647 | 4B | [5 empty] | Closed in Ground | Diesel | 20000 | Bare Steel | 1966-03-24 | Bare Steel
9000647 | 5B | [5 empty] | Closed in Ground | Diesel | 20000 | Bare Steel | 1966-03-24 | Bare Steel
9000647 | 6B | [5 empty] | Removed from Ground | Diesel | 10000 | Bare Steel | 1966-03-24 | Bare Steel
9000648 | 1B | [5 empty] | Closed in Ground | Other | 30000 | Bare Steel | 1971-03-23 | Bare Steel
9000648 | 2B | [5 empty] | Closed in Ground | Other | 30000 | Bare Steel | 1971-03-23 | Bare Steel
9000648 | 3B | [5 empty] | Closed in Ground | Other | 30000 | Bare Steel | 1971-03-23 | Bare Steel
9000663 | 10WASTEHOL | [5 empty] | Removed from Ground | Other | 4000 | Composite | 1985-05-01 | Fiberglass Reinforced Plastic
9000663 | 11SPILLPRE | [5 empty] | Removed from Ground | Other | 4000 | Composite | 1985-05-01 | Fiberglass Reinforced Plastic
9000663 | 1REG | [5 empty] | Removed from Ground | Empty | 8000 | Bare Steel | 1969-05-03 | Fiberglass Reinforced Plastic
9000663 | 2UL | [5 empty] | Removed from Ground | Other | 8000 | Bare Steel | 1969-05-03 | Fiberglass Reinforced Plastic
9000663 | 3SUL | [5 empty] | Removed from Ground | Empty | 8000 | Bare Steel | 1969-05-03 | Fiberglass Reinforced Plastic
9000663 | 4REG | [5 empty] | Removed from Ground | Empty | 8000 | Bare Steel | 1985-05-01 | Fiberglass Reinforced Plastic
9000663 | 5UL | [5 empty] | Removed from Ground | Empty | 8000 | Bare Steel | 1985-05-01 | Fiberglass Reinforced Plastic
9000663 | 6SUL | [5 empty] | Removed from Ground | Empty | 8000 | Bare Steel | 1985-05-01 | Galvanized Steel
9000663 | 7D | [5 empty] | Removed from Ground | Diesel | 20000 | Composite | 1985-05-01 | Fiberglass Reinforced Plastic
9000663 | 8K | [5 empty] | Removed from Ground | Empty | 4000 | Bare Steel | 1976-05-03 | Fiberglass Reinforced Plastic
9000663 | 2018-09-09 | [5 empty] | Removed from Ground | Other | 2000 | Bare Steel | 1985-05-01 | Fiberglass Reinforced Plastic
9000665 | DUMMY | [5 empty] | Removed from Ground | Diesel | 0 | Marked Unknown |  | Unknown
9000666 | 1 | [5 empty] | Removed from Ground | Gas (Historical Use) | 4000 | Bare Steel | 1976-04-11 | Galvanized Steel | Safe Suction (Euro)
9000666 | 2 | [5 empty] | Removed from Ground | Gas (Historical Use) | 4000 | Bare Steel | 1976-04-11 | Galvanized Steel | Safe Suction (Euro)
9000666 | 3 | [5 empty] | Removed from Ground | Diesel | 560 | Bare Steel | 1976-04-11 | Galvanized Steel | Safe Suction (Euro)
9000666 | 4 | [5 empty] | Removed from Ground | Kerosene | 560 | Bare Steel | 1976-04-11 | Galvanized Steel | Safe Suction (Euro)
9000666 | 5 |  |  | yes |  | yes | Removed from Ground | Used Oil | 1500 | Bare Steel | 1993-03-08 | Galvanized Steel | Safe Suction (Euro)
9000680 | 1 | [5 empty] | Removed from Ground | Diesel | 18000 | Bare Steel | 1967-01-06 | Bare Steel
9000680 | 2 | [5 empty] | Removed from Ground | Gas (Historical Use) | 12293 | Marked Unknown | 1970-07-04 | Galvanized Steel
9000680 | 3 | [5 empty] | Removed from Ground | Diesel | 8300 | Marked Unknown | 1966-07-05 | Bare Steel
9000680 | 4 | [5 empty] | Removed from Ground | Diesel | 500 | Bare Steel | 1966-07-05 | Unknown
9000680 | 5 | [5 empty] | Removed from Ground | Gas (Historical Use) | 12293 | Bare Steel | 1970-07-04 | Galvanized Steel
9000680 | 6 | [5 empty] | Removed from Ground | Other | 500 | Bare Steel | 1966-07-05 | Unknown
9000683 | 1 |  | 1998-12-01 |  | 1998-12-01 |  | Closed in Ground | Gas (Historical Use) | 6000 | Steel-Impressed Current | 1967-05-04 | Cathodically Protected
9000683 | 2 | [5 empty] | Removed from Ground | Gas (Historical Use) | 3000 | Bare Steel | 1967-05-04 | Galvanized Steel
9000683 | 3 |  | 1998-12-01 |  | 1998-12-01 |  | Closed in Ground | Gas (Historical Use) | 1000 | Steel-Impressed Current | 1967-05-04 | Cathodically Protected
9000683 | 4 |  | 1998-12-01 |  | 1998-12-01 |  | Closed in Ground | Gas (Historical Use) | 1000 | Steel-Impressed Current | 1967-05-04 | Cathodically Protected
9000683 | 5 |  | 1998-12-01 |  | 1998-12-01 |  | Closed in Ground | Diesel | 1000 | Steel-Impressed Current | 1967-05-04 | Cathodically Protected
9000683 | 6 |  |  | yes |  | yes | Removed from Ground | Kerosene | 550 | Bare Steel | 1967-05-04 | Galvanized Steel
9000684 | 1 | [5 empty] | Removed from Ground | Empty | 500 | Bare Steel | 1960-02-10 | Unknown
9000684 | 2 | [5 empty] | Removed from Ground | Diesel | 10000 | Bare Steel | 1966-02-08 | Unknown
9000684 | 3 | [5 empty] | Removed from Ground | Diesel | 10000 | Bare Steel | 1980-02-05 | Unknown
9000685 | 1 | [5 empty] | Removed from Ground | Gas (Historical Use) | 3000 | Cathodically Protected Steel | 1965-04-28 | Galvanized Steel
9000685 | 10 |  |  | no |  | no | Removed from Ground | Used Oil | 1000 | Unknown | 2010-08-10 | Unknown
9000685 | 2 | [5 empty] | Removed from Ground | Gas (Historical Use) | 3000 | Cathodically Protected Steel | 1965-04-28 | Galvanized Steel
9000685 | 3 | [5 empty] | Removed from Ground | Gas (Historical Use) | 3000 | Cathodically Protected Steel | 1965-04-28 | Galvanized Steel
9000685 | 4 | [5 empty] | Removed from Ground | Gas (Historical Use) | 5000 | Cathodically Protected Steel | 1965-04-28 | Galvanized Steel
9000685 | 5 |  |  | yes |  | yes | Removed from Ground | Used Oil | 550 | Cathodically Protected Steel | 1965-04-28 | Galvanized Steel
9000685 | 6 |  | 1987-12-10 |  | 1987-12-10 |  | Removed from Ground | Gas (Historical Use) | 10000 | Fiberglass | 1987-12-10 | Fiberglass Reinforced Plastic | Pressurized
9000685 | 7 |  | 1987-12-10 |  | 1987-12-10 |  | Removed from Ground | Gas (Historical Use) | 10000 | Fiberglass | 1987-12-10 | Fiberglass Reinforced Plastic | Pressurized
9000685 | 8 |  | 1987-12-10 |  | 1987-12-10 |  | Removed from Ground | Gas (Historical Use) | 10000 | Fiberglass | 1987-12-10 | Fiberglass Reinforced Plastic | Pressurized
9000685 | 9 |  |  | yes |  | yes | Removed from Ground | Used Oil | 1000 | Fiberglass | 1987-01-01 | Fiberglass Reinforced Plastic | Gravity Fed
9000686 | 1 | [5 empty] | Removed from Ground | Gas (Historical Use) | 3000 | Cathodically Protected Steel | 1965-04-28 | Galvanized Steel
9000686 | 2 | [5 empty] | Removed from Ground | Gas (Historical Use) | 5000 | Cathodically Protected Steel | 1965-04-28 | Galvanized Steel
9000686 | 3 | [5 empty] | Removed from Ground | Gas (Historical Use) | 3000 | Cathodically Protected Steel | 1965-04-28 | Galvanized Steel
9000686 | 4 | [5 empty] | Removed from Ground | Gas (Historical Use) | 3000 | Cathodically Protected Steel | 1965-04-28 | Galvanized Steel
9000686 | 5 | [5 empty] | Removed from Ground | Gas (Historical Use) | 10000 | Cathodically Protected Steel | 1978-04-25 | Galvanized Steel
9000686 | 6 |  |  | yes |  | yes | Removed from Ground | Used Oil | 550 | Cathodically Protected Steel | 1965-04-28 | Galvanized Steel
9000687 | 1 |  | 1985-03-01 |  | 1985-03-01 |  | Removed from Ground | Diesel | 9728 | Fiberglass | 1985-08-01 | Fiberglass Reinforced Plastic | Pressurized
9000687 | 2 |  | 1988-03-01 |  | 1988-03-01 |  | Removed from Ground | Gas (Historical Use) | 9728 | Fiberglass | 1988-03-01 | Fiberglass Reinforced Plastic | Pressurized
9000687 | 3 |  | 1988-03-01 |  | 1988-03-01 |  | Removed from Ground | Gas (Historical Use) | 9728 | Fiberglass | 1988-03-01 | Fiberglass Reinforced Plastic | Pressurized
9000687 | 4 |  | 1988-03-01 |  | 1988-03-01 |  | Removed from Ground | Kerosene | 4000 | Fiberglass | 1988-03-01 | Fiberglass Reinforced Plastic | Pressurized
9000687 | 5 |  | 1988-03-01 |  | 1988-03-01 |  | Removed from Ground | Gas (Historical Use) | 9728 | Fiberglass | 1988-03-01 | Fiberglass Reinforced Plastic | Pressurized
9000689 | 1 | [5 empty] | Removed from Ground | Gas (Historical Use) | 10000 | Fiberglass | 1981-03-29 | Fiberglass Reinforced Plastic
9000689 | 2 | [5 empty] | Removed from Ground | Gas (Historical Use) | 10000 | Fiberglass | 1981-03-29 | Fiberglass Reinforced Plastic
9000689 | 3 | [5 empty] | Removed from Ground | Gas (Historical Use) | 10000 | Fiberglass | 1981-03-29 | Fiberglass Reinforced Plastic
9000689 | 4 |  |  | yes |  | yes | Removed from Ground | Used Oil | 1000 | Fiberglass | 1981-03-29 | Fiberglass Reinforced Plastic
9000689 | 5 |  | 1991-05-10 | no | 1991-05-10 | no | Currently in Use | Gas (Historical Use) | 10000 | Galvanic (STIP-3) | 1991-04-01 | Fiberglass Reinforced Plastic | Pressurized
9000689 | 6 |  | 1991-05-10 | no | 1991-05-10 | no | Currently in Use | Gas (Historical Use) | 8000 | Galvanic (STIP-3) | 1991-04-01 | Fiberglass Reinforced Plastic | Pressurized
9000689 | 7 |  | 1991-05-10 | no | 1991-05-10 | no | Currently in Use | Diesel | 8000 | Galvanic (STIP-3) | 1991-04-01 | Fiberglass Reinforced Plastic | Pressurized
9000691 | 1 | [5 empty] | Removed from Ground | Gas (Historical Use) | 3000 | Bare Steel | 1965-07-09 | Unknown
9000691 | 2 | [5 empty] | Removed from Ground | Gas (Historical Use) | 3000 | Bare Steel | 1965-07-09 | Unknown
9000691 | 3 | [5 empty] | Removed from Ground | Gas (Historical Use) | 3000 | Bare Steel | 1965-07-09 | Unknown
9000691 | 4 | [5 empty] | Removed from Ground | Kerosene | 560 | Bare Steel | 1965-07-09 | Unknown
9000691 | 5 | [5 empty] | Removed from Ground | Other | 1000 | Not Marked/Unknown | 1996-07-17 | Not Marked
9000694 | 1 |  |  | yes |  | yes | Removed from Ground | Used Oil | 500 | Bare Steel | 1975-02-27 | Galvanized Steel
9000694 | 2 | [5 empty] | Removed from Ground | Diesel | 10000 | Bare Steel | 1975-02-27 | Galvanized Steel
9000694 | 3 | [5 empty] | Removed from Ground | Gas (Historical Use) | 10000 | Bare Steel | 1975-02-27 | Galvanized Steel
9000694 | 4 | [5 empty] | Removed from Ground | Diesel | 30000 | Bare Steel | 1980-02-26 | Galvanized Steel
9000694 | 5 | [5 empty] | Removed from Ground | Empty | 5000 | Bare Steel | 1975-02-27 | Galvanized Steel
9000701 | 1 | [5 empty] | Removed from Ground | Diesel | 3000 | Bare Steel | 1961-05-08 | Galvanized Steel
9000701 | 2 | [5 empty] | Removed from Ground | Gas (Historical Use) | 3000 | Bare Steel | 1961-05-08 | Galvanized Steel
9000701 | 3 | [5 empty] | Removed from Ground | Gas (Historical Use) | 3000 | Bare Steel | 1961-05-08 | Galvanized Steel
9000701 | 4 | [5 empty] | Removed from Ground | Gas (Historical Use) | 4000 | Bare Steel | 1961-05-08 | Galvanized Steel
9000701 | 5 | [5 empty] | Removed from Ground | Gas (Historical Use) | 3000 | Bare Steel | 1961-05-08 | Galvanized Steel
9000701 | 6 |  |  | yes |  | yes | Removed from Ground | Used Oil | 3000 | Bare Steel | 1961-05-08 | Galvanized Steel
9000702 | 205219 |  | 1993-02-01 |  | 1993-02-01 |  | Currently in Use | Gas (Historical Use) | 8022 | Galvanic (STIP-3) | 1993-01-24 | Double-Walled Flex | Pressurized
9000702 | 205235 |  | 1993-02-01 |  | 1993-02-01 |  | Currently in Use | Gas (Historical Use) | 8022 | Galvanic (STIP-3) | 1993-01-24 | Double-Walled Flex | Pressurized
9000702 | 205237 |  | 1993-02-01 |  | 1993-02-01 |  | Currently in Use | Diesel | 8022 | Galvanic (STIP-3) | 1993-01-24 | Double-Walled Flex | Pressurized
9000702 | S1 | [5 empty] | Removed from Ground | Gas (Historical Use) | 8000 | Bare Steel | 1968-05-09 | Galvanized Steel | Suction (American)
9000702 | S2 | [5 empty] | Removed from Ground | Gas (Historical Use) | 8000 | Bare Steel | 1968-05-09 | Galvanized Steel | Suction (American)
9000702 | S3 | [5 empty] | Removed from Ground | Gas (Historical Use) | 4000 | Bare Steel | 1974-05-08 | Galvanized Steel | Suction (American)
9000703 | 1 | [5 empty] | Removed from Ground | Empty | 8000 | Bare Steel | 1990-12-14 | Galvanized Steel | Suction (American)
9000704 | 1 | [5 empty] | Removed from Ground | Gas (Historical Use) | 6000 | Bare Steel | 1979-05-07 | Galvanized Steel | Pressurized
9000704 | 10 | Ball Float | 1997-09-22 |  | 1997-09-22 |  | Currently in Use | Gas (Historical Use) | 12000 | Fiberglass Double Walled | 1997-09-22 | Double-Walled Fiberglass | Pressurized
9000704 | 2 | [5 empty] | Removed from Ground | Gas (Historical Use) | 6000 | Bare Steel | 1979-05-07 | Galvanized Steel | Pressurized
9000704 | 3 | [5 empty] | Removed from Ground | Gas (Historical Use) | 6000 | Bare Steel | 1979-05-07 | Galvanized Steel | Pressurized
9000704 | 4 | [5 empty] | Removed from Ground | Gas (Historical Use) | 6000 | Bare Steel | 1979-05-07 | Galvanized Steel | Pressurized
9000704 | 5 |  | 1991-01-01 |  | 1991-01-01 |  | Removed from Ground | Gas (Historical Use) | 10000 | Cathodically Protected Steel | 1991-10-15 | Fiberglass Reinforced Plastic | Pressurized
9000704 | 6 |  | 1991-01-01 |  | 1991-01-01 |  | Removed from Ground | Gas (Historical Use) | 10000 | Cathodically Protected Steel | 1991-10-15 | Fiberglass Reinforced Plastic | Pressurized
9000704 | 7 |  | 1991-01-01 |  | 1991-01-01 |  | Removed from Ground | Gas (Historical Use) | 10000 | Cathodically Protected Steel | 1991-10-15 | Fiberglass Reinforced Plastic | Pressurized
9000704 | 8 | Ball Float | 1997-09-22 |  | 1997-09-22 |  | Currently in Use | Gas (Historical Use) | 12000 | Fiberglass Double Walled | 1997-09-22 | Double-Walled Fiberglass | Pressurized
9000704 | 9 | Ball Float | 1997-09-22 |  | 1997-09-22 |  | Currently in Use | Diesel | 12000 | Fiberglass Double Walled | 1997-09-22 | Double-Walled Fiberglass | Pressurized
9000705 | 1 | [5 empty] | Removed from Ground | Gas (Historical Use) | 8000 | Bare Steel | 1977-05-07 | Galvanized Steel
9000705 | 2 | [5 empty] | Removed from Ground | Gas (Historical Use) | 8000 | Bare Steel | 1977-05-07 | Galvanized Steel
9000705 | 3 | [5 empty] | Removed from Ground | Gas (Historical Use) | 8000 | Bare Steel | 1977-05-07 | Galvanized Steel
9000705 | 4 | [5 empty] | Removed from Ground | Gas (Historical Use) | 8000 | Bare Steel | 1977-05-07 | Galvanized Steel
9000705 | 5 |  | 1993-04-01 |  | 1993-04-01 |  | Currently in Use | Gas (Historical Use) | 10000 | Composite | 1993-04-01 | Double-Walled Fiberglass | Pressurized
9000705 | 6 |  | 1993-04-01 |  | 1993-04-01 |  | Currently in Use | Gas (Historical Use) | 8000 | Composite | 1993-04-01 | Double-Walled Fiberglass | Pressurized
9000705 | 7 |  | 1993-04-01 |  | 1993-04-01 |  | Currently in Use | Gas (Historical Use) | 8000 | Composite | 1993-04-01 | Double-Walled Fiberglass | Pressurized
9000707 | 1 | [5 empty] | Removed from Ground | Other | 550 | Bare Steel | 1961-05-05 | Galvanized Steel
9000707 | 2 | [5 empty] | Removed from Ground | Other | 550 | Bare Steel | 1961-05-05 | Galvanized Steel
9000707 | 3 | [5 empty] | Removed from Ground | Other | 550 | Bare Steel | 1961-05-05 | Galvanized Steel
9000707 | 4 | [5 empty] | Removed from Ground | Other | 550 | Bare Steel | 1961-05-05 | Galvanized Steel
9000708 | 1 |  | 1994-12-07 |  | 1994-12-07 |  | Currently in Use | Gas (Historical Use) | 8000 | Galvanic (STIP-3) | 1983-05-06 | Double-Walled Flex | Pressurized
9000708 | 2 |  | 1994-12-07 |  | 1994-12-07 |  | Currently in Use | Gas (Historical Use) | 8000 | Galvanic (STIP-3) | 1983-05-06 | Double-Walled Flex | Pressurized
9000708 | 3 |  | 1994-12-07 |  | 1994-12-07 |  | Currently in Use | Gas (Historical Use) | 6000 | Galvanic (STIP-3) | 1983-05-06 | Double-Walled Flex | Pressurized
9000708 | 4 |  | 1994-12-07 |  | 1994-12-07 |  | Currently in Use | Gas (Historical Use) | 6000 | Galvanic (STIP-3) | 1983-05-06 | Double-Walled Flex | Pressurized
9000709 | 1 | [5 empty] | Removed from Ground | Gas (Historical Use) | 8000 | Bare Steel | 1971-05-09 | Galvanized Steel | Suction (American)
9000709 | 2 | [5 empty] | Removed from Ground | Gas (Historical Use) | 8000 | Bare Steel | 1971-05-09 | Galvanized Steel | Suction (American)
9000709 | 205418 | Flapper Valve | 1992-11-18 |  | 1992-11-18 |  | Currently in Use | Gas (Historical Use) | 8200 | Galvanic (STIP-3) | 1982-11-18 | Double-Walled Flex | Pressurized
9000709 | 205419 | Flapper Valve | 1992-11-18 |  | 1992-11-18 |  | Currently in Use | Gas (Historical Use) | 8200 | Galvanic (STIP-3) | 1982-11-18 | Double-Walled Flex | Pressurized
9000709 | 208481 | Flapper Valve | 1992-11-18 |  | 1992-11-18 |  | Currently in Use | Gas (Historical Use) | 8200 | Galvanic (STIP-3) | 1992-11-18 | Double-Walled Flex | Pressurized
9000709 | 3 | [5 empty] | Removed from Ground | Gas (Historical Use) | 8000 | Bare Steel | 1971-05-09 | Galvanized Steel | Suction (American)
9000710 | 1 | [5 empty] | Removed from Ground | Gas (Historical Use) | 12000 | Bare Steel | 1974-05-08 | Bare Steel
9000710 | 2 | [5 empty] | Removed from Ground | Gas (Historical Use) | 12000 | Bare Steel | 1974-05-08 | Bare Steel
9000710 | 3 | [5 empty] | Removed from Ground | Gas (Historical Use) | 8000 | Bare Steel | 1969-05-09 | Bare Steel
9000710 | 4 | [5 empty] | Removed from Ground | Gas (Historical Use) | 8000 | Bare Steel | 1969-05-09 | Bare Steel
9000710 | 5 | Ball Float | 1993-10-13 |  | 1993-10-13 |  | Currently in Use | Gas (Historical Use) | 8000 | Galvanic (STIP-3) | 1993-08-10 | Fiberglass Reinforced Plastic | Pressurized
9000710 | 6 | Ball Float | 1993-10-13 |  | 1993-10-13 |  | Currently in Use | Gas (Historical Use) | 8000 | Galvanic (STIP-3) | 1993-08-10 | Fiberglass Reinforced Plastic | Pressurized
9000710 | 7 | Ball Float | 1993-10-13 |  | 1993-10-13 |  | Currently in Use | Gas (Historical Use) | 8000 | Galvanic (STIP-3) | 1993-08-10 | Fiberglass Reinforced Plastic | Pressurized
9000711 | 1 | [5 empty] | Removed from Ground | Gas (Historical Use) | 6000 | Bare Steel | 1979-05-07 | Galvanized Steel
9000711 | 2 | [5 empty] | Removed from Ground | Gas (Historical Use) | 6000 | Bare Steel | 1979-05-07 | Galvanized Steel
9000711 | 3 | [5 empty] | Removed from Ground | Gas (Historical Use) | 6000 | Bare Steel | 1979-05-07 | Galvanized Steel
9000711 | 4 | [5 empty] | Removed from Ground | Gas (Historical Use) | 6000 | Bare Steel | 1979-05-07 | Galvanized Steel
9000711 | 5 |  | 1993-12-09 |  | 1993-12-09 | yes | Currently in Use | Gas (Historical Use) | 10000 | Fiberglass | 1993-12-09 | Fiberglass Reinforced Plastic | Pressurized
9000711 | 6 |  | 1993-12-09 |  | 1993-12-09 | yes | Currently in Use | Gas (Historical Use) | 8000 | Fiberglass | 1993-12-09 | Fiberglass Reinforced Plastic | Pressurized
9000711 | 7 |  | 1993-12-09 |  | 1993-12-09 | yes | Currently in Use | Diesel | 8000 | Fiberglass | 1993-12-09 | Fiberglass Reinforced Plastic | Pressurized
9000712 | 1 | [5 empty] | Removed from Ground | Gas (Historical Use) | 10000 | Bare Steel | 1970-05-09 | Galvanized Steel
9000712 | 2 | [5 empty] | Removed from Ground | Gas (Historical Use) | 10000 | Bare Steel | 1970-05-09 | Galvanized Steel
9000712 | 3 | [5 empty] | Removed from Ground | Gas (Historical Use) | 3000 | Bare Steel | 1964-05-10 | Galvanized Steel
9000712 | 4 | [5 empty] | Removed from Ground | Diesel | 3000 | Bare Steel | 1964-05-10 | Galvanized Steel
9000712 | 5 |  | 1994-03-20 |  | 1994-03-20 |  | Currently in Use | Gas (Historical Use) | 10000 | Fiberglass | 1994-03-26 | Fiberglass Reinforced Plastic | Pressurized
9000712 | 6 |  | 1994-03-20 |  | 1994-03-20 |  | Currently in Use | Gas (Historical Use) | 8000 | Fiberglass | 1994-03-26 | Fiberglass Reinforced Plastic | Pressurized
9000712 | 7 |  | 1994-03-20 |  | 1994-03-20 |  | Currently in Use | Diesel | 8000 | Fiberglass | 1994-03-26 | Fiberglass Reinforced Plastic | Pressurized
9000715 | 1 | [5 empty] | Removed from Ground | Diesel | 10000 | Bare Steel | 1979-02-01 | Bare Steel | Safe Suction (Euro)
9000715 | 2 | [5 empty] | Removed from Ground | Diesel | 10000 | Bare Steel | 1981-01-31 | Bare Steel | Safe Suction (Euro)
9000715 | 3 | [5 empty] | Removed from Ground | Gas (Historical Use) | 10000 | Bare Steel | 1981-01-31 | Bare Steel | Safe Suction (Euro)
9000715 | 4 | [5 empty] | Removed from Ground | Other | 1000 | Bare Steel | 1981-01-31 | Bare Steel | Safe Suction (Euro)
9000715 | 5 |  |  | yes |  | yes | Removed from Ground | Used Oil | 500 | Bare Steel | 1981-01-31 | Bare Steel | Safe Suction (Euro)
9000719 | 1 | [5 empty] | Removed from Ground | Gas (Historical Use) | 2005 | Bare Steel | 1969-03-24 | Galvanized Steel
9000720 | 1 | Flapper Valve | 1998-05-01 | no | 1991-06-01 | no | Currently in Use | Regular | 5000 | Steel-Impressed Current | 1961-04-27 | Fiberglass Reinforced Plastic | Pressurized
9000720 | 2 | Flapper Valve | 1998-05-01 | no | 1991-06-01 | no | Currently in Use | Mixture | 5000 | Steel-Impressed Current | 1961-04-27 | Fiberglass Reinforced Plastic | Pressurized
9000720 | 3 | Flapper Valve | 1998-05-01 | no | 1991-06-01 | no | Currently in Use | Premium | 5000 | Steel-Impressed Current | 1961-04-27 | Fiberglass Reinforced Plastic | Pressurized
9000720 | 4 | Flapper Valve | 1998-05-01 | no | 1991-06-01 | no | Currently in Use | Premium | 5000 | Steel-Impressed Current | 1961-04-27 | Fiberglass Reinforced Plastic | Pressurized
9000721 | 1 | Flapper Valve | 1997-03-11 | no | 1983-08-01 | no | Currently in Use | Regular | 10000 | Steel-Impressed Current | 1983-08-01 | Double-Walled Fiberglass | Pressurized
9000721 | 2 | Flapper Valve | 1997-03-11 | no | 1983-08-01 | no | Currently in Use | Premium | 8000 | Steel-Impressed Current | 1983-08-01 | Double-Walled Fiberglass | Pressurized
9000721 | 3 | Flapper Valve | 1997-03-11 | no | 1983-08-01 | no | Currently in Use | Diesel | 8000 | Steel-Impressed Current | 1983-08-01 | Double-Walled Fiberglass | Pressurized
9000722 | 1 |  | 1982-01-01 |  | 1990-01-01 |  | Currently in Use | Gas (Historical Use) | 10000 | Fiberglass | 1982-04-18 | Fiberglass Reinforced Plastic | Pressurized
9000722 | 2 |  | 1982-01-01 |  | 1990-01-01 |  | Currently in Use | Gas (Historical Use) | 10000 | Fiberglass | 1982-04-18 | Fiberglass Reinforced Plastic | Pressurized
9000722 | 3 |  | 1982-01-01 |  | 1990-01-01 |  | Currently in Use | Gas (Historical Use) | 10000 | Fiberglass | 1982-04-18 | Fiberglass Reinforced Plastic | Pressurized
9000722 | 4 |  | 1982-01-01 |  | 1990-01-01 |  | Currently in Use | Diesel | 10000 | Fiberglass | 1982-04-18 | Fiberglass Reinforced Plastic | Pressurized
9000723 | 1 | [5 empty] | Removed from Ground | Gas (Historical Use) | 6048 | Bare Steel | 1964-01-20 | Galvanized Steel | Pressurized
9000723 | 2 | [5 empty] | Removed from Ground | Gas (Historical Use) | 14100 | Bare Steel | 1964-01-20 | Galvanized Steel | Pressurized
9000723 | 3 | [5 empty] | Removed from Ground | Gas (Historical Use) | 15177 | Bare Steel | 1964-01-20 | Galvanized Steel | Pressurized
9000725 | 1 |  | 1998-09-01 |  | 1998-09-01 |  | Removed from Ground | Gas (Historical Use) | 8000 | Steel-Impressed Current | 1978-02-26 | Fiberglass Reinforced Plastic | Pressurized
9000725 | 2 |  | 1998-09-01 |  | 1998-09-01 |  | Removed from Ground | Gas (Historical Use) | 8000 | Steel-Impressed Current | 1978-02-26 | Fiberglass Reinforced Plastic | Pressurized
9000725 | 3 |  | 1998-09-01 |  | 1998-09-01 |  | Removed from Ground | Gas (Historical Use) | 6000 | Steel-Impressed Current | 1978-02-26 | Fiberglass Reinforced Plastic | Pressurized
9000725 | 4 |  |  | no |  | no | Removed from Ground | Kerosene | 1000 | Unknown | 2009-01-11 | Unknown
9000727 | 1 | [5 empty] | Removed from Ground | Diesel | 0 | Marked Unknown | 1990-07-03 | Unknown
9000730 | 3 | [5 empty] | Removed from Ground | Diesel | 10000 | Bare Steel | 1983-04-22 | Bare Steel
9000730 | 4 | [5 empty] | Removed from Ground | Diesel | 2000 | Bare Steel | 1983-04-22 | Bare Steel
9000730 | 5 | [5 empty] | Removed from Ground | Gas (Historical Use) | 1000 | Bare Steel | 1983-04-22 | Bare Steel
9000731 | 1 | [5 empty] | Removed from Ground | Diesel | 3000 | Bare Steel | 1976-04-04 | Galvanized Steel
9000731 | 2 |  |  | yes |  | yes | Removed from Ground | Used Oil | 250 | Bare Steel | 1976-04-04 | Galvanized Steel
9000735 | 1 |  | 1988-06-01 |  | 1988-06-01 |  | Currently in Use | Gas (Historical Use) | 10000 | Fiberglass | 1988-06-01 | Fiberglass Reinforced Plastic | Pressurized
9000735 | 2 |  | 1988-06-01 |  | 1988-06-01 |  | Currently in Use | Gas (Historical Use) | 10000 | Fiberglass | 1988-06-01 | Fiberglass Reinforced Plastic | Pressurized
9000735 | 3 |  | 1988-06-01 |  | 1988-06-01 |  | Currently in Use | Gas (Historical Use) | 10000 | Fiberglass | 1988-06-01 | Fiberglass Reinforced Plastic | Pressurized
9000748 | 1 | [5 empty] | Removed from Ground | Gas (Historical Use) | 6000 | Bare Steel | 1977-11-01 | Galvanized Steel
9000748 | 10 | Flapper Valve | 1990-09-01 | no | 1990-09-01 | no | Currently in Use |  | 10000 | Fiberglass | 1995-04-30 | Fiberglass Reinforced Plastic | Pressurized
9000748 | 11 | Flapper Valve | 1990-09-01 | no | 1990-09-01 | no | Currently in Use | Diesel | 10000 | Fiberglass | 1990-09-05 | Fiberglass Reinforced Plastic | Pressurized
9000748 | 2 | [5 empty] | Removed from Ground | Gas (Historical Use) | 6000 | Bare Steel | 1977-11-01 | Galvanized Steel
9000748 | 3 | [5 empty] | Removed from Ground | Gas (Historical Use) | 6000 | Bare Steel | 1977-11-01 | Galvanized Steel
9000748 | 4 | [5 empty] | Removed from Ground | Gas (Historical Use) | 15000 | Bare Steel | 1977-11-01 | Galvanized Steel
9000748 | 5 | [5 empty] | Removed from Ground | Gas (Historical Use) | 12000 | Bare Steel | 1976-02-16 | Galvanized Steel
9000748 | 6 | [5 empty] | Removed from Ground | Gas (Historical Use) | 10000 | Bare Steel | 1977-11-01 | Galvanized Steel
9000748 | 7 | [5 empty] | Removed from Ground | Diesel | 10000 | Bare Steel | 1977-11-01 | Galvanized Steel
9000748 | 8 | Flapper Valve | 1990-07-01 | no | 1990-07-01 | no | Currently in Use |  | 10000 | Fiberglass | 1995-04-30 | Fiberglass Reinforced Plastic | Pressurized
9000748 | 9 | Flapper Valve | 1990-07-01 | no | 1990-07-01 | no | Currently in Use |  | 10000 | Fiberglass | 1990-04-30 | Fiberglass Reinforced Plastic | Pressurized
9000754 | 1 | [5 empty] | Removed from Ground | Other | 0 | Not Marked/Unknown | 1989-01-01 | Not Marked
9003030 | 1 |  | 1995-11-04 |  | 1995-11-04 |  | Temporarily out of use | Diesel | 12000 | Composite | 1995-11-01 | Double Walled | Pressurized
9003030 | 2 |  | 1995-11-04 |  | 1995-11-04 |  | Temporarily out of use | Diesel | 12000 | Composite | 1995-11-01 | Double Walled | Pressurized
9003030 | 3 |  | 1995-11-04 |  | 1995-11-04 |  | Temporarily out of use | Gas (Historical Use) | 2000 | Composite | 1995-11-01 | Double Walled | Pressurized
9005025 | 1 |  | 1998-01-01 |  | 1998-01-01 |  | Currently in Use | Gas (Historical Use) | 4000 | Cathodically Protected Steel | 1998-01-01 | Fiberglass Reinforced Plastic | Suction (American)
9011131 | 1 | Flapper Valve | 1990-05-31 |  | 1990-05-31 |  | Currently in Use | Gas (Historical Use) | 8000 | Composite | 1990-05-31 | Fiberglass Reinforced Plastic | Pressurized
9011131 | 2 | Flapper Valve | 1990-05-31 |  | 1990-05-31 |  | Currently in Use | Gas (Historical Use) | 6000 | Composite | 1990-05-31 | Fiberglass Reinforced Plastic | Pressurized
9011131 | 3 | Flapper Valve | 1990-05-31 |  | 1990-05-31 |  | Currently in Use | Gas (Historical Use) | 6000 | Composite | 1990-05-31 | Fiberglass Reinforced Plastic | Pressurized
9011131 | 4 | Flapper Valve | 1990-05-31 |  | 1990-05-31 |  | Currently in Use | Diesel | 6000 | Composite | 1990-05-31 | Fiberglass Reinforced Plastic | Pressurized
9011131 | 5 | Flapper Valve | 2000-04-26 |  | 2000-04-26 |  | Currently in Use | Kerosene | 2000 | Fiberglass | 2000-04-26 | Fiberglass Reinforced Plastic | Safe Suction (Euro)
9011132 | 1 | Ball Float | 1990-08-14 |  | 1990-08-14 |  | Currently in Use | Gas (Historical Use) | 8000 | Galvanic (STIP-3) | 1982-04-28 | Galvanized Steel | Pressurized
9011132 | 2 | Ball Float | 1990-08-14 |  | 1990-08-14 |  | Currently in Use | Gas (Historical Use) | 6000 | Galvanic (STIP-3) | 1982-04-28 | Galvanized Steel | Pressurized
9011132 | 3 | Ball Float | 1990-08-14 |  | 1990-08-14 |  | Currently in Use | Gas (Historical Use) | 2000 | Galvanic (STIP-3) | 1982-04-28 | Galvanized Steel | Pressurized
9011132 | 4 | Ball Float | 1990-08-14 |  | 1990-08-14 |  | Temporarily out of use | Diesel | 2000 | Galvanic (STIP-3) | 1982-04-28 | Galvanized Steel | Suction (American)
9014013 | 1 | Flapper Valve | 2006-01-19 | no | 2006-01-19 | no | Currently in Use | E-10 | 8000 | Steel-Impressed Current | 2002-11-06 | Steel (Impressed Current) | Pressurized
9014013 | 2 | Flapper Valve | 2006-01-19 | no | 2006-01-19 | no | Currently in Use | Regular | 8000 | Steel-Impressed Current | 2002-11-06 | Steel (Impressed Current) | Pressurized
9015030 | 1 |  | 1990-07-01 |  | 1990-07-01 |  | Removed from Ground | Gas (Historical Use) | 4000 | Cathodically Protected Steel | 1990-07-01 | Galvanized Steel | Pressurized
9015030 | 2 |  | 1990-07-01 |  | 1990-07-01 |  | Removed from Ground | Gas (Historical Use) | 4000 | Cathodically Protected Steel | 1990-07-01 | Galvanized Steel | Pressurized
9018020 | 1 | [5 empty] | Removed from Ground | Gas (Historical Use) | 4000 | Marked Unknown | 1995-09-26 | Unknown
9018020 | 2 | [5 empty] | Removed from Ground | Gas (Historical Use) | 2000 | Marked Unknown | 1995-09-26 | Unknown
9018020 | 3 | [5 empty] | Removed from Ground | Gas (Historical Use) | 2000 | Marked Unknown | 1995-09-26 | Unknown
9019008 | 1 | [5 empty] | Permanently Out of Use - historical purposes | Gas (Historical Use) | 1000 | Bare Steel | 1983-01-01 | Galvanized Steel
9022055 | 1 |  | 1998-12-14 |  | 1998-12-14 |  | Currently in Use | Gas (Historical Use) | 2000 | Galvanic (STIP-3) | 1989-01-01 | Fiberglass Reinforced Plastic | Safe Suction (Euro)
9022055 | 2 |  | 1998-12-14 |  | 1998-12-14 |  | Currently in Use | Gas (Historical Use) | 2000 | Galvanic (STIP-3) | 1989-01-01 | Cathodically Protected | Safe Suction (Euro)
9022055 | 3 |  | 1998-12-14 |  | 1998-12-14 |  | Currently in Use | Gas (Historical Use) | 2000 | Galvanic (STIP-3) | 1989-01-01 | Cathodically Protected | Safe Suction (Euro)
9023050 | 1 | [5 empty] | Removed from Ground | Diesel | 1000 | Not Marked/Unknown | 1998-08-06 | Not Marked
9023055 | 1 | [5 empty] | Removed from Ground | Gas (Historical Use) | 1000 | Bare Steel | 1978-01-01 | Bare Steel | Pressurized
9023055 | 2 | [5 empty] | Removed from Ground | Gas (Historical Use) | 1000 | Bare Steel | 1978-01-01 | Bare Steel | Pressurized
9023055 | 3 | [5 empty] | Removed from Ground | Gas (Historical Use) | 1000 | Bare Steel | 1978-01-01 | Bare Steel | Pressurized
9025222 | 1 |  | 1995-06-01 |  | 1995-06-01 |  | Currently in Use | Gas (Historical Use) | 3000 | Cathodically Protected Steel | 1988-01-01 | Fiberglass Reinforced Plastic | Pressurized
9025222 | 2 |  | 1995-06-01 |  | 1995-06-01 |  | Currently in Use | Gas (Historical Use) | 3000 | Cathodically Protected Steel | 1988-01-01 | Fiberglass Reinforced Plastic | Pressurized
9025274 | 1 | [5 empty] | Removed from Ground | Other | 550 | Marked Unknown | 1992-11-05 | Unknown
9026019 | 2 | [5 empty] | Removed from Ground | Gas (Historical Use) | 300 | Bare Steel | 1995-01-01 | Bare Steel
9026019 | 2018-02-01 | [5 empty] | Removed from Ground | Gas (Historical Use) | 300 | Bare Steel | 1974-02-04 | Bare Steel | Safe Suction (Euro)
9029043 | 1 |  |  | yes |  | yes | Removed from Ground | Used Oil | 550 | Marked Unknown | 1992-12-11 | Unknown
9029043 | 2 |  |  | no |  | no | Removed from Ground | Not Marked/Tank Removed | 500 | Unknown | 1992-01-01 | Unknown
9029115 | 1 | [5 empty] | Removed from Ground | Empty | 2000 | Not Marked/Unknown | 1995-01-01 | Not Marked
9029115 | 2 | [5 empty] | Removed from Ground | Empty | 2000 | Not Marked/Unknown | 1995-01-01 | Not Marked
9033412 | 1 | [5 empty] | Removed from Ground | Diesel | 10000 | Bare Steel | 1978-08-01 | Galvanized Steel | Suction (American)
9033464 | 1 | Flapper Valve | 1995-01-01 |  | 1995-01-01 |  | Currently in Use | Gas (Historical Use) | 12000 | Composite Double Walled | 1995-02-01 | Double-Walled Fiberglass | Pressurized
9033464 | 2 | Flapper Valve | 1995-01-01 |  | 1995-01-01 |  | Currently in Use | Diesel | 12000 | Composite Double Walled | 1995-02-01 | Double-Walled Fiberglass | Pressurized
9033464 | 3 | Flapper Valve | 1995-01-01 |  | 1995-01-01 |  | Currently in Use | Gas (Historical Use) | 12000 | Composite Double Walled | 1995-02-01 | Double-Walled Fiberglass | Pressurized
9035025 | 1 | [5 empty] | Removed from Ground | Gas (Historical Use) | 6000 | Bare Steel | 1999-01-01 | Galvanized Steel | Safe Suction (Euro)
9035025 | 2 | [5 empty] | Removed from Ground | Gas (Historical Use) | 4000 | Bare Steel | 1999-01-01 | Galvanized Steel | Safe Suction (Euro)
9036016 | 1 | [5 empty] | Removed from Ground | Other | 3000 | Not Marked/Unknown | 1992-09-01 | Not Marked
9036016 | 2 | [5 empty] | Removed from Ground | Other | 3000 | Not Marked/Unknown | 1991-09-01 | Not Marked
9036021 | 1 |  | 1993-04-06 |  | 1993-04-06 |  | Currently in Use | Gas (Historical Use) | 12000 | Composite | 1993-04-06 | Fiberglass Reinforced Plastic | Pressurized
9036021 | 2 |  | 1993-04-06 |  | 1993-04-06 |  | Currently in Use | Gas (Historical Use) | 12000 | Composite | 1993-04-06 | Fiberglass Reinforced Plastic | Pressurized
9036021 | 3 |  | 1993-04-06 |  | 1993-04-06 |  | Currently in Use | Gas (Historical Use) | 12000 | Composite | 1993-04-06 | Fiberglass Reinforced Plastic | Pressurized
9036021 | 4 |  | 1993-04-06 |  | 1993-04-06 |  | Currently in Use | Diesel | 10000 | Composite | 1993-04-06 | Fiberglass Reinforced Plastic | Pressurized
9036021 | 5 |  | 1993-04-06 |  | 1993-04-06 |  | Currently in Use | Other | 10152 | Galvanic (STIP-3) | 1993-07-15 | Fiberglass Reinforced Plastic | Pressurized
9037386 | 1 | Ball Float | 1998-09-01 | no | 1998-09-01 | no | Currently in Use | Regular | 15000 | Fiberglass | 1998-09-01 | Double-Walled Flex | Pressurized
9037386 | 2 | Ball Float | 1998-09-01 | no | 1998-09-01 | no | Currently in Use | Diesel | 15000 | Fiberglass | 1998-09-01 | Double-Walled Flex | Pressurized
9040046 | 1 | [5 empty] | Removed from Ground | Diesel | 10000 | Bare Steel | 1999-01-05 | Galvanized Steel | Suction (American)
9043044 | 1 | Flapper Valve |  |  |  |  | Currently in Use | Gas (Historical Use) | 2000 | Galvanic (STIP-3) | 1989-03-01 | Fiberglass Reinforced Plastic | Pressurized
9043044 | 2 | Flapper Valve |  |  |  |  | Currently in Use | Diesel | 10000 | Galvanic (STIP-3) | 1989-03-01 | Fiberglass Reinforced Plastic | Pressurized
9044146 | 1 |  |  | yes |  | yes | Removed from Ground | Used Oil | 500 | Bare Steel | 2000-02-28 | Galvanized Steel
9044312 | 1 |  | 1989-02-01 |  | 1989-02-01 |  | Removed from Ground | Gas (Historical Use) | 10000 | Galvanic (STIP-3) | 1989-02-01 | Cathodically Protected | Pressurized
9044312 | 2 |  | 1989-02-01 |  | 1989-02-01 |  | Removed from Ground | Gas (Historical Use) | 10000 | Galvanic (STIP-3) | 1989-02-01 | Cathodically Protected | Pressurized
9044312 | 3 |  | 1989-02-01 |  | 1989-02-01 |  | Removed from Ground | Gas (Historical Use) | 10000 | Galvanic (STIP-3) | 1989-02-01 | Cathodically Protected | Pressurized
9044312 | 4 |  | 1989-02-01 |  | 1989-02-01 |  | Removed from Ground | Gas (Historical Use) | 10000 | Cathodically Protected Steel | 1989-02-01 | Cathodically Protected | Pressurized
9044347 | 1 | Ball Float | 1995-11-01 |  | 1995-11-01 |  | Removed from Ground | Gas (Historical Use) | 10000 | Double Walled | 1995-09-15 | Fiberglass Reinforced Plastic | Pressurized
9044347 | 2 | Ball Float | 1995-11-01 |  | 1995-11-01 |  | Removed from Ground | Gas (Historical Use) | 10000 | Double Walled | 1995-09-15 | Fiberglass Reinforced Plastic | Pressurized
9044347 | 3 | Ball Float | 1995-11-01 |  | 1995-11-01 |  | Removed from Ground | Gas (Historical Use) | 10000 | Double Walled | 1995-09-15 | Fiberglass Reinforced Plastic | Pressurized
9044347 | 4 | Ball Float | 2010-11-01 | no | 2010-11-01 | no | Currently in Use | Gas (Historical Use) | 20000 | Fiberglass Double Walled | 2010-12-01 | Double-Walled Fiberglass | Pressurized
9044347 | 5 | Ball Float | 2010-11-01 | no | 2010-11-01 | no | Currently in Use | Gas (Historical Use) | 20000 | Fiberglass Double Walled | 2010-12-01 | Double-Walled Fiberglass | Pressurized
9044347 | 6 | Ball Float | 2010-11-01 | no | 2010-11-01 | no | Currently in Use | Diesel | 12000 | Fiberglass Double Walled | 2010-12-01 | Double-Walled Fiberglass | Pressurized
9044347 | 7 | Ball Float | 2010-11-01 | no | 2010-11-01 | no | Currently in Use | Gas (Historical Use) | 8000 | Fiberglass Double Walled | 2010-12-01 | Double-Walled Fiberglass | Pressurized
9044446 | 1 | Ball Float | 1999-01-12 |  | 1995-01-01 |  | Currently in Use | Gas (Historical Use) | 10000 | Steel-Impressed Current | 1983-01-01 | Cathodically Protected | Pressurized
9044446 | 2 | Ball Float | 1999-01-12 |  | 1995-01-01 |  | Currently in Use | Gas (Historical Use) | 10000 | Steel-Impressed Current | 1983-01-01 | Cathodically Protected | Pressurized
9044446 | 3 | Ball Float | 1999-01-12 |  | 1995-01-01 |  | Currently in Use | Gas (Historical Use) | 6000 | Steel-Impressed Current | 1983-01-01 | Cathodically Protected | Pressurized
9044446 | 4 | Ball Float | 1999-01-12 |  | 1995-01-01 |  | Currently in Use | Diesel | 6000 | Steel-Impressed Current | 1983-01-01 | Cathodically Protected | Pressurized
9046049 | 1 | [5 empty] | Removed from Ground | Diesel | 2000 | Not Marked/Unknown | 1986-01-01 | Not Marked
9046064 | 1 | [5 empty] | Removed from Ground | Other | 1000 | Not Marked/Unknown | 1998-12-15 | Not Marked
9047154 | 1 |  | 1990-07-11 | no | 1990-07-11 | no | Currently in Use | Diesel | 12000 | Galvanic (STIP-3) | 1990-07-10 | Fiberglass Reinforced Plastic | Safe Suction (Euro)
9047154 | 2 |  |  | yes |  | yes | Removed from Ground | Used Oil | 2000 | Galvanic (STIP-3) | 1990-07-10 | Galvanized Steel | Gravity Fed
9047162 | 1 | [5 empty] | Removed from Ground | Gas (Historical Use) | 6500 | Cathodically Protected Steel | 1998-12-01 | Galvanized Steel | Safe Suction (Euro)
9047162 | 2 | [5 empty] | Removed from Ground | Diesel | 10000 | Cathodically Protected Steel | 1998-12-01 | Galvanized Steel | Safe Suction (Euro)
9047162 | 3 | [5 empty] | Removed from Ground | Diesel | 10000 | Cathodically Protected Steel | 1998-12-01 | Galvanized Steel | Safe Suction (Euro)
9047162 | 4 | Overfill Alarm | 1998-12-01 |  | 1998-12-01 |  | Currently in Use | Gas (Historical Use) | 10000 | Composite | 1998-12-01 | Double-Walled Flex | Pressurized
9047162 | 5 | Overfill Alarm | 1998-12-01 |  | 1998-12-01 |  | Currently in Use | Diesel | 20000 | Composite | 1998-12-01 | Double-Walled Flex | Pressurized
9047174 | 1 | [5 empty] | Removed from Ground | Diesel | 0 | Marked Unknown |  | Unknown | Pressurized
9048080 | 1 | Ball Float | 1996-04-01 |  | 1996-04-01 |  | Currently in Use | Gas (Historical Use) | 10000 | Epoxy | 1996-04-01 | Double Walled | Pressurized
9048080 | 2 | Ball Float | 1996-04-01 |  | 1996-04-01 |  | Currently in Use | Gas (Historical Use) | 8000 | Epoxy | 1996-04-01 | Double Walled | Pressurized
9048080 | 3 | Ball Float | 1996-04-01 |  | 1996-04-01 |  | Currently in Use | Diesel | 6000 | Epoxy | 1996-04-01 | Double Walled | Pressurized
9048080 | 4 | Ball Float | 1996-04-01 |  | 1996-04-01 |  | Currently in Use | Gas (Historical Use) | 2000 | Epoxy | 1996-04-01 | Double Walled | Pressurized
9053221 | 1 |  | 1995-01-01 | no | 1995-01-01 | no | Temporarily out of use | Gas (Historical Use) | 8000 | Steel-Impressed Current | 1980-12-01 |  | Pressurized
9053221 | 2 |  | 1995-01-01 | no | 1995-01-01 | no | Temporarily out of use | Gas (Historical Use) | 4000 | Steel-Impressed Current | 1980-12-01 |  | Pressurized
9053221 | 3 |  |  | no |  | no | Closed in Ground | Empty | 4000 | Bare Steel | 1980-12-01 | Bare Steel | Pressurized
9058003 | 1 | [5 empty] | Removed from Ground | Gas (Historical Use) | 500 | Bare Steel | 1993-02-10 | Bare Steel
9058003 | 2 | [5 empty] | Removed from Ground | Gas (Historical Use) | 500 | Bare Steel | 1993-02-10 | Bare Steel
9058109 | 1 |  | 1991-10-09 |  | 1991-10-09 |  | Currently in Use | Gas (Historical Use) | 6000 | Galvanic (STIP-3) | 1991-09-19 | Fiberglass Reinforced Plastic | Pressurized
9058109 | 2 |  | 1991-10-09 |  | 1991-10-09 |  | Currently in Use | Gas (Historical Use) | 6000 | Galvanic (STIP-3) | 1991-09-19 | Fiberglass Reinforced Plastic | Pressurized
9058109 | 3 |  | 1991-10-09 |  | 1991-10-09 |  | Currently in Use | Gas (Historical Use) | 8000 | Galvanic (STIP-3) | 1991-09-19 | Fiberglass Reinforced Plastic | Pressurized
9058109 | CENTER | [5 empty] | Removed from Ground | Gas (Historical Use) | 3000 | Bare Steel | 1982-01-01 | Galvanized Steel
9058109 | EAST | [5 empty] | Removed from Ground | Gas (Historical Use) | 4000 | Bare Steel | 1982-01-01 | Galvanized Steel
9058109 | WEST | [5 empty] | Removed from Ground | Gas (Historical Use) | 3000 | Bare Steel | 1982-01-01 | Galvanized Steel
9058126 | 1 | [5 empty] | Removed from Ground | Gas (Historical Use) | 550 | Bare Steel | 1978-01-01 | Galvanized Steel
9060167 | 1 | Overfill Alarm | 1993-10-28 |  | 1993-10-28 |  | Currently in Use | Gas (Historical Use) | 10000 | Fiberglass | 1988-01-15 | Fiberglass Reinforced Plastic | Pressurized
9060167 | 2 | Overfill Alarm | 1993-10-28 |  | 1993-10-28 |  | Currently in Use | Gas (Historical Use) | 10000 | Fiberglass | 1988-01-15 | Fiberglass Reinforced Plastic | Pressurized
9060167 | 3 | Overfill Alarm | 1993-10-28 |  | 1993-10-28 |  | Currently in Use | Gas (Historical Use) | 10000 | Fiberglass | 1988-01-15 | Fiberglass Reinforced Plastic | Pressurized
9060213 | 1 |  | 1988-06-01 |  | 1988-06-01 |  | Removed from Ground | Empty | 12000 | Fiberglass | 1988-05-01 | Fiberglass Reinforced Plastic | Pressurized
9060213 | 2 |  | 1988-06-01 |  | 1988-06-01 |  | Removed from Ground | Empty | 10000 | Fiberglass | 1988-05-01 | Fiberglass Reinforced Plastic | Pressurized
9060213 | 3 |  | 1988-06-01 |  | 1988-06-01 |  | Removed from Ground | Empty | 10000 | Fiberglass | 1988-05-01 | Fiberglass Reinforced Plastic | Pressurized
9060506 | 1 | [5 empty] | Removed from Ground | Gas (Historical Use) | 1000 | Cathodically Protected Steel | 1992-01-01 | Galvanized Steel | Suction (American)
9060506 | 2 | [5 empty] | Removed from Ground | Gas (Historical Use) | 1000 | Cathodically Protected Steel | 1992-01-01 | Galvanized Steel | Suction (American)
9060834 | 1 |  |  | yes |  | yes | Removed from Ground | Used Oil | 550 | Bare Steel | 2000-11-20 | Galvanized Steel | Gravity Fed
9061022 | 1 | Ball Float | 1995-12-15 | no | 1995-12-15 | no | Removed from Ground | Gas (Historical Use) | 12000 | Fiberglass | 1995-12-15 | Fiberglass Reinforced Plastic | Pressurized
9061022 | 2 | Ball Float | 1995-12-15 | no | 1995-12-15 | no | Removed from Ground | Gas (Historical Use) | 10000 | Fiberglass | 1995-12-15 | Fiberglass Reinforced Plastic | Pressurized
9061022 | 3 | Ball Float | 1995-12-15 | no | 1995-12-15 | no | Removed from Ground | Diesel | 10000 | Fiberglass | 1995-12-15 | Fiberglass Reinforced Plastic | Pressurized
9061022 | 4 | Flapper Valve | 1995-12-15 | no | 1995-12-15 | no | Removed from Ground | Diesel | 1000 | Fiberglass | 1995-12-15 | Fiberglass Reinforced Plastic | Suction (American)
9063002 | 1 | [5 empty] | Removed from Ground | Gas (Historical Use) | 0 | Not Marked/Unknown | 1966-01-01 | Not Marked
9063002 | 2 | [5 empty] | Removed from Ground | Gas (Historical Use) | 0 | Not Marked/Unknown | 1966-01-01 | Not Marked
9063003 | 1 | [5 empty] | Currently in Use | Gas (Historical Use) | 0 | Marked Unknown | 1987-01-01 | Unknown
9063004 | 1 | [5 empty] | Removed from Ground | Gas (Historical Use) | 2000 | Bare Steel | 1991-11-12 | Not Marked
9063004 | 2 | [5 empty] | Removed from Ground | Diesel | 500 | Bare Steel | 1985-01-01 | Not Marked
9063004 | 3 | [5 empty] | Removed from Ground | Diesel | 500 | Bare Steel | 1991-11-12 | Not Marked
9063004 | 4 |  | 1998-11-01 |  | 1998-11-01 |  | Removed from Ground | Gas (Historical Use) | 0 | Cathodically Protected Steel | 1985-01-01 | Cathodically Protected | Suction (American)
9063004 | 5 |  | 1998-11-01 |  | 1998-11-01 |  | Removed from Ground | Diesel | 0 | Cathodically Protected Steel | 1985-01-01 | Cathodically Protected | Suction (American)
9063004 | 6 |  | 2007-01-01 | no | 2007-01-01 | no | Currently in Use | Gas (Historical Use) | 2000 | Composite | 2007-01-01 | Fiberglass Reinforced Plastic | Safe Suction (Euro)
9063004 | 7 |  | 2007-01-01 | no | 2007-01-01 | no | Currently in Use | Diesel | 2000 | Composite | 2007-01-01 | Fiberglass Reinforced Plastic | Safe Suction (Euro)
9063005 | 1 | [5 empty] | Removed from Ground | Empty | 0 | Marked Unknown | 1991-10-15 | Unknown
9063005 | 2 | [5 empty] | Removed from Ground | Empty | 0 | Marked Unknown | 1991-10-15 | Unknown
9063005 | 3 | [5 empty] | Removed from Ground | Empty | 0 | Marked Unknown | 1991-10-15 | Unknown
9063006 | 1 | [5 empty] | Removed from Ground | Other | 0 | Marked Unknown |  | Unknown
9063007 | 1 | [5 empty] | Removed from Ground | Diesel | 2000 | Fiberglass | 1979-05-18 | Galvanized Steel
9063007 | 2 | [5 empty] | Removed from Ground | Diesel | 1000 | Bare Steel | 1962-02-01 | Copper | Safe Suction (Euro)
9063008 | 41 | [5 empty] | Removed from Ground | Other | 6000 | Bare Steel | 1965-01-01 | Galvanized Steel
9063008 | 42 | [5 empty] | Removed from Ground | Other | 6000 | Bare Steel | 1965-01-01 | Galvanized Steel
9063009 | 5 | [5 empty] | Removed from Ground | Gas (Historical Use) | 500 | Bare Steel | 1996-05-21 | Galvanized Steel
9063010 | 43 | [5 empty] | Removed from Ground | Gas (Historical Use) | 10000 | Cathodically Protected Steel | 1988-01-12 | Fiberglass Reinforced Plastic
9063010 | 44 | [5 empty] | Removed from Ground | Diesel | 4000 | Cathodically Protected Steel | 1988-01-12 | Fiberglass Reinforced Plastic
9063010 | 45 |  | 1998-02-18 |  | 1998-02-18 |  | Currently in Use | Gas (Historical Use) | 10000 | Fiberglass | 1998-02-18 | Fiberglass Reinforced Plastic | Pressurized
9063010 | 46 |  | 1998-02-18 |  | 1998-02-18 |  | Currently in Use | Diesel | 4000 | Fiberglass | 1998-02-18 | Fiberglass Reinforced Plastic | Suction (American)
9063011 | 20 | [5 empty] | Removed from Ground | Gas (Historical Use) | 5000 | Bare Steel | 1998-02-12 | Galvanized Steel
9063011 | 21 | [5 empty] | Removed from Ground | Gas (Historical Use) | 5000 | Bare Steel | 1998-02-12 | Galvanized Steel
9063011 | 22 | [5 empty] | Removed from Ground | Gas (Historical Use) | 5000 | Bare Steel | 1998-02-12 | Galvanized Steel
9063013 | 1 | [5 empty] | Removed from Ground | Gas (Historical Use) | 4000 | Bare Steel | 1980-01-01 | Galvanized Steel
9063013 | 2 | [5 empty] | Removed from Ground | Gas (Historical Use) | 4000 | Bare Steel | 1980-01-01 | Galvanized Steel
9063013 | 3 | [5 empty] | Removed from Ground | Diesel | 2000 | Bare Steel | 1980-01-01 | Galvanized Steel
9063014 | 1 | [5 empty] | Removed from Ground | Gas (Historical Use) | 10000 | Bare Steel | 1950-01-01 | Galvanized Steel
9063015 | 1 | Flapper Valve | 1996-01-01 | no | 1996-01-01 | no | Currently in Use | Plus | 4000 | Composite | 1996-01-01 | Fiberglass Reinforced Plastic | Pressurized
9063016 | 1 | [5 empty] | Removed from Ground | Gas (Historical Use) | 10000 | Bare Steel | 1988-03-01 | Galvanized Steel | Pressurized
9063016 | 2 |  |  | yes |  | yes | Removed from Ground | Used Oil | 500 | Bare Steel | 1988-03-01 | Galvanized Steel
9063017 | 1 | [5 empty] | Removed from Ground | Empty | 1000 | Bare Steel | 1970-01-01 | Galvanized Steel
9063018 | 1 | [5 empty] | Removed from Ground | Gas (Historical Use) | 1000 | Not Marked/Unknown | 1974-01-01 | Not Marked
9063018 | 2 | [5 empty] | Removed from Ground | Gas (Historical Use) | 12000 | Not Marked/Unknown | 1981-01-02 | Not Marked
9063018 | 3 | [5 empty] | Removed from Ground | Gas (Historical Use) | 550 | Not Marked/Unknown | 1975-01-04 | Not Marked
9063019 | 1 | [5 empty] | Removed from Ground | Gas (Historical Use) | 8000 | Bare Steel | 1966-01-01 | Bare Steel
9063021 | 1 |  | 1974-01-01 |  | 1974-01-01 |  | Removed from Ground | Gas (Historical Use) | 8000 | Bare Steel | 1974-01-01 | Galvanized Steel | Pressurized
9063021 | 10 | [5 empty] | Removed from Ground | Gas (Historical Use) | 4000 | Not Marked/Unknown | 1974-01-01 | Not Marked
9063021 | 2 |  | 1974-01-01 |  | 1974-01-01 |  | Removed from Ground | Gas (Historical Use) | 8000 | Bare Steel | 1974-01-01 | Galvanized Steel | Pressurized
9063021 | 3 |  | 1974-01-01 |  | 1974-01-01 |  | Removed from Ground | Gas (Historical Use) | 8000 | Bare Steel | 1974-01-01 | Galvanized Steel | Pressurized
9063021 | 4 |  | 1974-01-01 |  | 1974-01-01 |  | Removed from Ground | Gas (Historical Use) | 6000 | Bare Steel | 1974-01-01 | Galvanized Steel | Pressurized
9063021 | 5 |  | 1989-02-09 |  | 1989-02-09 |  | Removed from Ground | Gas (Historical Use) | 10000 | Bare Steel | 1989-02-09 | Galvanized Steel | Pressurized
9063021 | 6 |  | 1996-07-02 |  | 1996-07-02 |  | Removed from Ground | Gas (Historical Use) | 10000 | Composite | 1996-07-02 | Fiberglass Reinforced Plastic | Pressurized
9063021 | 7 |  | 1996-07-02 |  | 1996-07-02 |  | Removed from Ground | Gas (Historical Use) | 10000 | Composite | 1996-07-02 | Fiberglass Reinforced Plastic | Pressurized
9063021 | 8 |  | 1996-07-02 |  | 1996-07-02 |  | Removed from Ground | Gas (Historical Use) | 10000 | Composite | 1996-07-02 | Fiberglass Reinforced Plastic | Pressurized
9063021 | 9 | [5 empty] | Removed from Ground | Gas (Historical Use) | 4000 | Not Marked/Unknown | 1974-01-01 | Not Marked
9063022 | 1 |  | 1996-02-18 |  | 1996-02-18 |  | Removed from Ground | Diesel | 6000 | Fiberglass | 1978-01-01 | Fiberglass Reinforced Plastic | Safe Suction (Euro)
9063022 | 2 | [5 empty] | Removed from Ground | Other | 150 | Bare Steel | 1993-06-01 | Not Marked
9063023 | 1 | [5 empty] | Removed from Ground | Empty | 1000 | Bare Steel | 1970-01-01 | Galvanized Steel
9063023 | 10 | [5 empty] | Removed from Ground | Gas (Historical Use) | 1000 | Bare Steel | 1960-01-01 | Galvanized Steel
9063023 | 11 | [5 empty] | Removed from Ground | Empty | 1000 | Bare Steel | 1974-01-01 | Bare Steel
9063023 | 12 |  | 1997-11-01 |  | 1997-11-01 |  | Currently in Use | Gas (Historical Use) | 10000 | Composite | 1997-11-01 | Double-Walled Flex | Safe Suction (Euro)
9063023 | 13 |  | 1997-11-01 |  | 1997-11-01 |  | Currently in Use | Diesel | 10000 | Composite | 1997-11-01 | Double-Walled Flex | Safe Suction (Euro)
9063023 | 2 | [5 empty] | Removed from Ground | Empty | 500 | Bare Steel | 1970-01-01 | Galvanized Steel
9063023 | 3 | [5 empty] | Removed from Ground | Empty | 1000 | Bare Steel | 1970-01-01 | Galvanized Steel
9063023 | 4 | [5 empty] | Removed from Ground | Empty | 2000 | Bare Steel | 1967-01-01 | Galvanized Steel
9063023 | 5M | [5 empty] | Removed from Ground | Diesel | 5000 | Bare Steel | 1976-01-01 | Galvanized Steel
9063023 | 6M | [5 empty] | Removed from Ground | Diesel | 5000 | Bare Steel | 1976-01-01 | Galvanized Steel
9063023 | 7 | [5 empty] | Removed from Ground | Diesel | 10000 | Bare Steel | 1983-01-01 | Galvanized Steel
9063023 | 8 | [5 empty] | Removed from Ground | Gas (Historical Use) | 20000 | Bare Steel | 1964-01-01 | Galvanized Steel
9063023 | 9AST |  |  | yes |  | yes | Removed from Ground | Used Oil | 500 | Bare Steel | 1983-01-01 | Galvanized Steel
9063024 | 1 |  | 1996-02-01 |  | 1996-02-01 |  | Currently in Use | Gas (Historical Use) | 10000 | Steel-Impressed Current | 1991-07-24 | Fiberglass Reinforced Plastic | Pressurized
9063024 | 2 |  | 1996-02-01 |  | 1996-02-01 |  | Currently in Use | Gas (Historical Use) | 10000 | Steel-Impressed Current | 1991-07-24 | Fiberglass Reinforced Plastic | Pressurized
9063024 | 3 |  | 1996-02-01 |  | 1996-02-01 |  | Currently in Use | Gas (Historical Use) | 10000 | Steel-Impressed Current | 1991-07-24 | Fiberglass Reinforced Plastic | Pressurized
9063026 | 1 | [5 empty] | Removed from Ground | Empty | 10000 | Bare Steel | 1992-04-01 | Not Marked
9063026 | 2 | [5 empty] | Removed from Ground | Empty | 10000 | Bare Steel | 1992-04-01 | Not Marked
9063026 | 3 | [5 empty] | Removed from Ground | Empty | 550 | Bare Steel | 1992-04-01 | Not Marked
9063026 | 4 |  |  | yes |  | yes | Removed from Ground | Empty | 550 | Bare Steel | 1992-04-01 | Not Marked
9063027 | 1 | [5 empty] | Removed from Ground | Diesel | 500 | Bare Steel | 1974-01-01 | Galvanized Steel | Suction (American)
9063028 | 1 |  | 1995-01-28 |  | 1995-01-28 |  | Currently in Use | Diesel | 10000 | Fiberglass Double Walled | 1990-01-01 | Double-Walled Fiberglass | Pressurized
9063030 | 1 | [5 empty] | Removed from Ground | Gas (Historical Use) | 1000 | Bare Steel | 1966-01-01 | Galvanized Steel
9063030 | 2 | [5 empty] | Removed from Ground | Diesel | 5000 | Bare Steel | 1976-01-01 | Galvanized Steel
9063031 | 1 | [5 empty] | Removed from Ground | Diesel | 1000 | Bare Steel | 1978-04-01 | Bare Steel
9063031 | 2 |  | 1998-10-01 |  | 1998-10-01 |  | Removed from Ground | Diesel | 1000 | Composite | 1998-10-01 | Double-Walled Flex | Suction (American)
9063032 | 1 | [5 empty] | Removed from Ground | Empty | 15000 | Bare Steel | 1972-05-01 | Bare Steel
9063032 | 2 | [5 empty] | Removed from Ground | Diesel | 15000 | Bare Steel | 1950-03-01 | Galvanized Steel
9063033 | 1 | [5 empty] | Removed from Ground | Gas (Historical Use) | 10000 | Fiberglass | 1988-02-01 | Galvanized Steel
9063033 | 2 | [5 empty] | Removed from Ground | Diesel | 4000 | Fiberglass | 1988-02-01 | Galvanized Steel
9063033 | 3 |  | 1998-09-01 | no | 1998-09-01 | no | Removed from Ground | Diesel | 1000 | Composite | 1998-09-01 | Double-Walled Fiberglass | Suction (American)
9063034 | 224-1 | [5 empty] | Removed from Ground | Diesel | 15000 | Fiberglass | 1988-01-01 | Galvanized Steel
9063034 | 224-2 | [5 empty] | Removed from Ground | Gas (Historical Use) | 6000 | Fiberglass | 1988-01-01 | Galvanized Steel
9063034 | 224-3 |  |  | yes |  | yes | Removed from Ground | Used Oil | 2000 | Fiberglass | 1988-01-01 | Galvanized Steel
9063035 | 1 | [5 empty] | Removed from Ground | Gas (Historical Use) | 1000 | Bare Steel | 1984-02-01 | Galvanized Steel
9063035 | 2 | Flapper Valve | 1998-07-01 | no | 1998-07-01 | no | Currently in Use | Plus | 2000 | Composite | 1998-07-01 | Fiberglass Reinforced Plastic | Pressurized
9063036 | 1 | [5 empty] | Removed from Ground | Diesel | 550 | Fiberglass | 1983-04-01 | Unknown
9063036 | 2 |  | 1998-10-01 |  | 1998-10-01 |  | Currently in Use | Diesel | 1000 | Composite | 1998-10-01 | Cathodically Protected | Suction (American)
9063038 | 1 | [5 empty] | Removed from Ground | Gas (Historical Use) | 3000 | Bare Steel | 1983-03-01 | Galvanized Steel
9063040 | 1 | [5 empty] | Closed in Ground | Gas (Historical Use) | 1000 | Bare Steel | 1960-01-01 | Galvanized Steel | Suction (American)
9063042 | 1AST | [5 empty] | Permanently Out of Use - historical purposes | Gas (Historical Use) | 2000 | Bare Steel | 1978-01-01 | Galvanized Steel
9063042 | 2AST | [5 empty] | Permanently Out of Use - historical purposes | Gas (Historical Use) | 500 | Bare Steel | 1976-01-01 | Galvanized Steel
9063043 | 1 | [5 empty] | Closed in Ground | Other | 2000 | Bare Steel | 1951-01-01 | Bare Steel
9063043 | 2 | [5 empty] | Closed in Ground | Other | 2000 | Bare Steel | 1951-01-01 | Bare Steel
9063043 | 3 | [5 empty] | Closed in Ground | Other | 2000 | Bare Steel | 1951-01-01 | Bare Steel
9063043 | 4 | [5 empty] | Closed in Ground | Other | 2000 | Bare Steel | 1951-01-01 | Bare Steel
9063043 | 5 | [5 empty] | Closed in Ground | Other | 2000 | Bare Steel | 1951-01-01 | Bare Steel
9063043 | 6 | [5 empty] | Closed in Ground | Other | 2000 | Bare Steel | 1951-01-01 | Bare Steel
9063046 | 1 |  | 1991-04-25 |  | 1992-04-25 |  | Currently in Use | Gas (Historical Use) | 10000 | Composite | 1992-04-25 | Fiberglass Reinforced Plastic | Pressurized
9063046 | 2 |  | 1992-04-25 |  | 1992-04-25 |  | Currently in Use | Gas (Historical Use) | 8000 | Composite | 1992-04-25 | Fiberglass Reinforced Plastic | Pressurized
9063046 | 3 |  | 1992-04-25 |  | 1992-04-25 |  | Currently in Use | Gas (Historical Use) | 8000 | Composite | 1992-04-25 | Fiberglass Reinforced Plastic | Pressurized
9063046 | 4 |  | 1992-04-25 |  | 1992-04-25 |  | Currently in Use | Diesel | 2000 | Composite | 1992-04-25 | Fiberglass Reinforced Plastic | Safe Suction (Euro)
9063047 | 1 | [5 empty] | Removed from Ground | Gas (Historical Use) | 4000 | Cathodically Protected Steel | 1987-12-31 | Galvanized Steel | Pressurized
9063047 | 2 | [5 empty] | Removed from Ground | Gas (Historical Use) | 4000 | Cathodically Protected Steel | 1987-12-31 | Galvanized Steel | Pressurized
9063047 | 3 |  |  | yes |  | yes | Removed from Ground | Used Oil | 250 | Composite | 1987-11-12 | Galvanized Steel | Gravity Fed
9063048 | 1 | [5 empty] | Removed from Ground | Gas (Historical Use) | 2000 | Bare Steel | 1992-07-23 | Unknown
9063048 | 2 | [5 empty] | Removed from Ground | Gas (Historical Use) | 2000 | Bare Steel | 1992-07-23 | Unknown
9063048 | 3 | [5 empty] | Removed from Ground | Gas (Historical Use) | 2000 | Bare Steel | 1992-07-23 | Unknown
9063049 | 1 | [5 empty] | Removed from Ground | Other | 0 | Marked Unknown |  | Unknown
9063050 | 1 | [5 empty] | Removed from Ground | Gas (Historical Use) | 0 | Bare Steel | 1992-04-27 | Unknown
9063050 | 2 | [5 empty] | Removed from Ground | Gas (Historical Use) | 0 | Bare Steel | 1992-04-27 | Unknown
9063052 | 1 | [5 empty] | Removed from Ground | Other | 1000 | Bare Steel | 1984-10-01 | Copper | Suction (American)
9063053 | 1 | [5 empty] | Closed in Ground | Gas (Historical Use) | 2000 | Bare Steel | 1992-09-22 | Galvanized Steel | Suction (American)
9063053 | 2 | [5 empty] | Closed in Ground | Gas (Historical Use) | 2000 | Bare Steel | 1992-09-22 | Galvanized Steel | Suction (American)
9063053 | 3 | [5 empty] | Closed in Ground | Diesel | 2000 | Bare Steel | 1992-09-22 | Galvanized Steel | Suction (American)
9063053 | 4 | [5 empty] | Closed in Ground | Kerosene | 500 | Bare Steel | 1992-09-22 | Galvanized Steel | Suction (American)
9063053 | 5 | [5 empty] | Removed from Ground | Gas (Historical Use) | 1000 | Cathodically Protected Steel | 1998-12-01 | Galvanized Steel | Suction (American)
9063053 | 6 | [5 empty] | Closed in Ground | Diesel | 2000 | Cathodically Protected Steel | 1998-12-01 | Not Marked | Suction (American)
9063053 | 7A |  | 1999-01-01 |  | 1999-01-01 |  | Removed from Ground | Gas (Historical Use) | 2000 | Composite | 1999-01-01 | Double-Walled Flex | Safe Suction (Euro)
9063053 | 7B |  | 1999-01-01 |  | 1999-01-01 |  | Removed from Ground | Diesel | 2000 | Composite | 1999-01-01 | Double-Walled Flex | Safe Suction (Euro)
9063055 | 1 | [5 empty] | Removed from Ground | Other | 500 | Not Marked/Unknown | 1993-01-12 | Not Marked
9063055 | 2 | [5 empty] | Removed from Ground | Other | 1000 | Not Marked/Unknown | 1993-01-12 | Not Marked
9063055 | 3 | [5 empty] | Removed from Ground | Other | 1000 | Not Marked/Unknown | 1993-01-12 | Not Marked
9063056 | 1 | [5 empty] | Permanently Out of Use - historical purposes | Gas (Historical Use) | 4000 | Bare Steel |  | Galvanized Steel
9063056 | 2 | [5 empty] | Permanently Out of Use - historical purposes | Gas (Historical Use) | 4000 | Bare Steel |  | Galvanized Steel
9063056 | 3 | [5 empty] | Removed from Ground | Gas (Historical Use) | 3000 | Bare Steel | 1974-01-01 | Galvanized Steel | Suction (American)
9063056 | 4 | [5 empty] | Removed from Ground | Gas (Historical Use) | 3000 | Bare Steel | 1974-01-01 | Galvanized Steel | Suction (American)
9063056 | 5 |  |  | yes |  | yes | Removed from Ground | Used Oil | 550 | Bare Steel | 1974-01-01 | Galvanized Steel | Suction (American)
9063057 | 1 |  | 1997-06-16 |  | 1993-07-01 |  | Currently in Use | Gas (Historical Use) | 10000 | Steel-Impressed Current | 1980-01-01 | Double-Walled Fiberglass | Pressurized
9063057 | 2 |  | 1997-06-16 |  | 1993-07-01 |  | Currently in Use | Gas (Historical Use) | 10000 | Steel-Impressed Current | 1980-01-01 | Double-Walled Fiberglass | Pressurized
9063057 | 3 |  | 1997-06-16 |  | 1993-07-01 |  | Currently in Use | Diesel | 10000 | Steel-Impressed Current | 1980-01-01 | Double-Walled Fiberglass | Pressurized
9063058 | 1 | [5 empty] | Currently in Use | Other | 0 | Marked Unknown |  | Unknown
9063059 | 1 | [5 empty] | Removed from Ground | Gas (Historical Use) | 10000 | Not Marked/Unknown | 2001-07-28 | Not Marked
9063059 | 2 | [5 empty] | Removed from Ground | Gas (Historical Use) | 10000 | Not Marked/Unknown | 1993-07-01 | Not Marked
9063059 | 3 | [5 empty] | Removed from Ground | Gas (Historical Use) | 10000 | Not Marked/Unknown | 1993-07-01 | Not Marked
9063060 | 1 | [5 empty] | Removed from Ground | Gas (Historical Use) | 1000 | Bare Steel | 1982-03-29 | Galvanized Steel | Safe Suction (Euro)
9063060 | 2 | [5 empty] | Removed from Ground | Diesel | 1000 | Bare Steel | 1982-03-29 | Galvanized Steel | Safe Suction (Euro)
9063061 | 1 | Flapper Valve | 1998-09-21 | no | 1991-08-01 | no | Currently in Use | Regular | 8000 | Composite | 1998-10-21 | Double-Walled Fiberglass | Pressurized
9063061 | 2 | Flapper Valve | 1998-09-21 | no | 1998-08-01 | no | Currently in Use | Diesel | 8000 | Composite | 2001-08-20 | Double-Walled Fiberglass | Pressurized
9063063 | 1 | [5 empty] | Removed from Ground | Gas (Historical Use) | 2000 | Bare Steel | 1985-02-06 | Galvanized Steel | Safe Suction (Euro)
9063063 | 2 | [5 empty] | Removed from Ground | Diesel | 2000 | Bare Steel | 1985-02-06 | Galvanized Steel | Safe Suction (Euro)
9063067 | 1 |  | 1995-05-01 |  | 1995-05-01 |  | Currently in Use | Gas (Historical Use) | 10000 | Double Walled | 1995-04-07 | Cathodically Protected | Safe Suction (Euro)
9063067 | 2 |  | 1995-04-07 | no | 1995-04-07 | no | Currently in Use | Diesel | 20000 | Epoxy | 1995-04-07 |  | Safe Suction (Euro)
9063068 | 1 | [5 empty] | Removed from Ground | Gas (Historical Use) | 550 | Not Marked/Unknown | 1972-01-01 | Not Marked
9063068 | 2 | [5 empty] | Removed from Ground | Gas (Historical Use) | 550 | Not Marked/Unknown | 1972-01-01 | Not Marked
9063070 | 1 | [5 empty] | Removed from Ground | Gas (Historical Use) | 8000 | Bare Steel | 1976-01-01 | Bare Steel | Safe Suction (Euro)
9063070 | 2 | [5 empty] | Removed from Ground | Gas (Historical Use) | 8000 | Bare Steel | 1976-01-01 | Bare Steel | Safe Suction (Euro)
9063070 | 3 | [5 empty] | Removed from Ground | Gas (Historical Use) | 8000 | Bare Steel | 1976-01-01 | Bare Steel | Safe Suction (Euro)
9063071 | 1 | [5 empty] | Closed in Ground | Gas (Historical Use) | 1 | Not Marked/Unknown | 1994-02-01 | Not Marked | Safe Suction (Euro)
9063071 | 2 | [5 empty] | Closed in Ground | Gas (Historical Use) | 1 | Not Marked/Unknown | 1994-02-01 | Not Marked | Safe Suction (Euro)
9063072 | 1 | Ball Float | 1993-12-02 | no | 1993-12-02 | no | Currently in Use |  | 12000 | Fiberglass | 1993-12-02 | Double-Walled Flex | Pressurized
9063072 | 2 | Ball Float | 1993-12-02 | no | 1993-12-02 | no | Currently in Use |  | 12000 | Fiberglass | 1993-12-02 | Double-Walled Flex | Pressurized
9063072 | 3 | Flapper Valve | 1993-12-02 | no | 1993-12-02 | no | Currently in Use |  | 12000 | Fiberglass | 1993-12-02 | Double-Walled Flex | Pressurized
9063072 | 4 | Ball Float | 1993-12-02 | no | 1993-12-02 | no | Currently in Use | Diesel | 12000 | Fiberglass | 1993-12-02 | Double-Walled Flex | Pressurized
9063073 | 1 | Flapper Valve | 1996-05-01 | no | 1996-05-01 | no | Currently in Use | Regular | 2000 | Steel-Impressed Current | 1987-01-01 |  | Suction (American)
9063073 | 2 | Flapper Valve | 1996-05-01 | no | 1996-05-01 | no | Currently in Use | Regular | 2000 | Steel-Impressed Current | 1987-01-01 |  | Suction (American)
9063073 | 3 | Flapper Valve | 1996-05-01 | no | 1996-05-01 | no | Currently in Use | Regular | 2000 | Steel-Impressed Current | 1987-01-01 |  | Suction (American)
9063073 | 4 | Flapper Valve | 1996-05-01 | no | 1996-05-01 | no | Currently in Use | Regular | 2000 | Steel-Impressed Current | 1988-01-01 |  | Pressurized
9063073 | 5 | Flapper Valve | 1996-05-01 | no | 1996-05-01 | no | Currently in Use | Premium | 5000 | Steel-Impressed Current | 1988-01-01 |  | Pressurized
9063073 | 6 | Flapper Valve | 1996-05-01 | no | 1996-05-01 | no | Currently in Use | Kerosene | 1000 | Fiberglass | 1998-01-01 | Fiberglass Reinforced Plastic | Suction (American)
9063074 | 1 | [5 empty] | Closed in Ground | Gas (Historical Use) | 4000 | Bare Steel | 1994-07-07 | Galvanized Steel | Safe Suction (Euro)
9063074 | 2 | [5 empty] | Closed in Ground | Gas (Historical Use) | 4000 | Bare Steel | 1994-07-07 | Galvanized Steel | Safe Suction (Euro)
9063074 | 3 | [5 empty] | Closed in Ground | Gas (Historical Use) | 4000 | Bare Steel | 1994-07-07 | Galvanized Steel | Safe Suction (Euro)
9063074 | 4 |  | 1994-07-29 |  | 1994-07-29 |  | Temporarily out of use | Gas (Historical Use) | 4000 | Cathodically Protected Steel | 1994-07-29 | Fiberglass Reinforced Plastic | Safe Suction (Euro)
9063074 | 5 |  | 1994-07-29 |  | 1994-07-29 |  | Temporarily out of use | Gas (Historical Use) | 4000 | Cathodically Protected Steel | 1994-07-29 | Fiberglass Reinforced Plastic | Safe Suction (Euro)
9063075 | 1 | [5 empty] | Closed in Ground | Gas (Historical Use) | 0 | Concrete | 1982-01-10 | Unknown
9063075 | 2 | [5 empty] | Closed in Ground | Gas (Historical Use) | 0 | Not Marked/Unknown | 1994-07-01 | Not Marked
9063075 | 3 | [5 empty] | Closed in Ground | Gas (Historical Use) | 0 | Not Marked/Unknown | 1994-07-01 | Not Marked
9063076 | 1 | Ball Float | 1989-06-16 | no | 1989-06-16 | no | Currently in Use | Plus | 10000 | Tank Jacket | 1989-01-01 | Double-Walled Flex | Pressurized
9063076 | 2 | Ball Float | 1989-06-16 | no | 1989-06-16 | no | Currently in Use | Diesel | 20000 | Tank Jacket | 1989-01-01 | Double-Walled Flex | Pressurized
9063077 | 1 | [5 empty] | Removed from Ground | Diesel | 270 | Marked Unknown | 1982-08-01 | Unknown | Safe Suction (Euro)
9063077 | 2 |  |  | no |  | no | Removed from Ground | Diesel | 260 | Unknown | 2010-09-24 | Unknown
9063078 | 1 | [5 empty] | Permanently Out of Use - historical purposes | Gas (Historical Use) | 5000 | Not Marked/Unknown |  | Not Marked
9063078 | 2 | [5 empty] | Permanently Out of Use - historical purposes | Gas (Historical Use) | 3000 | Not Marked/Unknown |  | Not Marked
9063080 | 1 | [5 empty] | Removed from Ground | Gas (Historical Use) | 3000 | Bare Steel | 1975-03-05 | Bare Steel | Safe Suction (Euro)
9063080 | 2 | [5 empty] | Removed from Ground | Gas (Historical Use) | 2000 | Bare Steel | 1975-03-05 | Bare Steel | Safe Suction (Euro)
9063080 | 3 | [5 empty] | Removed from Ground | Gas (Historical Use) | 2000 | Bare Steel | 1975-03-05 | Bare Steel | Safe Suction (Euro)
9063081 | 1 | [5 empty] | Removed from Ground | Gas (Historical Use) | 8000 | Not Marked/Unknown | 1994-11-01 | Not Marked
9063081 | 2 | [5 empty] | Removed from Ground | Gas (Historical Use) | 6000 | Not Marked/Unknown | 1994-11-01 | Not Marked
9063082 | 1 | [5 empty] | Removed from Ground | Gas (Historical Use) | 8000 | Bare Steel | 1994-11-21 | Bare Steel | Safe Suction (Euro)
9063082 | 2 | [5 empty] | Removed from Ground | Gas (Historical Use) | 8000 | Bare Steel | 1994-11-21 | Bare Steel | Safe Suction (Euro)
9063082 | 3 | [5 empty] | Removed from Ground | Gas (Historical Use) | 8000 | Bare Steel | 1994-11-21 | Bare Steel | Safe Suction (Euro)
9063083 | 1 |  | 1998-09-30 |  | 1998-09-30 |  | Currently in Use | Gas (Historical Use) | 6000 | Steel-Impressed Current | 1977-01-01 | Double Walled | Pressurized
9063083 | 2 |  | 1998-09-30 |  | 1998-09-30 |  | Currently in Use | Gas (Historical Use) | 6000 | Steel-Impressed Current | 1977-01-01 | Double Walled | Pressurized
9063083 | 3 |  | 1998-09-30 |  | 1998-09-30 |  | Currently in Use | Gas (Historical Use) | 6000 | Steel-Impressed Current | 1977-01-01 | Double Walled | Pressurized
9063085 | 1 | [5 empty] | Removed from Ground | Other | 15000 | Bare Steel | 1975-01-01 | Bare Steel | Safe Suction (Euro)
9063086 | 1 | [5 empty] | Removed from Ground | Gas (Historical Use) | 5000 | Bare Steel | 1994-12-16 | Galvanized Steel | Suction (American)
9063086 | 2 | [5 empty] | Removed from Ground | Gas (Historical Use) | 5000 | Bare Steel | 1994-12-18 | Galvanized Steel | Suction (American)
9063086 | 3 | [5 empty] | Removed from Ground | Gas (Historical Use) | 5000 | Bare Steel | 1994-12-16 | Galvanized Steel | Suction (American)
9063090 | 1 | [5 empty] | Removed from Ground | Gas (Historical Use) | 0 | Marked Unknown | 1992-07-21 | Unknown
9063090 | 2 | [5 empty] | Removed from Ground | Gas (Historical Use) | 0 | Marked Unknown | 1992-07-21 | Unknown
9063090 | 3 | [5 empty] | Removed from Ground | Gas (Historical Use) | 0 | Marked Unknown | 1992-07-21 | Unknown
9063092 | 1 | [5 empty] | Removed from Ground | Gas (Historical Use) | 550 | Marked Unknown | 1995-07-22 | Unknown
9063094 | 1 | Ball Float | 1994-11-25 | no | 1994-11-25 | no | Currently in Use | Gas (Historical Use) | 8000 | Composite | 1994-11-25 | Fiberglass Reinforced Plastic | Pressurized
9063094 | 2 | Flapper Valve | 1994-11-25 | no | 1994-11-25 | no | Currently in Use | E-10 | 10000 | Composite | 1994-11-25 | Fiberglass Reinforced Plastic | Pressurized
9063094 | 3 | Flapper Valve | 1994-11-25 | no | 1994-11-25 | no | Currently in Use | Diesel | 10000 | Composite | 1994-11-25 | Fiberglass Reinforced Plastic | Pressurized
9063095 | 3 | [5 empty] | Removed from Ground | Gas (Historical Use) | 10000 | Cathodically Protected Steel | 1986-04-01 | Galvanized Steel | Pressurized
9063095 | 4 | [5 empty] | Removed from Ground | Gas (Historical Use) | 10000 | Cathodically Protected Steel | 1986-04-01 | Galvanized Steel | Pressurized
9063095 | KEROSENE | [5 empty] | Removed from Ground | Kerosene | 10000 | Cathodically Protected Steel | 1986-04-01 | Galvanized Steel | Pressurized
9063096 | 1 |  | 1989-01-01 |  | 1989-01-01 |  | Removed from Ground | Diesel | 20000 | Cathodically Protected Steel | 1989-01-01 | Galvanized Steel | Pressurized
9063096 | 2 |  | 1989-01-01 |  | 1989-01-01 |  | Removed from Ground | Diesel | 20000 | Cathodically Protected Steel | 1989-01-01 | Galvanized Steel | Pressurized
9063096 | 3 |  |  | yes | 1989-01-01 | yes | Removed from Ground | Used Oil | 2000 | Cathodically Protected Steel | 1989-01-01 | Galvanized Steel | Pressurized
9063098 | 1 |  | 1990-02-01 |  | 1990-02-01 |  | Currently in Use | Gas (Historical Use) | 6000 | Steel-Impressed Current | 1990-02-01 | Cathodically Protected | Pressurized
9063098 | 2 |  | 1990-02-01 |  | 1990-02-01 |  | Currently in Use | Gas (Historical Use) | 6000 | Steel-Impressed Current | 1990-02-01 | Cathodically Protected | Pressurized
9063098 | 3 |  | 1990-02-01 |  | 1990-02-01 |  | Currently in Use | Gas (Historical Use) | 6000 | Steel-Impressed Current | 1990-02-01 | Cathodically Protected | Pressurized
9063098 | 4 |  | 1990-02-01 |  | 1990-02-01 |  | Temporarily out of use | Kerosene | 2000 | Steel-Impressed Current | 1990-02-01 | Cathodically Protected | Safe Suction (Euro)
9063099 | 1 | [5 empty] | Removed from Ground | Gas (Historical Use) | 1000 | Bare Steel | 1998-02-10 | Galvanized Steel | Suction (American)
9063099 | 2 | [5 empty] | Removed from Ground | Diesel | 1000 | Bare Steel | 1998-02-10 | Galvanized Steel | Suction (American)
9063099 | 3A |  | 1998-04-01 |  | 1998-04-01 |  | Removed from Ground | Gas (Historical Use) | 6000 | Composite | 1998-04-01 | Double-Walled Flex | Safe Suction (Euro)
9063099 | 3B |  | 1998-04-01 |  | 1998-04-01 |  | Removed from Ground | Diesel | 6000 | Composite | 1998-04-01 | Double-Walled Flex | Safe Suction (Euro)
9063100 | 1 | [5 empty] | Removed from Ground | Gas (Historical Use) | 1000 | Bare Steel | 1996-10-10 | Galvanized Steel | Suction (American)
9063101 | 1 | [5 empty] | Removed from Ground | Gas (Historical Use) | 1000 | Bare Steel | 1998-05-01 | Galvanized Steel | Suction (American)
9063101 | 2 | [5 empty] | Removed from Ground | Diesel | 1000 | Bare Steel | 1998-05-01 | Galvanized Steel | Suction (American)
9063101 | 3 |  | 1998-05-01 |  | 1998-05-01 |  | Removed from Ground | Gas (Historical Use) | 2000 | Composite | 1998-05-01 | Double-Walled Flex | Safe Suction (Euro)
9063101 | 4 |  | 1998-05-01 |  | 1998-05-01 |  | Removed from Ground | Diesel | 2000 | Composite | 1998-05-01 | Double-Walled Flex | Safe Suction (Euro)
9063102 | 1 |  |  | no |  | no | Removed from Ground | Diesel | 1000 | Bare Steel | 1997-10-15 | Bare Steel | Suction (American)
9063102 | 2 | Flapper Valve | 1997-08-21 | no | 1997-08-21 | no | Currently in Use | Regular | 4000 | Composite | 1997-08-20 | Double-Walled Flex | Safe Suction (Euro)
9063102 | 3 | Flapper Valve | 1997-08-21 | no | 1997-08-21 | no | Currently in Use | Diesel | 4000 | Composite | 1997-08-20 | Double-Walled Flex | Safe Suction (Euro)
9063102 | 4 |  |  | no |  | no | Removed from Ground |  | 500 | Bare Steel | 1992-09-04 | Galvanized Steel | Suction (American)
9063103 | 19953 | Ball Float | 1994-07-22 |  | 1994-07-22 |  | Removed from Ground | Gas (Historical Use) | 1800 | Composite | 1994-07-22 | Fiberglass Reinforced Plastic | Pressurized
9063104 | 1 | [5 empty] | Removed from Ground | Diesel | 1000 | Bare Steel | 1996-07-17 | Galvanized Steel | Suction (American)
9063105 | 1 |  | 1989-11-04 |  | 1989-11-04 |  | Currently in Use | Gas (Historical Use) | 6000 | Steel-Impressed Current | 1989-11-04 | Cathodically Protected | Pressurized
9063105 | 2 |  | 1989-11-04 |  | 1989-11-04 |  | Currently in Use | Gas (Historical Use) | 6000 | Steel-Impressed Current | 1989-11-04 | Cathodically Protected | Pressurized
9063105 | 3 |  | 1989-11-04 |  | 1989-11-04 |  | Temporarily out of use | Gas (Historical Use) | 6000 | Steel-Impressed Current | 1989-11-04 | Cathodically Protected | Pressurized
9063105 | 4 |  | 1989-11-04 |  | 1989-11-04 |  | Temporarily out of use | Kerosene | 2000 | Steel-Impressed Current | 1989-11-04 | Cathodically Protected | Safe Suction (Euro)
9063106 | 1 | Flapper Valve | 1990-10-01 | no | 1990-10-01 | no | Currently in Use | Regular | 8000 | Galvanic (STIP-3) | 2001-08-23 | Fiberglass Reinforced Plastic | Pressurized
9063106 | 2 | Flapper Valve | 1990-10-01 | no | 1990-10-01 | no | Currently in Use | Premium | 8000 | Galvanic (STIP-3) | 2001-08-23 | Fiberglass Reinforced Plastic | Pressurized
9063106 | 3 | Flapper Valve | 1990-10-01 | no | 1990-10-01 | no | Currently in Use | Plus | 2000 | Galvanic (STIP-3) | 2001-08-23 | Fiberglass Reinforced Plastic | Pressurized
9063106 | 4 | Flapper Valve | 1990-10-01 | no | 1990-10-01 | no | Currently in Use | Diesel | 2000 | Galvanic (STIP-3) | 2001-08-23 | Fiberglass Reinforced Plastic | Pressurized
9063107 | 1 | [5 empty] | Removed from Ground | Gas (Historical Use) | 3000 | Marked Unknown | 1999-02-01 | Unknown
9063107 | 2 | [5 empty] | Removed from Ground | Gas (Historical Use) | 4000 | Marked Unknown | 1999-02-01 | Unknown
9063107 | 3 | [5 empty] | Removed from Ground | Gas (Historical Use) | 4000 | Marked Unknown | 1999-02-01 | Unknown
9063107 | 4A |  | 1999-02-01 |  | 1999-02-01 |  | Temporarily out of use | Gas (Historical Use) | 8000 | Composite | 1999-02-01 | Fiberglass Reinforced Plastic | Pressurized
9063107 | 4B |  | 1999-02-01 |  | 1999-02-01 |  | Temporarily out of use | Gas (Historical Use) | 4000 | Composite | 1999-02-01 | Fiberglass Reinforced Plastic | Pressurized
9063109 | 1 | Flapper Valve | 1995-03-17 | no | 1995-03-17 | no | Currently in Use | Regular | 12000 |  | 1995-03-17 | Fiberglass Reinforced Plastic | Pressurized
9063109 | 2 | Flapper Valve | 1995-03-17 | no | 1995-03-17 | no | Currently in Use | Regular | 12000 |  | 1995-03-17 | Fiberglass Reinforced Plastic | Pressurized
9063109 | 3 | Flapper Valve | 1995-03-17 | no | 1995-03-17 | no | Currently in Use | Premium | 12000 |  | 1995-03-17 | Fiberglass Reinforced Plastic | Pressurized
9063109 | 4 | Flapper Valve | 1995-03-17 | no | 1995-03-17 | no | Currently in Use | Diesel | 12000 |  | 1995-03-17 | Fiberglass Reinforced Plastic | Pressurized
9063115 | 1 |  | 1990-09-01 |  | 1990-09-01 |  | Currently in Use | Gas (Historical Use) | 10000 | Cathodically Protected Steel | 1990-09-01 | Fiberglass Reinforced Plastic | Pressurized
9063115 | 2 |  | 1990-09-01 |  | 1990-09-01 |  | Currently in Use | Gas (Historical Use) | 10000 | Cathodically Protected Steel | 2000-01-06 | Fiberglass Reinforced Plastic | Pressurized
9063115 | 3 |  | 1990-09-01 |  | 1990-09-01 |  | Currently in Use | Diesel | 10000 | Cathodically Protected Steel | 2000-01-06 | Fiberglass Reinforced Plastic | Pressurized
9063116 | 1 |  | 1990-07-01 |  | 1990-07-01 |  | Removed from Ground | Gas (Historical Use) | 10000 | Cathodically Protected Steel | 1990-07-01 | Fiberglass Reinforced Plastic | Pressurized
9063116 | 2 |  | 1990-07-01 |  | 1990-07-01 |  | Removed from Ground | Gas (Historical Use) | 10000 | Cathodically Protected Steel | 1990-07-01 | Fiberglass Reinforced Plastic | Pressurized
9063116 | 3 |  | 1990-07-01 |  | 1990-07-01 |  | Removed from Ground | Gas (Historical Use) | 10000 | Cathodically Protected Steel | 1990-07-01 | Fiberglass Reinforced Plastic | Pressurized
9063116 | 4 |  | 1990-07-01 |  | 1990-07-01 |  | Removed from Ground | Diesel | 6000 | Cathodically Protected Steel | 1990-07-01 | Fiberglass Reinforced Plastic | Pressurized
9063117 | 1 | [5 empty] | Removed from Ground | Gas (Historical Use) | 2000 | Marked Unknown | 1995-10-05 | Galvanized Steel | Safe Suction (Euro)
9063118 | 1 |  | 1993-02-01 |  | 1993-02-01 |  | Removed from Ground | Gas (Historical Use) | 10000 | Cathodically Protected Steel | 1992-02-01 | Fiberglass Reinforced Plastic | Pressurized
9063118 | 2 |  | 1993-02-01 |  | 1993-02-01 |  | Removed from Ground | Gas (Historical Use) | 10000 | Cathodically Protected Steel | 1993-02-01 | Fiberglass Reinforced Plastic | Pressurized
9063118 | 3 |  | 1993-02-01 |  | 1993-02-01 |  | Removed from Ground | Gas (Historical Use) | 8000 | Cathodically Protected Steel | 1993-02-01 | Fiberglass Reinforced Plastic | Pressurized
9063119 | 1 | Flapper Valve | 1998-12-01 |  | 1998-12-01 |  | Removed from Ground | Diesel | 10000 | Fiberglass | 1992-08-01 | Fiberglass Reinforced Plastic | Safe Suction (Euro)
9063120 | 1 | [5 empty] | Removed from Ground | Gas (Historical Use) | 1076 | Bare Steel | 1945-01-01 | Galvanized Steel | Suction (American)
9063120 | 2 | [5 empty] | Removed from Ground | Gas (Historical Use) | 550 | Bare Steel | 1945-01-01 | Galvanized Steel | Suction (American)
9063121 | 1U | [5 empty] | Removed from Ground | Gas (Historical Use) | 4000 | Not Marked/Unknown | 1998-06-26 | Not Marked
9063121 | 2P | [5 empty] | Removed from Ground | Gas (Historical Use) | 4000 | Not Marked/Unknown | 1998-06-26 | Not Marked
9063121 | 3S | [5 empty] | Removed from Ground | Diesel | 4000 | Not Marked/Unknown | 1998-06-26 | Not Marked
9063122 | 1 | [5 empty] | Closed in Ground | Gas (Historical Use) | 2000 | Epoxy | 1989-01-01 | Galvanized Steel | Suction (American)
9063122 | 2 |  | 1998-10-15 |  | 1998-10-15 |  | Temporarily out of use | Gas (Historical Use) | 4000 | Composite | 1998-10-15 | Fiberglass Reinforced Plastic | Suction (American)
9063123 | 1 | [5 empty] | Removed from Ground | Gas (Historical Use) | 6000 | Bare Steel | 1984-06-01 | Galvanized Steel | Suction (American)
9063123 | 2 | [5 empty] | Removed from Ground | Gas (Historical Use) | 6000 | Bare Steel | 1984-06-01 | Galvanized Steel | Suction (American)
9063123 | 3 | [5 empty] | Removed from Ground | Gas (Historical Use) | 6000 | Bare Steel | 1984-06-01 | Galvanized Steel | Suction (American)
9063123 | 4 | [5 empty] | Removed from Ground | Diesel | 2000 | Bare Steel | 1984-06-01 | Galvanized Steel | Suction (American)
9063124 | 1 | [5 empty] | Removed from Ground | Gas (Historical Use) | 0 | Bare Steel | 1977-03-01 | Galvanized Steel | Pressurized
9063124 | 2 | [5 empty] | Removed from Ground | Gas (Historical Use) | 0 | Bare Steel | 1977-03-01 | Galvanized Steel | Pressurized
9063124 | 3 | [5 empty] | Removed from Ground | Diesel | 0 | Bare Steel | 1977-03-01 | Galvanized Steel | Pressurized
9063124 | 4 | [5 empty] | Removed from Ground | Gas (Historical Use) | 0 | Bare Steel | 1977-03-01 | Galvanized Steel | Pressurized
9063124 | 5 | [5 empty] | Removed from Ground | Gas (Historical Use) | 0 | Bare Steel | 1977-03-01 | Galvanized Steel | Pressurized
9063124 | 6 | [5 empty] | Removed from Ground | Gas (Historical Use) | 0 | Bare Steel | 1977-03-01 | Bare Steel | Pressurized
9063125 | 1 |  | 1997-07-01 |  | 1997-07-01 |  | Removed from Ground | Diesel | 8000 | Steel-Impressed Current | 1997-08-01 | Cathodically Protected | Pressurized
9063125 | 2 |  | 1997-07-01 |  | 1997-07-01 |  | Removed from Ground | Diesel | 10000 | Steel-Impressed Current | 1997-08-01 | Cathodically Protected | Pressurized
9063125 | 3 |  | 1997-07-01 |  | 1997-07-01 |  | Removed from Ground | Gas (Historical Use) | 8000 | Cathodically Protected Steel | 1998-12-16 | Cathodically Protected | Suction (American)
9063126 | 1 | [5 empty] | Removed from Ground | Other | 0 | Marked Unknown |  | Unknown
9063126 | 2 | [5 empty] | Removed from Ground | Other | 0 | Marked Unknown |  | Unknown
9063126 | 3 | [5 empty] | Removed from Ground | Other | 0 | Marked Unknown |  | Unknown
9063126 | 4 | [5 empty] | Removed from Ground | Other | 0 | Marked Unknown |  | Unknown
9063131 | 1 | [5 empty] | Removed from Ground | Diesel | 10000 | Bare Steel | 1963-01-01 | Copper | Suction (American)
9063131 | 2 | [5 empty] | Removed from Ground | Used Oil | 500 | Not Marked/Unknown |  | Not Marked
9063131 | 3 | [5 empty] | Removed from Ground | Diesel | 10000 | Not Marked/Unknown | 1999-01-28 | Not Marked
9063131 | 4 | [5 empty] | Removed from Ground | Gas (Historical Use) | 500 | Not Marked/Unknown | 1999-01-29 | Not Marked
9063133 | 1 |  |  | yes |  | yes | Removed from Ground | Used Oil | 550 | Bare Steel | 1999-02-01 | Galvanized Steel | Gravity Fed
9063135 | 1 | Ball Float | 1997-09-23 |  | 1997-09-23 |  | Currently in Use | Gas (Historical Use) | 4000 | Galvanic (STIP-3) | 1987-01-01 | Fiberglass Reinforced Plastic | Pressurized
9063135 | 2 |  | 1997-09-23 |  | 1997-09-23 |  | Currently in Use | Gas (Historical Use) | 4000 | Galvanic (STIP-3) | 1987-01-01 | Fiberglass Reinforced Plastic | Pressurized
9063135 | 3 | Ball Float | 1997-09-23 |  | 1997-09-23 |  | Currently in Use | Diesel | 4000 | Galvanic (STIP-3) | 1987-01-01 | Fiberglass Reinforced Plastic | Pressurized
9063135 | 4 |  | 1997-09-23 |  | 1997-09-23 |  | Currently in Use | Diesel | 4000 | Galvanic (STIP-3) | 1987-01-01 | Fiberglass Reinforced Plastic | Pressurized
9063137 | 1 | [5 empty] | Removed from Ground | Diesel | 500 | Bare Steel | 1984-04-01 | Galvanized Steel | Suction (American)
9063138 | 1 | Flapper Valve | 1996-09-01 | no | 1996-09-01 | no | Currently in Use | Diesel | 20000 | Fiberglass Double Walled | 1996-08-01 | Double-Walled Fiberglass | Pressurized
9063138 | 2 | Flapper Valve | 1996-09-01 | no | 1996-09-01 | no | Currently in Use | Diesel | 20000 | Fiberglass Double Walled | 1996-08-01 | Double-Walled Fiberglass | Pressurized
9063138 | 3 | Flapper Valve | 1996-09-01 | no | 1996-09-01 | no | Currently in Use | Diesel | 20000 | Fiberglass Double Walled | 1996-08-01 | Double-Walled Fiberglass | Pressurized
9063138 | 4 | Flapper Valve | 1996-09-01 | no | 1996-09-01 | no | Currently in Use | E-10 | 12000 | Fiberglass Double Walled | 1996-08-01 | Double-Walled Fiberglass | Pressurized
9063138 | 5 | Flapper Valve | 1996-09-01 | no | 1996-09-01 | no | Currently in Use | Gas (Historical Use) | 12000 | Fiberglass Double Walled | 1996-08-01 | Double-Walled Fiberglass | Pressurized
9063138 | 6 | Flapper Valve | 1996-09-01 | no | 1996-09-01 | no | Currently in Use | Premium | 12000 | Fiberglass Double Walled | 1996-08-01 | Double-Walled Fiberglass | Pressurized
9063140 | 1A | Ball Float | 1995-12-01 | no | 1995-12-01 | no | Currently in Use | Diesel | 20000 | Fiberglass | 1995-12-01 | Double-Walled Fiberglass | Pressurized
9063140 | 1B | Ball Float | 1995-12-01 | no | 1995-12-01 | no | Currently in Use | Diesel | 20000 | Fiberglass | 1995-12-01 | Double-Walled Fiberglass | Pressurized
9063140 | 1C | Ball Float | 1995-12-01 | no | 1995-12-01 | no | Currently in Use | Diesel | 20000 | Fiberglass | 1995-12-01 | Double-Walled Fiberglass | Pressurized
9063140 | 4A | Ball Float | 1995-12-01 | no | 1995-12-01 | no | Currently in Use | E-10 | 12000 | Fiberglass | 1995-12-01 | Double-Walled Fiberglass | Pressurized
9063140 | 4B | Ball Float | 1995-12-01 | no | 1995-12-01 | no | Currently in Use | Plus | 10000 | Fiberglass | 1995-12-01 | Double-Walled Fiberglass | Pressurized
9063140 | 6 | Ball Float | 1995-12-01 | no | 1995-12-01 | no | Currently in Use | Premium | 10000 | Fiberglass | 1995-12-01 | Double-Walled Fiberglass | Pressurized
9063140 | 7 | Overfill Alarm | 2012-01-01 | no | 2012-01-01 | no | Currently in Use | Biodiesel | 20000 | Fiberglass Double Walled | 2012-01-01 | Double-Walled Fiberglass | Pressurized
9063142 | 1 | [5 empty] | Removed from Ground | Empty | 3000 | Bare Steel | 1997-09-01 | Galvanized Steel
9063142 | 2 | [5 empty] | Removed from Ground | Empty | 2000 | Bare Steel | 1997-09-01 | Galvanized Steel
9063142 | 3 | [5 empty] | Removed from Ground | Empty | 2000 | Bare Steel | 1997-09-01 | Galvanized Steel
9063142 | 4 | [5 empty] | Removed from Ground | Empty | 500 | Bare Steel | 1997-09-01 | Galvanized Steel
9063143 | 151 | [5 empty] | Permanently Out of Use - historical purposes | Diesel | 20000 | Unknown |  | Bare Steel | Suction (American)
9063143 | 2 | [5 empty] | Currently in Use | Diesel | 500 | Not Marked/Unknown |  | Not Marked
9063145 | 1 | [5 empty] | Removed from Ground | Diesel | 1000 | Marked Unknown | 1998-03-13 | Unknown
9063145 | 2 |  | 1998-04-01 |  | 1998-04-01 |  | Currently in Use | Diesel | 1000 | Fiberglass Double Walled | 1998-04-01 | Double-Walled Fiberglass | Safe Suction (Euro)
9063146 | 1 | [5 empty] | Removed from Ground | Diesel | 1000 | Marked Unknown | 1998-03-12 | Unknown
9063146 | 2 |  | 1998-03-01 |  | 1998-03-01 |  | Currently in Use | Diesel | 1000 | Double Walled | 1998-03-01 | Copper | Suction (American)
9063147 | 1 | [5 empty] | Removed from Ground | Gas (Historical Use) | 500 | Not Marked/Unknown | 1998-08-26 | Not Marked
9063147 | 2 | [5 empty] | Removed from Ground | Gas (Historical Use) | 500 | Not Marked/Unknown | 1998-08-26 | Not Marked
9063148 | 1 | [5 empty] | Removed from Ground | Diesel | 2000 | Not Marked/Unknown | 1998-08-01 | Not Marked
9063148 | 2 |  | 1998-09-01 |  | 1998-09-01 |  | Removed from Ground | Diesel | 1000 | Composite | 1998-09-01 | Not Marked | Suction (American)
9063148 | 3 |  |  | no |  | no | Removed from Ground | Diesel | 500 | Unknown |  | Unknown
9063149 | 1 | [5 empty] | Removed from Ground | Diesel | 500 | Bare Steel | 1998-08-01 | Bare Steel | Safe Suction (Euro)
9063150 | 1 | [5 empty] | Removed from Ground | Diesel | 500 | Bare Steel | 1998-08-01 | Bare Steel | Safe Suction (Euro)
9063151 | 1 | [5 empty] | Removed from Ground | Diesel | 500 | Bare Steel | 1998-08-01 | Bare Steel | Safe Suction (Euro)
9063152 | 1A |  | 1998-04-01 | no | 1998-04-01 | no | Currently in Use | Gas (Historical Use) | 12000 | Composite | 1998-04-01 |  | Pressurized
9063152 | 1B | Ball Float | 1998-04-01 | no | 1998-04-01 | no | Currently in Use | Gas (Historical Use) | 3000 | Composite | 1998-04-01 |  | Pressurized
9063153 | 1 | Ball Float | 1994-05-01 |  | 1994-05-01 |  | Currently in Use | Gas (Historical Use) | 12000 | Composite | 1994-05-01 | Fiberglass Reinforced Plastic | Pressurized
9063153 | 2 | Ball Float | 1994-05-01 |  | 1994-05-01 |  | Currently in Use | Diesel | 12000 | Composite | 1994-05-01 | Fiberglass Reinforced Plastic | Pressurized
9063154 | 1A |  | 1996-07-24 |  | 1996-07-24 |  | Currently in Use | Gas (Historical Use) | 12000 | Fiberglass Double Walled | 1996-05-29 | Fiberglass Reinforced Plastic | Pressurized
9063154 | 1B |  | 1996-07-24 | no | 1996-07-24 | no | Currently in Use | Gas (Historical Use) | 8000 | Fiberglass Double Walled | 1996-05-29 | Double-Walled Fiberglass | Pressurized
9063155 | 1A |  | 1999-02-16 |  | 1999-02-16 |  | Removed from Ground | Gas (Historical Use) | 500 | Composite | 1999-02-16 | Fiberglass Reinforced Plastic | Suction (American)
9063155 | 1B |  | 1999-02-16 |  | 1999-02-16 |  | Removed from Ground | Diesel | 500 | Composite | 1999-02-16 | Fiberglass Reinforced Plastic | Suction (American)
9063156 | 1 | Flapper Valve | 1999-08-20 | no | 1999-08-20 | no | Currently in Use | Regular | 12000 | Fiberglass Double Walled | 1999-08-20 | Double-Walled Flex | Pressurized
9063156 | 2 | Flapper Valve | 1999-08-20 | no | 1999-08-20 | no | Currently in Use | Premium | 12000 | Fiberglass Double Walled | 1999-08-20 | Double-Walled Flex | Pressurized
9063157 | 1 |  | 2000-03-01 |  | 2000-03-01 |  | Currently in Use | Gas (Historical Use) | 20000 | Composite Double Walled | 2000-02-10 | Double-Walled Fiberglass | Pressurized
9063157 | 2 |  | 2000-03-01 |  | 2000-03-01 |  | Currently in Use | Diesel | 12000 | Composite Double Walled | 2000-02-10 | Double-Walled Fiberglass | Pressurized
9063157 | 3 |  | 2000-03-01 |  | 2000-03-01 |  | Currently in Use | Gas (Historical Use) | 12000 | Composite Double Walled | 2000-02-10 | Double-Walled Fiberglass | Pressurized
9063158 | 1 |  | 2000-10-02 |  | 2000-10-02 |  | Currently in Use | Gas (Historical Use) | 12000 | Composite Double Walled | 2000-10-02 | Double-Walled Flex | Pressurized
9063158 | 2 |  | 2000-10-02 |  | 2000-10-02 |  | Currently in Use | Gas (Historical Use) | 12000 | Composite Double Walled | 2000-10-02 | Double-Walled Flex | Pressurized
9063159 | 1 |  | 2000-06-01 |  | 2000-06-01 | yes | Currently in Use | Gas (Historical Use) | 20000 | Composite Double Walled | 2000-06-01 | Double-Walled Fiberglass | Pressurized
9063159 | 2 |  | 2000-06-01 |  | 2000-06-01 | yes | Currently in Use | Diesel | 12000 | Composite Double Walled | 2000-06-01 | Double-Walled Fiberglass | Pressurized
9063159 | 3 |  | 2000-06-01 |  | 2000-06-01 | yes | Currently in Use | Gas (Historical Use) | 12000 | Composite Double Walled | 2000-06-01 | Double-Walled Fiberglass | Pressurized
9063160 | 1 |  | 2001-04-01 |  | 2001-01-01 |  | Currently in Use | Gas (Historical Use) | 12000 | Composite | 2001-04-01 | Double-Walled Flex | Pressurized
9063160 | 2A |  | 2001-04-01 |  | 2001-01-01 |  | Currently in Use | Gas (Historical Use) | 7500 | Composite | 2001-04-01 | Double-Walled Flex | Pressurized
9063160 | 2B |  | 2001-04-01 |  | 2001-01-01 |  | Currently in Use | Diesel | 3500 | Composite | 2001-04-01 | Double-Walled Flex | Pressurized
9063161 | 1 | Ball Float | 2001-05-01 | no | 2001-05-01 | no | Currently in Use | E-10 | 12000 | Composite | 2001-05-01 | Double-Walled Fiberglass | Pressurized
9063161 | 2 | Ball Float | 2001-05-01 | no | 2001-05-01 | no | Currently in Use | Premium | 4000 | Composite | 2001-05-01 | Double-Walled Fiberglass | Pressurized
9063162 | 1 | Ball Float | 1999-09-01 | no | 1999-09-01 | no | Currently in Use | E-10 | 12158 | Composite | 1999-09-01 | Fiberglass Reinforced Plastic | Pressurized
9063162 | 2 | Ball Float | 1999-09-01 | no | 1999-09-01 | no | Currently in Use | Premium | 8178 | Composite | 1999-09-01 | Fiberglass Reinforced Plastic | Pressurized
9063163 | 1 | [5 empty] | Removed from Ground | Empty | 1000 | Bare Steel | 2001-11-01 | Galvanized Steel | Gravity Fed
9063164 | 1 | Ball Float | 2001-09-01 | no | 2001-09-01 | no | Currently in Use | E-10 | 12000 | Composite | 2001-09-01 | Double-Walled Fiberglass | Pressurized
9063164 | 2A | Ball Float | 2001-09-01 | no | 2001-09-01 | no | Currently in Use | Premium | 6000 | Composite | 2001-09-01 | Double-Walled Fiberglass | Pressurized
9063164 | 2B | Ball Float | 2001-09-01 | no | 2001-09-01 | no | Currently in Use | Diesel | 4000 | Composite | 2001-09-01 | Double-Walled Fiberglass | Pressurized
9063165 | 1 |  | 2001-12-07 |  | 2001-12-07 |  | Currently in Use | Gas (Historical Use) | 15000 | Composite Double Walled | 2001-12-07 | Cathodically Protected | Pressurized
9063165 | 2 |  | 2001-12-07 |  | 2001-12-07 |  | Currently in Use | Gas (Historical Use) | 10000 | Composite Double Walled | 2001-12-07 | Cathodically Protected | Pressurized
9063166 | 1 | [5 empty] | Removed from Ground | Diesel | 2000 | Bare Steel | 2001-10-24 | Galvanized Steel | Suction (American)
9063166 | 2 | [5 empty] | Removed from Ground | Diesel | 2000 | Bare Steel | 2001-10-24 | Galvanized Steel | Suction (American)
9064001 | 1 |  | 1998-10-01 |  | 1998-10-01 |  | Currently in Use | Gas (Historical Use) | 10000 | Cathodically Protected Steel | 1988-01-01 | Fiberglass Reinforced Plastic | Pressurized
9064001 | 2 |  | 1998-10-01 |  | 1998-10-01 |  | Currently in Use | Gas (Historical Use) | 10000 | Cathodically Protected Steel | 1988-01-01 | Fiberglass Reinforced Plastic | Pressurized
9064001 | 3 |  | 1998-10-01 |  | 1998-10-01 |  | Currently in Use | Gas (Historical Use) | 10000 | Cathodically Protected Steel | 1988-01-01 | Fiberglass Reinforced Plastic | Pressurized
9064001 | 4 |  | 1998-10-01 |  | 1998-10-01 |  | Currently in Use | Diesel | 10000 | Cathodically Protected Steel | 1988-01-01 | Fiberglass Reinforced Plastic | Pressurized
9064002 | 1 | [5 empty] | Removed from Ground | Gas (Historical Use) | 3000 | Bare Steel | 1973-01-01 | Unknown | Pressurized
9064002 | 2 | [5 empty] | Removed from Ground | Gas (Historical Use) | 12000 | Bare Steel | 1980-01-01 | Unknown | Pressurized
9064006 | 1 | [5 empty] | Removed from Ground | Gas (Historical Use) | 6000 | Bare Steel | 1968-05-06 | Galvanized Steel | Pressurized
9064006 | 2 | [5 empty] | Removed from Ground | Gas (Historical Use) | 6000 | Bare Steel | 1968-05-06 | Galvanized Steel | Pressurized
9064006 | 3 |  |  | yes |  | yes | Removed from Ground | Used Oil | 1000 | Bare Steel | 1968-05-06 | Galvanized Steel | Pressurized
9064008 | 1 | Ball Float | 1992-12-29 |  | 1992-12-29 |  | Currently in Use | Gas (Historical Use) | 8000 | Epoxy | 1992-12-29 | Fiberglass Reinforced Plastic | Pressurized
9064008 | 2 | Ball Float | 1992-12-29 |  | 1992-12-29 |  | Currently in Use | Gas (Historical Use) | 8000 | Epoxy | 1992-12-29 | Fiberglass Reinforced Plastic | Pressurized
9064008 | 3 | Ball Float | 1992-12-29 |  | 1992-12-29 |  | Currently in Use | Gas (Historical Use) | 8000 | Epoxy | 1992-12-29 | Fiberglass Reinforced Plastic | Pressurized
9064008 | 4 | Flapper Valve | 1993-02-01 | no | 1993-02-01 | no | Currently in Use | Diesel | 3000 | Epoxy | 1993-02-01 | Fiberglass Reinforced Plastic | Pressurized
9064009 | 1 | [5 empty] | Removed from Ground | Gas (Historical Use) | 500 | Bare Steel | 1974-01-01 | Bare Steel | Safe Suction (Euro)
9064010 | 1 |  | 1998-10-10 |  | 1998-10-10 |  | Removed from Ground | Gas (Historical Use) | 5000 | Steel-Impressed Current | 1976-09-01 | Galvanized Steel | Safe Suction (Euro)
9064010 | 2 |  | 1998-10-10 |  | 1998-10-10 |  | Temporarily out of use | Gas (Historical Use) | 5000 | Steel-Impressed Current | 1976-09-01 | Cathodically Protected | Safe Suction (Euro)
9064011 | 1 | [5 empty] | Removed from Ground | Diesel | 3000 | Not Marked/Unknown |  | Not Marked
9064012 | 1 |  | 1990-03-15 |  | 1990-03-15 |  | Closed in Ground | Diesel | 20000 | Fiberglass | 1990-01-01 | Fiberglass Reinforced Plastic | Pressurized
9064012 | 10 |  | 2011-01-01 | no | 2011-01-01 | no | Currently in Use | Diesel | 20000 | Fiberglass Double Walled | 2011-01-01 | Double-Walled Fiberglass | Pressurized
9064012 | 2 |  | 1990-03-15 |  | 1990-03-15 |  | Closed in Ground | Diesel | 20000 | Fiberglass | 1990-01-01 | Fiberglass Reinforced Plastic | Pressurized
9064012 | 3 |  | 1990-03-15 |  | 1990-03-15 |  | Closed in Ground | Diesel | 20000 | Fiberglass | 1990-01-01 | Fiberglass Reinforced Plastic | Pressurized
9064012 | 4 |  | 1990-03-15 |  | 1990-03-15 |  | Currently in Use | Gas (Historical Use) | 12000 | Fiberglass | 1990-01-01 | Fiberglass Reinforced Plastic | Pressurized
9064012 | 5 |  | 1990-03-15 |  | 1990-03-15 |  | Currently in Use | Gas (Historical Use) | 12000 | Fiberglass | 1990-01-01 | Fiberglass Reinforced Plastic | Pressurized
9064012 | 6 |  | 1990-03-15 |  | 1990-03-15 |  | Currently in Use | Gas (Historical Use) | 12000 | Fiberglass | 1990-01-01 | Fiberglass Reinforced Plastic | Pressurized
9064012 | 7 |  |  | yes |  | yes | Removed from Ground | Used Oil | 1000 | Fiberglass | 1990-01-01 | Fiberglass Reinforced Plastic | Pressurized
9064012 | 8 |  | 2011-01-01 | no | 2011-01-01 | no | Currently in Use | Diesel | 20000 | Fiberglass Double Walled | 2011-01-01 | Double-Walled Fiberglass | Pressurized
9064012 | 9 |  | 2011-01-01 | no | 2011-01-01 | no | Currently in Use | Diesel | 20000 | Fiberglass Double Walled | 2011-01-01 | Double-Walled Fiberglass | Pressurized
9064013 | 1 | [5 empty] | Removed from Ground | Gas (Historical Use) | 6000 | Cathodically Protected Steel | 1985-01-01 | Cathodically Protected | Suction (American)
9064013 | 2 | [5 empty] | Removed from Ground | Gas (Historical Use) | 6000 | Cathodically Protected Steel | 1985-01-01 | Cathodically Protected | Suction (American)
9064013 | 3 | [5 empty] | Removed from Ground | Gas (Historical Use) | 2000 | Cathodically Protected Steel | 1985-01-01 | Cathodically Protected | Suction (American)
9064013 | 4 |  | 1994-09-01 |  | 1994-09-01 |  | Removed from Ground | Kerosene | 2500 | Steel-Impressed Current | 1985-01-01 | Cathodically Protected | Suction (American)
9064013 | 5 |  | 1994-09-01 |  | 1994-09-01 |  | Temporarily out of use | Gas (Historical Use) | 5300 | Steel-Impressed Current | 1994-09-01 | Cathodically Protected
9064013 | 6 |  | 1994-09-01 |  | 1994-09-01 |  | Temporarily out of use | Diesel | 2000 | Steel-Impressed Current | 1994-09-01 | Cathodically Protected
9064013 | 7 |  | 1994-09-01 |  | 1994-09-01 |  | Temporarily out of use | Gas (Historical Use) | 5300 | Steel-Impressed Current | 1994-09-01 | Cathodically Protected
9064014 | 1 |  | 1989-02-18 |  | 1989-02-18 |  | Removed from Ground | Gas (Historical Use) | 10000 | Cathodically Protected Steel | 1989-01-01 | Fiberglass Reinforced Plastic | Pressurized
9064014 | 2 |  | 1989-02-18 |  | 1989-02-18 |  | Removed from Ground | Gas (Historical Use) | 10000 | Cathodically Protected Steel | 1989-01-01 | Fiberglass Reinforced Plastic | Pressurized
9064014 | 3 |  | 1989-02-18 |  | 1989-02-18 |  | Removed from Ground | Gas (Historical Use) | 10000 | Cathodically Protected Steel | 1989-01-01 | Fiberglass Reinforced Plastic | Pressurized
9064014 | 4 |  | 1989-02-18 |  | 1989-02-18 |  | Removed from Ground | Diesel | 10000 | Cathodically Protected Steel | 1989-01-01 | Fiberglass Reinforced Plastic | Pressurized
9064015 | 1 |  | 1989-01-01 |  | 1989-01-01 |  | Temporarily out of use | Gas (Historical Use) | 10000 | Fiberglass | 1989-01-01 | Fiberglass Reinforced Plastic
9064015 | 2 |  | 1989-01-01 |  | 1989-01-01 |  | Temporarily out of use | Gas (Historical Use) | 8000 | Fiberglass | 1989-01-01 | Fiberglass Reinforced Plastic
9064015 | 3 |  | 1989-01-01 |  | 1989-01-01 |  | Temporarily out of use | Gas (Historical Use) | 8000 | Fiberglass | 1989-01-01 | Fiberglass Reinforced Plastic
9064016 | 1 | Flapper Valve | 1991-01-01 |  | 1991-01-01 |  | Currently in Use | Kerosene | 1000 | Galvanic (STIP-3) | 1991-01-01 | Fiberglass Reinforced Plastic | Safe Suction (Euro)
9064020 | 1 | [5 empty] | Removed from Ground | Other | 10000 | Marked Unknown |  | Unknown
9064020 | 2 | [5 empty] | Removed from Ground | Other | 20000 | Marked Unknown |  | Unknown
9064020 | 3 | [5 empty] | Currently in Use | Diesel | 1 | Marked Unknown |  | Unknown
9064021 | 1 | [5 empty] | Removed from Ground | Other | 0 | Marked Unknown |  | Unknown
9064022 | 1 | [5 empty] | Closed in Ground | Diesel | 500 | Bare Steel | 1974-01-01 | Bare Steel | Safe Suction (Euro)
9064023 | 1 | [5 empty] | Removed from Ground | Gas (Historical Use) | 1500 | Bare Steel | 1993-12-14 | Unknown
9064024 | 1 | [5 empty] | Removed from Ground | Diesel | 1000 | Bare Steel | 1994-03-17 | Bare Steel | Safe Suction (Euro)
9064024 | 2 | [5 empty] | Removed from Ground | Gas (Historical Use) | 1000 | Bare Steel | 1988-01-15 | Bare Steel | Safe Suction (Euro)
9064024 | 3 | [5 empty] | Removed from Ground | Gas (Historical Use) | 7500 | Bare Steel | 1988-01-15 | Bare Steel | Safe Suction (Euro)
9064025 | 1 |  |  | yes |  | yes | Removed from Ground | Used Oil | 8000 | Bare Steel | 1994-03-17 | Galvanized Steel | Gravity Fed
9064025 | 2 |  |  | yes |  | yes | Removed from Ground | Used Oil | 850 | Bare Steel | 1994-03-17 | Not Marked
9064025 | 3 | [5 empty] | Removed from Ground | Diesel | 7600 | Bare Steel | 1994-03-17 | Galvanized Steel
9064025 | 4 | [5 empty] | Removed from Ground | Gas (Historical Use) | 7600 | Bare Steel | 1994-03-17 | Galvanized Steel
9064026 | 1 | [5 empty] | Removed from Ground | Gas (Historical Use) | 500 | Not Marked/Unknown | 1994-09-22 | Not Marked
9064027 | 1 | [5 empty] | Removed from Ground | Diesel | 10000 | Bare Steel | 1981-03-01 | Galvanized Steel | Suction (American)
9064029 | 1 | Overfill Alarm | 1993-03-01 |  | 1993-03-01 |  | Removed from Ground | Diesel | 12000 | Composite | 1993-03-01 | Fiberglass Reinforced Plastic | Pressurized
9064029 | 2 | Overfill Alarm | 1993-03-01 |  | 1993-03-01 |  | Removed from Ground | Gas (Historical Use) | 12000 | Composite | 1993-03-01 | Fiberglass Reinforced Plastic | Pressurized
9064030 | 1 | [5 empty] | Removed from Ground | Gas (Historical Use) | 1000 | Bare Steel | 1994-08-31 | Bare Steel | Safe Suction (Euro)
9064030 | 2 | [5 empty] | Removed from Ground | Gas (Historical Use) | 3000 | Bare Steel | 1994-08-31 | Bare Steel | Safe Suction (Euro)
9064031 | 1 | [5 empty] | Removed from Ground | Other | 20000 | Bare Steel | 1978-07-01 | Bare Steel | Gravity Fed
9064032 | 1 | [5 empty] | Removed from Ground | Gas (Historical Use) | 2000 | Bare Steel |  | Not Marked | Safe Suction (Euro)
9064032 | 2 | [5 empty] | Removed from Ground | Diesel | 2000 | Bare Steel |  | Not Marked | Safe Suction (Euro)
9064034 | 1 | [5 empty] | Currently in Use | Empty | 2000 | Not Marked/Unknown |  | Not Marked
9064034 | 2 | [5 empty] | Currently in Use | Empty | 2000 | Not Marked/Unknown |  | Not Marked
9064034 | 3 | [5 empty] | Currently in Use | Empty | 2000 | Not Marked/Unknown |  | Not Marked
9064035 | 1 |  | 1994-06-28 |  | 1994-06-28 |  | Temporarily out of use | Gas (Historical Use) | 8000 | Cathodically Protected Steel | 1994-08-15 | Double Walled | Pressurized
9064035 | 2A |  | 1994-06-28 |  | 1994-06-28 |  | Temporarily out of use | Gas (Historical Use) | 4000 | Galvanic (STIP-3) | 1994-08-15 | Fiberglass Reinforced Plastic | Pressurized
9064035 | 2B |  | 1994-06-28 | no | 1994-06-28 | no | Temporarily out of use | Gas (Historical Use) | 4000 | Galvanic (STIP-3) | 1994-06-28 | Fiberglass Reinforced Plastic | Pressurized
9064036 | 1 | [5 empty] | Removed from Ground | Gas (Historical Use) | 1000 | Marked Unknown | 1995-06-16 | Unknown
9064036 | 2 | [5 empty] | Removed from Ground | Gas (Historical Use) | 1000 | Marked Unknown | 1995-03-16 | Unknown
9064037 | 1 | [5 empty] | Removed from Ground | Diesel | 10000 | Marked Unknown | 1994-11-21 | Unknown
9064037 | 2 |  |  | yes |  | yes | Removed from Ground | Used Oil | 2500 | Marked Unknown | 1994-11-21 | Unknown
9064037 | 3 |  |  | yes |  | yes | Removed from Ground | Used Oil | 2500 | Marked Unknown | 1994-12-21 | Unknown
9064038 | 1 | [5 empty] | Removed from Ground | Gas (Historical Use) | 1000 | Bare Steel | 1969-01-01 | Galvanized Steel
9064039 | 1 | [5 empty] | Removed from Ground | Gas (Historical Use) | 500 | Bare Steel | 1995-05-12 | Unknown
9064040 | 1 | [5 empty] | Removed from Ground | Diesel | 2000 | Not Marked/Unknown | 1997-11-24 | Not Marked
9064040 | 2 | [5 empty] | Removed from Ground | Gas (Historical Use) | 3000 | Not Marked/Unknown | 1997-11-24 | Not Marked
9064041 | 1 | [5 empty] | Removed from Ground | Diesel | 8000 | Not Marked/Unknown | 1995-06-26 | Unknown
9064041 | 2 | [5 empty] | Removed from Ground | Diesel | 10000 | Not Marked/Unknown | 1995-06-26 | Unknown
9064041 | 3 | [5 empty] | Removed from Ground | Diesel | 12000 | Not Marked/Unknown | 1995-06-26 | Unknown
9064043 | 1 | Flapper Valve | 1998-12-04 | no | 1998-12-04 | no | Currently in Use | Premium | 2000 | Steel-Impressed Current | 1982-07-12 | Steel (Impressed Current) | Safe Suction (Euro)
9064043 | 2 | Flapper Valve | 1998-12-04 | no | 1998-12-04 | no | Currently in Use | Regular | 3000 | Steel-Impressed Current | 1982-07-12 | Steel (Impressed Current) | Safe Suction (Euro)
9064171 | 1 |  | 1998-10-01 |  | 1998-10-01 |  | Currently in Use | Gas (Historical Use) | 8000 | Steel-Impressed Current | 1983-01-01 | Cathodically Protected | Safe Suction (Euro)
9064171 | 2 |  | 1998-10-01 |  | 1998-10-01 |  | Currently in Use | Gas (Historical Use) | 8000 | Steel-Impressed Current | 1983-01-01 | Cathodically Protected | Safe Suction (Euro)
9064171 | 3 |  | 2005-01-12 | no | 2005-01-12 | no | Currently in Use | Gas (Historical Use) | 5000 | Epoxy | 2004-12-06 | Fiberglass Reinforced Plastic | Pressurized
9064171 | 4 |  | 2005-01-12 | no | 2005-01-12 | no | Currently in Use | Diesel | 3000 | Epoxy | 2004-12-06 | Fiberglass Reinforced Plastic | Pressurized
9064171 | 5 |  | 2005-01-12 | no | 2005-01-12 | no | Currently in Use | Kerosene | 2000 | Epoxy | 2004-12-06 | Fiberglass Reinforced Plastic | Pressurized
9064172 | 1 | Flapper Valve | 1998-01-01 |  | 1998-01-01 |  | Currently in Use | Gas (Historical Use) | 8000 | Galvanic (STIP-3) | 1988-06-15 | Fiberglass Reinforced Plastic | Pressurized
9064172 | 2 | Flapper Valve | 1998-01-01 |  | 1998-01-01 |  | Currently in Use | Gas (Historical Use) | 8000 | Galvanic (STIP-3) | 1988-06-15 | Fiberglass Reinforced Plastic | Pressurized
9064172 | 3 | Flapper Valve | 1998-01-01 |  | 1998-01-01 |  | Currently in Use | Gas (Historical Use) | 8000 | Galvanic (STIP-3) | 1988-06-15 | Fiberglass Reinforced Plastic | Pressurized
9064172 | 4 | Flapper Valve | 1998-01-01 |  | 1998-01-01 |  | Currently in Use | Diesel | 2000 | Galvanic (STIP-3) | 1988-06-15 | Fiberglass Reinforced Plastic | Pressurized
9064172 | 5 | Flapper Valve | 1998-01-01 |  | 1998-01-01 |  | Currently in Use | Kerosene | 1000 | Galvanic (STIP-3) | 1988-06-15 | Fiberglass Reinforced Plastic | Safe Suction (Euro)
9064173 | 1 |  | 2009-06-12 |  | 2009-06-12 |  | Currently in Use | Gas (Historical Use) | 0 | Not Marked/Unknown |  | Galvanized Steel | Suction (American)
9064174 | 1 | Flapper Valve | 1998-07-07 |  | 1998-07-07 |  | Currently in Use | Gas (Historical Use) | 8000 | Galvanic (STIP-3) | 1987-06-01 | Steel (Impressed Current) | Pressurized
9064174 | 2 | Flapper Valve | 1998-07-01 |  | 1998-07-07 |  | Currently in Use | Gas (Historical Use) | 8000 | Galvanic (STIP-3) | 1987-06-01 | Steel (Impressed Current) | Pressurized
9064174 | 3 | Flapper Valve | 1998-07-07 |  | 1998-07-07 |  | Currently in Use | Gas (Historical Use) | 8000 | Galvanic (STIP-3) | 1987-06-01 | Steel (Impressed Current) | Pressurized
9064174 | 4 | Flapper Valve | 1998-07-07 |  | 1998-07-07 |  | Currently in Use | Diesel | 10000 | Galvanic (STIP-3) | 1987-06-01 | Galvanized Steel | Pressurized
9064174 | 5 | Flapper Valve | 1998-07-07 |  | 1998-07-07 |  | Currently in Use | Diesel | 8000 | Galvanic (STIP-3) | 1987-06-01 | Galvanized Steel | Pressurized
9064175 | 1 | [5 empty] | Removed from Ground | Gas (Historical Use) | 1000 | Bare Steel | 1974-01-01 | Galvanized Steel | Suction (American)
9064176 | 1 | Flapper Valve | 1998-12-01 |  | 1998-12-01 |  | Currently in Use | Diesel | 10000 | Steel-Impressed Current | 1989-02-10 | Fiberglass Reinforced Plastic | Suction (American)
9064177 | 1 | [5 empty] | Currently in Use | Gas (Historical Use) | 2000 | Bare Steel |  | Bare Steel | Safe Suction (Euro)
9064177 | 2 | [5 empty] | Temporarily out of use | Gas (Historical Use) | 2000 | Bare Steel |  | Bare Steel | Safe Suction (Euro)
9064177 | 3 | [5 empty] | Temporarily out of use | Gas (Historical Use) | 2000 | Bare Steel |  | Bare Steel | Safe Suction (Euro)
9064178 | 1A | Ball Float | 1996-04-01 |  | 1996-04-01 |  | Currently in Use | Diesel | 6000 | Composite | 1996-04-01 | Not Marked | Pressurized
9064178 | 1B | Ball Float | 1996-04-01 |  | 1996-04-01 |  | Currently in Use | Diesel | 4000 | Composite | 1996-04-01 | Not Marked | Pressurized
9064178 | 3 | Ball Float | 1996-04-01 |  | 1996-04-01 |  | Currently in Use | Gas (Historical Use) | 10000 | Composite | 1996-04-01 | Not Marked | Pressurized
9064179 | 1 | [5 empty] | Removed from Ground | Gas (Historical Use) | 0 | Bare Steel | 1997-06-03 | Galvanized Steel | Safe Suction (Euro)
9064179 | 2 | [5 empty] | Removed from Ground | Gas (Historical Use) | 0 | Bare Steel | 1997-06-03 | Galvanized Steel | Safe Suction (Euro)
9064180 | 1 | [5 empty] | Removed from Ground | Gas (Historical Use) | 2000 | Not Marked/Unknown | 1992-01-01 | Not Marked
9064180 | 2 | [5 empty] | Removed from Ground | Gas (Historical Use) | 550 | Not Marked/Unknown | 1992-01-01 | Not Marked
9064180 | 3 | [5 empty] | Removed from Ground | Gas (Historical Use) | 550 | Not Marked/Unknown | 1992-01-01 | Not Marked
9064182 | 1 |  | 1996-12-22 |  | 1996-12-22 |  | Currently in Use | Gas (Historical Use) | 10000 | Composite | 1996-12-20 | Fiberglass Reinforced Plastic | Pressurized
9064182 | 2 |  | 1996-12-22 |  | 1996-12-22 |  | Currently in Use | Gas (Historical Use) | 10000 | Composite | 1996-12-20 | Fiberglass Reinforced Plastic | Pressurized
9064182 | 3 |  | 1996-12-22 |  | 1996-12-22 |  | Currently in Use | Diesel | 10000 | Composite | 1996-12-20 | Fiberglass Reinforced Plastic | Pressurized
9064183 | 1 | [5 empty] | Removed from Ground | Diesel | 500 | Not Marked/Unknown | 1978-01-01 | Not Marked
9064183 | 2 |  | 1998-10-01 |  | 1998-10-01 |  | Currently in Use | Gas (Historical Use) | 15000 | Composite | 1998-10-01 | Fiberglass Reinforced Plastic | Pressurized
9064183 | 3 |  | 1998-10-01 |  | 1998-10-01 |  | Currently in Use | Gas (Historical Use) | 10000 | Composite | 1998-10-01 | Fiberglass Reinforced Plastic | Pressurized
9064183 | 4A |  | 1998-10-01 |  | 1998-10-01 |  | Currently in Use | Diesel | 4000 | Composite | 1998-10-01 | Fiberglass Reinforced Plastic | Pressurized
9064183 | 4B |  | 1998-10-01 |  | 1998-10-01 |  | Currently in Use | Kerosene | 4000 | Composite | 1998-10-01 | Fiberglass Reinforced Plastic | Safe Suction (Euro)
9064184 | 1 |  | 1997-06-11 |  | 1997-09-11 |  | Currently in Use | Gas (Historical Use) | 12000 | Tank Jacket | 1997-05-20 | Double-Walled Flex | Pressurized
9064184 | 2 |  | 1997-06-11 |  | 1997-06-11 |  | Currently in Use | Gas (Historical Use) | 12000 | Tank Jacket | 1997-05-20 | Double-Walled Flex | Pressurized
9064186 | 1 |  | 1998-06-01 |  | 1998-06-01 |  | Currently in Use | Gas (Historical Use) | 15000 | Double Walled | 1998-05-01 | Double-Walled Fiberglass | Pressurized
9064186 | 2 |  | 1998-06-01 |  | 1998-06-01 |  | Currently in Use | Gas (Historical Use) | 10000 | Double Walled | 1998-05-01 | Double-Walled Fiberglass | Pressurized
9064186 | 3 |  | 1998-06-01 |  | 1998-06-01 |  | Currently in Use | Diesel | 25000 | Double Walled | 1998-05-01 | Double-Walled Fiberglass | Pressurized
9064186 | 4 |  | 1998-06-01 |  | 1998-06-01 |  | Currently in Use | Diesel | 25000 | Double Walled | 1998-05-01 | Double-Walled Fiberglass | Pressurized
9064187 | 1 | [5 empty] | Removed from Ground | Gas (Historical Use) | 500 | Bare Steel | 1998-07-28 | Bare Steel | Safe Suction (Euro)
9064188 | 1 | [5 empty] | Removed from Ground | Gas (Historical Use) | 1000 | Bare Steel | 1998-08-01 | Bare Steel | Suction (American)
9064188 | 2 | [5 empty] | Removed from Ground | Diesel | 15000 | Bare Steel | 1998-08-01 | Bare Steel | Suction (American)
9064190 | 1 | [5 empty] | Removed from Ground | Gas (Historical Use) | 6000 | Marked Unknown | 1980-01-01 | Unknown
9064190 | 2 | [5 empty] | Removed from Ground | Gas (Historical Use) | 6000 | Marked Unknown | 1980-01-01 | Unknown
9064190 | 3 | [5 empty] | Removed from Ground | Gas (Historical Use) | 6000 | Marked Unknown | 1980-01-01 | Unknown
9064191 | 1 |  | 2000-08-02 |  | 2000-08-02 |  | Currently in Use | Gas (Historical Use) | 12000 | Epoxy | 2000-07-27 | Fiberglass Reinforced Plastic | Pressurized
9064191 | 2 |  | 2000-08-02 |  | 2000-08-02 |  | Currently in Use | Gas (Historical Use) | 6000 | Epoxy | 2000-07-27 | Fiberglass Reinforced Plastic | Pressurized
9064191 | 3 |  | 2000-08-02 |  | 2000-08-02 |  | Currently in Use | Diesel | 6000 | Epoxy | 2000-07-27 | Fiberglass Reinforced Plastic | Pressurized
9065001 | 1 | [5 empty] | Removed from Ground | Empty | 1000 | Not Marked/Unknown | 1991-09-01 | Not Marked
9065001 | 2 | [5 empty] | Removed from Ground | Empty | 1000 | Not Marked/Unknown | 1991-09-01 | Not Marked
9065002 | 1 | [5 empty] | Removed from Ground | Gas (Historical Use) | 2000 | Bare Steel | 1985-04-22 | Galvanized Steel | Safe Suction (Euro)
9065002 | 2 | [5 empty] | Removed from Ground | Diesel | 560 | Bare Steel | 1962-04-28 | Galvanized Steel | Safe Suction (Euro)
9065002 | 200186 |  | 1992-03-18 |  | 1992-03-18 |  | Removed from Ground | Diesel | 1000 | Galvanic (STIP-3) | 1992-03-18 | Cathodically Protected | Safe Suction (Euro)
9065002 | 200192 |  | 1992-03-18 |  | 1992-03-18 |  | Removed from Ground | Gas (Historical Use) | 1000 | Galvanic (STIP-3) | 1992-03-18 | Cathodically Protected | Safe Suction (Euro)
9065003 | 1 | Ball Float | 1990-08-01 | no | 1990-08-01 | no | Currently in Use | E-10 | 8000 | Galvanic (STIP-3) | 1990-08-01 | Fiberglass Reinforced Plastic | Pressurized
9065003 | 2 | Ball Float | 1990-08-01 | no | 1990-08-01 | no | Currently in Use | Plus | 8000 | Galvanic (STIP-3) | 1990-08-01 |  | Pressurized
9065003 | 3 | Ball Float | 1990-08-01 | no | 1990-08-01 | no | Currently in Use | Premium | 6000 | Galvanic (STIP-3) | 1990-08-01 |  | Pressurized
9065003 | 4 | Ball Float | 1990-08-01 | no | 1990-08-01 | no | Currently in Use | Diesel | 6000 | Galvanic (STIP-3) | 1990-08-01 |  | Pressurized
9065004 | 1 | [5 empty] | Removed from Ground | Gas (Historical Use) | 4000 | Bare Steel | 1991-05-31 | Galvanized Steel
9065004 | 2 | [5 empty] | Removed from Ground | Gas (Historical Use) | 3000 | Bare Steel | 1991-05-31 | Galvanized Steel
9065004 | 3 | [5 empty] | Removed from Ground | Diesel | 3000 | Bare Steel | 1991-05-31 | Galvanized Steel
9065005 | 1 | [5 empty] | Permanently Out of Use - historical purposes | Diesel | 5000 | Bare Steel | 1965-01-01 | Unknown
9065007 | 1 | [5 empty] | Removed from Ground | Other | 1000 | Not Marked/Unknown | 2000-04-10 | Not Marked
9065011 | 1 | Overfill Alarm | 1994-07-24 | no | 1994-07-24 | no | Currently in Use | E-10 | 12000 | Composite Double Walled | 1994-07-24 | Double-Walled Flex | Pressurized
9065011 | 2A | Overfill Alarm | 1994-07-24 | no | 1994-07-24 | no | Currently in Use | Premium | 8000 | Composite Double Walled | 1994-07-24 | Double-Walled Flex | Pressurized
9065011 | 2B | Overfill Alarm | 1994-07-24 | no | 1994-04-24 | no | Currently in Use | Diesel | 4000 | Composite Double Walled | 1994-07-24 | Double-Walled Flex | Pressurized
9065012 | 1 | [5 empty] | Removed from Ground | Diesel | 550 | Bare Steel | 1998-10-01 | Galvanized Steel
9065012 | 2 | [5 empty] | Removed from Ground | Gas (Historical Use) | 550 | Bare Steel | 1998-10-01 | Galvanized Steel
9065012 | 3 | [5 empty] | Removed from Ground | Gas (Historical Use) | 1500 | Bare Steel | 1998-10-21 | Galvanized Steel
9065012 | 4 |  | 1998-11-15 |  | 1998-11-15 |  | Currently in Use | Diesel | 1000 | Composite | 1998-11-15 | Fiberglass Reinforced Plastic | Suction (American)
9065017 | 1 | [5 empty] | Removed from Ground | Gas (Historical Use) | 550 | Bare Steel | 1997-06-19 | Galvanized Steel | Suction (American)
9065017 | 2 | [5 empty] | Removed from Ground | Gas (Historical Use) | 1060 | Bare Steel | 1997-06-19 | Galvanized Steel | Suction (American)
9065017 | 3A | Flapper Valve | 1997-11-26 | no | 1997-11-26 | no | Currently in Use | E-10 | 6000 | Composite | 1997-11-26 | Double Walled | Pressurized
9065017 | 3B | Ball Float | 1997-11-26 | no | 1997-11-26 | no | Currently in Use | Premium | 4000 | Composite | 1997-11-26 | Double Walled | Pressurized
9065017 | 3C |  | 1997-11-26 | no | 1997-11-26 | no | Currently in Use | Diesel | 2000 | Composite | 1997-11-26 | Double-Walled Flex | Pressurized
9065019 | 1 | [5 empty] | Removed from Ground | Gas (Historical Use) | 3000 | Bare Steel | 2012-03-27 | Galvanized Steel | Suction (American)
9065019 | 2 | [5 empty] | Removed from Ground | Gas (Historical Use) | 3000 | Bare Steel | 2012-03-27 | Galvanized Steel | Suction (American)
9065019 | 3 | [5 empty] | Removed from Ground | Gas (Historical Use) | 4000 | Bare Steel | 2012-05-02 | Galvanized Steel | Suction (American)
9065019 | 4 |  |  | no |  | no | Removed from Ground | Diesel | 1000 | Bare Steel |  | Galvanized Steel | Suction (American)
9065021 | 1 | Flapper Valve | 1992-04-29 | no | 1992-04-29 | no | Currently in Use | E-10 | 10000 | Galvanic (STIP-3) | 1992-04-01 | Fiberglass Reinforced Plastic | Pressurized
9065021 | 2 | Flapper Valve | 1992-04-29 | no | 1992-04-29 | no | Currently in Use | Premium | 6000 | Galvanic (STIP-3) | 1992-04-01 | Fiberglass Reinforced Plastic | Pressurized
9065021 | 3 | Flapper Valve | 1995-09-01 | no | 1995-09-01 | no | Currently in Use | Diesel | 10000 | Galvanic (STIP-3) | 1995-09-01 | Fiberglass Reinforced Plastic | Pressurized
9065025 | 1 | Flapper Valve | 1997-05-01 | no | 1997-05-01 | no | Temporarily out of use | Gas (Historical Use) | 6000 | Steel-Impressed Current | 1988-01-01 | Steel (Impressed Current) | Pressurized
9065025 | 2 | Flapper Valve | 1997-05-01 |  | 1997-05-01 |  | Temporarily out of use | Gas (Historical Use) | 8000 | Steel-Impressed Current | 1988-01-01 | Steel (Impressed Current) | Pressurized
9065025 | 3 | Flapper Valve | 2008-08-01 |  | 2008-08-01 |  | Temporarily out of use | Diesel | 6000 | Steel-Impressed Current | 1988-01-01 | Steel (Impressed Current) | Pressurized
9065026 | 1 | [5 empty] | Removed from Ground | Gas (Historical Use) | 280 | Bare Steel | 1998-07-01 | Bare Steel | Safe Suction (Euro)
9065026 | 2 | [5 empty] | Removed from Ground | Gas (Historical Use) | 550 | Bare Steel | 1998-07-01 | Bare Steel | Safe Suction (Euro)
9065026 | 3A | Ball Float | 1998-08-01 | no | 1998-08-01 | no | Currently in Use | E-10 | 5000 | Composite | 1998-08-01 | Double-Walled Flex | Pressurized
9065026 | 3B | Ball Float | 1998-08-01 | no | 1998-08-01 | no | Currently in Use | Gas (Historical Use) | 3000 | Composite | 1998-08-01 | Double-Walled Flex | Pressurized
9065026 | 4 | Ball Float | 1998-08-01 |  | 1998-08-01 |  | Currently in Use | Diesel | 3000 | Composite | 1998-08-01 | Double-Walled Flex | Pressurized
9065028 | 1 | [5 empty] | Removed from Ground | Gas (Historical Use) | 8000 | Bare Steel | 1998-10-04 | Bare Steel | Suction (American)
9065028 | 2 | [5 empty] | Removed from Ground | Gas (Historical Use) | 8000 | Bare Steel | 1998-10-04 | Bare Steel | Suction (American)
9065028 | 3 | [5 empty] | Removed from Ground | Diesel | 10000 | Bare Steel | 1998-10-04 | Bare Steel | Suction (American)
9065029 | 1 | Overfill Alarm | 1996-05-01 | no | 1996-05-01 | no | Currently in Use | E-10 | 20000 | Composite | 1996-05-01 | Double-Walled Flex | Pressurized
9065029 | 2 | Overfill Alarm | 1996-05-01 | no | 1996-05-01 | no | Currently in Use | Premium | 15000 | Composite | 1996-05-01 | Double-Walled Flex | Pressurized
9065029 | 3 | Overfill Alarm | 1996-05-01 | no | 1996-05-01 | no | Currently in Use | Diesel | 20000 | Composite | 1996-05-01 | Double-Walled Flex | Pressurized
9065030 | 1 | [5 empty] | Removed from Ground | Gas (Historical Use) | 560 | Bare Steel |  | Bare Steel | Safe Suction (Euro)
9065032 | 1 | [5 empty] | Removed from Ground | Gas (Historical Use) | 8000 | Cathodically Protected Steel | 1986-03-13 | Fiberglass Reinforced Plastic | Pressurized
9065032 | 2 | [5 empty] | Removed from Ground | Gas (Historical Use) | 10000 | Cathodically Protected Steel | 1986-03-13 | Fiberglass Reinforced Plastic | Pressurized
9065032 | 3 | [5 empty] | Removed from Ground | Gas (Historical Use) | 10000 | Cathodically Protected Steel | 1986-03-13 | Fiberglass Reinforced Plastic | Pressurized
9065033 | 1 |  | 1998-12-04 |  | 1998-12-04 |  | Currently in Use | Gas (Historical Use) | 4000 | Galvanic (STIP-3) | 1999-01-01 | Fiberglass Reinforced Plastic | Pressurized
9065033 | 2 |  | 1998-12-04 |  | 1998-12-04 |  | Currently in Use | Gas (Historical Use) | 3000 | Galvanic (STIP-3) | 1999-01-01 | Fiberglass Reinforced Plastic | Pressurized
9065033 | 3 |  | 1998-12-04 |  | 1998-12-04 |  | Currently in Use | Gas (Historical Use) | 3000 | Galvanic (STIP-3) | 1999-01-01 | Fiberglass Reinforced Plastic | Pressurized
9065033 | 4 |  | 1998-12-04 |  | 1998-12-04 |  | Currently in Use | Gas (Historical Use) | 3000 | Galvanic (STIP-3) | 1999-01-01 | Fiberglass Reinforced Plastic | Pressurized
9065034 | 1 | Flapper Valve | 1998-12-28 | no | 1998-12-28 | no | Currently in Use |  | 10000 | Steel-Impressed Current | 1998-12-10 | Steel (Impressed Current) | Safe Suction (Euro)
9065035 | 1A | Ball Float | 1999-10-05 | no | 1999-10-05 | no | Currently in Use | E-10 | 9000 | Composite | 1999-10-05 | Fiberglass Reinforced Plastic | Pressurized
9065035 | 1B | Ball Float | 1999-10-05 | no | 1999-10-05 | no | Currently in Use | Premium | 6000 | Composite | 1999-10-05 | Fiberglass Reinforced Plastic | Pressurized
9065035 | 2A | Ball Float | 2002-06-13 | no | 2002-06-13 | no | Currently in Use | Diesel | 10000 | Composite | 2002-06-13 | Fiberglass Reinforced Plastic | Pressurized
9065035 | 2B | Ball Float | 2002-06-13 | no | 2002-06-13 | no | Currently in Use | Diesel Off Road | 2000 | Composite | 2002-06-13 | Fiberglass Reinforced Plastic | Pressurized
9065036 | 1 | [5 empty] | Removed from Ground | Gas (Historical Use) | 1000 | Marked Unknown | 1991-01-01 | Unknown
9065036 | 2 | [5 empty] | Removed from Ground | Gas (Historical Use) | 1000 | Marked Unknown | 1991-01-01 | Unknown
9066001 | 1 |  | 1995-01-01 |  | 1995-01-01 |  | Removed from Ground | Diesel | 1000 | Cathodically Protected Steel | 1988-01-01 |  | Safe Suction (Euro)
9066001 | 2 |  | 1995-01-01 |  | 1995-01-01 |  | Removed from Ground | Gas (Historical Use) | 1000 | Cathodically Protected Steel | 1988-01-01 | Cathodically Protected | Safe Suction (Euro)
9066001 | 3 |  | 1995-01-01 | no | 1995-01-01 | no | Currently in Use | Gas (Historical Use) | 1000 | Galvanic (STIP-3) | 1988-01-01 | Fiberglass Reinforced Plastic | Safe Suction (Euro)
9066002 | 1 | [5 empty] | Removed from Ground | Diesel | 500 | Fiberglass | 1986-06-01 | Not Marked
9066002 | 2 |  | 1993-12-01 |  | 1993-12-01 |  | Currently in Use | Diesel | 600 | Fiberglass Double Walled | 1993-12-17 | Fiberglass Reinforced Plastic | Suction (American)
9066003 | 1 | [5 empty] | Removed from Ground | Gas (Historical Use) | 1500 | Cathodically Protected Steel | 1990-06-01 | Galvanized Steel
9066003 | 2 | [5 empty] | Removed from Ground | Diesel | 1500 | Cathodically Protected Steel | 1990-06-01 | Galvanized Steel
9066004 | 1 | [5 empty] | Removed from Ground | Gas (Historical Use) | 10000 | Cathodically Protected Steel | 1958-04-30 | Galvanized Steel
9066004 | 2 | [5 empty] | Removed from Ground | Gas (Historical Use) | 10000 | Cathodically Protected Steel | 1958-04-30 | Galvanized Steel
9066004 | 3 | [5 empty] | Removed from Ground | Gas (Historical Use) | 5000 | Cathodically Protected Steel | 1958-04-30 | Galvanized Steel
9066004 | 4 |  |  | yes |  | yes | Removed from Ground | Used Oil | 550 | Cathodically Protected Steel | 1958-04-30 | Galvanized Steel
9066007 | 2 | [5 empty] | Removed from Ground | Gas (Historical Use) | 1000 | Bare Steel | 1978-01-01 | Galvanized Steel
9066008 | 1 | [5 empty] | Removed from Ground | Diesel | 1000 | Marked Unknown |  | Unknown
9066009 | 1 |  | 1998-10-01 |  | 1998-10-01 |  | Temporarily out of use | Gas (Historical Use) | 6000 | Steel-Impressed Current | 1986-01-01 | Cathodically Protected | Pressurized
9066009 | 2 |  | 1998-10-01 |  | 1998-10-01 |  | Temporarily out of use | Gas (Historical Use) | 6000 | Steel-Impressed Current | 1986-01-01 | Cathodically Protected | Pressurized
9066009 | 3 |  | 1998-10-01 |  | 1998-10-01 |  | Temporarily out of use | Gas (Historical Use) | 5000 | Steel-Impressed Current | 1986-01-01 | Cathodically Protected | Pressurized
9066010 | 1 |  | 1999-01-01 |  | 1999-01-01 |  | Removed from Ground | Gas (Historical Use) | 4000 | Steel-Impressed Current | 1986-01-01 | Steel (Impressed Current) | Suction (American)
9066010 | 2 |  | 1999-01-01 |  | 1999-01-01 |  | Removed from Ground | Gas (Historical Use) | 2000 | Steel-Impressed Current | 1986-01-01 | Steel (Impressed Current) | Suction (American)
9066010 | 3 |  | 1999-01-01 |  | 1999-01-01 |  | Removed from Ground | Diesel | 2000 | Steel-Impressed Current | 1986-01-01 | Steel (Impressed Current) | Suction (American)
9066010 | 4 | Flapper Valve | 2008-01-05 | no | 2008-01-05 | no | Currently in Use | Gas (Historical Use) | 4000 | Composite | 2008-01-05 | Fiberglass Reinforced Plastic | Safe Suction (Euro)
9066010 | 5A | Flapper Valve | 2008-01-05 | no | 2008-01-05 | no | Currently in Use | Gas (Historical Use) | 2000 | Composite | 2008-01-05 | Fiberglass Reinforced Plastic | Safe Suction (Euro)
9066010 | 5B | Flapper Valve | 2008-01-05 | no | 2008-01-05 | no | Currently in Use | Diesel | 2000 | Composite | 2008-01-05 | Fiberglass Reinforced Plastic | Safe Suction (Euro)
9066011 | 1 |  | 1993-03-23 |  | 1993-03-23 |  | Currently in Use | Gas (Historical Use) | 12000 | Composite | 1993-03-23 | Fiberglass Reinforced Plastic | Pressurized
9066011 | 2 |  | 1993-03-23 |  | 1993-03-23 |  | Currently in Use | Gas (Historical Use) | 8000 | Composite | 1993-03-23 | Fiberglass Reinforced Plastic | Pressurized
9066012 | 1 |  | 1995-03-25 |  | 1995-03-25 |  | Currently in Use | Gas (Historical Use) | 10000 | Cathodically Protected Steel | 1987-03-01 | Fiberglass Reinforced Plastic | Pressurized
9066012 | 2 |  | 1995-03-25 |  | 1995-03-25 |  | Currently in Use | Gas (Historical Use) | 10000 | Cathodically Protected Steel | 1987-03-01 | Fiberglass Reinforced Plastic | Pressurized
9066012 | 3 |  | 1995-03-25 |  | 1995-03-25 |  | Currently in Use | Gas (Historical Use) | 10000 | Cathodically Protected Steel | 1987-03-01 | Fiberglass Reinforced Plastic | Pressurized
9066012 | 4 |  | 1995-03-25 |  | 1995-03-25 |  | Currently in Use | Diesel | 6000 | Cathodically Protected Steel | 1987-03-01 | Fiberglass Reinforced Plastic | Pressurized
9066013 | 1 |  | 1999-01-01 |  | 1999-01-01 |  | Currently in Use | Gas (Historical Use) | 6000 | Steel-Impressed Current | 1987-01-01 | Steel (Impressed Current) | Pressurized
9066013 | 2 |  | 1999-01-01 |  | 1999-01-01 |  | Currently in Use | Gas (Historical Use) | 6000 | Steel-Impressed Current | 1987-01-01 | Steel (Impressed Current) | Pressurized
9066013 | 3 |  | 1999-01-01 |  | 1999-01-01 |  | Currently in Use | Gas (Historical Use) | 6000 | Steel-Impressed Current | 1987-01-01 | Steel (Impressed Current) | Pressurized
9066013 | 4A |  | 2015-01-16 | no | 2015-01-16 | no | Currently in Use | E-85 | 12000 | Fiberglass Double Walled | 2015-01-16 | Double-Walled Flex | Pressurized
9066013 | 4B |  | 2015-01-16 | no | 2015-01-16 | no | Currently in Use | Diesel | 3000 | Fiberglass Double Walled | 2015-01-16 | Double-Walled Flex | Pressurized
9066014 | 1 |  | 1998-09-01 |  | 1998-09-01 |  | Removed from Ground | Gas (Historical Use) | 10000 | Steel-Impressed Current | 1980-01-01 | Cathodically Protected | Suction (American)
9066014 | 2 |  | 1998-09-01 |  | 1998-09-01 |  | Removed from Ground | Diesel | 8000 | Steel-Impressed Current | 1980-01-01 | Cathodically Protected | Suction (American)
9066014 | 3 |  | 1998-09-01 |  | 1998-09-01 |  | Removed from Ground | Gas (Historical Use) | 8000 | Steel-Impressed Current | 1980-01-01 | Cathodically Protected | Suction (American)
9066016 | 1 | Flapper Valve | 1994-09-01 |  | 1994-09-01 |  | Currently in Use | Gas (Historical Use) | 6000 | Galvanic (STIP-3) | 1994-09-01 | Fiberglass Reinforced Plastic | Pressurized
9066016 | 2 | Flapper Valve | 1994-09-01 |  | 1994-09-01 |  | Currently in Use | Gas (Historical Use) | 6000 | Galvanic (STIP-3) | 1994-09-01 | Fiberglass Reinforced Plastic | Pressurized
9066016 | 3 | Flapper Valve | 1994-09-01 |  | 1994-09-01 |  | Currently in Use | Gas (Historical Use) | 6000 | Galvanic (STIP-3) | 1994-09-01 | Fiberglass Reinforced Plastic | Pressurized
9066016 | 4 | Flapper Valve | 1994-09-01 |  | 1994-09-01 |  | Currently in Use | Diesel | 3000 | Galvanic (STIP-3) | 1994-09-01 | Fiberglass Reinforced Plastic | Pressurized
9066017 | 1 | [5 empty] | Removed from Ground | Gas (Historical Use) | 10000 | Bare Steel | 1998-02-01 | Galvanized Steel
9066017 | 2 | [5 empty] | Removed from Ground | Diesel | 10000 | Bare Steel | 1998-02-01 | Galvanized Steel
9066017 | 3 | [5 empty] | Removed from Ground | Gas (Historical Use) | 6000 | Bare Steel | 1990-02-01 | Bare Steel | Safe Suction (Euro)
9066018 | 1 | [5 empty] | Temporarily out of use | Gas (Historical Use) | 1065 | Bare Steel |  | Galvanized Steel | Suction (American)
9066018 | 2 | [5 empty] | Temporarily out of use | Gas (Historical Use) | 1065 | Bare Steel |  | Galvanized Steel | Suction (American)
9066018 | 3 | [5 empty] | Temporarily out of use | Gas (Historical Use) | 3000 | Bare Steel |  | Bare Steel | Suction (American)
9066019 | 1 | Flapper Valve | 1998-08-01 |  | 1998-08-01 |  | Temporarily out of use | Gas (Historical Use) | 6000 | Steel-Impressed Current | 1963-06-01 | Cathodically Protected | Suction (American)
9066019 | 2 | Flapper Valve | 1998-08-01 |  | 1998-08-01 |  | Temporarily out of use | Diesel | 2000 | Steel-Impressed Current | 1963-06-01 | Cathodically Protected | Suction (American)
9066019 | 3 | Flapper Valve | 1998-08-01 |  | 1998-08-01 |  | Currently in Use | Gas (Historical Use) | 4000 | Steel-Impressed Current | 1963-06-01 | Cathodically Protected | Suction (American)
9066019 | 4 | Flapper Valve | 1998-08-01 |  | 1998-08-01 |  | Currently in Use | Diesel | 2000 | Steel-Impressed Current | 1963-06-01 | Cathodically Protected | Suction (American)
9066020 | 1 | [5 empty] | Removed from Ground | Other | 10000 | Bare Steel | 1975-01-01 | Galvanized Steel | Safe Suction (Euro)
9066020 | 2 | Overfill Alarm | 1997-11-06 | no | 1997-11-06 | no | Currently in Use | Jet fuel | 6000 | Fiberglass | 1997-11-04 | Steel/FG Secondary containment | Suction (American)
9066020 | 3 | Flapper Valve | 1997-11-06 | no | 1997-11-06 | no | Currently in Use | Aviaion gas/AV Gas | 6000 | Fiberglass | 1997-11-04 | Double-Walled Fiberglass | Pressurized
9066021 | 1 | Ball Float | 1996-02-16 | no | 1996-02-16 | no | Currently in Use | Gas (Historical Use) | 10000 | Fiberglass Double Walled | 1996-02-16 | Double-Walled Fiberglass | Pressurized
9066021 | 2 | Ball Float | 1996-02-16 | no | 1996-02-16 | no | Currently in Use | Gas (Historical Use) | 10000 | Fiberglass Double Walled | 1996-02-16 | Double-Walled Fiberglass | Pressurized
9066021 | 3 | Ball Float | 1996-02-16 | no | 1996-02-16 | no | Currently in Use | Gas (Historical Use) | 10000 | Fiberglass Double Walled | 1996-02-16 | Double-Walled Fiberglass | Pressurized
9066021 | 4 | Flapper Valve | 1996-02-16 | no | 1996-02-16 | no | Currently in Use | Gas (Historical Use) | 4000 |  | 1996-02-16 | Double-Walled Fiberglass | Pressurized
9066022 | 1AST | [5 empty] | Currently in Use | Diesel | 650 | Not Marked/Unknown |  | Not Marked
9066023 | 1 |  | 1997-10-24 |  | 1997-10-24 |  | Currently in Use | Gas (Historical Use) | 10000 | Fiberglass | 1997-10-22 | Double-Walled Fiberglass | Pressurized
9066023 | 2 |  | 1997-10-24 |  | 1997-10-24 |  | Currently in Use | Diesel | 10000 | Fiberglass | 1997-10-22 | Double-Walled Fiberglass | Pressurized
9066024 | 1 | [5 empty] | Removed from Ground | Diesel | 330 | Cathodically Protected Steel | 1989-01-01 | Bare Steel
9066025 | 4 |  | 1998-05-01 |  | 1998-05-01 |  | Currently in Use | Gas (Historical Use) | 4000 | Composite | 1998-02-01 | Double Walled | Pressurized
9066026 | 1 | Flapper Valve | 1997-09-22 | no | 1998-09-21 | yes | Currently in Use | Gas (Historical Use) | 4000 | Galvanic (STIP-3) | 1988-01-01 |  | Safe Suction (Euro)
9066026 | 2 | Flapper Valve | 1997-09-22 | no | 1998-09-21 | yes | Currently in Use | Gas (Historical Use) | 4000 | Galvanic (STIP-3) | 1988-01-01 |  | Safe Suction (Euro)
9066026 | 3 | Flapper Valve | 1997-09-22 | no | 1998-09-21 | yes | Currently in Use | Gas (Historical Use) | 4000 | Galvanic (STIP-3) | 1988-01-01 |  | Safe Suction (Euro)
9066026 | 4 | Flapper Valve | 1997-09-22 | no | 1998-09-21 | yes | Currently in Use | Diesel | 4000 | Galvanic (STIP-3) | 1988-01-01 |  | Safe Suction (Euro)
9066027 | 1 |  | 2000-07-20 | no | 2000-07-20 | no | Currently in Use | Gas (Historical Use) | 4000 | Composite | 2000-07-20 | Fiberglass Reinforced Plastic | Safe Suction (Euro)
9066027 | 2 |  | 2000-07-20 | no | 2000-07-20 | no | Temporarily out of use | Diesel | 8000 | Composite | 2000-07-20 | Fiberglass Reinforced Plastic | Safe Suction (Euro)
9067001 | 1 | [5 empty] | Removed from Ground | Hazardous Substance | 8000 | Cathodically Protected Steel | 1983-06-06 | Galvanized Steel
9067001 | 2 | [5 empty] | Removed from Ground | Hazardous Substance | 8000 | Cathodically Protected Steel | 1983-05-01 | Galvanized Steel
9067001 | 3 | [5 empty] | Removed from Ground | Hazardous Substance | 1000 | Cathodically Protected Steel | 1983-05-01 | Galvanized Steel
9067002 | 1 | [5 empty] | Closed in Ground | Gas (Historical Use) | 10000 | Fiberglass | 1986-01-01 | Galvanized Steel | Pressurized
9067002 | 2 |  | 1995-05-11 |  | 1995-05-11 |  | Currently in Use | Diesel | 10000 | Fiberglass | 1986-01-01 | Double-Walled Flex | Pressurized
9067003 | 1 | Ball Float | 1987-10-06 | no | 1987-10-06 | no | Currently in Use | Regular | 10000 | Steel-Impressed Current | 1987-10-06 | Fiberglass Reinforced Plastic | Pressurized
9067003 | 2 | Ball Float | 1987-10-06 | no | 1987-10-06 | no | Currently in Use | Plus | 10000 | Steel-Impressed Current | 1987-10-06 | Fiberglass Reinforced Plastic | Pressurized
9067003 | 3 | Ball Float | 1987-10-06 | no | 1987-10-06 | no | Currently in Use | Premium | 10000 | Steel-Impressed Current | 1987-10-06 | Fiberglass Reinforced Plastic | Pressurized
9067005 | 1 | Ball Float | 1994-06-01 |  | 1994-06-01 |  | Currently in Use | Gas (Historical Use) | 10000 | Galvanic (STIP-3) | 1989-01-01 | Fiberglass Reinforced Plastic | Pressurized
9067005 | 2 | Ball Float | 1994-06-01 |  | 1994-06-01 |  | Currently in Use | Gas (Historical Use) | 10000 | Galvanic (STIP-3) | 1989-01-01 | Fiberglass Reinforced Plastic | Pressurized
9067005 | 3 | Ball Float | 1994-06-01 |  | 1994-06-01 |  | Currently in Use | Gas (Historical Use) | 8000 | Galvanic (STIP-3) | 1989-01-01 | Fiberglass Reinforced Plastic | Pressurized
9067005 | 4 | Ball Float | 1994-06-01 |  | 1994-06-01 |  | Currently in Use | Diesel | 8000 | Galvanic (STIP-3) | 1989-01-01 | Fiberglass Reinforced Plastic | Pressurized
9067006 | 1 | Overfill Alarm | 1993-07-29 |  | 1993-07-29 |  | Currently in Use | Gas (Historical Use) | 10000 | Fiberglass | 1987-01-03 | Fiberglass Reinforced Plastic | Pressurized
9067006 | 2 | Overfill Alarm | 1993-07-29 |  | 1993-07-29 |  | Currently in Use | Gas (Historical Use) | 10000 | Fiberglass | 1987-01-03 | Fiberglass Reinforced Plastic | Pressurized
9067006 | 3 | Overfill Alarm | 1993-07-29 |  | 1993-07-29 |  | Currently in Use | Gas (Historical Use) | 10000 | Fiberglass | 1987-02-01 | Fiberglass Reinforced Plastic | Pressurized
9067007 | 1 |  | 1993-07-10 | no | 1993-07-10 | no | Removed from Ground |  | 12000 | Fiberglass | 2004-06-04 | Double-Walled Fiberglass | Pressurized
9067007 | 2 |  | 1993-07-10 | no | 1993-07-10 | no | Removed from Ground |  | 12000 | Fiberglass | 2004-06-04 | Double-Walled Fiberglass | Pressurized
9067007 | 3 |  | 1993-07-10 | no | 1993-07-10 | no | Removed from Ground | Diesel | 12000 | Fiberglass | 2004-06-04 | Double-Walled Fiberglass | Pressurized
9067008 | 1 | Ball Float | 2006-09-29 | no | 2006-09-29 | no | Currently in Use | Regular | 10000 | Steel-Impressed Current | 1985-01-01 | Fiberglass Reinforced Plastic | Pressurized
9067008 | 2 | Ball Float | 2006-09-29 | no | 2006-09-29 | no | Currently in Use | Plus | 10000 | Steel-Impressed Current | 1985-01-01 | Fiberglass Reinforced Plastic | Pressurized
9067008 | 3 | Flapper Valve | 2006-09-29 | no | 2006-09-29 | no | Currently in Use | Premium | 10000 | Steel-Impressed Current | 1985-01-01 | Fiberglass Reinforced Plastic | Pressurized
9067008 | 4 | Ball Float | 2006-09-29 | no | 2006-09-29 | no | Currently in Use | Diesel | 6000 | Steel-Impressed Current | 1985-01-01 |  | Pressurized
9067010 | 1 | [5 empty] | Removed from Ground | Gas (Historical Use) | 10000 | Double Walled | 1989-01-01 | Fiberglass Reinforced Plastic
9067010 | 2 | [5 empty] | Removed from Ground | Diesel | 3000 | Double Walled | 1989-01-01 | Fiberglass Reinforced Plastic
9067010 | 3 | [5 empty] | Removed from Ground | Other | 3000 | Double Walled | 1989-01-01 | Fiberglass Reinforced Plastic
9067010 | 4 | Flapper Valve | 1998-06-18 | no | 1998-06-18 | no | Currently in Use |  | 6000 | Fiberglass | 1998-06-17 | Double-Walled Fiberglass | Pressurized
9067010 | 5 | Flapper Valve | 1998-06-18 | no | 1998-06-18 | no | Currently in Use | Diesel | 1000 | Fiberglass Double Walled | 1998-06-17 | Double-Walled Fiberglass | Pressurized
9067010 | 6 | Flapper Valve | 1998-09-01 | no | 1998-09-01 | no | Currently in Use | Diesel | 2500 | Fiberglass Double Walled | 1998-06-17 | Copper/Secondry Containment | Safe Suction (Euro)
9067011 | 1 | Ball Float | 1988-08-01 |  | 1988-08-01 |  | Currently in Use | Diesel | 8000 | Galvanic (STIP-3) | 1988-01-01 | Double-Walled Fiberglass | Pressurized
9067011 | 2 | Ball Float | 1988-08-01 |  | 1988-08-01 |  | Currently in Use | Diesel | 8000 | Galvanic (STIP-3) | 1988-01-01 | Double-Walled Fiberglass | Pressurized
9067011 | 3 | Ball Float | 1988-08-01 |  | 1988-08-01 |  | Currently in Use | Diesel | 8000 | Galvanic (STIP-3) | 1988-01-01 | Double-Walled Fiberglass | Pressurized
9067012 | 1 | Ball Float | 1997-03-15 | no | 1997-03-15 | no | Currently in Use | Regular | 10000 | Fiberglass | 1986-01-01 | Fiberglass Reinforced Plastic | Pressurized
9067012 | 2 | Ball Float | 1997-03-15 | no | 1997-03-15 | no | Currently in Use | Premium | 10000 | Fiberglass | 1986-01-01 | Fiberglass Reinforced Plastic | Pressurized
9067012 | 3 | Ball Float | 1997-03-15 | no | 1997-03-15 | no | Currently in Use | Diesel | 6000 | Fiberglass | 1986-01-01 | Fiberglass Reinforced Plastic | Pressurized
9067013 | 1 | Ball Float | 1998-12-01 |  | 1998-12-01 |  | Currently in Use | Diesel | 12000 | Galvanic (STIP-3) | 1985-01-01 | Double-Walled Fiberglass | Suction (American)
9067014 | 1 | [5 empty] | Removed from Ground | Gas (Historical Use) | 12000 | Composite | 1988-01-01 | Fiberglass Reinforced Plastic | Pressurized
9067014 | 2 | [5 empty] | Removed from Ground | Gas (Historical Use) | 12000 | Composite | 1988-01-01 | Fiberglass Reinforced Plastic | Pressurized
9067014 | 3 | [5 empty] | Currently in Use | Empty | 500 | Composite | 1988-01-01 | Fiberglass Reinforced Plastic
9067015 | 1 | Ball Float | 1990-02-01 |  | 1990-02-01 |  | Currently in Use | Gas (Historical Use) | 12000 | Fiberglass | 1989-11-15 | Copper | Pressurized
9067015 | 2 | Ball Float | 1990-02-01 |  | 1990-02-01 |  | Currently in Use | Gas (Historical Use) | 12000 | Fiberglass | 1989-11-15 | Copper | Pressurized
9067015 | 3 | Ball Float | 1990-02-01 |  | 1990-02-01 |  | Currently in Use | Gas (Historical Use) | 12000 | Fiberglass | 1989-11-15 | Copper | Pressurized
9067016 | 1 | Ball Float | 1990-10-24 | no | 1990-10-24 | no | Currently in Use | Regular | 10000 | Composite Double Walled | 1973-01-01 | Double-Walled Fiberglass | Pressurized
9067016 | 2 | Ball Float | 1990-10-24 | no | 1990-10-24 | no | Currently in Use | Diesel | 10000 | Composite Double Walled | 1973-01-01 | Double-Walled Fiberglass | Pressurized
9067016 | 3A | Ball Float | 1990-10-24 | no | 1990-10-24 | no | Currently in Use | Premium | 5000 | Composite Double Walled | 1973-01-01 | Double-Walled Fiberglass | Pressurized
9067016 | 3B | Ball Float | 1990-10-24 | no | 1990-10-24 | no | Currently in Use | Diesel | 5000 | Composite Double Walled | 1973-01-01 | Double-Walled Fiberglass | Pressurized
9067017 | 1 | Ball Float | 1988-04-01 | no | 1988-04-01 | no | Currently in Use | Regular | 12000 | Fiberglass | 1988-01-01 | Fiberglass Reinforced Plastic | Pressurized
9067017 | 2 | Ball Float | 1988-04-01 | no | 1988-04-01 | no | Currently in Use | Plus | 12000 | Fiberglass | 1988-01-01 | Fiberglass Reinforced Plastic | Pressurized
9067017 | 3 | Ball Float | 1988-04-01 | no | 1988-04-01 | no | Currently in Use | Premium | 12000 | Fiberglass | 1988-01-01 | Fiberglass Reinforced Plastic | Pressurized
9067018 | 1 | Overfill Alarm | 1993-06-01 |  | 1993-06-01 |  | Removed from Ground | Gas (Historical Use) | 12000 | Fiberglass | 1987-10-02 | Double-Walled Fiberglass | Pressurized
9067018 | 2 | Overfill Alarm | 1993-06-01 |  | 1993-06-01 |  | Removed from Ground | Gas (Historical Use) | 12000 | Fiberglass | 1987-10-02 | Double-Walled Fiberglass | Pressurized
9067018 | 3 | Overfill Alarm | 1993-06-01 |  | 1993-06-01 |  | Removed from Ground | Gas (Historical Use) | 12000 | Fiberglass | 1987-10-02 | Double-Walled Fiberglass | Pressurized
9067018 | 4 |  | 2011-09-01 | no | 2011-07-01 | no | Currently in Use | Gas (Historical Use) | 20000 | Fiberglass Double Walled | 2011-07-01 | Double-Walled Fiberglass | Pressurized
9067018 | 5 |  | 2011-09-01 | no | 2011-07-01 | no | Currently in Use | Gas (Historical Use) | 20000 | Fiberglass Double Walled | 2011-07-01 | Double-Walled Fiberglass | Pressurized
9067018 | 6 |  | 2011-09-01 | no | 2011-07-01 | no | Currently in Use | Gas (Historical Use) | 12000 | Fiberglass Double Walled | 2011-07-01 | Double-Walled Fiberglass | Pressurized
9067018 | 7 |  | 2011-09-01 | no | 2011-07-01 | no | Currently in Use | Diesel | 12000 | Fiberglass Double Walled | 2011-07-01 | Double-Walled Fiberglass | Pressurized
9067019 | 1 |  | 1990-09-01 |  | 1990-09-01 |  | Removed from Ground | Gas (Historical Use) | 12000 | Tank Jacket | 1991-01-01 | Double Walled | Pressurized
9067019 | 2 |  | 1990-09-01 |  | 1990-09-01 |  | Removed from Ground | Gas (Historical Use) | 12000 | Tank Jacket | 1991-01-01 | Double Walled | Pressurized
9067019 | 3 |  | 1990-09-01 |  | 1990-09-01 |  | Removed from Ground | Gas (Historical Use) | 12000 | Tank Jacket | 1991-01-01 | Double Walled | Pressurized
9067019 | 4 |  | 2014-03-01 | no | 2014-08-06 | no | Currently in Use | Gas (Historical Use) | 20000 | Fiberglass Double Walled | 2013-12-01 | Double-Walled Fiberglass | Pressurized
9067019 | 5 |  | 2014-03-01 | no | 2014-08-06 | no | Currently in Use | Gas (Historical Use) | 20000 | Fiberglass Double Walled | 2013-12-01 | Double-Walled Fiberglass | Pressurized
9067019 | 6A |  | 2014-03-01 | no | 2014-08-06 | no | Temporarily out of use | Other | 10000 | Fiberglass Double Walled | 2013-12-01 | Double-Walled Fiberglass | Pressurized
9067019 | 6B |  | 2014-03-01 | no | 2014-08-06 | no | Currently in Use | Gas (Historical Use) | 9500 | Fiberglass Double Walled | 2013-12-01 | Double-Walled Fiberglass | Pressurized
9067019 | 7 |  | 2014-03-01 | no | 2014-08-06 | no | Currently in Use | Diesel | 12000 | Fiberglass Double Walled | 2013-12-01 | Double-Walled Fiberglass | Pressurized
9067020 | 1 |  | 1990-11-01 |  | 1990-11-01 |  | Currently in Use | Gas (Historical Use) | 12000 | Tank Jacket | 1991-01-01 | Double Walled | Pressurized
9067020 | 2 |  | 1990-11-01 |  | 1990-11-01 |  | Currently in Use | Gas (Historical Use) | 12000 | Tank Jacket | 1991-01-01 | Double Walled | Pressurized
9067020 | 3 |  | 1990-11-01 |  | 1990-11-01 |  | Currently in Use | Gas (Historical Use) | 12000 | Tank Jacket | 1991-01-01 | Double Walled | Pressurized
9067021 | 1 | Ball Float | 1991-01-01 | no | 1991-01-01 | no |  | Regular | 12000 | Galvanic (STIP-3) | 1991-01-01 | Galvanized Steel | Pressurized
9067021 | 2 |  | 1991-01-01 |  | 1991-01-01 |  | Permanently Out Of Use | Gas (Historical Use) | 12000 | Galvanic (STIP-3) | 1991-01-01 | Galvanized Steel | Pressurized
9067021 | 3 |  | 1991-01-01 |  | 1991-01-01 |  | Permanently Out Of Use | Gas (Historical Use) | 12000 | Galvanic (STIP-3) | 1991-01-01 | Double Walled/Sec. Containment | Pressurized
9067021 | 4 | Ball Float | 2002-01-23 | no | 2002-01-23 | no | Currently in Use | Regular | 10000 | Fiberglass Double Walled | 2002-01-23 | Double-Walled Flex | Pressurized
9067021 | 5 | Ball Float | 2002-01-23 | no | 2002-01-23 | no | Currently in Use | Plus | 10000 | Fiberglass Double Walled | 2002-01-23 | Double-Walled Flex | Pressurized
9067021 | 6 | Ball Float | 2002-01-23 | no | 2002-01-23 | no | Currently in Use | Premium | 10000 | Fiberglass Double Walled | 2002-01-23 | Double-Walled Flex | Pressurized
9067021 | 7 | Ball Float | 2002-01-23 | no | 2002-01-23 | no | Currently in Use | Diesel | 10000 | Fiberglass Double Walled | 2002-01-23 | Double-Walled Flex | Pressurized
9067022 | 1 |  | 1989-01-01 |  | 1989-01-01 |  | Removed from Ground | Gas (Historical Use) | 10000 | Cathodically Protected Steel | 1989-01-01 | Cathodically Protected | Pressurized
9067022 | 2 |  | 1989-01-01 |  | 1989-01-01 |  | Removed from Ground | Gas (Historical Use) | 10000 | Cathodically Protected Steel | 1989-01-01 | Cathodically Protected | Pressurized
9067022 | 3 |  | 1989-01-01 |  | 1989-01-01 |  | Removed from Ground | Gas (Historical Use) | 10000 | Cathodically Protected Steel | 1989-01-01 | Cathodically Protected | Pressurized
9067022 | 4 |  | 1989-01-01 |  | 1989-01-01 |  | Removed from Ground | Gas (Historical Use) | 10000 | Cathodically Protected Steel | 1989-01-01 | Cathodically Protected | Pressurized
9067023 | 1 |  | 1998-06-23 |  | 1989-01-01 |  | Temporarily out of use | Diesel | 15000 | Cathodically Protected Steel | 1989-01-01 | Fiberglass Reinforced Plastic | Pressurized
9067024 | 1 | Ball Float | 2005-07-14 | no | 2005-07-14 | no | Currently in Use | Regular | 10000 | Fiberglass | 1986-01-01 | Fiberglass Reinforced Plastic | Pressurized
9067024 | 2 | Ball Float | 2005-07-14 | no | 2005-07-14 | no | Currently in Use | Premium | 10000 | Fiberglass | 1986-01-01 | Fiberglass Reinforced Plastic | Pressurized
9067024 | 3 | Flapper Valve | 2005-07-14 | no | 2005-07-14 | no | Currently in Use | Diesel | 6000 | Fiberglass | 1986-01-01 | Fiberglass Reinforced Plastic | Pressurized
9067025 | 1 | [5 empty] | Removed from Ground | Diesel | 10000 | Fiberglass | 1985-01-01 | Unknown
9067026 | 1 | Flapper Valve | 1993-12-01 |  | 1993-12-01 |  | Currently in Use | Gas (Historical Use) | 10374 | Fiberglass Double Walled | 1990-03-05 | Double-Walled Fiberglass | Pressurized
9067026 | 2 | Flapper Valve | 1993-12-01 |  | 1993-12-01 |  | Currently in Use | Gas (Historical Use) | 10374 | Fiberglass Double Walled | 1990-03-05 | Double-Walled Fiberglass | Pressurized
9067026 | 3 | Flapper Valve | 1993-12-01 | no | 1993-12-01 | no | Currently in Use | Diesel | 10374 | Fiberglass Double Walled | 1990-03-05 | Double-Walled Fiberglass | Pressurized
9067027 | 1 | Flapper Valve | 1993-10-12 |  | 1993-10-12 |  | Currently in Use | Gas (Historical Use) | 10000 | Fiberglass | 1988-01-01 | Fiberglass Reinforced Plastic | Pressurized
9067027 | 2 | Flapper Valve | 1993-10-12 |  | 1993-10-12 |  | Currently in Use | Gas (Historical Use) | 10000 | Fiberglass | 1988-01-01 | Fiberglass Reinforced Plastic | Pressurized
9067027 | 3 | Flapper Valve | 1993-10-12 |  | 1993-10-12 |  | Currently in Use | Diesel | 10000 | Fiberglass | 1988-01-01 | Fiberglass Reinforced Plastic | Pressurized
9067028 | 1 | [5 empty] | Removed from Ground | Gas (Historical Use) | 2000 | Bare Steel | 1982-01-01 | Bare Steel | Safe Suction (Euro)
9067029 | 1 | [5 empty] | Removed from Ground | Gas (Historical Use) | 12000 | Double Walled | 1994-02-01 | Double Walled | Pressurized
9067029 | 2 | [5 empty] | Removed from Ground | Diesel | 12000 | Double Walled | 1994-02-01 | Double Walled | Pressurized
9067030 | 1 |  | 1985-06-25 | no | 1985-06-25 | no | Removed from Ground | Diesel | 10000 | Steel-Impressed Current | 1985-01-01 | Steel (Impressed Current) | Safe Suction (Euro)
9067031 | 1 |  | 1998-11-09 |  | 1998-11-09 |  | Removed from Ground | Diesel | 10000 | Steel-Impressed Current | 1987-01-01 | Cathodically Protected | Pressurized
9067032 | 1 | [5 empty] | Removed from Ground | Diesel | 10000 | Bare Steel | 1983-01-01 | Galvanized Steel
9067033 | 162671 | Ball Float | 1990-06-01 |  | 1990-06-01 |  | Currently in Use | Gas (Historical Use) | 8000 | Steel-Impressed Current | 1990-06-01 | Fiberglass Reinforced Plastic | Pressurized
9067033 | 162673 | Ball Float | 1990-06-01 |  | 1990-06-01 |  | Currently in Use | Gas (Historical Use) | 10000 | Steel-Impressed Current | 1990-06-01 | Fiberglass Reinforced Plastic | Pressurized
9067033 | 162685 | Ball Float | 1990-06-01 |  | 1990-06-01 |  | Currently in Use | Gas (Historical Use) | 8000 | Steel-Impressed Current | 1990-06-01 | Fiberglass Reinforced Plastic | Pressurized
9067035 | 1 | [5 empty] | Removed from Ground | Diesel | 5000 | Fiberglass | 1990-01-01 | Fiberglass Reinforced Plastic
9067035 | 2 |  | 2009-01-15 | no | 1990-01-01 | no | Currently in Use | Diesel | 12000 | Composite Double Walled | 1990-01-01 |  | Pressurized
9067036 | 1 |  |  | yes |  | yes | Removed from Ground | Used Oil | 1500 | Bare Steel | 1985-01-01 | Galvanized Steel
9067037 | 1 | [5 empty] | Removed from Ground | Diesel | 2000 | Fiberglass | 1988-01-01 | Galvanized Steel | Suction (American)
9067037 | 2 | [5 empty] | Removed from Ground | Diesel | 2000 | Fiberglass | 1988-01-01 | Galvanized Steel | Suction (American)
9067038 | 1 | [5 empty] | Removed from Ground | Diesel | 185 | Cathodically Protected Steel | 1983-01-01 | Galvanized Steel
9067038 | 2 | [5 empty] | Removed from Ground | Other | 1 | Not Marked/Unknown | 1994-09-19 | Not Marked
9067039 | 1 |  | 1994-10-01 |  | 1994-10-01 |  | Currently in Use | Gas (Historical Use) | 5000 | Fiberglass | 1979-06-08 | Fiberglass Reinforced Plastic | Pressurized
9067039 | 2 | Flapper Valve | 1994-10-01 |  | 1994-10-01 |  | Temporarily out of use | Diesel | 5000 | Fiberglass | 1979-06-08 | Fiberglass Reinforced Plastic | Pressurized
9067039 | 3 | Flapper Valve | 1994-10-01 |  | 1994-10-01 |  | Currently in Use | Gas (Historical Use) | 10000 | Fiberglass | 1979-06-08 | Fiberglass Reinforced Plastic | Pressurized
9067039 | 4 | Flapper Valve | 1994-10-01 |  | 1994-10-01 |  | Currently in Use | Gas (Historical Use) | 10000 | Fiberglass | 1989-05-14 | Fiberglass Reinforced Plastic | Pressurized
9067040 | 1 | [5 empty] | Removed from Ground | Gas (Historical Use) | 550 | Cathodically Protected Steel | 1989-01-01 | Galvanized Steel
9067041 | 1 | Ball Float | 1994-12-01 | no | 1994-12-01 | no | Currently in Use | Plus | 6000 | Steel-Impressed Current | 1984-01-01 |  | Pressurized
9067041 | 2 | Ball Float | 1994-12-01 | no | 1994-12-01 | no | Currently in Use | Premium | 8000 | Steel-Impressed Current | 1984-01-01 |  | Pressurized
9067041 | 3 | Ball Float | 1994-12-01 | no | 1994-12-01 | no | Currently in Use | Regular | 8000 | Steel-Impressed Current | 1984-01-01 |  | Pressurized
9067041 | 4 | Ball Float | 1994-12-01 |  | 1994-12-01 |  | Currently in Use | Diesel | 6000 | Steel-Impressed Current | 1984-01-01 |  | Pressurized
9067042 | 1 |  | 1996-09-01 |  | 1996-09-01 |  | Currently in Use | Gas (Historical Use) | 8000 | Galvanic (STIP-3) | 1988-01-01 | Fiberglass Reinforced Plastic | Pressurized
9067042 | 2 |  | 1996-09-01 |  | 1996-09-01 |  | Currently in Use | Gas (Historical Use) | 8000 | Galvanic (STIP-3) | 1988-01-01 | Fiberglass Reinforced Plastic | Pressurized
9067042 | 3 |  | 1996-09-01 |  | 1996-09-01 |  | Currently in Use | Gas (Historical Use) | 8000 | Galvanic (STIP-3) | 1988-01-01 | Fiberglass Reinforced Plastic | Pressurized
9067043 | 1 | [5 empty] | Removed from Ground | Diesel | 550 | Bare Steel | 1975-01-01 | Bare Steel
9067044 | 1 |  | 1997-12-30 |  | 1997-12-30 |  | Removed from Ground | Diesel | 275 | Cathodically Protected Steel | 1986-01-01 | Double Walled
9067045 | 1 |  |  | yes |  | yes | Removed from Ground | Used Oil | 550 | Double Walled | 1988-01-01 | Bare Steel
9067045 | 2 |  |  | yes |  | yes | Removed from Ground | Used Oil | 550 | Double Walled | 1988-01-01 | Bare Steel
9067046 | 1 |  |  | yes |  | yes | Closed in Ground | Used Oil | 550 | Double Walled | 1988-01-01 | Fiberglass Reinforced Plastic
9067046 | 2 |  |  | yes |  | yes | Currently in Use | Used Oil | 550 | Double Walled | 1988-01-01 | Fiberglass Reinforced Plastic
9067048 | 1 |  | 1997-12-30 |  | 1997-12-30 |  | Removed from Ground | Diesel | 275 | Cathodically Protected Steel | 1986-01-01 | Double Walled
9067049 | 1 | Ball Float | 1994-01-01 |  | 1988-01-01 |  | Currently in Use | Gas (Historical Use) | 12000 | Fiberglass | 1988-01-01 | Fiberglass Reinforced Plastic | Pressurized
9067049 | 2 | Ball Float | 1994-01-01 |  | 1988-01-01 |  | Currently in Use | Gas (Historical Use) | 10000 | Fiberglass | 1988-01-01 | Fiberglass Reinforced Plastic | Pressurized
9067049 | 3 | Ball Float | 1994-01-01 |  | 1988-01-01 |  | Currently in Use | Gas (Historical Use) | 10000 | Fiberglass | 1988-01-01 | Fiberglass Reinforced Plastic | Pressurized
9067050 | 1 | [5 empty] | Removed from Ground | Gas (Historical Use) | 1000 | Bare Steel | 1980-01-01 | Galvanized Steel | Suction (American)
9067050 | 2 | [5 empty] | Removed from Ground | Gas (Historical Use) | 1000 | Bare Steel | 1980-01-01 | Galvanized Steel | Suction (American)
9067051 | 1 |  | 1997-10-01 |  | 1997-10-01 |  | Currently in Use | Gas (Historical Use) | 10000 | Fiberglass | 1986-01-01 | Fiberglass Reinforced Plastic | Pressurized
9067051 | 2 |  | 1997-10-01 |  | 1997-10-01 |  | Currently in Use | Gas (Historical Use) | 10000 | Fiberglass | 1986-01-01 | Fiberglass Reinforced Plastic | Pressurized
9067051 | 3 |  | 1997-10-01 |  | 1997-10-01 |  | Currently in Use | Diesel | 6000 | Fiberglass | 1986-01-01 | Fiberglass Reinforced Plastic | Pressurized
9067052 | 1 |  | 1989-02-15 |  | 1989-02-15 |  | Temporarily out of use | Gas (Historical Use) | 10000 | Composite | 1989-02-15 | Fiberglass Reinforced Plastic | Pressurized
9067052 | 2 | Ball Float | 1989-02-15 |  | 1989-02-15 |  | Temporarily out of use | Gas (Historical Use) | 10000 | Composite | 1989-02-15 | Fiberglass Reinforced Plastic | Pressurized
9067052 | 3 | Ball Float | 1989-02-15 |  | 1989-02-15 |  | Temporarily out of use | Gas (Historical Use) | 10000 | Composite | 1989-02-15 | Fiberglass Reinforced Plastic | Pressurized
9067052 | 4 | Ball Float | 1989-02-15 |  | 1989-02-15 |  | Temporarily out of use | Diesel | 8200 | Composite | 1989-02-15 | Fiberglass Reinforced Plastic | Pressurized
9067054 | 1 | Ball Float | 1990-01-01 | no | 1990-01-01 | no | Currently in Use | Regular | 12000 |  | 1990-01-01 | Fiberglass Reinforced Plastic | Pressurized
9067054 | 2 | Ball Float | 1990-01-01 | no | 1990-01-01 | no | Currently in Use | Gas (Historical Use) | 10000 |  | 1990-01-01 | Fiberglass Reinforced Plastic | Pressurized
9067054 | 3 |  | 1990-01-01 |  | 1990-01-01 |  | Currently in Use | Gas (Historical Use) | 10000 | Cathodically Protected Steel | 1990-01-01 | Fiberglass Reinforced Plastic | Pressurized
9067054 | 4 | Ball Float | 1990-01-01 | no | 1990-01-01 | no | Currently in Use | Diesel | 10000 |  | 1990-01-01 | Fiberglass Reinforced Plastic | Pressurized
9067055 | 1 |  | 1997-12-30 |  | 1997-12-30 |  | Removed from Ground | Diesel | 275 | Cathodically Protected Steel | 1986-01-01 | Double Walled
9067056 | 1 |  | 1987-07-01 |  | 1987-07-01 |  | Removed from Ground | Gas (Historical Use) | 12000 | Fiberglass | 1987-07-01 | Copper | Pressurized
9067056 | 2 |  | 1987-07-01 |  | 1987-07-01 |  | Removed from Ground | Gas (Historical Use) | 12000 | Fiberglass | 1987-07-01 | Copper | Pressurized
9067056 | 3 |  | 1987-07-01 |  | 1987-07-01 |  | Removed from Ground | Gas (Historical Use) | 12000 | Fiberglass | 1987-07-01 | Copper | Pressurized
9067057 | 1 |  | 1998-10-01 |  | 1998-10-01 |  | Currently in Use | Gas (Historical Use) | 10000 | Steel-Impressed Current | 1987-04-20 | Fiberglass Reinforced Plastic | Pressurized
9067057 | 2 |  | 1998-10-01 |  | 1998-10-01 |  | Currently in Use | Gas (Historical Use) | 10000 | Steel-Impressed Current | 1987-04-20 | Fiberglass Reinforced Plastic | Pressurized
9067057 | 3 |  | 1998-10-01 |  | 1998-10-01 |  | Currently in Use | Gas (Historical Use) | 10000 | Steel-Impressed Current | 1987-04-20 | Fiberglass Reinforced Plastic | Pressurized
9067058 | 1 | Flapper Valve | 1998-10-01 | no | 1998-10-01 | no | Temporarily out of use |  | 10000 | Galvanic (STIP-3) | 1999-09-01 | Fiberglass Reinforced Plastic | Pressurized
9067058 | 2 | Flapper Valve | 1998-10-01 | no | 1998-10-01 | no | Currently in Use |  | 10000 | Galvanic (STIP-3) | 1999-09-01 | Fiberglass Reinforced Plastic | Pressurized
9067058 | 3 | Flapper Valve | 1998-10-01 | no | 1998-10-01 | no | Currently in Use | Diesel | 10000 | Galvanic (STIP-3) | 1999-09-01 | Fiberglass Reinforced Plastic | Pressurized
9067058 | 4 | Flapper Valve | 1998-10-01 | no | 1998-01-01 | no | Currently in Use |  | 8000 | Galvanic (STIP-3) | 2012-12-14 | Fiberglass Reinforced Plastic | Pressurized
9067058 | 5 | Flapper Valve | 1998-10-01 | no | 1998-10-01 | no | Temporarily out of use | Kerosene | 4000 | Galvanic (STIP-3) | 2009-09-03 | Fiberglass Reinforced Plastic | Pressurized
9067059 | 1 | [5 empty] | Removed from Ground | Gas (Historical Use) | 5000 | Bare Steel | 1976-06-07 | Galvanized Steel
9067059 | 3 | [5 empty] | Removed from Ground | Gas (Historical Use) | 5000 | Bare Steel | 1976-06-07 | Galvanized Steel
9067059 | 4 | [5 empty] | Removed from Ground | Kerosene | 3000 | Not Marked/Unknown | 1989-01-01 | Not Marked
9067059 | 5 | [5 empty] | Removed from Ground | Gas (Historical Use) | 10000 | Bare Steel | 1976-06-07 | Galvanized Steel
9067060 | 1 | [5 empty] | Removed from Ground | Gas (Historical Use) | 8000 | Bare Steel | 1981-01-01 | Galvanized Steel
9067060 | 2 | [5 empty] | Removed from Ground | Gas (Historical Use) | 8000 | Bare Steel | 1981-01-01 | Galvanized Steel
9067060 | 3 | [5 empty] | Removed from Ground | Gas (Historical Use) | 8000 | Bare Steel | 1981-01-01 | Galvanized Steel
9067061 | 1 |  | 1991-06-01 |  | 1991-06-01 |  | Removed from Ground | Gas (Historical Use) | 10000 | Fiberglass Double Walled | 1990-04-26 | Double-Walled Fiberglass | Pressurized
9067061 | 2 |  | 1991-06-01 |  | 1991-06-01 |  | Removed from Ground | Gas (Historical Use) | 10000 | Fiberglass Double Walled | 1990-04-26 | Double-Walled Fiberglass | Pressurized
9067061 | 3 |  | 1991-06-01 |  | 1991-06-01 |  | Removed from Ground | Gas (Historical Use) | 10000 | Fiberglass Double Walled | 1990-04-26 | Double-Walled Fiberglass | Pressurized
9067061 | 4 |  | 1991-06-01 |  | 1991-06-01 |  | Removed from Ground | Diesel | 10000 | Fiberglass Double Walled | 1990-04-26 | Double-Walled Fiberglass | Pressurized
9067062 | 3 |  | 1998-12-14 |  | 1988-01-01 |  | Removed from Ground | Diesel | 10000 | Galvanic (STIP-3) | 1987-12-01 | Cathodically Protected | Safe Suction (Euro)
9067062 | A |  |  | no |  | no | Permanently Out of Use - historical purposes | Gas (Historical Use) | 250 | Unknown | 1956-01-01 | Unknown
9067062 | B |  |  | no |  | no | Permanently Out of Use - historical purposes | Gas (Historical Use) | 250 | Unknown | 1956-01-01 | Unknown
9067062 | C |  |  | no |  | no | Permanently Out of Use - historical purposes | Gas (Historical Use) | 250 | Unknown | 1956-01-01 | Unknown
9067063 | 1 |  | 1986-06-01 |  | 1986-06-01 |  | Removed from Ground | Empty | 8000 | Fiberglass | 1986-01-01 | Fiberglass Reinforced Plastic | Pressurized
9067063 | 2 |  | 1986-06-01 |  | 1986-06-01 |  | Removed from Ground | Empty | 0 | Fiberglass | 1986-01-01 | Fiberglass Reinforced Plastic | Pressurized
9067063 | 3 |  | 1986-06-01 |  | 1986-06-01 |  | Removed from Ground | Empty | 0 | Fiberglass | 1986-01-01 | Fiberglass Reinforced Plastic | Pressurized
9067063 | 4 |  | 1986-06-01 |  | 1986-06-01 |  | Removed from Ground | Empty | 0 | Fiberglass | 1986-01-01 | Fiberglass Reinforced Plastic | Pressurized
9067063 | 5 | Ball Float | 2005-04-15 | no | 2005-04-15 | no | Currently in Use | Gas (Historical Use) | 12000 | Fiberglass | 2005-04-15 | Flex | Pressurized
9067063 | 6 | Ball Float | 2005-04-15 | no | 2005-04-15 | no | Currently in Use | Gas (Historical Use) | 10000 | Fiberglass | 2005-04-15 | Flex | Pressurized
9067063 | 7 | Ball Float | 2005-04-15 | no | 2005-04-15 | no | Currently in Use | Diesel | 8000 | Fiberglass | 2005-04-15 | Flex | Pressurized
9067064 | 1 | Ball Float | 1995-07-01 |  | 1995-07-01 |  | Currently in Use | Gas (Historical Use) | 12000 | Fiberglass | 1988-06-01 | Fiberglass Reinforced Plastic | Pressurized
9067064 | 2 | Ball Float | 1995-07-01 |  | 1995-07-01 |  | Currently in Use | Gas (Historical Use) | 10000 | Fiberglass | 1988-06-01 | Fiberglass Reinforced Plastic | Pressurized
9067064 | 3 | Ball Float | 1995-07-01 |  | 1995-07-01 |  | Currently in Use | Gas (Historical Use) | 10000 | Fiberglass | 1988-06-01 | Fiberglass Reinforced Plastic | Pressurized
9067065 | 1 |  | 1989-01-01 |  | 1989-01-01 |  | Removed from Ground | Gas (Historical Use) | 10000 | Fiberglass | 1989-01-01 | Fiberglass Reinforced Plastic | Pressurized
9067065 | 2 |  | 1989-01-01 |  | 1989-01-01 |  | Removed from Ground | Gas (Historical Use) | 10000 | Fiberglass | 1989-01-01 | Fiberglass Reinforced Plastic | Pressurized
9067065 | 3 |  | 1989-01-01 |  | 1989-01-01 |  | Removed from Ground | Gas (Historical Use) | 10000 | Fiberglass | 1989-01-01 | Fiberglass Reinforced Plastic | Pressurized
9067066 | 1 |  | 1989-04-05 |  | 1989-04-05 |  | Removed from Ground | Diesel | 10000 | Fiberglass | 1989-01-01 | Fiberglass Reinforced Plastic | Pressurized
9067066 | 2 |  | 1996-10-01 |  | 1996-10-01 |  | Removed from Ground | Diesel | 12000 | Fiberglass | 1996-09-01 | Fiberglass Reinforced Plastic | Pressurized
9067066 | 3 |  | 1996-10-01 | yes | 1996-10-01 | yes | Removed from Ground | Used Oil | 2500 | Fiberglass | 1989-01-01 | Fiberglass Reinforced Plastic | Gravity Fed
9067067 | 1 | Flapper Valve | 1986-05-01 |  | 1986-05-01 |  | Currently in Use | Gas (Historical Use) | 10000 | Galvanic (STIP-3) | 1986-05-01 | Galvanized Steel | Suction (American)
9067070 | 1 |  | 1989-01-01 |  | 1989-01-01 |  | Removed from Ground | Gas (Historical Use) | 12000 | Fiberglass | 1989-01-01 | Fiberglass Reinforced Plastic | Pressurized
9067070 | 2 |  | 1989-01-01 |  | 1989-01-01 |  | Removed from Ground | Gas (Historical Use) | 10000 | Fiberglass | 1989-01-01 | Fiberglass Reinforced Plastic | Pressurized
9067070 | 3 |  | 1989-01-01 |  | 1989-01-01 |  | Removed from Ground | Gas (Historical Use) | 10000 | Fiberglass | 1989-01-01 | Fiberglass Reinforced Plastic | Pressurized
9067072 | 1 | [5 empty] | Removed from Ground | Gas (Historical Use) | 8000 | Fiberglass | 1989-01-01 | Fiberglass Reinforced Plastic
9067072 | 2 | [5 empty] | Removed from Ground | Gas (Historical Use) | 8000 | Cathodically Protected Steel | 1989-01-01 | Fiberglass Reinforced Plastic
9067073 | 6 | Ball Float | 1989-01-01 | no | 1989-01-01 | no | Currently in Use | Gas (Historical Use) | 10000 | Fiberglass Double Walled | 1989-01-01 | Fiberglass Reinforced Plastic | Pressurized
9067073 | 7 | Ball Float | 1989-01-01 | no | 1989-01-01 | no | Currently in Use | Gas (Historical Use) | 10000 | Fiberglass Double Walled | 1989-01-01 | Fiberglass Reinforced Plastic | Pressurized
9067073 | 8 | Ball Float | 1989-01-01 | no | 1989-01-01 | no | Currently in Use | Gas (Historical Use) | 10000 | Fiberglass Double Walled | 1989-01-01 | Fiberglass Reinforced Plastic | Pressurized
9067073 | 9 | Flapper Valve | 1989-01-01 | no | 1989-01-01 | no | Temporarily out of use | Kerosene | 3000 | Fiberglass Double Walled | 1989-01-01 | Fiberglass Reinforced Plastic | Safe Suction (Euro)
9067074 | 1 |  | 1991-02-01 |  | 1991-02-01 |  | Removed from Ground | Gas (Historical Use) | 10000 | Unknown | 1991-02-01 | Fiberglass Reinforced Plastic | Pressurized
9067074 | 2 |  | 1991-02-01 |  | 1991-02-01 |  | Removed from Ground | Gas (Historical Use) | 12000 | Unknown | 1991-02-01 | Fiberglass Reinforced Plastic | Pressurized
9067074 | 3 |  | 1991-02-01 |  | 1991-02-01 |  | Removed from Ground | Gas (Historical Use) | 12000 | Unknown | 1991-02-01 | Fiberglass Reinforced Plastic | Pressurized
9067075 | 1 |  | 1991-02-01 |  | 1991-02-01 |  | Removed from Ground | Gas (Historical Use) | 10000 | Cathodically Protected Steel | 1991-01-01 | Fiberglass Reinforced Plastic | Pressurized
9067075 | 2 |  | 1991-02-01 |  | 1991-02-01 |  | Removed from Ground | Gas (Historical Use) | 10000 | Cathodically Protected Steel | 1991-01-01 | Fiberglass Reinforced Plastic | Pressurized
9067075 | 3 |  | 1991-02-01 |  | 1991-02-01 |  | Removed from Ground | Gas (Historical Use) | 10000 | Cathodically Protected Steel | 1991-01-01 | Fiberglass Reinforced Plastic | Pressurized
9067075 | 4 |  | 1991-02-01 |  | 1991-02-01 |  | Removed from Ground | Diesel | 10000 | Cathodically Protected Steel | 1991-01-01 | Fiberglass Reinforced Plastic | Pressurized
9067076 | 1 |  |  | yes |  | yes | Removed from Ground | Gas (Historical Use) | 10000 | Fiberglass | 1988-01-01 | Fiberglass Reinforced Plastic
9067076 | 2 |  |  | yes |  | yes | Removed from Ground | Gas (Historical Use) | 10000 | Fiberglass | 1988-01-01 | Fiberglass Reinforced Plastic
9067076 | 3 |  | 1990-07-01 |  | 1990-07-01 |  | Removed from Ground | Gas (Historical Use) | 10000 | Fiberglass | 1990-01-01 | Fiberglass Reinforced Plastic | Pressurized
9067076 | 4 |  | 1990-07-01 |  | 1990-07-01 |  | Removed from Ground | Gas (Historical Use) | 12000 | Fiberglass | 1990-01-01 | Fiberglass Reinforced Plastic | Pressurized
9067077 | 1 |  | 1990-12-17 | no | 1990-12-17 | no | Removed from Ground | Diesel | 12000 | Fiberglass Double Walled | 1989-01-01 | Double-Walled Fiberglass | Pressurized
9067077 | 2 |  | 1993-12-17 | no | 1990-12-17 | no | Removed from Ground | Diesel | 12000 | Fiberglass Double Walled | 1989-01-01 | Double-Walled Fiberglass | Pressurized
9067077 | 3 |  | 1990-12-17 | no | 1990-12-17 | no | Removed from Ground | Gas (Historical Use) | 12000 | Fiberglass Double Walled | 1989-01-01 | Double-Walled Fiberglass | Pressurized
9067077 | 4 | Overfill Alarm | 2017-06-30 | no | 2017-06-08 | no | Currently in Use | Diesel | 12000 | Fiberglass Double Walled | 2017-05-17 | Double-Walled Flex | Pressurized
9067077 | 5 | Overfill Alarm | 2017-06-30 | no | 2017-06-08 | no | Currently in Use | Diesel | 12000 | Fiberglass Double Walled | 2017-05-17 | Double-Walled Flex | Pressurized
9067077 | 6 | Overfill Alarm | 2017-06-30 | no | 2017-06-08 | no | Currently in Use | Gas (Historical Use) | 4000 | Fiberglass Double Walled | 2017-05-17 | Double-Walled Flex | Pressurized
9067078 | 1 | Ball Float | 1988-01-01 |  | 1988-01-01 |  | Currently in Use | Gas (Historical Use) | 8000 | Fiberglass | 1988-06-01 | Fiberglass Reinforced Plastic | Pressurized
9067078 | 2 | Ball Float | 1988-01-01 |  | 1988-01-01 |  | Currently in Use | Gas (Historical Use) | 8000 | Fiberglass | 1988-06-01 | Fiberglass Reinforced Plastic | Pressurized
9067078 | 3 | Ball Float | 1988-01-01 |  | 1988-01-01 |  | Currently in Use | Diesel | 8000 | Fiberglass | 1988-06-01 | Fiberglass Reinforced Plastic | Pressurized
9067078 | 4 | Ball Float | 1988-01-01 |  | 1988-01-01 |  | Currently in Use | Gas (Historical Use) | 8000 | Fiberglass | 1988-06-01 | Fiberglass Reinforced Plastic | Pressurized
9067078 | 5 | Ball Float | 1988-01-01 |  | 1988-01-01 |  | Currently in Use | Gas (Historical Use) | 8000 | Fiberglass | 1988-06-01 | Fiberglass Reinforced Plastic | Pressurized
9067079 | 1 | Ball Float | 1989-01-01 | no | 1989-01-01 | no | Currently in Use | Regular | 10000 | Composite | 1989-01-01 | Fiberglass Reinforced Plastic | Pressurized
9067079 | 2 | Ball Float | 1989-01-01 | no | 1989-01-01 | no | Currently in Use | Premium | 10000 | Composite | 1989-01-01 | Fiberglass Reinforced Plastic | Pressurized
9067079 | 3 | Ball Float | 1989-01-01 | no | 1989-01-01 | no | Currently in Use | E-0 | 10000 | Composite | 1989-01-01 | Fiberglass Reinforced Plastic | Pressurized
9067079 | 4 | Ball Float | 1989-01-01 | no | 1989-01-01 | no | Currently in Use | Diesel | 6000 | Composite | 1989-01-01 | Fiberglass Reinforced Plastic | Pressurized
9067080 | 1 |  |  | yes |  | yes | Permanently Out of Use - historical purposes | Used Oil | 500 | Bare Steel |  | Galvanized Steel
9067081 | 1 | [5 empty] | Removed from Ground | Gas (Historical Use) | 6000 | Bare Steel | 1970-01-01 | Bare Steel
9067082 | 1 |  |  | yes |  | yes | Removed from Ground | Used Oil | 500 | Marked Unknown | 1999-06-28 | Unknown | Gravity Fed
9067083 | 1 | [5 empty] | Removed from Ground | Empty | 1000 | Bare Steel | 1966-01-01 | Galvanized Steel
9067083 | 2 | [5 empty] | Removed from Ground | Empty | 1000 | Bare Steel | 1966-01-01 | Galvanized Steel
9067083 | 3 | [5 empty] | Removed from Ground | Empty | 2000 | Bare Steel | 1966-01-01 | Galvanized Steel
9067083 | 4 | [5 empty] | Removed from Ground | Empty | 500 | Bare Steel | 1966-01-01 | Galvanized Steel
9067084 | 1 |  | 1991-06-01 |  | 1991-06-01 |  | Removed from Ground | Gas (Historical Use) | 10000 | Composite | 1991-06-01 | Fiberglass Reinforced Plastic | Pressurized
9067084 | 2 |  | 1991-06-01 |  | 1991-06-01 |  | Removed from Ground | Gas (Historical Use) | 12000 | Composite | 1991-06-01 | Fiberglass Reinforced Plastic | Pressurized
9067084 | 3 |  | 1991-06-01 |  | 1991-06-01 |  | Removed from Ground | Gas (Historical Use) | 12000 | Composite | 1991-06-01 | Fiberglass Reinforced Plastic | Pressurized
9067086 | 1 | Flapper Valve | 1996-01-01 |  | 1989-09-01 |  | Currently in Use | Diesel | 4000 | Galvanic (STIP-3) | 1989-09-01 | Fiberglass Reinforced Plastic | Pressurized
9067086 | 2 | Flapper Valve | 1996-01-01 |  | 1989-09-01 |  | Currently in Use | Gas (Historical Use) | 10000 | Galvanic (STIP-3) | 1989-09-01 | Fiberglass Reinforced Plastic | Pressurized
9067086 | 3 | Flapper Valve | 1996-01-01 |  | 1989-09-01 |  | Currently in Use | Gas (Historical Use) | 10000 | Galvanic (STIP-3) | 1989-09-01 | Fiberglass Reinforced Plastic | Pressurized
9067086 | 4 | Flapper Valve | 1996-01-01 |  | 1989-09-01 |  | Currently in Use | Gas (Historical Use) | 10000 | Galvanic (STIP-3) | 1989-09-01 | Fiberglass Reinforced Plastic | Pressurized
9067086 | 5 | Flapper Valve | 1996-01-01 |  | 1989-09-01 |  | Currently in Use | Gas (Historical Use) | 10000 | Galvanic (STIP-3) | 1989-09-01 | Fiberglass Reinforced Plastic | Pressurized
9067087 | 1 | Flapper Valve | 1991-12-15 |  | 1991-12-15 |  | Currently in Use | Diesel | 12000 | Fiberglass | 1991-12-15 | Double-Walled Fiberglass | Pressurized
9067087 | 2 | Flapper Valve | 1991-12-15 |  | 1991-12-15 |  | Currently in Use | Diesel | 12000 | Fiberglass | 1991-12-15 | Double-Walled Fiberglass | Pressurized
9067087 | 3 | Flapper Valve | 1991-10-15 | yes | 1991-12-15 | yes | Currently in Use | Used Oil | 1000 | Galvanic (STIP-3) | 1991-10-15 | Double-Walled Fiberglass | Gravity Fed
9067088 | 1 |  | 1994-01-01 |  | 1989-01-01 |  | Currently in Use | Gas (Historical Use) | 15000 | Fiberglass | 1990-01-01 | Fiberglass Reinforced Plastic | Pressurized
9067088 | 2 |  | 1994-01-01 |  | 1989-01-01 |  | Currently in Use | Gas (Historical Use) | 15000 | Not Marked/Unknown | 1990-01-01 | Fiberglass Reinforced Plastic | Pressurized
9067088 | 3 |  | 1994-01-01 |  | 1989-01-01 |  | Currently in Use | Gas (Historical Use) | 15000 | Not Marked/Unknown | 1990-01-01 | Fiberglass Reinforced Plastic | Pressurized
9067089 | 1 | Ball Float | 1990-01-01 |  | 1990-01-01 |  | Currently in Use | Gas (Historical Use) | 10000 | Fiberglass Double Walled | 1991-01-01 | Double-Walled Fiberglass | Pressurized
9067089 | 2 | Ball Float | 1990-01-01 |  | 1990-01-01 |  | Currently in Use | Gas (Historical Use) | 10000 | Fiberglass Double Walled | 1991-01-01 | Double-Walled Fiberglass | Pressurized
9067089 | 3 | Ball Float | 1990-01-01 |  | 1990-01-01 |  | Currently in Use | Gas (Historical Use) | 10000 | Fiberglass Double Walled | 1991-01-01 | Double-Walled Fiberglass | Pressurized
9067089 | 4 | Ball Float | 1990-01-01 |  | 1990-01-01 |  | Currently in Use | Diesel | 10000 | Fiberglass Double Walled | 1991-01-01 | Double-Walled Fiberglass | Pressurized
9067090 | 1 |  | 1990-01-09 |  | 1990-01-09 |  | Removed from Ground | Gas (Historical Use) | 8775 | Double Walled | 1989-05-01 | Fiberglass Reinforced Plastic | Pressurized
9067090 | 2 |  | 1990-01-09 |  | 1990-01-09 |  | Removed from Ground | Gas (Historical Use) | 8775 | Double Walled | 1989-05-01 | Fiberglass Reinforced Plastic | Pressurized
9067090 | 3 |  | 1990-01-09 |  | 1990-01-09 |  | Removed from Ground | Gas (Historical Use) | 8775 | Double Walled | 1989-05-01 | Fiberglass Reinforced Plastic | Pressurized
9067091 | 1 |  | 1991-02-01 |  | 1991-02-01 |  | Currently in Use | Gas (Historical Use) | 10000 | Double Walled | 1991-01-01 | Fiberglass Reinforced Plastic | Pressurized
9067091 | 2 |  | 1991-02-01 |  | 1991-02-01 |  | Currently in Use | Gas (Historical Use) | 10000 | Double Walled | 1991-01-01 | Fiberglass Reinforced Plastic | Pressurized
9067091 | 3 |  | 1991-02-01 |  | 1991-03-01 |  | Currently in Use | Gas (Historical Use) | 10000 | Double Walled | 1991-01-01 | Fiberglass Reinforced Plastic | Pressurized
9067091 | 4 |  | 1991-02-01 |  | 1991-02-01 |  | Currently in Use | Gas (Historical Use) | 10000 | Double Walled | 1991-01-01 | Fiberglass Reinforced Plastic | Pressurized
9067092 | 1 | [5 empty] | Removed from Ground | Gas (Historical Use) | 5000 | Bare Steel | 1971-01-01 | Galvanized Steel
9067092 | 2 | [5 empty] | Removed from Ground | Gas (Historical Use) | 10000 | Bare Steel | 1971-01-01 | Galvanized Steel
9067092 | 3 | [5 empty] | Removed from Ground | Gas (Historical Use) | 10000 | Bare Steel | 1971-01-01 | Galvanized Steel
9067092 | 4 |  |  | yes |  | yes | Removed from Ground | Used Oil | 550 | Bare Steel | 1971-01-01 | Galvanized Steel
9067092 | 5 | [5 empty] | Removed from Ground | Gas (Historical Use) | 10000 | Fiberglass | 1986-11-01 | Fiberglass Reinforced Plastic
9067092 | 6 | [5 empty] | Removed from Ground | Gas (Historical Use) | 10000 | Fiberglass | 1986-11-01 | Fiberglass Reinforced Plastic
9067092 | 7 | [5 empty] | Removed from Ground | Gas (Historical Use) | 10000 | Fiberglass | 1986-11-01 | Fiberglass Reinforced Plastic
9067092 | 8 | [5 empty] | Removed from Ground | Gas (Historical Use) | 10000 | Fiberglass | 1986-11-01 | Fiberglass Reinforced Plastic
9067094 | 1 | Flapper Valve | 1986-01-01 |  | 1986-01-01 |  | Removed from Ground | Diesel | 20000 | Epoxy | 1986-01-01 | Fiberglass Reinforced Plastic | Pressurized
9067094 | 2 | Flapper Valve | 1986-01-01 | yes | 1986-01-01 | yes | Currently in Use | Used Oil | 500 | Composite | 1986-01-01 | Cathodically Protected | Gravity Fed
9067095 | 1 |  | 1991-08-01 |  | 1991-08-01 |  | Removed from Ground | Diesel | 20000 | Double Walled | 1991-08-01 | Fiberglass Reinforced Plastic | Pressurized
9067096 | 1 | [5 empty] | Currently in Use | Diesel | 10000 | Cathodically Protected Steel | 1985-01-01 | Cathodically Protected
9067098 | 1 | [5 empty] | Removed from Ground | Gas (Historical Use) | 10000 | Bare Steel | 1980-01-01 | Galvanized Steel
9067100 | 1 | [5 empty] | Removed from Ground | Diesel | 1000 | Marked Unknown | 1960-01-01 | Unknown
9067100 | 2 | [5 empty] | Removed from Ground | Diesel | 5000 | Marked Unknown | 1955-01-01 | Unknown
9067100 | 3 | [5 empty] | Removed from Ground | Diesel | 6000 | Marked Unknown | 1955-01-01 | Unknown
9067101 | 1 |  | 1998-06-01 |  | 1998-06-01 |  | Temporarily out of use | Gas (Historical Use) | 10000 | Cathodically Protected Steel | 1988-08-25 | Fiberglass Reinforced Plastic | Pressurized
9067101 | 2 |  | 1998-06-01 |  | 1998-06-01 |  | Temporarily out of use | Gas (Historical Use) | 10000 | Cathodically Protected Steel | 1988-08-25 | Fiberglass Reinforced Plastic | Pressurized
9067101 | 3 |  | 1998-06-01 |  | 1998-06-01 |  | Temporarily out of use | Gas (Historical Use) | 10000 | Cathodically Protected Steel | 1988-08-25 | Fiberglass Reinforced Plastic | Pressurized
9067101 | 4 |  | 1998-06-01 |  | 1998-06-01 |  | Temporarily out of use | Diesel | 10000 | Cathodically Protected Steel | 1988-08-25 | Fiberglass Reinforced Plastic | Pressurized
9067102 | 1 |  | 1988-01-01 |  | 1996-02-09 |  | Removed from Ground | Gas (Historical Use) | 12000 | Fiberglass | 1987-01-01 | Fiberglass Reinforced Plastic | Pressurized
9067102 | 2 |  | 1988-01-01 |  | 1996-02-09 |  | Removed from Ground | Gas (Historical Use) | 10000 | Fiberglass | 1987-01-01 | Fiberglass Reinforced Plastic | Pressurized
9067102 | 3 |  | 1988-01-01 |  | 1996-02-09 |  | Removed from Ground | Gas (Historical Use) | 10000 | Fiberglass | 1987-01-01 | Fiberglass Reinforced Plastic | Pressurized
9067102 | 4 |  | 1988-01-01 |  | 1996-02-02 |  | Removed from Ground | Diesel | 10000 | Fiberglass | 1987-01-01 | Fiberglass Reinforced Plastic | Pressurized
9067103 | 1 | Flapper Valve | 1997-11-22 | no | 1997-11-22 | no | Currently in Use | Regular | 10000 | Fiberglass | 1990-01-01 | Copper | Pressurized
9067103 | 2 | Flapper Valve | 1997-11-22 | no | 1997-11-22 | no | Currently in Use | Premium | 10000 | Fiberglass | 1990-01-01 | Copper | Pressurized
9067103 | 3 | Ball Float | 1997-11-22 | no | 1997-11-22 | no | Currently in Use | Diesel | 10000 | Fiberglass | 1990-01-01 | Copper | Pressurized
9067104 | 1 | [5 empty] | Removed from Ground | Empty | 0 | Bare Steel | 1981-01-01 | Galvanized Steel
9067104 | 2 | [5 empty] | Removed from Ground | Empty | 0 | Bare Steel | 1981-01-01 | Galvanized Steel
9067104 | 3 | [5 empty] | Removed from Ground | Empty | 0 | Bare Steel | 1981-01-01 | Galvanized Steel
9067105 | 1 |  | 1992-10-01 | no | 1992-10-01 | no | Temporarily out of use | Diesel | 1000 | Galvanic (STIP-3) | 1992-10-01 | Fiberglass Reinforced Plastic | Pressurized
9067105 | 2 |  | 1992-10-01 | no | 1992-10-01 | no | Temporarily out of use | Gas (Historical Use) | 8000 | Galvanic (STIP-3) | 1992-10-01 | Fiberglass Reinforced Plastic | Pressurized
9067105 | 3 | Ball Float | 1992-10-01 | no | 1992-10-01 | no | Currently in Use | Gas (Historical Use) | 8000 | Galvanic (STIP-3) | 1992-10-01 | Fiberglass Reinforced Plastic | Pressurized
9067105 | 4 | Ball Float | 1992-10-01 | no | 1992-10-01 | no | Currently in Use | Diesel | 10000 | Galvanic (STIP-3) | 1992-10-01 | Fiberglass Reinforced Plastic | Pressurized
9067105 | 5 | Ball Float | 1992-10-01 | no | 1992-10-01 | no | Currently in Use | Gas (Historical Use) | 10000 | Galvanic (STIP-3) | 1992-10-01 | Fiberglass Reinforced Plastic | Pressurized
9067106 | 1 | Ball Float | 1988-01-01 |  | 1988-01-01 |  | Currently in Use | Gas (Historical Use) | 12000 | Fiberglass | 1988-09-01 | Copper | Pressurized
9067106 | 2 | Ball Float | 1988-01-01 |  | 1988-01-01 |  | Currently in Use | Gas (Historical Use) | 12000 | Fiberglass | 1988-09-01 | Copper | Pressurized
9067106 | 3 | Ball Float | 1988-01-01 |  | 1988-01-01 |  | Currently in Use | Gas (Historical Use) | 12000 | Fiberglass | 1988-09-01 | Copper | Pressurized
9067107 | 1 | Flapper Valve | 1987-03-10 | no | 1987-03-10 | no | Currently in Use | Regular | 10000 | Steel-Impressed Current | 1987-01-01 | Fiberglass Reinforced Plastic | Pressurized
9067107 | 2 | Flapper Valve | 1987-03-10 | no | 1987-03-10 | no | Currently in Use | Plus | 10000 | Steel-Impressed Current | 1987-03-10 | Fiberglass Reinforced Plastic | Pressurized
9067107 | 3 | Flapper Valve | 1987-03-10 | no | 1987-03-10 | no | Currently in Use | Premium | 10000 | Steel-Impressed Current | 1987-03-10 | Fiberglass Reinforced Plastic | Pressurized
9067108 | 1 |  | 1990-07-01 |  | 1990-07-01 |  | Currently in Use | Gas (Historical Use) | 12000 | Tank Jacket | 1990-01-01 | Flex | Pressurized
9067108 | 2 |  | 1990-07-01 |  | 1990-07-01 |  | Currently in Use | Gas (Historical Use) | 12000 | Tank Jacket | 1990-01-01 | Flex | Pressurized
9067108 | 3 |  | 1990-07-01 |  | 1990-07-01 |  | Currently in Use | Gas (Historical Use) | 12000 | Tank Jacket | 1990-01-01 | Flex | Pressurized
9067109 | 1 | [5 empty] | Removed from Ground | Diesel | 500 | Bare Steel | 1978-01-01 | Copper | Safe Suction (Euro)
9067111 | 1 | [5 empty] | Removed from Ground | Other | 0 | Not Marked/Unknown | 1989-12-04 | Not Marked
9067111 | 2 | [5 empty] | Removed from Ground | Other | 0 | Not Marked/Unknown | 1989-12-04 | Not Marked
9067111 | 3 | [5 empty] | Removed from Ground | Other | 0 | Not Marked/Unknown | 1989-12-04 | Not Marked
9067111 | 4 |  | 1990-06-01 |  | 1990-06-01 |  | Removed from Ground | Gas (Historical Use) | 10000 | Fiberglass | 1990-02-26 | Fiberglass Reinforced Plastic | Pressurized
9067111 | 5 |  | 1990-06-01 |  | 1990-06-01 |  | Removed from Ground | Gas (Historical Use) | 10000 | Fiberglass | 1990-02-26 | Fiberglass Reinforced Plastic | Pressurized
9067111 | 6 |  | 1990-06-01 |  | 1990-06-01 |  | Removed from Ground | Gas (Historical Use) | 10000 | Fiberglass | 1990-02-26 | Fiberglass Reinforced Plastic | Pressurized
9067112 | 140D1 | [5 empty] | Removed from Ground | Diesel | 2000 | Cathodically Protected Steel | 1989-01-01 | Galvanized Steel
9067112 | 140G1 | [5 empty] | Removed from Ground | Gas (Historical Use) | 2000 | Cathodically Protected Steel | 1989-01-01 | Galvanized Steel
9067112 | 3 |  | 1997-09-01 |  | 1997-09-01 |  | Removed from Ground | Gas (Historical Use) | 6000 | Fiberglass | 1997-08-28 | Double-Walled Fiberglass | Pressurized
9067112 | 4 |  | 1997-09-01 |  | 1997-09-01 |  | Removed from Ground | Diesel | 2000 | Fiberglass Double Walled | 1997-08-28 | Double-Walled Fiberglass | Safe Suction (Euro)
9067113 | 1 | [5 empty] | Removed from Ground | Gas (Historical Use) | 2000 | Bare Steel | 1983-01-01 | Galvanized Steel
9067113 | 2 | [5 empty] | Removed from Ground | Diesel | 1000 | Bare Steel | 1983-01-01 | Galvanized Steel
9067113 | 3 | [5 empty] | Removed from Ground | Diesel | 1080 | Bare Steel | 1969-01-01 | Galvanized Steel
9067113 | 4 | [5 empty] | Removed from Ground | Diesel | 1020 | Bare Steel | 1980-01-01 | Galvanized Steel
9067113 | 5 | [5 empty] | Removed from Ground | Gas (Historical Use) | 1000 | Bare Steel | 1992-06-01 | Galvanized Steel
9067113 | 6 | [5 empty] | Removed from Ground | Diesel | 1000 | Bare Steel | 1983-04-22 | Galvanized Steel
9067115 | 1 |  | 1990-01-01 |  | 1990-01-01 |  | Removed from Ground | Gas (Historical Use) | 10000 | Fiberglass | 1990-01-01 | Fiberglass Reinforced Plastic | Pressurized
9067115 | 2 |  | 1990-01-01 |  | 1990-01-01 |  | Removed from Ground | Gas (Historical Use) | 10000 | Fiberglass | 1990-01-01 | Fiberglass Reinforced Plastic | Pressurized
9067115 | 3 |  | 1990-01-01 |  | 1990-01-01 |  | Removed from Ground | Gas (Historical Use) | 10000 | Fiberglass | 1990-01-01 | Fiberglass Reinforced Plastic | Pressurized
9067116 | 1 |  | 1990-12-01 |  | 1990-12-01 |  | Removed from Ground | Gas (Historical Use) | 10000 | Double Walled | 1990-01-01 | Fiberglass Reinforced Plastic | Pressurized
9067116 | 2 |  | 1990-12-01 |  | 1990-12-01 |  | Removed from Ground | Gas (Historical Use) | 10000 | Double Walled | 1990-01-01 | Fiberglass Reinforced Plastic | Pressurized
9067116 | 3 |  | 1990-12-01 |  | 1990-12-01 |  | Removed from Ground | Gas (Historical Use) | 10000 | Double Walled | 1990-01-01 | Fiberglass Reinforced Plastic | Pressurized
9067116 | 4 |  | 1990-12-01 |  | 1990-12-01 |  | Removed from Ground | Diesel | 10000 | Double Walled | 1990-01-01 | Fiberglass Reinforced Plastic | Pressurized
9067116 | 5A | Flapper Valve | 2016-08-03 | no | 2016-08-03 | no | Currently in Use | Not Marked | 12000 | Fiberglass Double Walled | 2016-08-03 | Double-Walled Flex | Pressurized
9067116 | 5B | Flapper Valve | 2016-08-03 | no | 2016-08-03 | no | Currently in Use | Biodiesel | 3000 | Fiberglass Double Walled | 2016-08-03 | Double-Walled Flex | Pressurized
9067116 | 6A | Flapper Valve | 2016-08-03 | no | 2016-08-03 | no | Currently in Use | Diesel | 4000 | Fiberglass Double Walled | 2016-08-03 | Double-Walled Flex | Pressurized
9067116 | 6B | Flapper Valve | 2016-08-03 | no | 2016-08-03 | no | Currently in Use | Not Marked | 8000 | Fiberglass Double Walled | 2016-08-03 | Double-Walled Flex | Pressurized
9067116 | 6C | Flapper Valve | 2016-08-03 | no | 2016-08-03 | no | Currently in Use | Not Marked | 4000 | Fiberglass Double Walled | 2016-08-03 | Double-Walled Flex | Pressurized
9067117 | 1 |  | 1990-09-01 |  | 1990-09-01 |  | Currently in Use | Gas (Historical Use) | 10000 | Fiberglass Double Walled | 1990-09-01 | Double-Walled Fiberglass | Pressurized
9067117 | 2 |  | 1990-09-01 |  | 1990-09-01 |  | Currently in Use | Gas (Historical Use) | 10000 | Fiberglass Double Walled | 1990-09-01 | Double-Walled Fiberglass | Pressurized
9067117 | 3 |  | 1990-09-01 |  | 1990-09-01 |  | Currently in Use | Gas (Historical Use) | 10000 | Fiberglass Double Walled | 1990-09-01 | Double-Walled Fiberglass | Pressurized
9067117 | 4 |  | 1990-09-01 |  | 1990-09-01 |  | Currently in Use | Diesel | 10000 | Fiberglass Double Walled | 1990-09-01 | Double-Walled Fiberglass | Pressurized
9067118 | 1 |  | 1988-01-01 |  | 1988-01-01 |  | Currently in Use | Gas (Historical Use) | 8000 | Galvanic (STIP-3) | 1988-07-01 | Fiberglass Reinforced Plastic | Pressurized
9067118 | 2 |  | 1988-01-01 |  | 1988-01-01 |  | Currently in Use | Gas (Historical Use) | 8000 | Galvanic (STIP-3) | 1988-07-01 | Fiberglass Reinforced Plastic | Pressurized
9067118 | 3 |  | 1988-01-01 |  | 1988-01-01 |  | Currently in Use | Gas (Historical Use) | 8000 | Galvanic (STIP-3) | 1988-07-01 | Fiberglass Reinforced Plastic | Pressurized
9067118 | 4 |  | 1988-01-01 |  | 1988-01-01 |  | Currently in Use | Diesel | 8000 | Galvanic (STIP-3) | 1988-07-01 | Fiberglass Reinforced Plastic | Pressurized
9067118 | 5 |  | 1988-01-01 |  | 1988-01-01 |  | Temporarily out of use | Gas (Historical Use) | 8000 | Galvanic (STIP-3) | 1988-07-01 | Fiberglass Reinforced Plastic | Pressurized
9067119 | 1 | Ball Float | 1989-01-01 | no | 1989-01-01 | no | Currently in Use | Regular | 9816 | Fiberglass | 1989-01-01 | Fiberglass Reinforced Plastic | Pressurized
9067119 | 2 | Ball Float | 1989-01-01 | no | 1989-01-01 | no | Currently in Use | Premium | 9816 | Fiberglass | 1989-01-01 | Fiberglass Reinforced Plastic | Pressurized
9067119 | 3 | Ball Float | 1989-01-01 | no | 1989-01-01 | no | Currently in Use | Diesel | 9816 | Fiberglass | 1989-01-01 | Fiberglass Reinforced Plastic | Pressurized
9067120 | 1 | [5 empty] | Removed from Ground | Diesel | 4000 | Marked Unknown | 1990-12-01 | Unknown
9067120 | 2 | [5 empty] | Removed from Ground | Diesel | 4000 | Marked Unknown | 1990-12-01 | Unknown
9067120 | 3 | [5 empty] | Removed from Ground | Diesel | 3000 | Marked Unknown | 1990-12-01 | Unknown
9067120 | 4 | [5 empty] | Removed from Ground | Diesel | 3000 | Marked Unknown | 1990-12-01 | Unknown
9067120 | 5 | [5 empty] | Removed from Ground | Diesel | 1000 | Marked Unknown | 1990-12-01 | Unknown
9067121 | 1 | [5 empty] | Removed from Ground | Diesel | 1000 | Marked Unknown | 1983-03-01 | Galvanized Steel | Safe Suction (Euro)
9067122 | 1 | [5 empty] | Removed from Ground | Other | 10000 | Not Marked/Unknown | 1988-12-01 | Not Marked
9067122 | 2 | [5 empty] | Removed from Ground | Other | 10000 | Not Marked/Unknown | 1988-12-01 | Not Marked
9067122 | 3 | [5 empty] | Removed from Ground | Other | 10000 | Not Marked/Unknown | 1988-12-01 | Not Marked
9067122 | 4 | [5 empty] | Removed from Ground | Other | 10000 | Not Marked/Unknown | 1988-12-01 | Not Marked
9067122 | 5 | [5 empty] | Removed from Ground | Other | 2000 | Not Marked/Unknown | 1988-12-01 | Not Marked
9067122 | 6 | [5 empty] | Removed from Ground | Other | 1000 | Not Marked/Unknown | 1988-12-01 | Not Marked
9067123 | 1 | [5 empty] | Permanently Out of Use - historical purposes | Gas (Historical Use) | 1000 | Bare Steel | 1965-01-01 | Bare Steel
9067123 | 2 | [5 empty] | Permanently Out of Use - historical purposes | Gas (Historical Use) | 1000 | Bare Steel | 1965-01-01 | Bare Steel
9067123 | 3 | [5 empty] | Permanently Out of Use - historical purposes | Gas (Historical Use) | 1000 | Bare Steel | 1965-01-01 | Bare Steel
9067124 | 1 | [5 empty] | Currently in Use | Diesel | 3000 | Bare Steel | 1963-01-01 | Unknown
9067124 | 2 | [5 empty] | Permanently Out of Use - historical purposes | Diesel | 3000 | Bare Steel | 1963-01-01 | Unknown
9067125 | 1 |  | 1997-12-30 |  | 1997-12-30 |  | Removed from Ground | Diesel | 275 | Cathodically Protected Steel | 1981-01-01 | Double Walled
9067126 | 1 | [5 empty] | Removed from Ground | Gas (Historical Use) | 560 | Bare Steel | 1973-01-01 | Bare Steel | Suction (American)
9067129 | 0 | [5 empty] | Removed from Ground | Other | 0 | Marked Unknown | 1989-12-31 | Unknown
9067130 | 1 | [5 empty] | Removed from Ground | Gas (Historical Use) | 6000 | Marked Unknown | 1992-04-15 | Unknown
9067133 | 1 | Overfill Alarm | 1991-03-26 |  | 1991-03-26 |  | Removed from Ground | Diesel | 20000 | Fiberglass Double Walled | 1991-03-26 | Fiberglass Reinforced Plastic | Pressurized
9067133 | 2 | Overfill Alarm | 2006-03-29 | yes | 1991-03-26 | yes | Removed from Ground | Used Oil | 1000 | Fiberglass Double Walled | 1991-03-26 | Double-Walled Fiberglass | Suction (American)
9067134 | 1 |  |  | yes |  | yes | Removed from Ground | Used Oil | 1000 | Composite | 1976-07-15 | Double Walled | Gravity Fed
9067135 | 1 | [5 empty] | Removed from Ground | Gas (Historical Use) | 12000 | Fiberglass |  | Unknown
9067135 | 2 | [5 empty] | Removed from Ground | Gas (Historical Use) | 12000 | Fiberglass |  | Unknown
9067135 | 3 | [5 empty] | Removed from Ground | Gas (Historical Use) | 12000 | Fiberglass |  | Unknown
9067136 | 1 | [5 empty] | Removed from Ground | Other | 2000 | Bare Steel | 1992-07-24 | Unknown
9067137 | 1 | [5 empty] | Removed from Ground | Diesel | 10000 | Bare Steel | 1992-08-26 | Galvanized Steel
9067138 | 1 | [5 empty] | Removed from Ground | Gas (Historical Use) | 1000 | Bare Steel | 1992-08-20 | Bare Steel | Safe Suction (Euro)
9067138 | 2 | [5 empty] | Removed from Ground | Gas (Historical Use) | 1000 | Bare Steel | 1992-08-20 | Bare Steel | Safe Suction (Euro)
9067138 | 3 | [5 empty] | Removed from Ground | Kerosene | 550 | Bare Steel | 1992-08-20 | Bare Steel | Safe Suction (Euro)
9067140 | 1 | [5 empty] | Removed from Ground | Diesel | 4000 | Marked Unknown | 1992-07-30 | Unknown
9067140 | 2 | [5 empty] | Removed from Ground | Gas (Historical Use) | 4000 | Marked Unknown | 1992-07-30 | Unknown
9067141 | 1 | [5 empty] | Removed from Ground | Other | 10000 | Bare Steel | 1975-01-01 | Copper | Suction (American)
9067141 | 2 |  | 2002-01-10 | no | 2002-01-20 | no | Currently in Use | Diesel | 10000 | Fiberglass Double Walled | 2002-01-20 | Double-Walled Fiberglass | Suction (American)
9067142 | 1 | [5 empty] | Removed from Ground | Diesel | 2000 | Bare Steel | 1992-11-05 | Bare Steel | Suction (American)
9067143 | 1 |  |  | yes |  | yes | Removed from Ground | Used Oil | 2000 | Bare Steel | 1986-01-01 | Bare Steel | Gravity Fed
9067143 | 2 | [5 empty] | Removed from Ground | Other | 3000 | Bare Steel | 1986-01-01 | Bare Steel
9067143 | 3 | [5 empty] | Removed from Ground | Other | 3000 | Bare Steel | 1986-01-01 | Bare Steel
9067144 | 1 | [5 empty] | Removed from Ground | Gas (Historical Use) | 12000 | Cathodically Protected Steel | 1980-04-01 | Fiberglass Reinforced Plastic | Pressurized
9067144 | 2 | [5 empty] | Removed from Ground | Gas (Historical Use) | 3000 | Bare Steel | 1973-01-01 | Unknown | Pressurized
9067144 | 3 |  |  | yes |  | yes | Removed from Ground | Used Oil | 450 | Bare Steel | 1981-01-01 | Unknown | Gravity Fed
9067145 | 1 |  |  | yes |  | yes | Removed from Ground | Used Oil | 600 | Bare Steel | 1992-10-13 | Unknown
9067146 | 1 | [5 empty] | Removed from Ground | Empty | 2000 | Bare Steel | 1993-06-01 | Galvanized Steel | Suction (American)
9067146 | 2 | [5 empty] | Removed from Ground | Empty | 2000 | Bare Steel | 1993-06-01 | Galvanized Steel | Suction (American)
9067147 | 1 | [5 empty] | Removed from Ground | Gas (Historical Use) | 2000 | Marked Unknown | 1992-12-09 | Unknown
9067148 | 1 | [5 empty] | Currently in Use | Other | 100 | Marked Unknown |  | Unknown
9067151 | 1 | [5 empty] | Removed from Ground | Other | 5000 | Not Marked/Unknown | 1992-07-27 | Not Marked
9067154 | 1 | [5 empty] | Removed from Ground | Gas (Historical Use) | 500 | Not Marked/Unknown | 1993-03-01 | Not Marked
9067154 | 2 | [5 empty] | Removed from Ground | Gas (Historical Use) | 500 | Not Marked/Unknown | 1993-03-01 | Not Marked
9067155 | 1 | [5 empty] | Removed from Ground | Gas (Historical Use) | 8000 | Bare Steel | 1993-02-11 | Galvanized Steel | Pressurized
9067155 | 2 | [5 empty] | Removed from Ground | Gas (Historical Use) | 8000 | Bare Steel | 1993-02-11 | Galvanized Steel | Pressurized
9067156 | 1 | [5 empty] | Removed from Ground | Gas (Historical Use) | 1000 | Not Marked/Unknown | 1992-06-29 | Not Marked
9067156 | 2 | [5 empty] | Removed from Ground | Gas (Historical Use) | 1500 | Not Marked/Unknown | 1992-06-29 | Not Marked
9067156 | 3 | [5 empty] | Removed from Ground | Gas (Historical Use) | 2000 | Not Marked/Unknown | 1992-06-29 | Not Marked
9067156 | 4 | [5 empty] | Removed from Ground | Gas (Historical Use) | 2000 | Not Marked/Unknown | 1992-06-29 | Not Marked
9067156 | 5 | [5 empty] | Removed from Ground | Kerosene | 200 | Not Marked/Unknown | 1992-06-29 | Not Marked
9067156 | 6 | [5 empty] | Removed from Ground | Kerosene | 500 | Not Marked/Unknown | 1992-06-29 | Not Marked
9067158 | 1 | Ball Float | 1992-12-10 |  | 1992-12-10 |  | Currently in Use | Gas (Historical Use) | 8000 | Double Walled | 1992-12-09 | Fiberglass Reinforced Plastic | Pressurized
9067158 | 2 | Ball Float | 1992-12-10 |  | 1992-12-10 |  | Currently in Use | Diesel | 20000 | Fiberglass | 1992-12-09 | Double-Walled Fiberglass | Pressurized
9067159 | A | [5 empty] | Removed from Ground | Gas (Historical Use) | 4000 | Bare Steel | 1993-02-03 | Unknown
9067159 | B | [5 empty] | Removed from Ground | Gas (Historical Use) | 4000 | Bare Steel | 1993-02-03 | Unknown
9067160 | 1 | [5 empty] | Removed from Ground | Kerosene | 0 | Not Marked/Unknown | 1932-01-01 | Unknown
9067160 | 2 | [5 empty] | Removed from Ground | Other | 0 | Not Marked/Unknown | 1932-01-01 | Not Marked
9067160 | 3 | [5 empty] | Removed from Ground | Other | 0 | Not Marked/Unknown | 1932-01-01 | Not Marked
9067160 | 4 | [5 empty] | Removed from Ground | Other | 0 | Not Marked/Unknown | 1950-01-01 | Not Marked
9067160 | 5 | [5 empty] | Removed from Ground | Other | 0 | Not Marked/Unknown | 1950-01-01 | Not Marked
9067161 | 1 | Ball Float | 1994-01-01 |  | 1986-01-01 |  | Currently in Use | Gas (Historical Use) | 12000 | Fiberglass | 1985-01-01 | Fiberglass Reinforced Plastic | Pressurized
9067161 | 2 | Ball Float | 1994-01-01 |  | 1986-01-01 |  | Currently in Use | Gas (Historical Use) | 10000 | Fiberglass | 1985-01-01 | Fiberglass Reinforced Plastic | Pressurized
9067161 | 3 | Ball Float | 1994-01-01 |  | 1986-01-01 |  | Currently in Use | Gas (Historical Use) | 10000 | Fiberglass | 1985-01-01 | Fiberglass Reinforced Plastic | Pressurized
9067161 | 4 | Ball Float | 1994-01-01 |  | 1986-01-01 |  | Currently in Use | Diesel | 10000 | Fiberglass | 1985-01-01 | Fiberglass Reinforced Plastic | Pressurized
9067162 | 1 | [5 empty] | Removed from Ground | Diesel | 3000 | Not Marked/Unknown | 1993-08-14 | Not Marked
9067163 | 14 | [5 empty] | Removed from Ground | Diesel | 25000 | Marked Unknown | 1995-04-09 | Unknown
9067163 | 15 | [5 empty] | Removed from Ground | Diesel | 25000 | Marked Unknown | 1995-04-09 | Unknown
9067163 | LAWUT03 | Overfill Alarm | 1992-03-27 | no | 1992-03-01 | no | Currently in Use | Diesel | 15000 | Fiberglass Double Walled | 1992-01-01 | Double-Walled Fiberglass | Suction (American)
9067163 | LCNUT04 | Flapper Valve | 1995-05-01 |  | 1995-05-01 |  | Currently in Use | Diesel | 15000 | Fiberglass Double Walled | 1995-04-27 | Double-Walled Fiberglass | Suction (American)
9067164 | 1 |  | 1993-09-22 |  | 1993-09-22 |  | Removed from Ground | Gas (Historical Use) | 5000 | Cathodically Protected Steel | 1993-08-18 | Fiberglass Reinforced Plastic | Safe Suction (Euro)
9067164 | 2 |  | 1993-09-22 |  | 1993-09-22 |  | Removed from Ground | Diesel | 5000 | Cathodically Protected Steel | 1993-08-18 | Fiberglass Reinforced Plastic | Safe Suction (Euro)
9067165 | 1 | [5 empty] | Removed from Ground | Other | 1000 | Composite | 1986-01-01 | Double Walled | Safe Suction (Euro)
9067165 | 2 |  | 1995-05-26 |  | 1995-05-26 |  | Removed from Ground | Other | 1000 | Composite | 1986-01-01 | Double Walled | Safe Suction (Euro)
9067165 | 3 |  | 2006-11-10 | yes | 1995-05-26 | yes | Removed from Ground | Used Oil | 1000 | Composite | 1986-01-01 | Double Walled | Safe Suction (Euro)
9067165 | 4 |  | 1995-05-26 |  | 1995-05-26 |  | Removed from Ground | Other | 1000 | Composite | 1986-01-01 | Double Walled | Safe Suction (Euro)
9067165 | 5 |  | 1996-02-15 |  | 1996-02-15 |  | Currently in Use | Gas (Historical Use) | 6000 | Double Walled | 1996-02-15 | Fiberglass Reinforced Plastic | Safe Suction (Euro)
9067166 | 1 |  |  | yes |  | yes | Removed from Ground | Used Oil | 550 | Not Marked/Unknown | 1993-10-07 | Not Marked
9067167 | 1 |  |  | yes |  | yes | Removed from Ground | Used Oil | 560 | Bare Steel | 1983-01-01 | Unknown | Gravity Fed
9067169 | 1 | [5 empty] | Removed from Ground | Diesel | 1000 | Bare Steel | 1993-12-15 | Bare Steel | Safe Suction (Euro)
9067171 | 1 |  |  | yes |  | yes | Removed from Ground | Used Oil | 2000 | Not Marked/Unknown | 1993-10-13 | Not Marked
9067173 | 1 | [5 empty] | Removed from Ground | Other | 1000 | Bare Steel | 1980-07-01 | Bare Steel | Gravity Fed
9067173 | 2 |  |  | yes |  | yes | Removed from Ground | Used Oil | 550 | Bare Steel | 1994-02-07 | Bare Steel | Gravity Fed
9067174 | 1 | [5 empty] | Removed from Ground | Diesel | 20000 | Bare Steel | 1980-01-01 | Galvanized Steel | Pressurized
9067175 | 1 | Ball Float | 1994-01-01 | no | 1994-01-01 | no | Removed from Ground |  | 12000 | Fiberglass | 1994-01-14 | Flex | Pressurized
9067175 | 2 | Ball Float | 1994-01-01 | no | 1994-01-01 | no | Removed from Ground |  | 12000 | Fiberglass | 1994-01-14 | Flex | Pressurized
9067175 | 3 | Ball Float | 1994-01-01 | no | 1994-01-01 | no | Removed from Ground |  | 12000 | Fiberglass | 1994-01-14 | Flex | Pressurized
9067175 | 4 | Ball Float | 1994-01-01 | no | 1994-01-01 | no | Removed from Ground |  | 12000 | Fiberglass | 1994-01-14 | Flex | Pressurized
9067175 | 5 | Flapper Valve | 2017-12-01 | no | 2017-11-01 | no | Currently in Use | Gas (Historical Use) | 20000 | Fiberglass Double Walled | 2017-09-28 | Double-Walled Fiberglass | Pressurized
9067175 | 6 | Flapper Valve | 2017-12-01 | no | 2017-11-01 | no | Currently in Use | Gas (Historical Use) | 20000 | Fiberglass Double Walled | 2017-09-28 | Double-Walled Fiberglass | Pressurized
9067175 | 7A | Flapper Valve | 2017-11-01 | no | 2017-10-01 | no | Currently in Use | Gas (Historical Use) | 10000 | Fiberglass Double Walled | 2017-09-28 | Double-Walled Fiberglass | Pressurized
9067175 | 7B | Flapper Valve | 2017-11-01 | no | 2017-10-01 | no | Currently in Use | Gas (Historical Use) | 9500 | Fiberglass Double Walled | 2017-09-28 | Double-Walled Fiberglass | Pressurized
9067175 | 8 | Flapper Valve | 2017-11-01 | no | 2017-10-01 | no | Currently in Use | Diesel | 12000 | Fiberglass Double Walled | 2017-09-28 | Double-Walled Fiberglass | Pressurized
9067177 | 1 |  | 1994-02-01 |  | 1994-02-01 |  | Currently in Use | Gas (Historical Use) | 12000 | Fiberglass | 1994-01-01 | Double Walled | Pressurized
9067177 | 2 |  | 1994-02-01 |  | 1994-02-01 |  | Currently in Use | Gas (Historical Use) | 12000 | Fiberglass | 1994-01-01 | Double Walled | Pressurized
9067177 | 3 |  | 1994-02-01 |  | 1994-02-01 |  | Currently in Use | Gas (Historical Use) | 12000 | Fiberglass | 1994-01-01 | Double Walled | Pressurized
9067177 | 4 |  | 1994-02-01 |  | 1994-02-01 |  | Currently in Use | Gas (Historical Use) | 12000 | Fiberglass | 1994-01-01 | Double Walled | Pressurized
9067178 | 1 | Ball Float | 1993-09-19 | no | 1993-09-19 | no | Currently in Use | Regular | 15000 | Fiberglass | 1993-09-19 | Fiberglass Reinforced Plastic | Pressurized
9067178 | 2 | Ball Float | 1993-09-19 | no | 1993-09-19 | no | Currently in Use | Diesel | 15000 | Fiberglass | 1993-09-19 | Fiberglass Reinforced Plastic | Pressurized
9067179 | 1 | [5 empty] | Removed from Ground | Diesel | 560 | Bare Steel | 1993-03-09 | Galvanized Steel | Safe Suction (Euro)
9067179 | 2 | [5 empty] | Removed from Ground | Diesel | 560 | Bare Steel | 1993-03-09 | Galvanized Steel | Safe Suction (Euro)
9067180 | 1 | [5 empty] | Removed from Ground | Gas (Historical Use) | 1000 | Bare Steel | 1993-04-05 | Galvanized Steel | Suction (American)
9067180 | 2 | [5 empty] | Removed from Ground | Gas (Historical Use) | 1000 | Bare Steel | 1993-04-05 | Galvanized Steel | Suction (American)
9067181 | 1 | [5 empty] | Removed from Ground | Gas (Historical Use) | 560 | Bare Steel | 1993-03-03 | Galvanized Steel | Safe Suction (Euro)
9067181 | 2 | [5 empty] | Removed from Ground | Gas (Historical Use) | 560 | Bare Steel | 1993-03-03 | Galvanized Steel | Safe Suction (Euro)
9067182 | 1 | [5 empty] | Removed from Ground | Gas (Historical Use) | 1000 | Bare Steel | 1994-05-31 | Bare Steel
9067183 | 1 | [5 empty] | Removed from Ground | Gas (Historical Use) | 550 | Not Marked/Unknown | 1994-05-16 | Not Marked
9067184 | 1 | [5 empty] | Removed from Ground | Diesel | 550 | Bare Steel | 1972-01-01 | Galvanized Steel | Safe Suction (Euro)
9067184 | 2 | [5 empty] | Removed from Ground | Gas (Historical Use) | 4000 | Bare Steel | 1972-01-01 | Galvanized Steel | Safe Suction (Euro)
9067185 | 1 | Overfill Alarm | 1994-01-01 | no | 1994-01-01 | no | Currently in Use | Regular | 12000 | Composite Double Walled | 1994-04-20 | Double-Walled Fiberglass | Pressurized
9067185 | 2 | Overfill Alarm | 1994-01-01 | no | 1994-01-01 | no | Currently in Use | Diesel | 12000 | Composite Double Walled | 1994-04-20 | Fiberglass Reinforced Plastic | Pressurized
9067185 | 3 | Overfill Alarm | 1994-01-01 | no | 1994-01-01 | no | Currently in Use | Premium | 12000 | Composite Double Walled | 1994-04-20 | Double-Walled Fiberglass | Pressurized
9067186 | 1 |  | 1988-01-01 |  | 1988-01-01 |  | Removed from Ground | Gas (Historical Use) | 10000 | Fiberglass | 1988-01-01 | Fiberglass Reinforced Plastic | Pressurized
9067186 | 2 |  | 1988-01-01 |  | 1988-01-01 |  | Removed from Ground | Gas (Historical Use) | 10000 | Fiberglass | 1988-01-01 | Fiberglass Reinforced Plastic | Pressurized
9067186 | 3 |  | 1988-01-01 |  | 1988-01-01 |  | Removed from Ground | Gas (Historical Use) | 10000 | Fiberglass | 1988-01-01 | Fiberglass Reinforced Plastic | Pressurized
9067186 | 4 |  | 1999-01-01 | yes | 1999-01-01 | yes | Removed from Ground | Used Oil | 1000 | Fiberglass | 1988-01-01 | Fiberglass Reinforced Plastic | Pressurized
9067187 | 1 | [5 empty] | Removed from Ground | Gas (Historical Use) | 10000 | Not Marked/Unknown | 1995-02-01 | Not Marked
9067188 | 1 | [5 empty] | Removed from Ground | Gas (Historical Use) | 4000 | Bare Steel | 1994-06-21 | Galvanized Steel
9067188 | 2 | [5 empty] | Removed from Ground | Diesel | 4000 | Bare Steel | 1994-06-21 | Galvanized Steel
9067189 | 1 | [5 empty] | Removed from Ground | Other | 185 | Bare Steel | 1994-05-19 | Galvanized Steel | Safe Suction (Euro)
9067194 | 1 | [5 empty] | Removed from Ground | Gas (Historical Use) | 1000 | Marked Unknown | 1995-08-01 | Unknown
9067194 | 2 | [5 empty] | Removed from Ground | Gas (Historical Use) | 1000 | Marked Unknown | 1995-08-01 | Unknown
9067194 | 3 | [5 empty] | Removed from Ground | Gas (Historical Use) | 1000 | Marked Unknown | 1995-08-01 | Unknown
9067194 | 4 |  |  | no |  | no | Removed from Ground | Other | 2000 | Bare Steel | 1995-08-01 | Bare Steel
9067194 | 5 |  |  | no |  | no | Removed from Ground | Other | 2000 | Bare Steel | 1995-08-01 | Bare Steel
9067195 | 1 | [5 empty] | Removed from Ground | Diesel | 1 | Not Marked/Unknown | 1995-01-10 | Not Marked
9067196 | 1 | Flapper Valve | 1993-11-01 |  | 1993-11-01 |  | Currently in Use | Gas (Historical Use) | 4000 | Steel-Impressed Current | 1993-11-01 | Double-Walled Fiberglass | Pressurized
9067196 | 2 | Flapper Valve | 1993-11-01 |  | 1993-11-01 |  | Currently in Use | Gas (Historical Use) | 4000 | Steel-Impressed Current | 1993-11-01 | Double-Walled Fiberglass | Safe Suction (Euro)
9067196 | 3 | Flapper Valve | 1993-11-01 |  | 1993-11-01 |  | Currently in Use | Gas (Historical Use) | 4000 | Steel-Impressed Current | 1993-11-01 | Double-Walled Fiberglass | Pressurized
9067197 | 1 | Ball Float | 1990-01-15 | no | 1990-01-15 | no | Currently in Use | Regular | 10000 | Galvanic (STIP-3) | 1990-01-15 | Fiberglass Reinforced Plastic | Pressurized
9067197 | 2 | Ball Float | 1990-01-15 | no | 1990-01-15 | no | Currently in Use | Premium | 8000 | Galvanic (STIP-3) | 1990-01-15 | Fiberglass Reinforced Plastic | Pressurized
9067197 | 3 | Ball Float | 1990-01-15 | no | 1990-01-15 | no | Currently in Use | Diesel | 10000 | Galvanic (STIP-3) | 1990-01-15 | Fiberglass Reinforced Plastic | Pressurized
9067197 | 4 | Ball Float | 1990-01-15 | no | 1990-01-15 | no | Currently in Use | Diesel | 5000 | Galvanic (STIP-3) | 1990-01-15 | Fiberglass Reinforced Plastic | Pressurized
9067197 | 5 | Ball Float | 1990-01-15 | no | 1990-01-15 | no | Currently in Use | Diesel | 5000 | Galvanic (STIP-3) | 1990-01-15 | Fiberglass Reinforced Plastic | Suction (American)
9067199 | 1 | Flapper Valve | 1995-04-11 |  | 1995-04-11 |  | Currently in Use | Diesel | 15000 | Galvanic (STIP-3) | 1994-10-25 | Double-Walled Fiberglass | Suction (American)
9067199 | 2 | Overfill Alarm | 1995-04-11 |  | 1995-04-11 |  | Currently in Use | Diesel | 15000 | Galvanic (STIP-3) | 1994-10-25 | Double-Walled Fiberglass | Suction (American)
9067200 | 1 | Ball Float | 1994-08-16 |  | 1994-08-16 |  | Currently in Use | Gas (Historical Use) | 10000 | Epoxy | 1994-08-12 | Fiberglass Reinforced Plastic | Pressurized
9067200 | 2 | Ball Float | 1994-08-16 |  | 1994-08-16 |  | Currently in Use | Gas (Historical Use) | 10000 | Epoxy | 1994-08-12 | Fiberglass Reinforced Plastic | Pressurized
9067201 | 1 | [5 empty] | Permanently Out of Use - historical purposes | Gas (Historical Use) | 3000 | Not Marked/Unknown |  | Unknown
9067201 | 2 | [5 empty] | Permanently Out of Use - historical purposes | Diesel | 3000 | Not Marked/Unknown |  | Unknown
9067201 | 3 | [5 empty] | Permanently Out of Use - historical purposes | Diesel | 6000 | Not Marked/Unknown |  | Unknown
9067201 | 4 | [5 empty] | Permanently Out of Use - historical purposes | Diesel | 8000 | Not Marked/Unknown |  | Unknown
9067202 | 1 | [5 empty] | Removed from Ground | Other | 1 | Marked Unknown | 1995-03-21 | Bare Steel
9067203 | 1 |  |  | yes |  | yes | Removed from Ground | Used Oil | 550 | Not Marked/Unknown | 1995-04-18 | Unknown
9067204 | 1 | [5 empty] | Removed from Ground | Other | 1000 | Not Marked/Unknown | 1995-05-15 | Unknown
9067204 | 2 | [5 empty] | Removed from Ground | Other | 1000 | Not Marked/Unknown | 1995-05-15 | Unknown
9067204 | 3 | [5 empty] | Removed from Ground | Other | 1000 | Not Marked/Unknown | 1995-05-15 | Unknown
9067204 | 4 | [5 empty] | Removed from Ground | Other | 10000 | Not Marked/Unknown | 1995-05-15 | Unknown
9067205 | 1 | [5 empty] | Removed from Ground | Gas (Historical Use) | 1000 | Not Marked/Unknown | 1995-06-05 | Unknown
9067205 | 2 | [5 empty] | Removed from Ground | Gas (Historical Use) | 1000 | Not Marked/Unknown | 1995-06-05 | Unknown
9067206 | 1 |  | 1999-07-29 |  | 1999-07-29 |  | Currently in Use | Diesel | 11627 | Fiberglass | 1991-11-16 | Fiberglass Reinforced Plastic | Pressurized
9067207 | 1 | [5 empty] | Removed from Ground | Diesel | 8000 | Marked Unknown | 1995-08-22 | Unknown
9067209 | 1 | [5 empty] | Removed from Ground | Diesel | 5000 | Marked Unknown | 1995-07-25 | Unknown
9067210 | 1 |  | 1988-01-01 |  | 1988-01-01 |  | Removed from Ground | Gas (Historical Use) | 10000 | Cathodically Protected Steel | 1988-01-01 | Galvanized Steel | Pressurized
9067210 | 2 |  | 1988-01-01 |  | 1988-01-01 |  | Removed from Ground | Gas (Historical Use) | 10000 | Cathodically Protected Steel | 1988-01-01 | Galvanized Steel | Pressurized
9067211 | 1 | [5 empty] | Removed from Ground | Gas (Historical Use) | 3900 | Bare Steel | 1995-05-12 | Unknown
9067211 | 2 | [5 empty] | Removed from Ground | Gas (Historical Use) | 3900 | Bare Steel | 1995-05-12 | Unknown
9067211 | 3 | [5 empty] | Removed from Ground | Gas (Historical Use) | 3000 | Bare Steel | 1995-05-12 | Unknown
9067213 | 1 | Ball Float | 1989-01-01 |  | 1989-01-01 |  | Currently in Use | Gas (Historical Use) | 8000 | Galvanic (STIP-3) | 1989-01-01 | Fiberglass Reinforced Plastic | Pressurized
9067213 | 2 | Ball Float | 1989-01-01 |  | 1989-01-01 |  | Currently in Use | Diesel | 8000 | Galvanic (STIP-3) | 1989-01-01 | Fiberglass Reinforced Plastic | Pressurized
9067213 | 3 | Ball Float | 1989-01-01 |  | 1989-01-01 |  | Currently in Use | Gas (Historical Use) | 8000 | Galvanic (STIP-3) | 1989-01-01 | Fiberglass Reinforced Plastic | Pressurized
9067214 | 1 | [5 empty] | Removed from Ground | Gas (Historical Use) | 1800 | Marked Unknown | 1998-07-07 | Unknown
9067215 | 1 |  | 1998-12-03 |  | 1998-12-03 |  | Currently in Use | Diesel | 4000 | Steel-Impressed Current | 1987-04-01 | Cathodically Protected | Suction (American)
9067215 | 2 |  | 1998-12-03 |  | 1998-12-03 |  | Currently in Use | Gas (Historical Use) | 4000 | Steel-Impressed Current | 1987-04-01 | Cathodically Protected | Suction (American)
9067215 | 3 |  | 1998-12-03 |  | 1998-12-03 |  | Currently in Use | Gas (Historical Use) | 4000 | Steel-Impressed Current | 1987-04-01 | Cathodically Protected | Suction (American)
9067215 | 4 |  | 1998-12-03 |  | 1998-12-03 |  | Temporarily out of use | Gas (Historical Use) | 4000 | Steel-Impressed Current | 1987-04-01 | Cathodically Protected | Suction (American)
9067216 | 1 |  |  | yes |  | yes | Removed from Ground | Used Oil | 5000 | Marked Unknown | 1995-08-27 | Unknown
9067217 | 1 | [5 empty] | Closed in Ground | Diesel | 8000 | Bare Steel | 1999-04-01 | Galvanized Steel | Suction (American)
9067218 | 1 |  | 1994-01-04 |  | 1994-01-04 |  | Removed from Ground | Gas (Historical Use) | 10000 | Fiberglass Double Walled | 1994-01-01 | Fiberglass Reinforced Plastic | Pressurized
9067218 | 2 |  | 1994-01-04 |  | 1994-01-04 |  | Removed from Ground | Gas (Historical Use) | 12000 | Fiberglass Double Walled | 1994-01-01 | Fiberglass Reinforced Plastic | Pressurized
9067218 | 3A |  | 2002-02-02 | no | 2001-02-02 | no | Removed from Ground | Diesel | 6000 | Composite | 2001-02-02 | Fiberglass Reinforced Plastic | Pressurized
9067218 | 3B |  | 2001-02-02 | no | 2001-02-02 | no | Removed from Ground | Diesel | 4000 | Composite | 2001-02-02 | Fiberglass Reinforced Plastic | Pressurized
9067219 | 1 | [5 empty] | Currently in Use | Gas (Historical Use) | 1050 | Marked Unknown |  | Unknown | Suction (American)
9067219 | 2 | [5 empty] | Currently in Use | Gas (Historical Use) | 4000 | Marked Unknown | 1986-01-01 | Unknown | Suction (American)
9067219 | 3 | [5 empty] | Currently in Use | Diesel | 550 | Marked Unknown |  | Unknown | Suction (American)
9067220 | 1 | Ball Float | 1993-04-26 |  | 1993-04-26 |  | Currently in Use | Diesel | 20000 | Cathodically Protected Steel | 1993-04-26 | Double-Walled Fiberglass | Pressurized
9067221 | 1 | [5 empty] | Removed from Ground | Diesel | 8000 | Bare Steel | 1981-01-01 | Bare Steel | Suction (American)
9067221 | 2 | [5 empty] | Removed from Ground | Gas (Historical Use) | 4000 | Bare Steel | 1981-01-01 | Bare Steel | Suction (American)
9067221 | 3 | [5 empty] | Removed from Ground | Diesel | 4000 | Bare Steel | 1981-01-01 | Bare Steel | Suction (American)
9067222 | 1PREM | [5 empty] | Removed from Ground | Gas (Historical Use) | 3000 | Not Marked/Unknown | 1998-12-21 | Not Marked | Suction (American)
9067222 | 2DIESEL | [5 empty] | Removed from Ground | Diesel | 12000 | Not Marked/Unknown | 1998-12-21 | Not Marked | Suction (American)
9067222 | 3 | [5 empty] | Removed from Ground | Other | 2000 | Marked Unknown | 1999-06-07 | Not Marked
9067222 | 4 | [5 empty] | Removed from Ground | Other | 2000 | Marked Unknown | 1999-06-07 | Not Marked
9067222 | 5 | [5 empty] | Removed from Ground | Other | 2000 | Marked Unknown | 1999-06-07 | Not Marked
9067222 | 6 | [5 empty] | Removed from Ground | Other | 500 | Marked Unknown | 1999-06-07 | Not Marked
9067223 | DUMMY | [5 empty] | Currently in Use | Other | 0 | Not Marked/Unknown |  | Not Marked
9067224 | 1 | [5 empty] | Removed from Ground | Gas (Historical Use) | 4000 | Unknown | 1987-08-09 | Galvanized Steel | Suction (American)
9067225 | 1 | Ball Float | 1995-05-01 | no | 1995-05-01 | no | Currently in Use | Regular | 12000 | Composite Double Walled | 1995-05-01 | Double-Walled Fiberglass | Pressurized
9067225 | 2 |  | 1995-05-01 |  | 1995-05-09 |  | Currently in Use | Diesel | 12000 | Composite Double Walled | 1995-05-01 | Double-Walled Fiberglass | Pressurized
9067225 | 3 | Ball Float | 1995-05-01 | no | 1995-05-01 | no | Currently in Use | Premium | 12000 | Composite Double Walled | 1995-05-01 | Double-Walled Fiberglass | Pressurized
9067226 | 1 |  | 1995-06-08 | no | 1995-06-08 | no | Currently in Use | Gas (Historical Use) | 12000 | Galvanic (STIP-3) | 1995-06-01 | Double-Walled Flex | Pressurized
9067226 | 2 |  | 1995-06-08 | no | 1995-06-08 | no | Currently in Use | Gas (Historical Use) | 12000 | Galvanic (STIP-3) | 1995-06-01 | Double-Walled Flex | Pressurized
9067226 | 3 |  | 2005-05-16 | no | 2005-05-16 | no | Currently in Use | Diesel | 12000 | Composite | 2005-08-12 | Fiberglass Reinforced Plastic | Pressurized
9067227 | 1 | Ball Float | 2010-09-27 | no | 2010-09-27 | no | Currently in Use | Regular | 12000 | Fiberglass Double Walled | 2010-09-16 | Double-Walled Fiberglass | Pressurized
9067227 | 2A | Ball Float | 2010-09-27 | no | 2010-09-27 | no | Currently in Use | Gas (Historical Use) | 4000 | Fiberglass Double Walled | 2010-09-06 | Double-Walled Fiberglass | Pressurized
9067227 | 2B | Ball Float | 2010-09-27 | no | 2010-09-27 | no | Currently in Use | Diesel | 4000 | Fiberglass Double Walled | 2010-09-06 | Double-Walled Fiberglass | Pressurized
9067227 | 2C | Flapper Valve | 2010-09-27 | no | 2010-09-27 | no | Currently in Use | Diesel | 4000 | Fiberglass Double Walled | 2010-09-06 | Double-Walled Fiberglass | Safe Suction (Euro)
9067227 | 618891 | Ball Float | 1995-04-11 |  | 1995-04-11 |  | Removed from Ground | Gas (Historical Use) | 12000 | Fiberglass | 1995-04-11 | Fiberglass Reinforced Plastic | Pressurized
9067227 | 618892 | Ball Float | 1995-04-11 |  | 1995-04-11 |  | Removed from Ground | Gas (Historical Use) | 12000 | Fiberglass | 1995-04-11 | Fiberglass Reinforced Plastic | Pressurized
9067227 | 618917 |  | 1995-04-11 |  | 1995-04-11 |  | Removed from Ground | Kerosene | 2000 | Fiberglass | 1995-04-11 | Fiberglass Reinforced Plastic | Suction (American)
9067228 | 1 | [5 empty] | Removed from Ground | Diesel | 3000 | Marked Unknown | 1996-03-07 | Unknown
9067228 | 2 | [5 empty] | Removed from Ground | Gas (Historical Use) | 3000 | Marked Unknown | 1996-03-07 | Unknown
9067229 | 1 | Ball Float | 1987-01-01 | no | 1987-01-01 | yes | Currently in Use | Regular | 10000 | Fiberglass | 1987-01-01 | Fiberglass Reinforced Plastic | Pressurized
9067229 | 2 | Ball Float | 1987-01-01 | no | 1987-01-01 | yes | Currently in Use | Regular | 10000 | Fiberglass | 1987-01-01 | Fiberglass Reinforced Plastic | Pressurized
9067229 | 3 | Ball Float | 1987-01-01 | no | 1987-01-01 | yes | Currently in Use | Premium | 10000 | Fiberglass | 1987-01-01 | Fiberglass Reinforced Plastic | Pressurized
9067229 | 4 | Flapper Valve | 1987-01-01 | no | 1987-01-01 | yes | Currently in Use | Diesel | 10000 | Fiberglass | 1987-01-01 | Fiberglass Reinforced Plastic | Pressurized
9067230 | 1 | [5 empty] | Removed from Ground | Gas (Historical Use) | 4000 | Bare Steel | 1980-01-01 | Galvanized Steel
9067230 | 2 | [5 empty] | Removed from Ground | Gas (Historical Use) | 4000 | Bare Steel | 1980-01-01 | Galvanized Steel
9067230 | 3 | [5 empty] | Removed from Ground | Gas (Historical Use) | 8000 | Bare Steel | 1980-01-01 | Galvanized Steel
9067231 | DF-76 | [5 empty] | Removed from Ground | Diesel | 8000 | Bare Steel | 1999-09-28 | Galvanized Steel | Suction (American)
9067232 | DF-54 |  | 1999-04-01 |  | 1999-04-01 |  | Removed from Ground | Diesel | 10000 | Cathodically Protected Steel | 1985-06-12 | Cathodically Protected | Safe Suction (Euro)
9067233 | DF-51 |  | 1998-01-15 |  | 1998-01-15 |  | Currently in Use | Diesel | 10000 | Composite | 1985-01-15 | Double Walled | Safe Suction (Euro)
9067234 | 1 |  | 1990-05-01 |  | 1990-05-01 |  | Removed from Ground | Gas (Historical Use) | 2000 | Cathodically Protected Steel | 1990-05-01 | Cathodically Protected | Suction (American)
9067234 | 2 |  | 1990-05-01 |  | 1990-05-01 |  | Removed from Ground | Gas (Historical Use) | 2000 | Cathodically Protected Steel | 1990-05-01 | Cathodically Protected | Suction (American)
9067234 | 3 |  |  | no |  | no | Removed from Ground | Gas (Historical Use) | 1000 | Cathodically Protected Steel | 1990-05-01
9067234 | 4 |  |  | no |  | no | Removed from Ground | Gas (Historical Use) | 2000 | Cathodically Protected Steel | 1990-05-01
9067235 | 1 | [5 empty] | Closed in Ground | Diesel | 4000 | Marked Unknown | 1983-01-01 | Galvanized Steel | Suction (American)
9067235 | 2 | [5 empty] | Closed in Ground | Gas (Historical Use) | 4000 | Marked Unknown | 1983-01-01 | Galvanized Steel | Suction (American)
9067236 | 1A | [5 empty] | Currently in Use | Gas (Historical Use) | 5000 | Cathodically Protected Steel | 1995-09-01 | Galvanized Steel
9067236 | 1B | [5 empty] | Currently in Use | Gas (Historical Use) | 2500 | Cathodically Protected Steel | 1995-09-01 | Galvanized Steel | Gravity Fed
9067236 | 2A | [5 empty] | Currently in Use | Diesel | 2500 | Cathodically Protected Steel | 1995-09-01 | Galvanized Steel | Gravity Fed
9067237 | 1 | Ball Float | 1995-03-01 | no | 1995-03-01 | no | Currently in Use | Regular | 10000 | Fiberglass | 1995-03-01 | Double-Walled Fiberglass | Pressurized
9067238 | 1 | Ball Float | 1988-12-01 | no | 1988-12-01 | no | Currently in Use | Regular | 10000 | Fiberglass | 1988-12-01 | Fiberglass Reinforced Plastic | Pressurized
9067238 | 2 | Ball Float | 1988-12-01 | no | 1988-12-01 | no | Currently in Use | Premium | 10000 | Fiberglass | 1988-12-01 | Fiberglass Reinforced Plastic | Pressurized
9067238 | 3 | Ball Float | 1988-12-01 | no | 1988-12-01 | no | Currently in Use | Diesel | 10000 | Fiberglass | 1988-12-01 | Fiberglass Reinforced Plastic | Pressurized
9067239 | 1 |  | 1995-03-17 | no | 1995-03-17 | yes | Currently in Use | Gas (Historical Use) | 12000 |  | 1995-03-17 | Double Walled | Pressurized
9067239 | 2 |  | 1995-03-17 | no | 1995-03-17 | yes | Currently in Use | Gas (Historical Use) | 12000 |  | 1995-03-17 | Double Walled | Pressurized
9067239 | 3 |  | 1995-03-17 | no | 1995-03-17 | yes | Currently in Use | Gas (Historical Use) | 12000 |  | 1995-03-17 | Double Walled | Pressurized
9067240 | 1 | Ball Float | 1994-04-26 |  | 1994-04-26 |  | Currently in Use | Gas (Historical Use) | 6000 | Fiberglass | 1987-04-20 | Cathodically Protected | Pressurized
9067240 | 2 | Ball Float | 1994-04-26 |  | 1994-04-26 |  | Currently in Use | Gas (Historical Use) | 6000 | Fiberglass | 1987-04-20 | Cathodically Protected | Pressurized
9067240 | 3 | Ball Float | 1994-04-26 |  | 1994-04-26 |  | Currently in Use | Gas (Historical Use) | 6000 | Fiberglass | 1987-04-20 | Cathodically Protected | Pressurized
9067240 | 4 | Flapper Valve | 1994-04-26 |  | 1994-04-26 |  | Currently in Use | Diesel | 6000 | Fiberglass | 1987-04-20 | Cathodically Protected | Pressurized
9067241 | 1 |  | 1995-07-26 |  | 1995-07-26 |  | Removed from Ground | Gas (Historical Use) | 12000 | Fiberglass | 1995-07-26 | Double Walled | Pressurized
9067241 | 2 |  | 1995-07-26 |  | 1995-07-26 |  | Removed from Ground | Gas (Historical Use) | 12000 | Fiberglass | 1995-07-26 | Double Walled | Pressurized
9067241 | 3 |  | 1995-07-26 |  | 1995-07-26 |  | Removed from Ground | Gas (Historical Use) | 12000 | Fiberglass | 1995-07-26 | Double Walled | Pressurized
9067242 | 1 | [5 empty] | Removed from Ground | Gas (Historical Use) | 1000 | Marked Unknown | 1995-10-06 | Bare Steel | Suction (American)
9067243 | 1 |  | 1999-03-01 | yes | 1999-03-01 | yes | Removed from Ground | Gas (Historical Use) | 10000 | Fiberglass | 2004-03-09 | Fiberglass Reinforced Plastic | Pressurized
9067243 | 2 |  | 1991-03-01 | yes | 1991-03-01 | yes | Removed from Ground | Gas (Historical Use) | 10000 | Fiberglass | 2004-03-09 | Fiberglass Reinforced Plastic | Pressurized
9067243 | 3 |  | 1991-03-01 | yes | 1991-03-01 | yes | Removed from Ground | Gas (Historical Use) | 10000 | Fiberglass | 2004-03-09 | Fiberglass Reinforced Plastic | Pressurized
9067244 | 1 |  | 1987-08-28 |  |  |  | Removed from Ground | Gas (Historical Use) | 6000 | Fiberglass | 1987-08-28 | Fiberglass Reinforced Plastic | Pressurized
9067244 | 2 |  | 1987-08-28 |  |  |  | Removed from Ground | Diesel | 6000 | Fiberglass | 1987-08-28 | Fiberglass Reinforced Plastic | Pressurized
9067245 | 1 | [5 empty] | Removed from Ground | Other | 550 | Marked Unknown | 1994-12-01 | Unknown
9067245 | 2 |  |  | yes |  | yes | Removed from Ground | Used Oil | 1000 | Marked Unknown | 1994-12-01 | Unknown
9067245 | 3 |  | 1998-01-01 |  | 1998-01-01 |  | Currently in Use | Gas (Historical Use) | 5000 | Cathodically Protected Steel | 1998-01-01 | Cathodically Protected | Safe Suction (Euro)
9067246 | 1 |  |  | yes |  | yes | Removed from Ground | Used Oil | 550 | Marked Unknown | 1986-08-01 | Unknown
9067247 | 1 | [5 empty] | Removed from Ground | Gas (Historical Use) | 3000 | Marked Unknown | 1974-04-24 | Galvanized Steel
9067247 | 2 | [5 empty] | Removed from Ground | Gas (Historical Use) | 2000 | Marked Unknown | 1974-04-24 | Galvanized Steel
9067247 | 3 | [5 empty] | Removed from Ground | Gas (Historical Use) | 2000 | Marked Unknown | 1974-04-24 | Galvanized Steel
9067247 | B | Ball Float | 1988-06-01 |  | 1988-06-01 |  | Currently in Use | Gas (Historical Use) | 10000 | Galvanic (STIP-3) | 1996-10-31 | Fiberglass Reinforced Plastic | Pressurized
9067247 | D | Ball Float | 1988-06-01 |  | 1988-06-01 |  | Currently in Use | Diesel | 4000 | Galvanic (STIP-3) | 1997-06-09 | Fiberglass Reinforced Plastic | Pressurized
9067247 | R | Ball Float | 1988-06-01 |  | 1988-06-01 |  | Currently in Use | Gas (Historical Use) | 10000 | Galvanic (STIP-3) | 1996-10-31 | Fiberglass Reinforced Plastic | Pressurized
9067247 | W | Ball Float | 1988-06-01 |  | 1988-06-01 |  | Currently in Use | Gas (Historical Use) | 10000 | Galvanic (STIP-3) | 1996-10-31 | Fiberglass Reinforced Plastic | Pressurized
9067248 | DUMMY | [5 empty] | Removed from Ground | Diesel | 0 | Not Marked/Unknown | 1985-01-01 | Not Marked
9067249 | 1 |  | 1995-11-10 |  | 1995-11-10 |  | Removed from Ground | Gas (Historical Use) | 10000 | Double Walled | 1995-09-15 | Fiberglass Reinforced Plastic | Pressurized
9067249 | 2 |  | 1995-11-10 |  | 1995-11-10 |  | Removed from Ground | Gas (Historical Use) | 10000 | Double Walled | 1995-09-15 | Fiberglass Reinforced Plastic | Pressurized
9067249 | 3 |  | 1995-11-10 |  | 1995-11-10 |  | Removed from Ground | Gas (Historical Use) | 10000 | Double Walled | 1995-09-15 | Fiberglass Reinforced Plastic | Pressurized
9067250 | 1 |  | 1995-11-14 | no | 1995-11-14 | no | Currently in Use | Gas (Historical Use) | 12000 | Fiberglass | 1995-10-24 | Double Walled | Pressurized
9067250 | 2 |  | 1995-11-14 | no | 1995-11-14 | no | Currently in Use | Gas (Historical Use) | 12000 | Fiberglass | 1995-10-24 | Double Walled | Pressurized
9067250 | 3 |  | 1995-11-14 | no | 1995-11-14 | no | Currently in Use | Gas (Historical Use) | 12000 | Fiberglass | 1995-10-24 | Double Walled | Pressurized
9067250 | 4 |  | 1995-11-14 | no | 1995-11-14 | no | Currently in Use | Diesel | 8000 | Fiberglass | 1995-10-24 | Double Walled | Pressurized
9067251 | 1 | Flapper Valve | 1995-10-24 | no | 1995-10-24 | no | Currently in Use | Gas (Historical Use) | 12000 | Fiberglass | 1995-10-03 | Double Walled | Pressurized
9067251 | 2 | Flapper Valve | 1995-10-24 | no | 1995-10-24 | no | Currently in Use | Gas (Historical Use) | 12000 | Fiberglass | 1995-10-03 | Double Walled | Pressurized
9067251 | 3 | Flapper Valve | 1995-10-24 | no | 1995-10-24 | no | Currently in Use | Gas (Historical Use) | 12000 | Fiberglass | 1995-10-03 | Double Walled | Pressurized
9067258 | 1 |  | 1995-08-16 |  | 1995-08-16 |  | Currently in Use | Gas (Historical Use) | 12000 | Cathodically Protected Steel | 1995-08-09 | Double Walled | Pressurized
9067258 | 2 |  | 1995-08-16 |  | 1995-08-16 |  | Currently in Use | Gas (Historical Use) | 12000 | Cathodically Protected Steel | 1995-08-09 | Double Walled | Pressurized
9067259 | 1 |  | 1996-01-29 |  | 1996-01-29 |  | Currently in Use | Gas (Historical Use) | 12000 | Epoxy | 1995-09-25 | Fiberglass Reinforced Plastic | Pressurized
9067259 | 2 |  | 1996-01-29 |  | 1996-01-29 |  | Currently in Use | Gas (Historical Use) | 12000 | Epoxy | 1995-09-25 | Fiberglass Reinforced Plastic | Pressurized
9067260 | 1 | Flapper Valve | 1998-10-20 | no | 1998-10-20 | no | Currently in Use | Regular | 12000 | Epoxy | 1995-11-06 | Fiberglass Reinforced Plastic | Pressurized
9067260 | 2 | Flapper Valve | 1998-10-20 | no | 1998-10-20 | no | Currently in Use | Premium | 12000 | Epoxy | 1995-11-06 | Fiberglass Reinforced Plastic | Pressurized
9067261 | 1 |  |  | yes |  | yes | Removed from Ground | Used Oil | 500 | Not Marked/Unknown |  | Not Marked
9067264 | 1 | [5 empty] | Removed from Ground | Other | 1000 | Not Marked/Unknown | 1999-12-19 | Not Marked
9067264 | 2 | [5 empty] | Removed from Ground | Other | 1000 | Not Marked/Unknown | 1998-12-19 | Not Marked
9067264 | 3 | [5 empty] | Removed from Ground | Other | 1000 | Not Marked/Unknown | 1998-12-19 | Not Marked
9067265 | 1 | Flapper Valve | 1994-09-07 |  | 1994-09-07 |  | Currently in Use | Diesel | 20000 | Fiberglass Double Walled | 1994-06-01 | Double-Walled Fiberglass | Pressurized
9067265 | 2 | Flapper Valve | 1994-09-07 |  | 1994-09-07 |  | Currently in Use | Diesel | 20000 | Fiberglass Double Walled | 1994-06-01 | Double-Walled Fiberglass | Pressurized
9067265 | 3 | Flapper Valve | 1994-09-07 |  | 1994-09-07 |  | Currently in Use | Gas (Historical Use) | 3000 | Fiberglass Double Walled | 1994-06-01 | Double-Walled Fiberglass | Pressurized
9067265 | 4 | Flapper Valve | 1994-09-07 |  | 1994-09-07 |  | Currently in Use | New Oil | 600 | Fiberglass Double Walled | 1994-06-01 | Double-Walled Fiberglass | Safe Suction (Euro)
9067265 | 5 | Flapper Valve | 1994-09-07 |  | 1994-09-07 |  | Currently in Use | Used Oil | 600 | Fiberglass Double Walled | 1994-06-01 | Double-Walled Fiberglass | Safe Suction (Euro)
9067265 | 6 | Flapper Valve | 1994-09-07 | no | 1994-09-07 | no | Currently in Use | New Oil | 600 | Fiberglass Double Walled | 1994-06-01 | Double-Walled Fiberglass | Safe Suction (Euro)
9067268 | 1 |  |  | yes |  | yes | Removed from Ground | Used Oil | 550 | Not Marked/Unknown | 1989-05-01 | Not Marked
9067271 | 1 | [5 empty] | Removed from Ground | Gas (Historical Use) | 4000 | Not Marked/Unknown | 1999-12-01 | Not Marked
9067271 | 2 | [5 empty] | Removed from Ground | Gas (Historical Use) | 4000 | Not Marked/Unknown | 1999-12-01 | Not Marked
9067271 | 3 | [5 empty] | Removed from Ground | Diesel | 4000 | Not Marked/Unknown | 1999-12-01 | Not Marked
9067272 | 1 | Flapper Valve | 1995-11-28 |  | 1995-11-28 |  | Removed from Ground | Gas (Historical Use) | 12000 | Fiberglass | 1995-11-28 | Double-Walled Flex | Pressurized
9067272 | 2 | Flapper Valve | 1995-11-28 |  | 1995-11-28 |  | Removed from Ground | Gas (Historical Use) | 12000 | Fiberglass | 1995-11-28 | Double-Walled Flex | Pressurized
9067272 | 3 | Flapper Valve | 1995-11-28 |  | 1998-11-28 |  | Removed from Ground | Gas (Historical Use) | 12000 | Fiberglass | 1995-11-28 | Double-Walled Flex | Pressurized
9067272 | 4 | Flapper Valve | 1995-11-28 |  | 1995-11-28 |  | Removed from Ground | Diesel | 8000 | Fiberglass | 1995-11-28 | Double-Walled Flex | Pressurized
9067273 | 1 |  | 1996-02-01 | no | 1996-02-01 | no | Currently in Use | Diesel | 12000 | Composite Double Walled | 1996-02-01 | Double-Walled Fiberglass | Pressurized
9067274 | 1 | Flapper Valve | 1994-01-16 |  | 1997-01-16 |  | Currently in Use | Gas (Historical Use) | 10000 | Galvanic (STIP-3) | 1986-09-01 | Double-Walled Fiberglass | Pressurized
9067274 | 2 |  | 1994-01-16 |  | 1997-01-16 |  | Temporarily out of use | Gas (Historical Use) | 10000 | Galvanic (STIP-3) | 1986-09-01 | Double-Walled Fiberglass | Pressurized
9067274 | 3 | Flapper Valve | 1994-01-16 |  | 1997-01-16 |  | Currently in Use | Diesel | 10000 | Galvanic (STIP-3) | 1986-09-01 | Double-Walled Fiberglass | Pressurized
9067274 | 4 |  | 1994-01-16 |  | 1997-01-16 |  | Temporarily out of use | Diesel | 4000 | Galvanic (STIP-3) | 1986-09-01 | Double-Walled Fiberglass | Pressurized
9067274 | 5 | Flapper Valve | 1994-01-16 |  | 1997-01-16 |  | Currently in Use | Kerosene | 1000 | Galvanic (STIP-3) | 1986-09-01 | Double-Walled Fiberglass | Pressurized
9067275 | 1 | Ball Float | 1996-03-18 |  | 1996-03-18 |  | Currently in Use | Gas (Historical Use) | 12000 | Epoxy | 1996-03-13 | Fiberglass Reinforced Plastic | Pressurized
9067275 | 2 | Ball Float | 1996-03-18 |  | 1996-03-18 |  | Currently in Use | Gas (Historical Use) | 12000 | Epoxy | 1996-03-13 | Fiberglass Reinforced Plastic | Pressurized
9067275 | 3 | Ball Float | 2004-07-02 | no | 2004-07-02 | no | Currently in Use | Diesel | 6000 | Epoxy | 2004-07-02 | Double-Walled Fiberglass | Pressurized
9067276 | 1 | [5 empty] | Currently in Use | Gas (Historical Use) | 0 | Not Marked/Unknown |  | Not Marked
9067276 | 2 | [5 empty] | Currently in Use | Diesel | 0 | Not Marked/Unknown |  | Not Marked
9067277 | 1 | Ball Float | 1996-02-19 | no | 1996-02-19 | no | Currently in Use | Regular | 12000 | Galvanic (STIP-3) | 1998-11-30 | Double-Walled Flex | Pressurized
9067277 | 2 | Ball Float | 1996-02-19 | no | 1996-02-19 | no | Currently in Use | Premium | 12000 | Galvanic (STIP-3) | 1998-11-30 | Double-Walled Flex | Pressurized
9067278 | 1 | Flapper Valve | 1988-01-01 | no | 1998-11-01 | no | Currently in Use | Diesel | 10000 |  | 1988-01-01 | Fiberglass Reinforced Plastic | Suction (American)
9067279 | 1 | [5 empty] | Removed from Ground | Diesel | 550 | Bare Steel | 1968-01-01 | Copper
9067279 | 2 | [5 empty] | Removed from Ground | Diesel | 8000 | Bare Steel | 1968-01-01 | Copper | Safe Suction (Euro)
9067280 | 1 | Ball Float | 1995-07-01 | no | 1995-07-01 | no | Currently in Use | Regular | 15000 | Fiberglass Double Walled | 1995-06-01 | Double-Walled Fiberglass | Pressurized
9067280 | 2 | Ball Float | 1995-07-01 | no | 1995-07-01 | no | Currently in Use | Diesel | 15000 | Fiberglass Double Walled | 1995-06-01 | Double-Walled Fiberglass | Pressurized
9067281 | 1 | [5 empty] | Removed from Ground | Diesel | 2000 | Bare Steel | 1980-01-01 | Bare Steel | Safe Suction (Euro)
9067282 | 1 | [5 empty] | Removed from Ground | Diesel | 2000 | Bare Steel | 1980-01-01 | Bare Steel | Safe Suction (Euro)
9067283 | 1 | [5 empty] | Removed from Ground | Diesel | 1000 | Bare Steel | 1980-01-01 | Bare Steel | Suction (American)
9067284 | 1 | Ball Float | 1996-06-02 | no | 1996-06-02 | no | Currently in Use | Regular | 12000 | Epoxy | 1996-06-01 | Fiberglass Reinforced Plastic | Pressurized
9067284 | 2 | Ball Float | 1996-06-02 | no | 1996-06-02 | no | Currently in Use | Regular | 12000 | Epoxy | 1996-06-01 | Fiberglass Reinforced Plastic | Pressurized
9067284 | 3 | Ball Float | 2001-05-03 | no | 2001-05-03 | no | Currently in Use | Diesel | 4000 | Epoxy | 2001-05-03 | Double Walled | Pressurized
9067285 | 1 | Ball Float | 1999-01-01 |  | 1999-01-01 |  | Currently in Use | Gas (Historical Use) | 8000 | Steel-Impressed Current | 1980-01-01 | Fiberglass Reinforced Plastic | Pressurized
9067285 | 2 | Ball Float | 1999-01-01 |  | 1999-01-01 |  | Currently in Use | Gas (Historical Use) | 10000 | Steel-Impressed Current | 1980-01-01 | Fiberglass Reinforced Plastic | Pressurized
9067285 | 3 | Ball Float | 1999-01-01 |  | 1999-01-01 |  | Currently in Use | Diesel | 10000 | Steel-Impressed Current | 1980-01-01 | Fiberglass Reinforced Plastic | Pressurized
9067286 | 1 | Ball Float | 1996-07-01 |  | 1996-07-01 |  | Currently in Use | Gas (Historical Use) | 15000 | Fiberglass | 1996-07-01 | Fiberglass Reinforced Plastic | Pressurized
9067286 | 2 | Ball Float | 1996-07-01 |  | 1996-07-01 |  | Currently in Use | Gas (Historical Use) | 12000 | Fiberglass | 1996-07-01 | Fiberglass Reinforced Plastic | Pressurized
9067286 | 3 | Ball Float | 1996-07-01 |  | 1996-07-01 |  | Currently in Use | Gas (Historical Use) | 12000 | Fiberglass | 1996-07-01 | Fiberglass Reinforced Plastic | Pressurized
9067287 | 1 | Flapper Valve | 1996-04-03 | no | 1996-04-08 | no | Currently in Use | Diesel | 4000 | Fiberglass | 1996-03-20 | Flex | Suction (American)
9067287 | 2 | Ball Float | 1996-04-03 | no | 1996-04-08 | no | Currently in Use | Diesel | 10000 | Fiberglass | 1996-03-20 | Flex | Pressurized
9067287 | 3 | Ball Float | 1996-04-03 | no | 1996-04-08 | no | Currently in Use | Regular | 10000 | Fiberglass | 1996-03-20 | Flex | Pressurized
9067287 | 4 | Ball Float | 1996-04-03 | no | 1996-04-08 | no | Currently in Use | Premium | 10000 | Fiberglass | 1996-03-20 | Flex | Pressurized
9067288 | 1 | [5 empty] | Removed from Ground | Gas (Historical Use) | 8000 | Marked Unknown | 1996-06-15 | Unknown
9067288 | 2 | [5 empty] | Removed from Ground | Gas (Historical Use) | 4000 | Marked Unknown | 1996-06-15 | Unknown
9067288 | 3 | [5 empty] | Removed from Ground | Gas (Historical Use) | 4000 | Marked Unknown | 1996-06-15 | Unknown
9067289 | 1 | [5 empty] | Removed from Ground | Gas (Historical Use) | 0 | Not Marked/Unknown | 1980-01-01 | Not Marked
9067289 | 2 | [5 empty] | Removed from Ground | Diesel | 0 | Not Marked/Unknown | 1980-01-01 | Not Marked
9067290 | 1 | [5 empty] | Removed from Ground | Gas (Historical Use) | 4000 | Not Marked/Unknown | 1996-12-01 | Not Marked
9067290 | 2 | [5 empty] | Closed in Ground | Gas (Historical Use) | 4000 | Not Marked/Unknown | 1996-12-01 | Not Marked
9067291 | 1 | Flapper Valve | 1996-06-12 | no | 1996-06-12 | no | Currently in Use | Regular | 12000 | Fiberglass | 1996-06-07 | Flex | Pressurized
9067291 | 2 | Flapper Valve | 1996-06-12 | no | 1996-06-12 | no | Currently in Use | Plus | 12000 | Fiberglass | 1996-06-07 | Flex | Pressurized
9067291 | 3 | Flapper Valve | 1996-06-12 | no | 1996-06-12 | no | Currently in Use | Premium | 12000 | Fiberglass | 1996-06-07 | Flex | Pressurized
9067291 | 4 | Flapper Valve | 1996-06-12 | no | 1996-06-12 | no | Currently in Use | Diesel | 8000 | Fiberglass | 1996-06-07 | Flex | Pressurized
9067292 | 1 | Ball Float | 1996-05-01 | no | 1996-05-01 | no | Currently in Use | Regular | 20000 | Fiberglass Double Walled | 1996-05-01 |  | Pressurized
9067292 | 2 | Ball Float | 1996-05-01 | no | 1996-05-01 | no | Currently in Use | Premium | 12000 | Fiberglass Double Walled | 1996-05-01 |  | Pressurized
9067292 | 3 | Ball Float | 2007-10-01 | no | 2007-10-01 | no | Currently in Use | Diesel | 10000 | Fiberglass Double Walled | 2007-10-05 |  | Pressurized
9067293 | 1 | Ball Float | 1996-08-01 | no | 1996-08-01 | no | Currently in Use | Gas (Historical Use) | 15000 | Fiberglass | 1996-08-01 | Double-Walled Flex | Pressurized
9067293 | 2 | Ball Float | 1996-08-01 | no | 1996-08-01 | no | Currently in Use | Gas (Historical Use) | 8000 | Fiberglass | 1996-08-01 | Double-Walled Flex | Pressurized
9067294 | 1 |  | 1998-07-01 |  | 1998-07-01 |  | Temporarily out of use | Diesel | 550 | Fiberglass | 1988-11-10 | Steel (Impressed Current) | Suction (American)
9067295 | 1 | Flapper Valve | 1996-07-23 |  | 1996-07-23 |  | Temporarily out of use | Gas (Historical Use) | 12000 | Fiberglass Double Walled | 1996-06-28 | Flex | Pressurized
9067295 | 2 | Flapper Valve | 1996-07-23 |  | 1996-07-23 |  | Temporarily out of use | Gas (Historical Use) | 12000 | Fiberglass Double Walled | 1996-06-28 | Flex | Pressurized
9067295 | 3 | Flapper Valve | 1996-07-23 |  | 1996-07-23 |  | Temporarily out of use | Gas (Historical Use) | 12000 | Fiberglass Double Walled | 1996-06-28 | Flex | Pressurized
9067295 | 4 | Flapper Valve | 1996-07-23 |  | 1996-07-23 |  | Temporarily out of use | Diesel | 8000 | Fiberglass Double Walled | 1996-06-28 | Flex | Pressurized
9067295 | 5 |  | 2017-02-01 | no | 2017-02-01 | no | Currently in Use | Gas (Historical Use) | 20000 | Fiberglass Double Walled | 2016-11-01 | Double-Walled Fiberglass | Pressurized
9067295 | 6 |  | 2017-02-01 | no | 2017-02-01 | no | Currently in Use | Gas (Historical Use) | 20000 | Fiberglass Double Walled | 2016-11-01 | Double-Walled Fiberglass | Pressurized
9067295 | 7A |  | 2017-02-01 | no | 2017-02-01 | no | Currently in Use | Gas (Historical Use) | 10000 | Fiberglass Double Walled | 2016-11-01 | Double-Walled Fiberglass | Pressurized
9067295 | 7B |  | 2017-02-01 | no | 2017-02-01 | no | Currently in Use | Gas (Historical Use) | 9500 | Fiberglass Double Walled | 2016-11-01 | Double-Walled Fiberglass | Pressurized
9067295 | 8 |  | 2017-02-01 | no | 2017-02-01 | no | Currently in Use | Diesel | 12000 | Fiberglass Double Walled | 2016-11-01 | Double-Walled Fiberglass | Pressurized
9067296 | 1 | [5 empty] | Removed from Ground | Gas (Historical Use) | 2000 | Bare Steel | 1976-01-01 | Bare Steel | Suction (American)
9067296 | 2 | [5 empty] | Removed from Ground | Diesel | 2000 | Bare Steel | 1976-01-01 | Bare Steel | Suction (American)
9067296 | 3 | [5 empty] | Removed from Ground | Diesel | 1000 | Bare Steel | 1976-01-01 | Bare Steel | Suction (American)
9067296 | 4 | [5 empty] | Removed from Ground | Diesel | 1000 | Bare Steel | 1976-01-01 | Bare Steel | Suction (American)
9067297 | 1 |  | 1996-10-21 | no | 1996-10-21 | no | Currently in Use | Gas (Historical Use) | 12000 | Fiberglass | 1996-10-11 | Flex | Pressurized
9067297 | 2 |  | 1996-10-21 | no | 1996-10-21 | no | Currently in Use | Gas (Historical Use) | 12000 | Fiberglass | 1996-10-11 | Flex | Pressurized
9067297 | 3 |  | 1996-10-21 | no | 1996-10-21 | no | Currently in Use | Gas (Historical Use) | 12000 | Fiberglass | 1996-10-11 | Flex | Pressurized
9067297 | 4 |  | 1996-10-21 | no | 1996-10-21 | no | Currently in Use | Diesel | 8000 | Fiberglass | 1996-10-11 | Flex | Pressurized
9067303 | 1 | [5 empty] | Removed from Ground | Diesel | 2000 | Bare Steel | 1980-01-01 | Bare Steel | Safe Suction (Euro)
9067304 | 1 | [5 empty] | Removed from Ground | Gas (Historical Use) | 2000 | Not Marked/Unknown | 1997-02-27 | Not Marked
9067304 | 2 | [5 empty] | Removed from Ground | Gas (Historical Use) | 2000 | Not Marked/Unknown | 1997-02-27 | Not Marked
9067305 | 1 |  |  | yes |  | yes | Removed from Ground | Used Oil | 1000 | Not Marked/Unknown | 1997-04-09 | Not Marked
9067305 | 2 | [5 empty] | Removed from Ground | Other | 1000 | Not Marked/Unknown | 1997-04-09 | Not Marked
9067305 | 3 | [5 empty] | Removed from Ground | Gas (Historical Use) | 5000 | Not Marked/Unknown | 1997-04-09 | Not Marked
9067306 | 1 | [5 empty] | Removed from Ground | Diesel | 150 | Not Marked/Unknown | 1997-07-10 | Not Marked
9067307 | 145104 |  | 1997-02-25 |  | 1997-02-25 |  | Currently in Use | Gas (Historical Use) | 12000 | Fiberglass | 1997-02-24 | Fiberglass Reinforced Plastic | Pressurized
9067307 | 145153 |  | 1997-02-25 |  | 1997-02-25 |  | Currently in Use | Gas (Historical Use) | 15000 | Fiberglass | 1997-02-24 | Fiberglass Reinforced Plastic | Pressurized
9067308 | 1 | Ball Float | 1996-08-06 | no | 1996-08-06 | no | Currently in Use | Regular | 15000 | Fiberglass Double Walled | 1996-08-06 | Double-Walled Flex | Pressurized
9067308 | 2 | Ball Float | 1996-08-06 | no | 1996-08-06 | no | Currently in Use | Premium | 8000 | Fiberglass Double Walled | 1996-08-06 | Double-Walled Flex | Pressurized
9067309 | 1 |  | 1996-11-01 |  | 1996-11-01 |  | Removed from Ground | Gas (Historical Use) | 15000 | Fiberglass | 2003-02-18 | Fiberglass Reinforced Plastic | Pressurized
9067309 | 2 |  | 1996-11-01 |  | 1996-11-01 |  | Removed from Ground | Gas (Historical Use) | 8000 | Fiberglass | 2003-02-18 | Fiberglass Reinforced Plastic | Pressurized
9067310 | 1 | [5 empty] | Removed from Ground | Gas (Historical Use) | 2000 | Not Marked/Unknown | 1996-06-18 | Not Marked
9067310 | 2 | [5 empty] | Removed from Ground | Used Oil | 1000 | Not Marked/Unknown | 1996-06-18 | Not Marked
9067310 | 3 | [5 empty] | Removed from Ground | Diesel | 1000 | Not Marked/Unknown | 1996-06-18 | Not Marked
9067311 | 1 | [5 empty] | Removed from Ground | Gas (Historical Use) | 1000 | Not Marked/Unknown | 1982-01-01 | Not Marked
9067311 | 2 | [5 empty] | Removed from Ground | Gas (Historical Use) | 1000 | Not Marked/Unknown | 1982-01-01 | Not Marked
9067312 | 1 | [5 empty] | Removed from Ground | Other | 1000 | Not Marked/Unknown | 1997-06-24 | Not Marked
9067312 | 2 | [5 empty] | Removed from Ground | Other | 2000 | Not Marked/Unknown | 1997-06-24 | Not Marked
9067313 | 1 | Overfill Alarm | 1996-08-06 | no | 1996-08-06 | no | Currently in Use |  | 10000 | Composite | 1996-08-01 | Fiberglass Reinforced Plastic | Pressurized
9067313 | 2 | Overfill Alarm | 1996-08-06 | no | 1996-08-06 | no | Currently in Use |  | 10000 | Composite | 1996-08-01 | Fiberglass Reinforced Plastic | Pressurized
9067313 | 3 | Overfill Alarm | 1996-08-06 | no | 1996-08-06 | no | Currently in Use |  | 10000 | Composite | 1996-08-01 | Fiberglass Reinforced Plastic | Pressurized
9067315 | 1 | [5 empty] | Removed from Ground | Diesel | 10000 | Not Marked/Unknown | 1993-12-01 | Not Marked
9067315 | 2 |  | 1995-04-01 |  | 1995-04-01 |  | Currently in Use | Diesel | 10000 | Fiberglass | 1986-01-01 | Fiberglass Reinforced Plastic | Pressurized
9067315 | 3 |  | 1998-01-01 |  | 1998-01-01 |  | Currently in Use | Diesel | 10000 | Double Walled | 1988-01-01 | Fiberglass Reinforced Plastic | Pressurized
9067316 | T-1REG | Ball Float | 1997-05-01 |  | 1997-05-01 |  | Removed from Ground | Gas (Historical Use) | 15000 | Epoxy | 1997-05-15 | Fiberglass Reinforced Plastic | Pressurized
9067316 | T-2PREM | Ball Float | 1997-05-01 |  | 1997-05-01 |  | Removed from Ground | Gas (Historical Use) | 10000 | Epoxy | 1997-05-15 | Fiberglass Reinforced Plastic | Pressurized
9067316 | T-3DIESEL | Ball Float | 1997-05-01 |  | 1997-05-01 |  | Removed from Ground | Diesel | 6000 | Epoxy | 1997-05-15 | Double Walled | Pressurized
9067317 | 1 | Flapper Valve | 1999-11-30 |  | 1999-11-30 |  | Currently in Use | Diesel | 8000 | Fiberglass Double Walled | 1994-01-01 | Fiberglass Reinforced Plastic | Suction (American)
9067317 | 2 | Flapper Valve | 2012-08-15 | no | 2012-08-15 | no | Currently in Use | Diesel | 15000 | Fiberglass Double Walled | 2012-07-16 | Double-Walled Fiberglass | Pressurized
9067318 | 1 | [5 empty] | Removed from Ground | Other | 20000 | Fiberglass | 1997-09-30 | Galvanized Steel | Pressurized
9067318 | 2 | [5 empty] | Removed from Ground | Other | 5000 | Fiberglass | 1997-09-30 | Galvanized Steel | Pressurized
9067319 | 1 | Flapper Valve | 1997-03-01 | no | 1997-03-01 | no | Currently in Use | Regular | 15000 | Fiberglass Double Walled | 1997-03-01 | Fiberglass Reinforced Plastic | Pressurized
9067319 | 2 | Flapper Valve | 1997-03-01 | no | 1997-03-01 | no | Currently in Use | Premium | 15000 | Fiberglass Double Walled | 1997-03-01 | Fiberglass Reinforced Plastic | Pressurized
9067320 | 1 | Ball Float | 1997-01-01 |  | 1997-01-01 |  | Currently in Use | Gas (Historical Use) | 12000 | Fiberglass | 1997-01-01 | Double-Walled Fiberglass | Pressurized
9067320 | 2 | Ball Float | 1997-01-01 |  | 1997-01-01 |  | Currently in Use | Gas (Historical Use) | 12000 | Fiberglass | 1997-01-01 | Double-Walled Fiberglass | Pressurized
9067320 | 3 | Ball Float | 1997-01-01 |  | 1997-01-01 |  | Currently in Use | Gas (Historical Use) | 10000 | Fiberglass | 1997-01-01 | Double-Walled Fiberglass | Pressurized
9067320 | 4 | Ball Float | 1997-01-01 |  | 1997-01-01 |  | Currently in Use | Diesel | 8000 | Fiberglass | 1997-01-01 | Double-Walled Fiberglass | Pressurized
9067321 | 1 | Ball Float | 1997-07-01 |  | 1997-07-01 |  | Currently in Use | Gas (Historical Use) | 10000 | Epoxy | 1997-09-01 | Fiberglass Reinforced Plastic | Pressurized
9067321 | 2 | Ball Float | 1997-07-01 |  | 1997-07-01 |  | Currently in Use | Gas (Historical Use) | 10000 | Epoxy | 1997-09-01 | Fiberglass Reinforced Plastic | Pressurized
9067321 | 3 | Ball Float | 1997-07-01 |  | 1997-07-01 |  | Currently in Use | Gas (Historical Use) | 10000 | Epoxy | 1997-09-01 | Fiberglass Reinforced Plastic | Pressurized
9067322 | 1 |  | 1997-07-07 | no | 1997-07-07 | no | Currently in Use | Regular | 12000 | Fiberglass Double Walled | 1997-07-07 | Double-Walled Fiberglass | Pressurized
9067322 | 2 |  | 1997-07-07 | no | 1997-07-07 | no | Currently in Use | Plus | 12000 | Fiberglass Double Walled | 1997-07-07 | Double-Walled Fiberglass | Pressurized
9067322 | 3 |  | 1997-07-07 |  | 1997-07-07 |  | Currently in Use | Gas (Historical Use) | 12000 | Fiberglass Double Walled | 1997-07-07 | Double-Walled Fiberglass | Pressurized
9067323 | 1 |  | 1997-06-15 | no | 1997-06-15 | no | Currently in Use | Regular | 10000 | Epoxy | 1997-06-14 | Fiberglass Reinforced Plastic | Pressurized
9067323 | 2 |  | 1997-06-15 | no | 1997-06-15 | no | Currently in Use | Premium | 12000 | Epoxy | 1997-06-14 | Fiberglass Reinforced Plastic | Pressurized
9067324 | 1 | Ball Float | 1997-05-21 |  | 1997-05-21 |  | Currently in Use | Gas (Historical Use) | 10000 | Epoxy | 1997-05-20 | Fiberglass Reinforced Plastic | Pressurized
9067324 | 2 | Ball Float | 1997-05-21 |  | 1997-05-21 |  | Currently in Use | Gas (Historical Use) | 12000 | Epoxy | 1997-05-20 | Fiberglass Reinforced Plastic | Pressurized
9067325 | 1 | [5 empty] | Permanently Out of Use - historical purposes | Gas (Historical Use) | 1000 | Not Marked/Unknown |  | Bare Steel
9067326 | 1 |  | 1997-09-08 | no | 1997-09-08 | no | Currently in Use | Gas (Historical Use) | 12000 | Fiberglass Double Walled | 1997-09-08 | Double-Walled Fiberglass | Pressurized
9067326 | 2 |  | 1997-09-08 | no | 1997-09-08 | no | Currently in Use | Gas (Historical Use) | 12000 | Fiberglass Double Walled | 1997-09-08 | Double-Walled Fiberglass | Pressurized
9067326 | 3 |  | 1997-09-08 | no | 1997-09-08 | no | Currently in Use | Gas (Historical Use) | 12000 | Fiberglass Double Walled | 1997-09-08 | Double-Walled Fiberglass | Pressurized
9067327 | 1 | Ball Float | 1997-11-03 |  | 1997-11-03 |  | Removed from Ground | Gas (Historical Use) | 10000 | Fiberglass | 1997-11-03 | Fiberglass Reinforced Plastic | Pressurized
9067327 | 2 | Ball Float | 1997-11-03 |  | 1997-11-03 |  | Removed from Ground | Gas (Historical Use) | 10000 | Fiberglass | 1997-11-03 | Fiberglass Reinforced Plastic | Pressurized
9067327 | 3 | Ball Float | 1997-11-03 |  | 1997-11-03 |  | Removed from Ground | Gas (Historical Use) | 10000 | Fiberglass | 1997-11-03 | Fiberglass Reinforced Plastic | Pressurized
9067328 | 1 | Ball Float | 1997-10-06 | no | 1997-10-06 | no | Currently in Use | Regular | 12000 | Fiberglass Double Walled | 1997-10-06 | Double-Walled Flex | Pressurized
9067328 | 2 | Ball Float | 1997-10-06 | no | 1997-10-06 | no | Currently in Use | Premium | 12000 | Fiberglass Double Walled | 1997-10-06 | Double-Walled Flex | Pressurized
9067328 | 3 | Ball Float | 1997-10-06 | no | 1997-10-06 | no | Currently in Use | E-85 | 12000 | Fiberglass Double Walled | 1997-10-06 | Double-Walled Flex | Pressurized
9067329 | 1 | [5 empty] | Removed from Ground | Gas (Historical Use) | 4000 | Not Marked/Unknown | 1998-02-01 | Not Marked
9067329 | 2 | [5 empty] | Removed from Ground | Gas (Historical Use) | 4000 | Not Marked/Unknown | 1998-02-01 | Not Marked
9067330 | 1 |  | 1997-12-01 |  | 1997-12-01 |  | Currently in Use | Gas (Historical Use) | 15000 | Composite Double Walled | 1997-12-01 | Double-Walled Fiberglass | Pressurized
9067330 | 2 |  | 1997-12-01 |  | 1997-12-01 |  | Temporarily out of use | Gas (Historical Use) | 12000 | Composite Double Walled | 1997-12-01 | Double-Walled Fiberglass | Pressurized
9067330 | 3 |  | 1997-12-01 |  | 1997-12-01 |  | Currently in Use | Gas (Historical Use) | 12000 | Composite Double Walled | 1997-12-01 | Double-Walled Fiberglass | Pressurized
9067331 | 1 |  |  | yes |  | yes | Removed from Ground | Used Oil | 1000 | Bare Steel | 1998-04-13 | Bare Steel | Gravity Fed
9067332 | 1 | Ball Float | 1996-11-01 |  | 1996-11-01 |  | Currently in Use | Diesel | 20000 | Fiberglass Double Walled | 1996-11-01 | Double-Walled Fiberglass | Pressurized
9067333 | 1 | Ball Float | 1997-10-01 | no | 1997-10-01 | no | Currently in Use | Regular | 15000 | Fiberglass | 1997-10-01 | Fiberglass Reinforced Plastic | Pressurized
9067333 | 2 | Ball Float | 1997-10-01 | no | 1997-10-01 | no | Currently in Use | Premium | 8000 | Fiberglass | 1997-10-01 | Double-Walled Flex | Pressurized
9067334 | 1 |  | 1998-04-29 | no | 1998-04-29 | no | Currently in Use | Gas (Historical Use) | 10000 |  | 1998-03-28 |  | Pressurized
9067334 | 2 |  | 1998-04-29 | no | 1998-04-29 | no | Currently in Use | Gas (Historical Use) | 10000 |  | 1998-03-28 |  | Pressurized
9067334 | 3 |  | 1998-04-29 | no | 1998-04-29 | no | Currently in Use | Gas (Historical Use) | 10000 |  | 1998-03-28 |  | Pressurized
9067334 | 4 |  | 1998-04-29 | no | 1998-04-29 | no | Currently in Use | Diesel | 4000 |  | 1998-03-28 |  | Pressurized
9067335 | 1 |  | 1996-09-24 |  | 1996-09-24 |  | Removed from Ground | Gas (Historical Use) | 12000 | Fiberglass | 1996-09-24 | Double Walled | Pressurized
9067335 | 2 |  | 1996-09-24 |  | 1996-09-24 |  | Removed from Ground | Gas (Historical Use) | 12000 | Fiberglass | 1996-09-24 | Double Walled | Pressurized
9067335 | 3 |  | 1996-09-24 |  | 1996-09-24 |  | Removed from Ground | Gas (Historical Use) | 12000 | Fiberglass | 1996-09-24 | Double Walled | Pressurized
9067335 | 4 |  |  | no |  | no | Currently in Use | Gas (Historical Use) | 20000 | Fiberglass Double Walled | 2015-08-01 | Double-Walled Fiberglass | Pressurized
9067335 | 5 |  |  | no |  | no | Currently in Use | Gas (Historical Use) | 20000 | Fiberglass Double Walled | 2015-08-20 | Double-Walled Fiberglass | Pressurized
9067335 | 6A |  |  | no |  | no | Currently in Use | Gas (Historical Use) | 10000 | Fiberglass Double Walled | 2015-08-01 | Double-Walled Fiberglass | Pressurized
9067335 | 6B |  |  | no |  | no | Currently in Use | Gas (Historical Use) | 9500 | Fiberglass Double Walled | 2015-08-01 | Double-Walled Fiberglass | Pressurized
9067335 | 7 |  |  | no |  | no | Currently in Use | Diesel | 12000 | Fiberglass Double Walled | 2015-08-01 | Double-Walled Fiberglass | Pressurized
9067336 | 1 |  | 1997-03-01 |  | 1997-03-01 |  | Currently in Use | Gas (Historical Use) | 15000 | Double Walled | 1997-03-01 | Fiberglass Reinforced Plastic | Pressurized
9067336 | 2 |  | 1997-03-01 |  | 1997-03-01 |  | Currently in Use | Gas (Historical Use) | 15000 | Double Walled | 1997-03-01 | Fiberglass Reinforced Plastic | Pressurized
9067337 | 1 | [5 empty] | Closed in Ground | Other | 1000 | Bare Steel | 1978-01-08 | Bare Steel
9067338 | 1 | [5 empty] | Closed in Ground | Other | 1000 | Not Marked/Unknown | 1998-08-15 | Not Marked
9067339 | 1 | Ball Float | 1997-04-01 | no | 1997-04-01 | no | Currently in Use | Regular | 15000 | Epoxy | 1997-04-01 |  | Pressurized
9067339 | 2 |  | 1997-04-01 | no | 1997-04-01 | no | Temporarily out of use | Gas (Historical Use) | 10000 | Epoxy | 1997-04-01 | Double Walled | Pressurized
9067339 | 3 | Ball Float | 1997-04-01 | no | 1997-04-01 | no | Currently in Use | Premium | 10000 | Epoxy | 1997-04-01 | Double-Walled Flex | Pressurized
9067339 | 4 | Ball Float | 1997-04-01 | no | 1997-04-01 | no | Currently in Use | Diesel | 6000 | Epoxy | 1997-04-01 | Double Walled | Pressurized
9067340 | 1 | Ball Float | 1988-06-01 |  | 1988-06-01 |  | Currently in Use | Gas (Historical Use) | 10000 | Fiberglass Double Walled | 1988-06-01 | Fiberglass Reinforced Plastic | Pressurized
9067340 | 2 | Ball Float | 1988-06-01 |  | 1988-06-01 |  | Currently in Use | Gas (Historical Use) | 10000 | Fiberglass Double Walled | 1988-06-01 | Fiberglass Reinforced Plastic | Pressurized
9067340 | 3 | Ball Float | 1988-06-01 |  | 1988-06-01 |  | Currently in Use | Gas (Historical Use) | 10000 | Fiberglass Double Walled | 1988-06-01 | Fiberglass Reinforced Plastic | Pressurized
9067340 | 4 | Ball Float | 1988-06-01 |  | 1988-06-01 |  | Currently in Use | Diesel | 8000 | Fiberglass Double Walled | 1988-06-01 | Fiberglass Reinforced Plastic | Pressurized
9067341 | 1 | [5 empty] | Removed from Ground | Kerosene | 550 | Not Marked/Unknown | 1998-11-01 | Not Marked
9067342 | 1 |  | 1997-11-01 | no | 1997-11-01 | no | Currently in Use |  | 12000 | Epoxy | 1997-11-01 | Fiberglass Reinforced Plastic | Pressurized
9067342 | 2 |  | 1997-11-01 | no | 1997-11-01 | no | Currently in Use |  | 10000 | Epoxy | 1997-11-01 | Fiberglass Reinforced Plastic | Pressurized
9067343 | 1 | [5 empty] | Closed in Ground | Gas (Historical Use) | 10000 | Not Marked/Unknown | 1998-09-29 | Not Marked
9067344 | 1 | Ball Float | 2010-08-30 |  | 2010-08-30 |  | Currently in Use | Gas (Historical Use) | 12000 | Epoxy | 1998-09-01 | Fiberglass Reinforced Plastic | Pressurized
9067344 | 2 | Ball Float | 2010-08-30 |  | 2010-08-30 |  | Currently in Use | Gas (Historical Use) | 10000 | Epoxy | 1998-09-01 | Fiberglass Reinforced Plastic | Pressurized
9067345 | 1 | Ball Float |  | no |  | no | Currently in Use | Regular | 12000 | Composite | 1998-10-09 | Fiberglass Reinforced Plastic | Pressurized
9067345 | 2 | Ball Float |  | no |  | no | Currently in Use | Premium | 10000 | Composite | 1998-10-09 | Fiberglass Reinforced Plastic | Pressurized
9067345 | 3 | Ball Float | 2006-09-15 | no | 2006-09-15 | no | Currently in Use | Diesel | 4000 | Composite | 2006-09-15 | Fiberglass Reinforced Plastic | Pressurized
9067346 | 1 | Ball Float | 1998-08-01 | no | 1998-08-01 | no | Currently in Use | Regular | 15000 | Epoxy | 1998-08-01 | Fiberglass Reinforced Plastic | Pressurized
9067346 | 2 | Ball Float | 1998-08-01 | no | 1998-08-01 | no | Currently in Use | Premium | 15000 | Epoxy | 1998-08-01 | Fiberglass Reinforced Plastic | Pressurized
9067347 | 1 | Ball Float | 2010-08-30 |  | 2010-08-30 |  | Currently in Use | Gas (Historical Use) | 15000 | Epoxy | 1998-10-09 | Fiberglass Reinforced Plastic | Pressurized
9067347 | 2 | Ball Float | 2010-08-30 |  | 2010-08-30 |  | Currently in Use | Gas (Historical Use) | 15000 | Epoxy | 1998-10-09 | Fiberglass Reinforced Plastic | Pressurized
9067348 | 1 | Ball Float | 2010-08-30 | no | 2010-08-30 | no | Currently in Use | Regular | 15000 | Epoxy | 1998-10-09 | Fiberglass Reinforced Plastic | Pressurized
9067348 | 2 | Ball Float | 2010-08-30 | no | 2010-08-30 | no | Currently in Use | Premium | 15000 | Epoxy | 1998-10-09 | Fiberglass Reinforced Plastic | Pressurized
9067349 | 1 | Ball Float | 1998-01-30 |  | 1998-01-30 |  | Removed from Ground | Gas (Historical Use) | 15000 | Composite | 1998-01-30 | Double Walled | Pressurized
9067349 | 2 | Ball Float | 1998-01-30 |  | 1998-01-30 |  | Removed from Ground | Gas (Historical Use) | 15000 | Composite | 1998-01-30 | Double Walled | Pressurized
9067350 | 1 | Ball Float | 1998-02-01 |  | 1998-02-01 |  | Currently in Use | Gas (Historical Use) | 15000 | Fiberglass | 1998-02-01 | Double-Walled Flex | Pressurized
9067350 | 2 | Ball Float | 1998-02-01 | no | 1998-02-01 | no | Currently in Use | Gas (Historical Use) | 15000 | Fiberglass | 1998-02-01 | Double-Walled Flex | Pressurized
9067350 | 3 | Ball Float | 2007-01-01 | no | 2007-01-01 | no | Currently in Use | Diesel | 6000 | Composite Double Walled | 2007-01-01 | Double-Walled Fiberglass | Pressurized
9067351 | 1 | [5 empty] | Closed in Ground | Gas (Historical Use) | 500 | Marked Unknown | 1998-10-27 | Unknown
9067352 | 1 | [5 empty] | Removed from Ground | Gas (Historical Use) | 1000 | Bare Steel | 1998-11-16 | Bare Steel | Safe Suction (Euro)
9067353 | 1 | Ball Float | 1998-03-01 |  | 1998-03-01 |  | Currently in Use | Gas (Historical Use) | 10000 | Fiberglass | 1998-03-01 | Double Walled | Pressurized
9067353 | 2 | Ball Float | 1998-03-01 |  | 1998-03-01 |  | Currently in Use | Gas (Historical Use) | 10000 | Fiberglass | 1998-03-01 | Double Walled | Pressurized
9067353 | 3 | Ball Float | 1998-03-01 |  | 1998-03-01 |  | Currently in Use | Gas (Historical Use) | 10000 | Fiberglass | 1998-03-01 | Double Walled | Pressurized
9067354 | 1A | Ball Float | 1998-07-01 |  | 1998-07-01 |  | Currently in Use | Gas (Historical Use) | 12000 | Epoxy | 1998-07-01 | Double-Walled Fiberglass | Pressurized
9067354 | 1B | Ball Float | 1998-07-01 |  | 1998-07-01 |  | Currently in Use | Diesel | 3000 | Epoxy | 1998-07-01 | Double-Walled Fiberglass | Pressurized
9067354 | 2 | Ball Float | 1998-07-01 |  | 1998-07-01 |  | Currently in Use | Gas (Historical Use) | 10000 | Epoxy | 1998-07-01 | Double-Walled Fiberglass | Pressurized
9067354 | 3 | Ball Float | 1998-07-01 |  | 1998-07-01 |  | Currently in Use | E-85 | 10000 | Epoxy | 1998-07-01 | Double-Walled Fiberglass | Pressurized
9067354 | 4A | Ball Float | 1998-07-01 |  | 1998-07-01 |  | Currently in Use | Diesel | 10000 | Epoxy | 1998-07-01 | Double-Walled Fiberglass | Pressurized
9067354 | 4B | Ball Float | 1998-07-01 |  | 1998-07-01 |  | Currently in Use | E-85 | 5000 | Epoxy | 1998-07-01 | Double-Walled Fiberglass | Pressurized
9067355 | 1 |  | 1998-06-24 | no | 1998-06-24 | no | Currently in Use | Gas (Historical Use) | 12000 | Fiberglass | 1998-11-05 | Double Walled | Pressurized
9067355 | 2 |  | 1998-06-24 | no | 1998-06-24 | no | Currently in Use | Gas (Historical Use) | 12000 | Fiberglass | 1998-11-05 | Double Walled | Pressurized
9067355 | 3 |  | 1998-06-24 | no | 1998-06-24 | no | Currently in Use | Gas (Historical Use) | 12000 | Fiberglass | 1998-11-05 | Double Walled | Pressurized
9067355 | 4 |  | 2011-06-01 | no | 2011-06-01 | no | Currently in Use | Diesel | 20000 | Fiberglass Double Walled | 2011-06-01 | Double-Walled Fiberglass | Pressurized
9067355 | 5 |  | 2011-06-01 | no | 2011-06-01 | no | Currently in Use | Diesel | 20000 | Fiberglass Double Walled | 2011-06-01 | Double-Walled Fiberglass | Pressurized
9067356 | 1 | Overfill Alarm | 1998-11-20 |  | 1998-11-20 |  | Currently in Use | Gas (Historical Use) | 15000 | Composite Double Walled | 1998-11-20 | Double-Walled Fiberglass | Pressurized
9067356 | 2 | Overfill Alarm | 1998-11-20 |  | 1998-11-20 |  | Currently in Use | Diesel | 12000 | Composite Double Walled | 1998-11-20 | Double-Walled Fiberglass | Pressurized
9067356 | 3 | Overfill Alarm | 1998-11-20 |  | 1998-11-20 |  | Currently in Use | Gas (Historical Use) | 12000 | Composite Double Walled | 1998-11-20 | Double-Walled Fiberglass | Pressurized
9067357 | 1 |  | 1994-05-01 |  | 1994-05-01 |  | Removed from Ground | Gas (Historical Use) | 10000 | Lined Interior | 1978-05-10 |  | Pressurized
9067357 | 2 |  | 1994-05-01 |  | 1994-05-01 |  | Removed from Ground | Diesel | 6000 | Bare Steel | 1978-05-10 | Galvanized Steel | Pressurized
9067357 | 3 |  |  | no |  | no | Removed from Ground | Diesel | 6000 | Bare Steel | 1966-05-13 | Galvanized Steel | Pressurized
9067357 | 4 |  |  | no |  | no | Removed from Ground | Kerosene | 6000 | Bare Steel | 1966-05-13 | Galvanized Steel | Pressurized
9067357 | 5 |  |  | no |  | no | Removed from Ground | Gas (Historical Use) | 3000 | Bare Steel | 1966-05-13 | Galvanized Steel | Pressurized
9067357 | 6 |  |  | no |  | no | Removed from Ground | Diesel | 10000 | Bare Steel | 1978-05-10 | Galvanized Steel | Pressurized
9067358 | 1 | [5 empty] | Removed from Ground | Gas (Historical Use) | 560 | Bare Steel | 1998-06-25 | Bare Steel
9067358 | 2 | [5 empty] | Removed from Ground | Gas (Historical Use) | 560 | Bare Steel | 1998-06-25 | Bare Steel
9067358 | 3 | [5 empty] | Removed from Ground | Kerosene | 300 | Bare Steel | 1998-06-25 | Bare Steel
9067359 | 1 | Ball Float | 1998-10-01 |  | 1998-10-01 |  | Currently in Use | Gas (Historical Use) | 15000 | Fiberglass | 1998-10-01 | Double-Walled Fiberglass | Pressurized
9067359 | 2 | Ball Float | 1998-10-01 |  | 1998-10-01 |  | Currently in Use | Gas (Historical Use) | 15000 | Fiberglass | 1998-10-01 | Double-Walled Fiberglass | Pressurized
9067359 | 3 | Flapper Valve | 1998-10-01 |  | 1998-10-01 |  | Currently in Use | Diesel | 1000 | Fiberglass | 1998-10-01 | Double-Walled Fiberglass | Pressurized
9067360 | 1 |  | 1998-04-01 | no | 1998-04-01 | yes | Currently in Use | Regular | 20000 | Fiberglass | 1998-04-01 | Fiberglass Reinforced Plastic | Pressurized
9067360 | 2 |  | 1998-04-01 | no | 1998-04-01 | yes | Currently in Use | Premium | 12000 | Fiberglass | 1998-04-01 | Fiberglass Reinforced Plastic | Pressurized
9067360 | 3 |  | 1998-04-01 | no | 1998-04-01 | yes | Currently in Use | Diesel | 8000 | Fiberglass | 1998-04-01 | Fiberglass Reinforced Plastic | Pressurized
9067361 | 1 | [5 empty] | Removed from Ground | Gas (Historical Use) | 1000 | Bare Steel | 1998-10-01 | Bare Steel
9067361 | 2 | [5 empty] | Removed from Ground | Diesel | 1000 | Bare Steel | 1998-10-01 | Bare Steel
9067362 | 1 |  | 1998-12-01 |  | 1998-12-01 |  | Currently in Use | E-10 | 12000 | Fiberglass | 1998-12-01 | Fiberglass Reinforced Plastic | Pressurized
9067362 | 2 |  | 1998-12-01 |  | 1998-12-01 |  | Currently in Use | E-10 | 12000 | Fiberglass | 1998-12-01 | Fiberglass Reinforced Plastic | Pressurized
9067362 | 3 |  | 1998-12-01 |  | 1998-12-01 |  | Currently in Use | Diesel | 12000 | Fiberglass | 1998-12-01 | Fiberglass Reinforced Plastic | Pressurized
9067365 | 1 | [5 empty] | Removed from Ground | Empty | 2000 | Marked Unknown | 1969-01-01 | Unknown
9067365 | 2 | [5 empty] | Removed from Ground | Empty | 2000 | Marked Unknown | 1969-01-01 | Unknown
9067365 | 3 | [5 empty] | Removed from Ground | Empty | 0 | Marked Unknown | 1969-01-01 | Unknown
9067365 | 4 | [5 empty] | Removed from Ground | Empty | 270 | Marked Unknown | 1969-01-01 | Unknown
9067365 | 5 | [5 empty] | Removed from Ground | Empty | 1000 | Marked Unknown | 1969-01-01 | Unknown
9067365 | 6 |  |  | no |  | no | Removed from Ground | Not Marked/Tank Removed | 1000 | Bare Steel | 2015-01-16
9067365 | 7 |  |  | no |  | no | Removed from Ground |  | 1000 | Bare Steel | 2015-01-16
9067366 | 1 | [5 empty] | Removed from Ground | Gas (Historical Use) | 1000 | Bare Steel | 1999-03-24 | Galvanized Steel | Suction (American)
9067367 | 1 |  | 1999-05-01 |  | 1999-05-01 |  | Removed from Ground | Diesel | 6000 | Steel-Impressed Current | 1974-01-01 | Cathodically Protected | Suction (American)
9067367 | 2 |  | 1999-05-01 |  | 1999-05-01 |  | Removed from Ground | Diesel | 6000 | Steel-Impressed Current | 1974-01-01 | Cathodically Protected | Suction (American)
9067368 | 1 |  | 1999-01-01 | no | 1999-01-01 | no | Currently in Use | Regular | 10000 | Epoxy | 1999-01-01 | Fiberglass Reinforced Plastic | Pressurized
9067368 | 2 |  | 1999-01-01 | no | 1999-01-01 | no | Currently in Use | Premium | 10000 | Epoxy | 1999-01-01 | Fiberglass Reinforced Plastic | Pressurized
9067368 | 3 |  | 1999-01-01 | no | 1999-01-01 | no | Currently in Use | Diesel | 6000 | Epoxy | 1999-01-01 | Fiberglass Reinforced Plastic | Pressurized
9067369 | 1 |  | 1999-07-01 |  | 1999-07-01 |  | Currently in Use | Gas (Historical Use) | 12000 | Fiberglass | 1999-07-01 | Fiberglass Reinforced Plastic | Pressurized
9067369 | 2 |  | 1999-07-01 |  | 1999-07-01 |  | Currently in Use | Gas (Historical Use) | 8000 | Fiberglass | 1999-07-01 | Fiberglass Reinforced Plastic | Pressurized
9067369 | 3 |  | 1999-07-01 |  | 1999-07-01 |  | Currently in Use | Diesel | 8000 | Fiberglass | 1999-07-01 | Fiberglass Reinforced Plastic | Pressurized
9067370 | 1 | Ball Float | 2010-09-04 |  | 2010-09-04 |  | Currently in Use | Gas (Historical Use) | 12000 | Epoxy |  | Fiberglass Reinforced Plastic | Pressurized
9067370 | 2 | Ball Float | 2010-09-04 |  | 2010-09-04 |  | Currently in Use | Gas (Historical Use) | 10000 | Epoxy |  | Fiberglass Reinforced Plastic | Pressurized
9067371 | 1 | Flapper Valve | 1999-05-01 | no | 1999-05-01 | no | Removed from Ground |  | 12000 | Fiberglass | 1999-04-01 | Double-Walled Fiberglass | Pressurized
9067371 | 2 | Flapper Valve | 1999-05-01 | no | 1999-05-01 | no | Removed from Ground |  | 12000 | Fiberglass | 1999-04-01 | Double-Walled Fiberglass | Pressurized
9067371 | 3 | Flapper Valve | 1999-05-01 | no | 1999-05-01 | no | Removed from Ground |  | 12000 | Fiberglass | 1999-04-01 | Double-Walled Fiberglass | Pressurized
9067372 | 1 | Ball Float | 1999-04-29 | no | 1999-04-29 | no | Currently in Use | Regular | 10000 | Epoxy | 1999-01-01 | Fiberglass Reinforced Plastic | Pressurized
9067372 | 2 | Ball Float | 1999-04-29 | no | 1999-04-29 | no | Currently in Use | Premium | 12000 | Epoxy | 1999-01-01 | Fiberglass Reinforced Plastic | Pressurized
9067373 | 1 |  | 1999-09-01 |  | 1999-09-01 |  | Currently in Use | Gas (Historical Use) | 10000 | Epoxy | 1999-01-01 | Fiberglass Reinforced Plastic | Pressurized
9067373 | 2 |  | 1999-09-01 |  | 1999-09-01 |  | Currently in Use | Gas (Historical Use) | 12000 | Epoxy | 1999-01-01 | Fiberglass Reinforced Plastic | Pressurized
9067374 | 1 | Ball Float | 1999-07-06 |  | 1999-07-06 |  | Currently in Use | Gas (Historical Use) | 10000 | Fiberglass Double Walled | 1999-07-06 | Double-Walled Fiberglass | Pressurized
9067374 | 2 | Ball Float | 1999-07-06 |  | 1999-07-06 |  | Currently in Use | Gas (Historical Use) | 10000 | Fiberglass Double Walled | 1999-07-06 | Double-Walled Fiberglass | Pressurized
9067374 | 3 | Ball Float | 1999-07-06 |  | 1999-07-06 |  | Currently in Use | Gas (Historical Use) | 10000 | Fiberglass Double Walled | 1999-07-06 | Double-Walled Fiberglass | Pressurized
9067375 | 1 |  | 1998-12-01 | no | 1998-12-01 | no | Currently in Use | Gas (Historical Use) | 12000 | Fiberglass Double Walled | 1998-12-01 | Double-Walled Fiberglass | Pressurized
9067375 | 2 |  | 1998-12-01 | no | 1998-12-01 | no | Currently in Use | Gas (Historical Use) | 12000 | Fiberglass Double Walled | 1998-12-01 | Double-Walled Fiberglass | Pressurized
9067375 | 3 |  | 1998-12-01 | no | 1998-12-01 | no | Currently in Use | Gas (Historical Use) | 12000 | Fiberglass Double Walled | 1998-12-01 | Double-Walled Fiberglass | Pressurized
9067376 | 1 |  | 1999-09-01 | no | 1999-09-01 | no | Currently in Use | Gas (Historical Use) | 12000 | Fiberglass | 1999-07-01 | Double Walled | Pressurized
9067376 | 2 |  | 1999-09-01 | no | 1999-09-01 | no | Currently in Use | Gas (Historical Use) | 12000 | Fiberglass | 1999-07-01 | Double Walled | Pressurized
9067376 | 3 |  | 1999-09-01 | no | 1999-09-01 | no | Currently in Use | Gas (Historical Use) | 12000 | Fiberglass | 1999-07-01 | Double Walled | Pressurized
9067376 | 4A |  | 2017-05-17 | no | 2017-05-17 | no | Currently in Use | Gas (Historical Use) | 10000 | Fiberglass Double Walled | 2017-05-05 | Double-Walled Flex | Pressurized
9067376 | 4B |  | 2017-05-17 | no | 2017-05-17 | no | Currently in Use | Diesel | 12000 | Fiberglass Double Walled | 2017-05-05 | Double-Walled Flex
9067377 | 1 | Ball Float | 1999-03-15 |  | 1999-03-15 |  | Currently in Use | Gas (Historical Use) | 15000 | Epoxy | 1999-03-14 | Fiberglass Reinforced Plastic | Pressurized
9067377 | 2 | Ball Float | 1999-03-15 |  | 1999-03-15 |  | Currently in Use | Gas (Historical Use) | 15000 | Epoxy | 1999-03-14 | Fiberglass Reinforced Plastic | Pressurized
9067378 | 1 | Ball Float | 1999-03-23 |  | 1999-03-23 |  | Currently in Use | Gas (Historical Use) | 10000 | Epoxy | 1999-03-22 | Fiberglass Reinforced Plastic | Pressurized
9067378 | 2 | Ball Float | 1999-03-23 |  | 1999-03-23 |  | Currently in Use | Gas (Historical Use) | 12000 | Epoxy | 1999-03-22 | Fiberglass Reinforced Plastic | Pressurized
9067380 | 1 | Ball Float | 2000-07-19 | no | 2000-07-19 | no | Currently in Use | Regular | 12000 | Epoxy | 2000-07-17 | Fiberglass Reinforced Plastic | Pressurized
9067380 | 2 | Ball Float | 2000-07-19 | no | 2000-07-19 | no | Currently in Use | Premium | 10000 | Epoxy | 2000-07-17 | Fiberglass Reinforced Plastic | Pressurized
9067380 | 3 | Ball Float | 2000-07-19 | no | 2000-07-19 | no | Currently in Use | Diesel | 8000 | Epoxy | 2000-07-17 | Fiberglass Reinforced Plastic | Pressurized
9067381 | 1 | Flapper Valve | 2000-03-09 |  | 2000-03-09 |  | Currently in Use | Diesel | 20000 | Fiberglass Double Walled | 2000-02-18 | Double Walled | Pressurized
9067381 | 2 | Flapper Valve | 2000-02-18 | no | 2000-02-18 | no | Currently in Use | New Oil | 3000 | Fiberglass Double Walled | 2000-02-18 | Flex
9067381 | 3 |  | 2000-02-18 | no | 2000-02-18 | no | Currently in Use | Used Oil | 1000 | Fiberglass Double Walled | 2000-02-18 | Flex | Pressurized
9067382 | 1 |  | 1999-10-01 |  | 1999-10-01 |  | Removed from Ground | Gas (Historical Use) | 12000 | Fiberglass | 1999-10-01 | Double Walled | Pressurized
9067382 | 2 |  | 1999-10-01 |  | 1999-10-01 |  | Removed from Ground | Gas (Historical Use) | 12000 | Fiberglass | 1999-10-01 | Double Walled | Pressurized
9067382 | 3 |  | 1999-10-01 |  | 1999-10-01 |  | Removed from Ground | Gas (Historical Use) | 12000 | Fiberglass | 1999-10-01 | Double Walled | Pressurized
9067383 | 1 |  | 1996-10-14 |  | 1996-10-14 |  | Currently in Use | Gas (Historical Use) | 12000 | Epoxy | 1996-10-08 | Fiberglass Reinforced Plastic | Pressurized
9067383 | 2 |  | 1996-10-14 |  | 1996-10-14 |  | Currently in Use | Gas (Historical Use) | 12000 | Epoxy | 1996-10-08 | Fiberglass Reinforced Plastic | Pressurized
9067383 | 3 |  | 1996-10-14 |  | 1996-10-14 |  | Currently in Use | Diesel | 2000 | Epoxy | 1996-10-08 | Fiberglass Reinforced Plastic | Pressurized
9067384 | 1 |  | 1998-03-30 |  | 1998-03-30 |  | Removed from Ground | Diesel | 6000 | Fiberglass | 1998-03-13 | Double-Walled Fiberglass | Gravity Fed
9067385 | 1 | Ball Float | 1998-05-01 | no | 1998-05-01 | no | Currently in Use | Regular | 15000 | Fiberglass Double Walled | 1998-05-05 | Double-Walled Fiberglass | Pressurized
9067385 | 2 | Ball Float | 1998-05-01 | no | 1998-05-01 | no | Currently in Use | Diesel | 15000 | Fiberglass Double Walled | 1998-05-05 | Double-Walled Fiberglass | Pressurized
9067386 | 1 | [5 empty] | Removed from Ground | Diesel | 500 | Bare Steel | 2000-08-01 | Bare Steel
9067386 | 2 | [5 empty] | Removed from Ground | Gas (Historical Use) | 6000 | Bare Steel | 2000-08-01 | Bare Steel
9067386 | 3 | [5 empty] | Removed from Ground | Gas (Historical Use) | 6000 | Bare Steel | 2000-08-01 | Bare Steel
9067386 | 4 | [5 empty] | Removed from Ground | Gas (Historical Use) | 6000 | Bare Steel | 2000-08-01 | Bare Steel
9067387 | 1 | Ball Float | 2000-05-01 |  | 2000-05-01 |  | Currently in Use | Gas (Historical Use) | 12000 | Fiberglass Double Walled | 2000-05-01 | Double-Walled Fiberglass | Pressurized
9067387 | 2 | Ball Float | 2000-05-01 |  | 2000-05-01 |  | Currently in Use | Gas (Historical Use) | 10000 | Fiberglass Double Walled | 2000-05-01 | Double-Walled Fiberglass | Pressurized
9067388 | 1 | Ball Float | 2000-07-01 | no | 2000-07-01 | no | Currently in Use | Gas (Historical Use) | 12000 | Fiberglass | 2000-06-30 | Fiberglass Reinforced Plastic | Pressurized
9067388 | 2 | Ball Float | 2000-07-01 | no | 2000-07-01 | no | Currently in Use | Gas (Historical Use) | 12000 | Fiberglass | 2000-06-30 | Fiberglass Reinforced Plastic | Pressurized
9067388 | 3 | Flapper Valve | 2000-07-01 | no | 2000-07-01 | no | Currently in Use | Gas (Historical Use) | 12000 | Fiberglass | 2000-06-30 | Fiberglass Reinforced Plastic | Pressurized
9067388 | 4A | Ball Float | 2017-02-03 | no | 2017-02-03 | no | Currently in Use | Gas (Historical Use) | 10000 | Fiberglass Double Walled | 2017-02-03 | Double-Walled Flex | Pressurized
9067388 | 4B | Ball Float | 2017-02-03 | no | 2017-02-03 | no | Currently in Use | Diesel | 12000 | Fiberglass Double Walled | 2017-02-03 | Double-Walled Flex | Pressurized
9067389 | 1 | Ball Float | 2000-06-02 | no | 2000-06-02 | no | Currently in Use | Gas (Historical Use) | 12000 | Fiberglass | 2000-05-26 | Double-Walled Fiberglass | Pressurized
9067389 | 2 | Ball Float | 2000-06-02 | no | 2000-06-02 | no | Currently in Use | Gas (Historical Use) | 12000 | Fiberglass | 2000-05-26 | Double-Walled Fiberglass | Pressurized
9067389 | 3 | Ball Float | 2000-06-02 | no | 2000-06-02 | no | Currently in Use | Gas (Historical Use) | 12000 | Fiberglass | 2000-05-26 | Double-Walled Fiberglass | Pressurized
9067390 | 1 |  | 1994-12-30 | no | 1994-12-30 | no | Currently in Use | Diesel | 10000 | Composite | 1994-12-21 |  | Suction (American)
9067391 | 1 |  | 2000-09-25 |  | 2000-09-25 | yes | Currently in Use | Diesel | 12000 | Fiberglass Double Walled | 2000-09-01 | Double-Walled Flex | Safe Suction (Euro)
9067391 | 2 |  | 2000-09-25 | no | 2000-09-25 | yes | Currently in Use | Diesel | 12000 | Fiberglass Double Walled | 2000-09-01 | Double-Walled Flex | Safe Suction (Euro)
9067392 | 1 | [5 empty] | Removed from Ground | Gas (Historical Use) | 0 | Marked Unknown | 1985-01-01 | Unknown
9067393 | 1 |  | 2001-03-01 |  | 2001-03-01 |  | Currently in Use | Diesel | 20000 | Composite | 2001-03-01 | Flex | Pressurized
9067393 | 2 |  | 2001-03-01 |  | 2001-03-01 |  | Currently in Use | Gas (Historical Use) | 12000 | Composite | 2001-03-01 | Flex | Pressurized
9067394 | 1 |  | 2001-02-01 | no | 2001-02-01 | no | Currently in Use | Gas (Historical Use) | 20000 | Fiberglass Double Walled | 2000-12-01 | Double-Walled Fiberglass | Pressurized
9067394 | 2 |  | 2001-02-01 | no | 2001-02-01 | no | Currently in Use | Gas (Historical Use) | 20000 | Fiberglass Double Walled | 2000-12-01 | Double-Walled Fiberglass | Pressurized
9067394 | 3 |  | 2001-02-01 | no | 2001-02-01 | no | Currently in Use | Gas (Historical Use) | 12000 | Fiberglass Double Walled | 2000-12-01 | Double-Walled Fiberglass | Pressurized
9067395 | 1 | Ball Float | 2000-06-21 |  | 2000-06-21 |  | Currently in Use | Gas (Historical Use) | 12000 | Epoxy | 2000-06-21 | Double Walled | Pressurized
9067395 | 2 | Ball Float | 2000-06-21 |  | 2000-06-21 |  | Currently in Use | Gas (Historical Use) | 10000 | Epoxy | 2000-06-21 | Double Walled | Pressurized
9067396 | 1 | [5 empty] | Removed from Ground | Gas (Historical Use) | 500 | Bare Steel | 1960-01-01 | Not Marked
9067396 | 2 | [5 empty] | Removed from Ground | Gas (Historical Use) | 500 | Bare Steel | 1960-01-01 | Not Marked
9067397 | 1 |  | 2001-04-11 |  | 2001-04-11 |  | Removed from Ground | Gas (Historical Use) | 10000 | Double Walled | 2001-04-11 | Double Walled | Pressurized
9067397 | 2 |  | 2001-04-11 |  | 2001-04-11 |  | Removed from Ground | Gas (Historical Use) | 10000 | Double Walled | 2001-04-11 | Double Walled | Pressurized
9067397 | 3 |  | 2001-04-11 |  | 2001-04-11 |  | Removed from Ground | Gas (Historical Use) | 10000 | Double Walled | 2001-04-11 | Double Walled | Pressurized
9067397 | 4 |  | 2001-04-11 |  | 2001-04-11 |  | Removed from Ground | Gas (Historical Use) | 10000 | Double Walled | 2001-04-11 | Double Walled | Pressurized
9067398 | 1 | Ball Float | 2001-12-01 | no | 2001-12-01 | no | Currently in Use | Regular | 15000 | Fiberglass | 2001-12-01 | Fiberglass Reinforced Plastic | Pressurized
9067398 | 2 | Flapper Valve | 2001-12-01 | no | 2001-12-01 | no | Currently in Use | Diesel | 15000 | Fiberglass | 2001-12-01 | Fiberglass Reinforced Plastic | Pressurized
9067399 | 1 | Ball Float | 2001-08-01 | no | 2001-08-01 | no | Currently in Use | Gas (Historical Use) | 10000 | Composite | 2001-08-01 | Fiberglass Reinforced Plastic | Pressurized
9067399 | 2 | Ball Float | 2001-08-01 | no | 2001-08-01 | no | Currently in Use | Gas (Historical Use) | 8000 | Composite | 2001-08-01 | Fiberglass Reinforced Plastic | Pressurized
9067399 | 3 | Ball Float | 2001-08-01 | no | 2001-08-01 | no | Currently in Use | Diesel | 6000 | Composite | 2001-08-01 | Fiberglass Reinforced Plastic | Pressurized
9067400 | 1 | [5 empty] | Removed from Ground | Gas (Historical Use) | 12000 | Not Marked/Unknown | 2001-08-29 | Not Marked
9067400 | 2 | [5 empty] | Removed from Ground | Gas (Historical Use) | 12000 | Not Marked/Unknown | 2001-08-29 | Not Marked
9067400 | 3 | [5 empty] | Removed from Ground | Gas (Historical Use) | 500 | Not Marked/Unknown | 2001-08-28 | Not Marked
9067400 | 4 | [5 empty] | Removed from Ground | Gas (Historical Use) | 500 | Not Marked/Unknown | 2001-08-28 | Not Marked
9067401 | 1 | Flapper Valve | 1999-09-10 |  | 2001-09-10 |  | Removed from Ground | Diesel | 4000 | Fiberglass Double Walled | 1999-09-01 | Double-Walled Flex | Suction (American)
9067402 | 1 | Overfill Alarm | 2001-10-22 |  | 2001-10-22 |  | Currently in Use | Gas (Historical Use) | 12000 | Epoxy | 2001-10-22 | Double-Walled Fiberglass | Pressurized
9067402 | 2 | Overfill Alarm | 2001-10-22 |  | 2001-10-22 |  | Currently in Use | Gas (Historical Use) | 8000 | Epoxy | 2001-10-22 | Double-Walled Fiberglass | Pressurized
9067402 | 3 | Overfill Alarm | 2001-10-22 |  | 2001-10-22 |  | Currently in Use | Diesel | 4000 | Epoxy | 2001-10-22 | Double-Walled Fiberglass | Pressurized
9067403 | 1 | Flapper Valve | 2001-10-16 | no | 2001-10-16 | no | Currently in Use | Regular | 20000 | Fiberglass Double Walled | 2001-10-01 | Double-Walled Flex | Pressurized
9067403 | 2 | Flapper Valve | 2001-10-16 | no | 2001-10-16 | no | Currently in Use | Regular | 20000 | Fiberglass Double Walled | 2001-10-01 | Double-Walled Flex | Pressurized
9067403 | 3 | Flapper Valve | 2001-10-16 | no | 2001-10-16 | no | Currently in Use | Premium | 20000 | Fiberglass Double Walled | 2001-10-01 | Double-Walled Flex | Pressurized
9067404 | 1 | Ball Float | 2001-10-01 | no | 2001-10-01 | no | Currently in Use | Regular | 12000 | Composite | 2001-10-01 | Fiberglass Reinforced Plastic | Pressurized
9067404 | 2 | Ball Float | 2001-10-01 | no | 2001-10-01 | no | Currently in Use | Premium | 8000 | Composite | 2001-10-01 | Fiberglass Reinforced Plastic | Pressurized
9067404 | 3A | Ball Float | 2001-10-01 | no | 2001-10-01 | no | Currently in Use | Diesel | 6000 | Composite | 2001-10-01 | Fiberglass Reinforced Plastic | Pressurized
9067404 | 3B | Ball Float | 2001-10-01 | no | 2001-10-01 | no | Currently in Use | Kerosene | 2000 | Composite | 2001-10-01 | Fiberglass Reinforced Plastic | Suction (American)
9067405 | 1 | Overfill Alarm | 2002-02-01 |  | 2002-02-01 |  | Removed from Ground | Gas (Historical Use) | 20000 | Fiberglass Double Walled | 2002-01-01 | Double-Walled Fiberglass | Pressurized
9067405 | 2 | Overfill Alarm | 2002-02-01 |  | 2002-02-01 |  | Removed from Ground | Gas (Historical Use) | 20000 | Fiberglass Double Walled | 2002-01-01 | Double-Walled Fiberglass | Pressurized
9067405 | 3 | Overfill Alarm | 2002-02-01 |  | 2002-02-01 |  | Removed from Ground | Gas (Historical Use) | 12000 | Fiberglass Double Walled | 2002-01-01 | Double-Walled Fiberglass | Pressurized
9067406 | 1 | Flapper Valve | 2001-11-01 | no | 2001-11-01 | no | Currently in Use | Gas (Historical Use) | 20000 | Fiberglass Double Walled | 2001-07-01 | Double-Walled Flex | Pressurized
9067406 | 2 | Flapper Valve | 2001-11-01 | no | 2001-11-01 | no | Currently in Use | Gas (Historical Use) | 20000 | Fiberglass Double Walled | 2001-07-01 | Double-Walled Flex | Pressurized
9067406 | 3 | Flapper Valve | 2001-11-01 | no | 2001-11-01 | no | Currently in Use | Gas (Historical Use) | 12000 | Fiberglass Double Walled | 2001-07-01 | Double-Walled Flex | Pressurized
9067407 | 1 |  | 2001-09-26 |  | 2001-09-27 |  | Currently in Use | E-10 | 12000 | Composite | 2001-09-25 | Double-Walled Flex | Pressurized
9067407 | 2 |  | 2001-09-26 |  | 2001-09-27 |  | Currently in Use | E-10 | 10000 | Composite | 2001-09-25 | Double-Walled Flex | Pressurized
9067407 | 3 |  | 2001-09-26 |  | 2001-09-27 |  | Currently in Use | Diesel | 8000 | Composite | 2001-09-25 | Double-Walled Flex | Pressurized
9067408 | 1 | Ball Float | 2001-10-10 | no | 2001-10-10 | no | Currently in Use | Gas (Historical Use) | 12000 | Fiberglass | 2001-10-01 | Double-Walled Flex | Pressurized
9067408 | 2 | Ball Float | 2001-10-10 | no | 2001-10-10 | no | Currently in Use | Gas (Historical Use) | 10000 | Fiberglass | 2001-10-09 | Double-Walled Flex | Pressurized
9067408 | 3 | Ball Float | 2001-10-10 | no | 2001-10-10 | no | Currently in Use | Diesel | 8000 | Fiberglass | 2001-10-09 | Double-Walled Flex | Pressurized
9067411 | 1 | Ball Float | 2001-05-01 |  | 2001-05-01 |  | Currently in Use | Gas (Historical Use) | 12000 | Composite | 2001-02-28 | Double-Walled Fiberglass | Pressurized
9067411 | 2 | Ball Float | 2001-05-01 |  | 2001-05-01 |  | Currently in Use | Gas (Historical Use) | 8000 | Composite | 2001-02-28 | Double-Walled Fiberglass | Pressurized
9067411 | 3 | Ball Float | 2001-05-01 |  | 2001-05-01 |  | Currently in Use | Diesel | 6000 | Composite | 2001-02-28 | Double-Walled Fiberglass | Pressurized
9067416 | 1 | Ball Float | 1999-06-01 | no | 1999-06-01 | no | Currently in Use | Regular | 15000 | Composite | 1999-06-01 | Double-Walled Flex | Pressurized
9067416 | 2 | Ball Float | 1999-06-01 | no | 1999-06-01 | no | Currently in Use | Premium | 8000 | Composite | 1999-06-01 | Double-Walled Flex | Pressurized
9067417 | 1 |  | 2000-09-04 |  | 2000-09-04 |  | Currently in Use | Gas (Historical Use) | 12000 | Epoxy | 2000-09-01 | Fiberglass Reinforced Plastic | Pressurized
9067417 | 2 |  | 2000-09-04 |  | 2000-09-04 |  | Currently in Use | Gas (Historical Use) | 10000 | Epoxy | 2000-09-01 | Fiberglass Reinforced Plastic | Pressurized
9068001 | 1 | [5 empty] | Removed from Ground | Other | 500 | Bare Steel | 1991-12-06 | Unknown
9068001 | 2 | [5 empty] | Removed from Ground | Other | 500 | Bare Steel | 1991-12-06 | Unknown
9068002 | 1 | [5 empty] | Removed from Ground | Gas (Historical Use) | 1000 | Bare Steel | 1971-05-09 | Galvanized Steel | Safe Suction (Euro)
9068002 | 2 | [5 empty] | Removed from Ground | Gas (Historical Use) | 1000 | Bare Steel | 1971-05-09 | Galvanized Steel | Safe Suction (Euro)
9068002 | 3 | [5 empty] | Removed from Ground | Gas (Historical Use) | 1000 | Bare Steel | 1971-05-09 | Galvanized Steel | Safe Suction (Euro)
9068002 | 4 | [5 empty] | Removed from Ground | Diesel | 280 | Bare Steel | 1981-05-06 | Galvanized Steel
9068003 | 1 | [5 empty] | Removed from Ground | Diesel | 0 | Marked Unknown | 1991-07-25 | Unknown
9068003 | 2 | [5 empty] | Removed from Ground | Gas (Historical Use) | 0 | Marked Unknown | 1991-07-25 | Unknown
9068004 | 1 | [5 empty] | Installed | Other | 2000 | Marked Unknown |  | Unknown
9068005 | 3 | [5 empty] | Removed from Ground | Diesel | 8500 | Bare Steel | 1959-01-01 | Bare Steel
9068005 | 4 | [5 empty] | Removed from Ground | Gas (Historical Use) | 500 | Bare Steel | 1948-01-01 | Galvanized Steel
9068005 | CHFI-1 | Flapper Valve | 1995-05-31 | no | 1995-05-31 | no | Currently in Use | Diesel | 15000 | Composite | 1990-03-01 | Fiberglass Reinforced Plastic | Safe Suction (Euro)
9068005 | CHFI-2 | Flapper Valve | 1995-05-31 | no | 1995-05-31 | no | Currently in Use | Diesel | 15000 | Composite | 1990-03-01 | Fiberglass Reinforced Plastic | Safe Suction (Euro)
9068006 | CFI-1 |  | 1995-05-31 | yes | 1995-05-31 | yes | Currently in Use | Diesel | 15000 | Composite | 1989-11-01 | Fiberglass Reinforced Plastic | Pressurized
9068006 | CFI-2 | Flapper Valve | 1995-05-31 | yes | 1995-05-31 | yes | Currently in Use | Diesel | 15000 | Composite | 1989-11-01 | Fiberglass Reinforced Plastic | Pressurized
9068006 | CFI-3 |  |  | yes |  | yes | Currently in Use | Used Oil | 2000 | Composite | 2007-05-07 | Flex | Gravity Fed
9068007 | 1 |  | 1998-12-14 |  | 1998-12-14 |  | Removed from Ground | Diesel | 2000 | Cathodically Protected Steel | 1991-01-01 | Fiberglass Reinforced Plastic | Suction (American)
9068009 | 1 | Ball Float | 1989-01-01 | no | 1989-01-01 | no | Currently in Use | Premium | 10000 | Galvanic (STIP-3) | 1989-01-01 | Galvanized Steel | Pressurized
9068009 | 2 | Flapper Valve | 1989-01-01 | no | 1989-01-01 | no | Currently in Use | Regular | 10000 | Galvanic (STIP-3) | 1989-01-01 | Galvanized Steel | Pressurized
9068009 | 3 | Ball Float | 1989-01-01 | no | 1989-01-01 | no | Currently in Use | Plus | 10000 | Galvanic (STIP-3) | 1989-01-01 | Galvanized Steel | Pressurized
9068009 | 4 | Ball Float | 1989-01-01 | no | 1989-01-01 | no | Currently in Use | Diesel | 8000 | Galvanic (STIP-3) | 1989-01-01 | Galvanized Steel | Pressurized
9068009 | 5 | Ball Float | 1989-01-01 | no | 1989-01-01 | no | Currently in Use | Kerosene | 2000 | Galvanic (STIP-3) | 1989-01-01 | Galvanized Steel | Pressurized
9068011 | 1 | [5 empty] | Removed from Ground | Diesel | 9500 | Bare Steel | 1965-01-01 | Bare Steel | Suction (American)
9068011 | 2 | [5 empty] | Removed from Ground | Gas (Historical Use) | 1000 | Bare Steel | 1965-01-01 | Bare Steel
9068011 | 3 | Ball Float | 1998-11-01 |  | 1998-11-01 |  | Temporarily out of use | Diesel | 12000 | Composite | 1998-11-01 | Double-Walled Fiberglass | Pressurized
9068012 | 1 | Ball Float | 1992-10-20 |  | 1992-10-20 |  | Currently in Use | Gas (Historical Use) | 8000 | Steel-Impressed Current | 1978-03-15 | Fiberglass Reinforced Plastic | Pressurized
9068012 | 2 | Ball Float | 1992-10-20 |  | 1992-10-20 |  | Currently in Use | Gas (Historical Use) | 8000 | Steel-Impressed Current | 1978-03-15 | Fiberglass Reinforced Plastic | Pressurized
9068012 | 3 | Ball Float | 1992-10-20 |  | 1992-10-20 |  | Currently in Use | Gas (Historical Use) | 8000 | Steel-Impressed Current | 1978-03-15 | Fiberglass Reinforced Plastic | Pressurized
9068012 | 4 | Flapper Valve | 1992-10-20 |  | 1992-10-20 |  | Currently in Use | Diesel | 10000 | Steel-Impressed Current | 1992-10-20 | Fiberglass Reinforced Plastic | Suction (American)
9068013 | 1 | [5 empty] | Removed from Ground | Diesel | 1000 | Bare Steel | 1966-01-01 | Unknown
9068014 | CTR-1 |  |  | yes |  | yes | Removed from Ground | Used Oil | 2000 | Composite | 1990-05-01 | Fiberglass Reinforced Plastic | Gravity Fed
9068014 | CTS-1 | [5 empty] | Removed from Ground | Diesel | 10000 | Bare Steel | 1980-01-01 | Not Marked
9068014 | CTS-2 |  |  | yes |  | yes | Removed from Ground | Used Oil | 500 | Bare Steel | 1980-01-01 | Not Marked | Gravity Fed
9068014 | CTS-3 |  |  | yes |  | yes | Removed from Ground | Used Oil | 2000 | Composite | 1990-05-01 | Fiberglass Reinforced Plastic | Gravity Fed
9068016 | 1 | Flapper Valve | 1997-08-01 |  | 1997-08-01 |  | Currently in Use | Gas (Historical Use) | 6000 | Steel-Impressed Current | 1976-01-01 | Fiberglass Reinforced Plastic | Pressurized
9068016 | 2 | Flapper Valve | 1997-08-01 |  | 1997-08-01 |  | Temporarily out of use | Gas (Historical Use) | 3000 | Steel-Impressed Current | 1976-01-01 | Fiberglass Reinforced Plastic | Pressurized
9068016 | 3 | Flapper Valve | 1997-08-01 |  | 1997-08-01 |  | Currently in Use | Gas (Historical Use) | 3000 | Steel-Impressed Current | 1976-01-01 | Fiberglass Reinforced Plastic | Pressurized
9068016 | 4 | Flapper Valve | 1997-08-01 |  | 1997-08-01 |  | Currently in Use | Diesel | 2000 | Steel-Impressed Current | 1976-01-01 | Steel (Impressed Current) | Safe Suction (Euro)
9068016 | 5 |  | 2014-07-01 | no | 2014-07-01 | no | Currently in Use | Gas (Historical Use) | 5000 | Composite Double Walled | 2014-07-01 | Fiberglass Reinforced Plastic | Gravity Fed
9068017 | 1 | [5 empty] | Removed from Ground | Gas (Historical Use) | 6000 | Bare Steel | 1971-01-01 | Galvanized Steel
9068017 | 2 | [5 empty] | Removed from Ground | Gas (Historical Use) | 6000 | Bare Steel | 1971-01-01 | Galvanized Steel
9068017 | 3 | [5 empty] | Removed from Ground | Gas (Historical Use) | 3000 | Bare Steel | 1971-01-01 | Galvanized Steel
9068017 | 4 | [5 empty] | Removed from Ground | Diesel | 2000 | Bare Steel | 1971-01-01 | Galvanized Steel
9068017 | 5 | [5 empty] | Removed from Ground | Kerosene | 500 | Bare Steel | 1998-09-14 | Galvanized Steel
9068018 | 40 | [5 empty] | Removed from Ground | Diesel | 560 | Bare Steel | 1958-01-01 | Galvanized Steel
9068018 | 44 | [5 empty] | Removed from Ground | Gas (Historical Use) | 1000 | Bare Steel | 1959-01-01 | Galvanized Steel
9068019 | 1 |  | 1990-01-01 |  | 1990-01-01 |  | Removed from Ground | Diesel | 10000 | Composite | 1990-01-01 | Fiberglass Reinforced Plastic
9068019 | 2 |  | 1990-01-01 |  | 1990-01-01 |  | Removed from Ground | Gas (Historical Use) | 10000 | Composite | 1990-01-01 | Fiberglass Reinforced Plastic
9068020 | 1 |  | 1998-11-01 |  | 1998-11-01 |  | Removed from Ground | Gas (Historical Use) | 10000 | Galvanic (STIP-3) | 1987-01-01 | Fiberglass Reinforced Plastic | Pressurized
9068020 | 2 |  | 1998-11-01 |  | 1998-11-01 |  | Removed from Ground | Gas (Historical Use) | 10000 | Galvanic (STIP-3) | 1987-01-01 | Fiberglass Reinforced Plastic | Pressurized
9068020 | 3 |  | 1998-11-01 |  | 1998-11-01 |  | Removed from Ground | Gas (Historical Use) | 10000 | Galvanic (STIP-3) | 1987-01-01 | Fiberglass Reinforced Plastic | Pressurized
9068020 | 4 |  | 1998-11-01 |  | 1998-11-01 |  | Removed from Ground | Diesel | 10000 | Galvanic (STIP-3) | 1987-01-01 | Fiberglass Reinforced Plastic | Pressurized
9068022 | 1 | Flapper Valve | 1994-04-01 |  | 1994-04-01 |  | Currently in Use | Gas (Historical Use) | 8000 | Steel-Impressed Current | 1980-01-01 | Steel (Impressed Current) | Pressurized
9068022 | 2 | Flapper Valve | 1994-04-01 |  | 1994-04-01 |  | Currently in Use | Gas (Historical Use) | 8000 | Steel-Impressed Current | 1980-01-01 | Steel (Impressed Current) | Pressurized
9068022 | 3 | Flapper Valve | 1994-04-01 |  | 1994-04-01 |  | Currently in Use | Diesel | 8000 | Steel-Impressed Current | 1980-01-01 | Steel (Impressed Current) | Pressurized
9068022 | 4 | Flapper Valve | 1994-04-01 |  | 1994-04-01 |  | Currently in Use | Gas (Historical Use) | 2000 | Steel-Impressed Current | 1980-01-01 | Steel (Impressed Current) | Safe Suction (Euro)
9068024 | 1 | [5 empty] | Closed in Ground | Gas (Historical Use) | 2000 | Bare Steel | 1993-05-10 | Bare Steel
9068025 | 1 | [5 empty] | Removed from Ground | Gas (Historical Use) | 2000 | Marked Unknown | 1993-05-06 | Unknown
9068026 | 1 | Ball Float | 1993-03-01 |  | 1993-03-01 |  | Currently in Use | Gas (Historical Use) | 10000 | Galvanic (STIP-3) | 1993-03-01 | Fiberglass Reinforced Plastic | Pressurized
9068026 | 2 | Ball Float | 1993-03-01 |  | 1993-03-01 |  | Currently in Use | Gas (Historical Use) | 10000 | Galvanic (STIP-3) | 1993-03-01 | Fiberglass Reinforced Plastic | Pressurized
9068026 | 3 | Ball Float | 1993-03-01 |  | 1993-03-01 |  | Currently in Use | Gas (Historical Use) | 10000 | Galvanic (STIP-3) | 1993-03-01 | Fiberglass Reinforced Plastic | Pressurized
9068026 | 4 | Ball Float | 1993-03-01 |  | 1993-03-01 |  | Currently in Use | Diesel | 10000 | Galvanic (STIP-3) | 1993-03-01 | Fiberglass Reinforced Plastic | Pressurized
9068026 | 5 | Flapper Valve | 1993-03-01 |  | 1993-03-01 |  | Currently in Use | Diesel | 4000 | Galvanic (STIP-3) | 1993-03-01 | Fiberglass Reinforced Plastic | Suction (American)
9068027 | 1 | [5 empty] | Removed from Ground | Empty | 1000 | Not Marked/Unknown | 1993-09-01 | Not Marked
9068030 | 1 | [5 empty] | Removed from Ground | Gas (Historical Use) | 0 | Bare Steel |  | Bare Steel | Safe Suction (Euro)
9068031 | 1 | [5 empty] | Removed from Ground | Gas (Historical Use) | 10000 | Bare Steel | 1971-01-01 | Unknown | Suction (American)
9068031 | 2 | Flapper Valve | 1999-03-16 |  | 1999-03-16 |  | Removed from Ground | Aviation Gas/AV Gas | 10000 | Steel-Impressed Current | 1971-01-01 | Steel (Impressed Current) | Suction (American)
9068031 | 3 | Flapper Valve | 1999-03-16 |  | 1999-03-16 |  | Removed from Ground | Gas (Historical Use) | 10000 | Steel-Impressed Current | 1971-01-01 | Steel (Impressed Current) | Suction (American)
9068032 | 2 | [5 empty] | Removed from Ground | Gas (Historical Use) | 1000 | Bare Steel | 1964-01-01 | Galvanized Steel
9068033 | 1 | Flapper Valve | 1998-12-19 |  | 1998-12-19 |  | Removed from Ground | Diesel | 4000 | Fiberglass | 1988-11-01 | Fiberglass Reinforced Plastic | Suction (American)
9068034 | 1 | [5 empty] | Removed from Ground | Gas (Historical Use) | 2000 | Bare Steel | 1986-01-01 | Galvanized Steel | Suction (American)
9068035 | 1 | [5 empty] | Removed from Ground | Gas (Historical Use) | 3000 | Bare Steel | 1981-01-01 | Galvanized Steel | Suction (American)
9068035 | 2 | Flapper Valve | 1991-06-01 |  | 1991-06-01 |  | Removed from Ground | Diesel | 3000 | Galvanic (STIP-3) | 1991-06-01 | Galvanized Steel | Safe Suction (Euro)
9068035 | 3 | Ball Float | 1998-12-01 |  | 1998-12-01 |  | Currently in Use | Diesel | 10000 | Composite | 1998-12-01 | Fiberglass Reinforced Plastic | Pressurized
9068035 | 4 | Ball Float | 1998-12-01 |  | 1998-12-01 |  | Currently in Use | Gas (Historical Use) | 10000 | Composite | 1998-12-01 | Fiberglass Reinforced Plastic | Pressurized
9068036 | 1 | Flapper Valve | 1994-05-01 | yes | 1994-05-01 | no | Currently in Use | Regular | 10000 | Fiberglass | 1994-05-18 | Double-Walled Flex | Pressurized
9068036 | 2 | Flapper Valve | 1994-05-01 | yes | 1994-05-01 | no | Currently in Use | Premium | 10000 | Fiberglass | 1994-05-18 | Double-Walled Flex | Pressurized
9068036 | 3 | Flapper Valve | 1994-05-01 | yes | 1994-05-01 | no | Currently in Use | Diesel | 12000 | Fiberglass | 1994-05-18 | Double-Walled Flex | Pressurized
9068036 | 4 | Flapper Valve | 1994-05-01 | yes | 1994-05-01 | no | Currently in Use | Kerosene | 2000 | Fiberglass | 1994-05-18 | Double-Walled Flex | Safe Suction (Euro)
9068038 | 1 | [5 empty] | Removed from Ground | Diesel | 10000 | Bare Steel | 1965-01-01 | Bare Steel
9068057 | 1 | Ball Float | 1994-09-21 |  | 1994-09-21 |  | Currently in Use | Gas (Historical Use) | 11627 | Fiberglass | 1994-09-21 | Fiberglass Reinforced Plastic | Pressurized
9068057 | 2 | Ball Float | 1994-09-21 |  | 1994-09-21 |  | Currently in Use | Gas (Historical Use) | 7829 | Fiberglass | 1994-09-21 | Fiberglass Reinforced Plastic | Pressurized
9068057 | 3 | Ball Float | 1994-09-21 |  | 1994-09-21 |  | Currently in Use | Diesel | 7829 | Fiberglass | 1994-09-21 | Fiberglass Reinforced Plastic | Pressurized
9068058 | 1 | [5 empty] | Removed from Ground | Gas (Historical Use) | 10000 | Bare Steel | 1995-02-23 | Galvanized Steel | Safe Suction (Euro)
9068058 | 2 | [5 empty] | Removed from Ground | Diesel | 1000 | Bare Steel | 1995-02-23 | Galvanized Steel | Safe Suction (Euro)
9068059 | 1 |  | 1990-01-01 |  | 1990-01-01 |  | Removed from Ground | Gas (Historical Use) | 12500 | Galvanic (STIP-3) | 1990-01-01 | Fiberglass Reinforced Plastic | Suction (American)
9068059 | 2 |  | 1990-01-01 |  | 1990-01-01 |  | Removed from Ground | Diesel | 4000 | Galvanic (STIP-3) | 1990-01-01 | Fiberglass Reinforced Plastic | Suction (American)
9068060 | 1 | Flapper Valve | 1990-06-11 |  | 1990-06-11 |  | Currently in Use | Diesel | 20000 | Composite | 1990-06-11 | Fiberglass Reinforced Plastic | Safe Suction (Euro)
9068061 | 1 | [5 empty] | Removed from Ground | Gas (Historical Use) | 6000 | Bare Steel | 1999-09-01 | Galvanized Steel | Safe Suction (Euro)
9068061 | 2 | [5 empty] | Removed from Ground | Gas (Historical Use) | 4000 | Bare Steel | 1999-09-01 | Galvanized Steel | Safe Suction (Euro)
9068061 | 3 | [5 empty] | Removed from Ground | Gas (Historical Use) | 2000 | Bare Steel | 1999-09-01 | Galvanized Steel | Safe Suction (Euro)
9068062 | 1 |  | 1998-09-01 |  | 1998-09-01 |  | Removed from Ground | Gas (Historical Use) | 3000 | Cathodically Protected Steel | 1987-01-01 | Cathodically Protected | Safe Suction (Euro)
9068063 | 1 |  | 1998-09-12 |  | 1998-09-12 |  | Removed from Ground | Gas (Historical Use) | 8000 | Steel-Impressed Current | 1981-01-05 | Cathodically Protected | Pressurized
9068063 | 2 |  | 1998-09-12 |  | 1998-09-12 |  | Removed from Ground | Gas (Historical Use) | 3000 | Steel-Impressed Current | 1981-01-05 | Cathodically Protected | Pressurized
9068063 | 3 |  | 1998-09-12 |  | 1998-09-12 |  | Removed from Ground | Gas (Historical Use) | 4000 | Steel-Impressed Current | 1981-01-05 | Cathodically Protected | Pressurized
9068063 | 4 |  | 1998-09-12 |  | 1998-09-12 |  | Removed from Ground | Gas (Historical Use) | 4000 | Steel-Impressed Current | 1981-01-05 | Cathodically Protected | Pressurized
9068064 | 1 | [5 empty] | Removed from Ground | Gas (Historical Use) | 3000 | Marked Unknown | 1979-04-11 | Unknown | Suction (American)
9068064 | 2 | [5 empty] | Removed from Ground | Gas (Historical Use) | 1000 | Marked Unknown | 1979-04-11 | Unknown | Suction (American)
9068064 | 3 | [5 empty] | Removed from Ground | Gas (Historical Use) | 1000 | Marked Unknown | 1979-04-11 | Unknown | Suction (American)
9068064 | 4 | [5 empty] | Removed from Ground | Gas (Historical Use) | 2000 | Marked Unknown | 1979-04-11 | Unknown | Suction (American)
9068065 | 1 |  |  | no |  | no | Removed from Ground | Gas (Historical Use) | 6000 | Unknown | 2004-01-26 | Unknown
9068065 | 2 | [5 empty] | Removed from Ground | Diesel | 2000 | Bare Steel | 2004-01-26 | Galvanized Steel | Suction (American)
9068065 | 3 | [5 empty] | Removed from Ground | Gas (Historical Use) | 2000 | Bare Steel | 2004-01-26 | Galvanized Steel
9068065 | 4 |  |  | no |  | no | Removed from Ground | Other | 1000 | Unknown | 2004-01-26 | Unknown
9068065 | 5 |  |  | no |  | no | Removed from Ground | Other | 500 | Unknown | 2004-01-26 | Unknown
9068066 | 1 | Flapper Valve | 1998-12-20 |  | 1998-12-20 |  | Temporarily out of use | Gas (Historical Use) | 10000 | Steel-Impressed Current | 1988-12-01 | Fiberglass Reinforced Plastic | Pressurized
9068066 | 2 | Flapper Valve | 1998-12-20 |  | 1998-12-20 |  | Temporarily out of use | Gas (Historical Use) | 6000 | Steel-Impressed Current | 1988-12-01 | Fiberglass Reinforced Plastic | Safe Suction (Euro)
9068066 | 3 | Flapper Valve | 1998-12-20 |  | 1998-12-20 |  | Temporarily out of use | Diesel | 5000 | Steel-Impressed Current | 1988-12-01 | Fiberglass Reinforced Plastic | Safe Suction (Euro)
9068069 | 1 | [5 empty] | Removed from Ground | Gas (Historical Use) | 5000 | Bare Steel | 1995-10-11 | Galvanized Steel | Suction (American)
9068070 | 1 |  | 1998-09-24 |  | 1998-09-24 |  | Removed from Ground | Gas (Historical Use) | 1000 | Steel-Impressed Current | 1998-09-24 | Cathodically Protected | Suction (American)
9068070 | 2 |  | 1998-09-24 |  | 1998-09-24 |  | Removed from Ground | Gas (Historical Use) | 1000 | Steel-Impressed Current | 1998-09-24 | Cathodically Protected | Suction (American)
9068071 | 1 | Flapper Valve | 1999-01-01 | no | 1999-01-01 | no | Currently in Use | Diesel | 2000 | Steel-Impressed Current | 1986-01-01 |  | Suction (American)
9068071 | 2 | Flapper Valve | 1999-01-01 | no | 1999-01-01 | no | Currently in Use | E-85 | 6000 | Steel-Impressed Current | 1986-01-01 |  | Suction (American)
9068071 | 3 | Flapper Valve | 1999-01-01 | no | 1999-01-01 | no | Currently in Use | Regular | 6000 | Steel-Impressed Current | 1986-01-01 |  | Suction (American)
9068071 | 4 | Flapper Valve | 1999-01-01 | no | 1999-01-01 | no | Currently in Use | Diesel Off Road | 1000 | Steel-Impressed Current | 1986-01-01 |  | Safe Suction (Euro)
9068076 | 1 | [5 empty] | Removed from Ground | Gas (Historical Use) | 1020 | Bare Steel | 1997-02-13 | Galvanized Steel | Suction (American)
9068077 | 1 |  | 1990-01-01 |  | 1990-01-01 |  | Removed from Ground | Gas (Historical Use) | 2000 | Steel-Impressed Current | 1990-01-01 | Cathodically Protected | Suction (American)
9068077 | 2 |  | 1990-01-01 |  | 1990-01-01 |  | Removed from Ground | Diesel | 2000 | Galvanic (STIP-3) | 1990-01-01 | Cathodically Protected | Suction (American)
9068079 | 1 | [5 empty] | Removed from Ground | Gas (Historical Use) | 550 | Bare Steel | 1999-02-01 | Bare Steel | Suction (American)
9068080 | 1 | [5 empty] | Removed from Ground | Gas (Historical Use) | 1000 | Bare Steel | 1999-12-01 | Bare Steel | Safe Suction (Euro)
9068081 | 1 | [5 empty] | Closed in Ground | Diesel | 500 | Marked Unknown | 1995-10-01 | Galvanized Steel | Safe Suction (Euro)
9068081 | 2 | [5 empty] | Closed in Ground | Diesel | 500 | Marked Unknown | 1995-10-01 | Galvanized Steel | Safe Suction (Euro)
9068082 | 1 | [5 empty] | Removed from Ground | Gas (Historical Use) | 550 | Marked Unknown | 1998-08-03 | Unknown
9068083 | 1 | Flapper Valve | 1998-12-01 |  | 1998-12-01 |  | Currently in Use | Gas (Historical Use) | 8000 | Steel-Impressed Current | 1998-12-01 | Steel (Impressed Current) | Safe Suction (Euro)
9068083 | 2 | Flapper Valve | 1998-12-01 |  | 1998-12-01 |  | Currently in Use | Gas (Historical Use) | 8000 | Steel-Impressed Current | 1998-12-01 | Steel (Impressed Current) | Safe Suction (Euro)
9068083 | 3 | Flapper Valve | 1998-12-01 |  | 1998-12-01 |  | Currently in Use | Diesel | 8000 | Steel-Impressed Current | 1998-12-01 | Steel (Impressed Current) | Safe Suction (Euro)
9068088 | 1 | [5 empty] | Removed from Ground | Gas (Historical Use) | 0 | Not Marked/Unknown | 1988-01-01 | Not Marked
9068089 | 1 | [5 empty] | Removed from Ground | Gas (Historical Use) | 0 | Not Marked/Unknown | 1996-01-01 | Not Marked
9068089 | 2 | [5 empty] | Removed from Ground | Gas (Historical Use) | 0 | Not Marked/Unknown | 1996-01-01 | Not Marked
9068089 | 3 | [5 empty] | Removed from Ground | Gas (Historical Use) | 0 | Not Marked/Unknown | 1996-01-01 | Not Marked
9068095 | 1 |  |  | yes |  | yes | Removed from Ground | Used Oil | 550 | Concrete | 1983-01-01 | Bare Steel | Gravity Fed
9068096 | 1A | Ball Float | 1997-12-01 |  | 1997-12-01 |  | Currently in Use | Gas (Historical Use) | 10000 | Composite | 1997-12-01 | Fiberglass Reinforced Plastic | Pressurized
9068096 | 1B | Ball Float | 1997-12-01 |  | 1997-12-01 |  | Currently in Use | Gas (Historical Use) | 5000 | Composite | 1997-12-01 | Fiberglass Reinforced Plastic | Pressurized
9068096 | 3 | Flapper Valve | 1997-12-01 |  | 1997-12-01 |  | Currently in Use | Diesel | 1000 | Composite | 1997-12-01 | Fiberglass Reinforced Plastic | Suction (American)
9068097 | 1 | [5 empty] | Removed from Ground | Gas (Historical Use) | 10000 | Not Marked/Unknown |  | Not Marked
9068097 | 2 | [5 empty] | Removed from Ground | Gas (Historical Use) | 10000 | Not Marked/Unknown |  | Not Marked
9068097 | 3 | [5 empty] | Removed from Ground | Gas (Historical Use) | 10000 | Not Marked/Unknown |  | Not Marked
9068097 | 4 | [5 empty] | Removed from Ground | Diesel | 1000 | Not Marked/Unknown |  | Not Marked
9068100 | 1 | [5 empty] | Removed from Ground | Gas (Historical Use) | 6000 | Not Marked/Unknown | 1998-09-14 | Not Marked
9068100 | 2 | [5 empty] | Removed from Ground | Gas (Historical Use) | 6000 | Not Marked/Unknown | 1998-09-14 | Not Marked
9068100 | 3 | [5 empty] | Removed from Ground | Gas (Historical Use) | 4000 | Not Marked/Unknown | 1998-09-14 | Not Marked
9068100 | 4 |  | 1998-09-17 |  | 1998-09-17 |  | Temporarily out of use | Gas (Historical Use) | 10000 | Composite | 1998-09-15 | Double Walled | Pressurized
9068100 | 5 |  | 1998-09-17 |  | 1998-09-17 |  | Temporarily out of use | Gas (Historical Use) | 10000 | Composite | 1998-09-15 | Double Walled | Pressurized
9068103 | 1 | Overfill Alarm | 1997-03-01 |  | 1997-03-01 |  | Currently in Use | Gas (Historical Use) | 15000 | Composite Double Walled | 1997-03-01 | Double-Walled Fiberglass | Pressurized
9068103 | 2 | Overfill Alarm | 1997-03-01 |  | 1997-03-01 |  | Currently in Use | Diesel | 12000 | Composite Double Walled | 1997-03-01 | Double-Walled Fiberglass | Pressurized
9068103 | 3 | Overfill Alarm | 1997-03-01 |  | 1997-03-01 |  | Currently in Use | Gas (Historical Use) | 12000 | Composite Double Walled | 1997-03-01 | Double-Walled Fiberglass | Pressurized
9068104 | A | [5 empty] | Removed from Ground | Diesel | 10000 | Bare Steel | 1998-12-01 | Bare Steel | Pressurized
9068104 | B | [5 empty] | Removed from Ground | Gas (Historical Use) | 8000 | Bare Steel | 1998-12-01 | Bare Steel | Pressurized
9068105 | 1 |  | 2000-04-06 |  | 2000-04-06 |  | Temporarily out of use | Gas (Historical Use) | 6000 | Cathodically Protected Steel | 1972-10-01 | Cathodically Protected | Suction (American)
9068105 | 2 |  | 2000-04-06 |  | 2000-04-06 |  | Temporarily out of use | Gas (Historical Use) | 5000 | Cathodically Protected Steel | 1972-10-01 | Cathodically Protected | Suction (American)
9068105 | 3 |  | 2000-04-06 |  | 2000-04-06 |  | Temporarily out of use | Gas (Historical Use) | 5000 | Cathodically Protected Steel | 1972-10-01 | Cathodically Protected | Suction (American)
9068106 | A | [5 empty] | Removed from Ground | Gas (Historical Use) | 2000 | Bare Steel | 1999-05-14 | Galvanized Steel | Pressurized
9068106 | B | [5 empty] | Removed from Ground | Gas (Historical Use) | 1000 | Bare Steel | 1999-05-14 | Galvanized Steel | Pressurized
9068106 | C | [5 empty] | Removed from Ground | Gas (Historical Use) | 3000 | Bare Steel | 1999-05-14 | Galvanized Steel | Pressurized
9068106 | D | [5 empty] | Removed from Ground | Gas (Historical Use) | 3000 | Bare Steel | 1999-05-14 | Galvanized Steel | Pressurized
9068106 | E | [5 empty] | Removed from Ground | Gas (Historical Use) | 3000 | Bare Steel | 1999-05-14 | Galvanized Steel | Pressurized
9068107 | 1 | [5 empty] | Permanently Out Of Use | Gas (Historical Use) | 1000 | Bare Steel | 1964-01-01 | Bare Steel | Safe Suction (Euro)
9068107 | 2 | [5 empty] | Permanently Out Of Use | Gas (Historical Use) | 1000 | Bare Steel | 1964-01-01 | Bare Steel | Safe Suction (Euro)
9068107 | 3 | [5 empty] | Permanently Out Of Use | Gas (Historical Use) | 1000 | Bare Steel | 1964-01-01 | Bare Steel | Safe Suction (Euro)
9068107 | 4 | Flapper Valve | 2001-06-01 |  | 2001-06-01 |  | Removed from Ground | Diesel | 1000 | Galvanic (STIP-3) | 2001-06-01 | Fiberglass Reinforced Plastic | Safe Suction (Euro)
9068107 | 5 | Flapper Valve | 2001-06-01 |  | 2001-06-01 |  | Removed from Ground | Gas (Historical Use) | 2000 | Galvanic (STIP-3) | 2001-06-01 | Fiberglass Reinforced Plastic | Safe Suction (Euro)
9068107 | 6 | Flapper Valve | 2001-06-01 |  | 2001-06-01 |  | Removed from Ground | Gas (Historical Use) | 2000 | Galvanic (STIP-3) | 2001-06-01 | Fiberglass Reinforced Plastic | Safe Suction (Euro)
9068108 | 1 | Ball Float | 2000-09-19 |  | 2000-09-28 |  | Currently in Use | Gas (Historical Use) | 12000 | Fiberglass | 2000-09-15 | Double-Walled Flex | Pressurized
9068108 | 2 | Ball Float | 2000-09-19 |  | 2000-09-28 |  | Currently in Use | Gas (Historical Use) | 8000 | Fiberglass | 2000-09-15 | Double-Walled Flex | Pressurized
9068108 | 3 | Ball Float | 2000-09-19 |  | 2000-09-28 |  | Currently in Use | Diesel | 8000 | Fiberglass | 2000-09-15 | Double-Walled Flex | Pressurized
9068108 | 4 | Flapper Valve | 2000-09-19 |  | 2000-09-28 |  | Currently in Use | Diesel | 2000 | Fiberglass | 2000-09-15 | Double-Walled Flex | Safe Suction (Euro)
9068108 | 5 | Flapper Valve | 2000-09-19 |  | 2000-09-28 |  | Currently in Use | Kerosene | 2000 | Fiberglass | 2000-09-15 | Double-Walled Flex | Safe Suction (Euro)
9068109 | 1 | Ball Float | 2001-05-21 |  | 2001-05-21 |  | Currently in Use | Gas (Historical Use) | 12000 | Epoxy | 2001-05-21 | Double-Walled Flex | Pressurized
9068109 | 2 | Ball Float | 2001-05-21 |  | 2001-05-21 |  | Currently in Use | Gas (Historical Use) | 10000 | Epoxy | 2001-05-21 | Double-Walled Flex | Pressurized
9068109 | 3 | Ball Float | 2001-05-21 |  | 2001-05-21 |  | Currently in Use | Diesel | 10000 | Epoxy | 2001-05-21 | Double-Walled Flex | Pressurized
9068109 | 4 | Flapper Valve | 2002-08-28 | no | 2002-08-28 | no | Currently in Use | Diesel | 6000 | Epoxy | 2002-08-27 | Double-Walled Flex | Safe Suction (Euro)
9068110 | 1 | Ball Float | 2001-06-01 |  | 2001-06-01 |  | Currently in Use | Gas (Historical Use) | 10000 | Composite | 2001-06-01 | Fiberglass Reinforced Plastic | Pressurized
9068110 | 2 | Ball Float | 2001-06-01 |  | 2001-06-01 |  | Currently in Use | Gas (Historical Use) | 6000 | Composite | 2001-06-01 | Fiberglass Reinforced Plastic | Pressurized
9068110 | 3 | Flapper Valve | 2001-06-01 |  | 2001-06-01 |  | Currently in Use | Diesel | 4000 | Composite | 2001-06-01 | Fiberglass Reinforced Plastic | Safe Suction (Euro)
9068110 | 4 | Flapper Valve | 2001-06-01 |  | 2001-06-01 |  | Currently in Use | Diesel | 2000 | Composite | 2001-06-01 | Fiberglass Reinforced Plastic | Safe Suction (Euro)
9068111 | 1 | Flapper Valve | 2001-11-28 |  | 2001-11-28 |  | Currently in Use | Gas (Historical Use) | 12000 | Composite | 2001-11-28 | Fiberglass Reinforced Plastic | Pressurized
9068111 | 2A | Flapper Valve | 2001-11-28 |  | 2001-11-28 |  | Currently in Use | Gas (Historical Use) | 8000 | Composite | 2001-11-28 | Fiberglass Reinforced Plastic | Pressurized
9068111 | 2B | Flapper Valve | 2001-11-28 |  | 2001-11-28 |  | Currently in Use | Diesel | 6000 | Composite | 2001-11-28 | Fiberglass Reinforced Plastic | Pressurized
9068111 | 3 | Flapper Valve | 2001-11-28 |  | 2001-11-28 |  | Currently in Use | Diesel | 2000 | Composite | 2001-11-28 | Fiberglass Reinforced Plastic | Safe Suction (Euro)
9069001 | 1 | [5 empty] | Removed from Ground | Gas (Historical Use) | 1000 | Marked Unknown | 1991-01-08 | Unknown
9069001 | 2 | [5 empty] | Removed from Ground | Diesel | 1000 | Marked Unknown | 1991-01-08 | Unknown
9069003 | 1 | Flapper Valve | 1998-11-01 |  | 1998-11-01 |  | Temporarily out of use | Gas (Historical Use) | 1000 | Steel-Impressed Current | 1979-01-01 | Steel (Impressed Current) | Suction (American)
9069003 | 2 | Flapper Valve | 1998-11-01 |  | 1998-11-01 |  | Temporarily out of use | Gas (Historical Use) | 1000 | Steel-Impressed Current | 1979-01-01 | Steel (Impressed Current) | Suction (American)
9069003 | 3 | Flapper Valve | 1998-11-01 |  | 1998-11-01 |  | Temporarily out of use | Diesel | 1000 | Steel-Impressed Current | 1979-01-01 | Steel (Impressed Current) | Suction (American)
9069003 | 4 | Flapper Valve | 1998-11-01 |  | 1998-11-01 |  | Temporarily out of use | Diesel | 1000 | Steel-Impressed Current | 1979-01-01 | Steel (Impressed Current) | Suction (American)
9069004 | 1 | Flapper Valve | 2009-04-03 |  | 2009-04-03 |  | Currently in Use | Gas (Historical Use) | 8000 | Galvanic (STIP-3) | 1988-09-01 | Fiberglass Reinforced Plastic | Pressurized
9069004 | 2A | Flapper Valve | 2009-04-03 |  | 2009-04-03 |  | Currently in Use | Gas (Historical Use) | 8000 | Galvanic (STIP-3) | 1988-09-01 | Fiberglass Reinforced Plastic | Pressurized
9069004 | 2B | Flapper Valve | 2009-04-03 |  | 2009-04-03 |  | Currently in Use | Gas (Historical Use) | 8000 | Galvanic (STIP-3) | 1988-09-01 | Fiberglass Reinforced Plastic | Pressurized
9069004 | 3 | Flapper Valve | 2009-04-03 |  | 2000-01-01 |  | Currently in Use | Diesel | 4000 | Galvanic (STIP-3) | 1988-09-01 | Fiberglass Reinforced Plastic | Safe Suction (Euro)
9069004 | 4 | Flapper Valve | 2009-04-03 |  | 2009-04-03 |  | Currently in Use | Gas (Historical Use) | 2000 | Galvanic (STIP-3) | 1988-09-01 | Fiberglass Reinforced Plastic | Safe Suction (Euro)
9069005 | 1 | [5 empty] | Removed from Ground | Diesel | 500 | Bare Steel | 1979-01-01 | Unknown
9069006 | 1 | [5 empty] | Removed from Ground | Empty | 2000 | Bare Steel | 1968-01-01 | Bare Steel
9069006 | 2 | [5 empty] | Removed from Ground | Empty | 2000 | Bare Steel | 1968-01-01 | Bare Steel
9069008 | 1 | Flapper Valve | 1994-04-15 |  | 1994-04-15 |  | Currently in Use | Gas (Historical Use) | 6000 | Galvanic (STIP-3) | 1988-01-01 | Galvanized Steel | Pressurized
9069008 | 2 | Flapper Valve | 1994-04-15 |  | 1994-04-15 |  | Currently in Use | Gas (Historical Use) | 6000 | Galvanic (STIP-3) | 1988-01-01 | Galvanized Steel | Pressurized
9069008 | 3 | Flapper Valve | 1994-04-15 |  | 1994-04-15 |  | Currently in Use | Gas (Historical Use) | 6000 | Galvanic (STIP-3) | 1988-01-01 | Galvanized Steel | Pressurized
9069008 | 4 | Flapper Valve | 1994-04-15 |  | 1994-04-15 |  | Currently in Use | Diesel | 6000 | Galvanic (STIP-3) | 1988-01-01 | Galvanized Steel | Pressurized
9069009 | 1 | [5 empty] | Removed from Ground | Gas (Historical Use) | 1000 | Bare Steel | 1970-01-01 | Galvanized Steel
9069009 | 2 | [5 empty] | Removed from Ground | Gas (Historical Use) | 1000 | Bare Steel | 1970-01-01 | Galvanized Steel
9069009 | 3 | [5 empty] | Removed from Ground | Gas (Historical Use) | 1000 | Bare Steel | 1970-01-01 | Galvanized Steel
9069014 | 1 | [5 empty] | Permanently Out of Use - historical purposes | Gas (Historical Use) | 1000 | Bare Steel | 1981-01-01 | Bare Steel
9069016 | 1 | [5 empty] | Removed from Ground | Empty | 1000 | Bare Steel | 1978-01-01 | Unknown
9069016 | 2 | [5 empty] | Removed from Ground | Empty | 1000 | Bare Steel | 1978-01-01 | Unknown
9069016 | 3 | Flapper Valve | 1998-07-15 |  | 1998-07-15 |  | Removed from Ground | Diesel | 6000 | Steel-Impressed Current | 1973-01-01 | Cathodically Protected | Safe Suction (Euro)
9069016 | 4 | Flapper Valve | 1998-07-15 |  | 1998-07-15 |  | Removed from Ground | Diesel | 6000 | Steel-Impressed Current | 1973-01-01 | Cathodically Protected | Safe Suction (Euro)
9069017 | 1 | [5 empty] | Removed from Ground | Gas (Historical Use) | 8000 | Bare Steel | 1971-01-01 | Bare Steel
9069017 | 2 | [5 empty] | Removed from Ground | Gas (Historical Use) | 8000 | Bare Steel | 1971-01-01 | Bare Steel
9069017 | 3 | [5 empty] | Removed from Ground | Gas (Historical Use) | 8000 | Bare Steel | 1971-01-01 | Bare Steel
9069017 | 4 | [5 empty] | Removed from Ground | Diesel | 1000 | Bare Steel | 1971-01-01 | Bare Steel
9069017 | 5 |  |  | yes |  | yes | Removed from Ground | Used Oil | 500 | Bare Steel | 1971-01-01 | Bare Steel
9069017 | 6 |  | 1995-04-05 |  | 1995-04-05 |  | Removed from Ground | Gas (Historical Use) | 12000 | Fiberglass | 1995-04-05 | Fiberglass Reinforced Plastic | Pressurized
9069017 | 7 |  | 1995-04-05 |  | 1995-04-05 |  | Removed from Ground | Gas (Historical Use) | 12000 | Fiberglass | 1995-04-05 | Fiberglass Reinforced Plastic | Pressurized
9069017 | 8 |  | 1995-04-05 |  | 1995-04-05 |  | Removed from Ground | Kerosene | 2000 | Fiberglass | 1995-04-05 | Fiberglass Reinforced Plastic | Suction (American)
9069018 | 1 | [5 empty] | Removed from Ground | Other | 10000 | Bare Steel | 1977-01-01 | Galvanized Steel | Suction (American)
9069020 | 1 | [5 empty] | Removed from Ground | Other | 0 | Not Marked/Unknown | 1988-10-01 | Not Marked
9069020 | 2 | [5 empty] | Removed from Ground | Other | 0 | Not Marked/Unknown | 1988-10-01 | Not Marked
9069020 | 3 | [5 empty] | Removed from Ground | Other | 0 | Not Marked/Unknown | 1988-10-01 | Not Marked
9069020 | 4 | [5 empty] | Removed from Ground | Other | 0 | Not Marked/Unknown | 1988-10-01 | Not Marked
9069020 | 5 | [5 empty] | Removed from Ground | Other | 0 | Not Marked/Unknown | 1988-10-01 | Not Marked
9069022 | 1 | [5 empty] | Removed from Ground | Diesel | 10000 | Bare Steel | 1980-01-01 | Bare Steel
9069023 | 1 | [5 empty] | Closed in Ground | Empty | 10000 | Marked Unknown | 1973-01-01 | Not Marked
9069025 | 1 | [5 empty] | Removed from Ground | Gas (Historical Use) | 560 | Bare Steel | 1976-01-01 | Bare Steel
9069027 | 1 | [5 empty] | Removed from Ground | Diesel | 560 | Bare Steel | 1975-01-01 | Bare Steel
9069027 | 2 | [5 empty] | Removed from Ground | Gas (Historical Use) | 1000 | Bare Steel | 1975-01-01 | Bare Steel
9069028 | 1 | [5 empty] | Temporarily out of use | Diesel | 10000 | Bare Steel | 1972-01-01 | Bare Steel
9069029 | 1 | [5 empty] | Temporarily out of use | Gas (Historical Use) | 560 | Bare Steel | 1978-01-01 | Bare Steel
9069029 | 2 | [5 empty] | Temporarily out of use | Diesel | 1000 | Bare Steel | 1978-01-01 | Bare Steel
9069030 | 1 | [5 empty] | Removed from Ground | Gas (Historical Use) | 560 | Bare Steel | 1974-01-01 | Bare Steel
9069031 | 1 | [5 empty] | Removed from Ground | Gas (Historical Use) | 3000 | Composite | 1992-01-06 | Galvanized Steel
9069031 | 2 | [5 empty] | Removed from Ground | Diesel | 3000 | Composite | 1992-01-06 | Galvanized Steel
9069034 | 1 | [5 empty] | Currently in Use | Gas (Historical Use) | 2000 | Bare Steel | 1968-01-01 | Bare Steel | Safe Suction (Euro)
9069036 | 1 | [5 empty] | Removed from Ground | Diesel | 1000 | Cathodically Protected Steel | 1990-05-01 | Copper
9069036 | 2 | [5 empty] | Removed from Ground | Empty | 1 | Bare Steel | 1957-01-01 | Not Marked
9069037 | 1 | [5 empty] | Removed from Ground | Diesel | 550 | Cathodically Protected Steel | 1990-05-01 | Copper
9069038 | 1 | [5 empty] | Removed from Ground | Diesel | 550 | Cathodically Protected Steel | 1990-05-01 | Copper
9069039 | 1 | [5 empty] | Removed from Ground | Gas (Historical Use) | 500 | Bare Steel | 1998-05-07 | Galvanized Steel | Safe Suction (Euro)
9069039 | 2 | [5 empty] | Removed from Ground | Diesel | 1000 | Bare Steel | 1998-05-07 | Galvanized Steel | Safe Suction (Euro)
9069039 | 3 | Flapper Valve | 1998-05-14 | no | 1998-05-14 | no | Removed from Ground | Gas (Historical Use) | 1000 | Composite | 1988-05-14 | Fiberglass Reinforced Plastic | Safe Suction (Euro)
9069039 | 4 | Flapper Valve | 1998-05-14 | no | 1998-05-14 | no | Removed from Ground | Diesel | 1000 | Composite | 1998-05-14 | Fiberglass Reinforced Plastic | Safe Suction (Euro)
9069040 | 1 | [5 empty] | Removed from Ground | Empty | 550 | Bare Steel | 1985-01-01 | Galvanized Steel | Suction (American)
9069040 | 2 | [5 empty] | Removed from Ground | Empty | 550 | Bare Steel | 1985-01-01 | Galvanized Steel | Suction (American)
9069041 | 1A | Flapper Valve | 1990-01-01 |  | 1990-01-01 |  | Currently in Use | Gas (Historical Use) | 6000 | Galvanic (STIP-3) | 1990-01-01 | Double-Walled Fiberglass | Pressurized
9069041 | 1B | Flapper Valve | 1990-01-01 |  | 1990-01-01 |  | Currently in Use | Gas (Historical Use) | 6000 | Galvanic (STIP-3) | 1990-01-01 | Double-Walled Fiberglass | Pressurized
9069041 | 2 | Flapper Valve | 1990-01-01 |  | 1990-01-01 |  | Currently in Use | Gas (Historical Use) | 6000 | Galvanic (STIP-3) | 1990-01-01 | Double-Walled Fiberglass | Pressurized
9069042 | 1 |  | 1989-10-01 |  | 1989-10-01 |  | Removed from Ground | Gas (Historical Use) | 1000 | Unknown | 1989-10-01 | Cathodically Protected | Suction (American)
9069043 | GTS-1 | [5 empty] | Removed from Ground | Diesel | 10000 | Bare Steel | 1977-01-01 | Not Marked
9069043 | GTS-2 | [5 empty] | Removed from Ground | Gas (Historical Use) | 10000 | Bare Steel | 1977-01-01 | Not Marked
9069043 | GTS-3 | Flapper Valve | 1995-05-31 |  | 1995-05-31 |  | Temporarily out of use | Diesel | 10000 | Galvanic (STIP-3) | 1987-03-01 | Fiberglass Reinforced Plastic | Safe Suction (Euro)
9069043 | GTS-4 | Flapper Valve | 1998-05-31 |  | 1998-05-31 |  | Temporarily out of use | Gas (Historical Use) | 10000 | Galvanic (STIP-3) | 1987-03-01 | Fiberglass Reinforced Plastic | Safe Suction (Euro)
9069044 | 1 | [5 empty] | Removed from Ground | Other | 10000 | Bare Steel | 1973-01-01 | Galvanized Steel
9069045 | 1 | [5 empty] | Removed from Ground | Gas (Historical Use) | 1000 | Bare Steel | 1979-01-01 | Galvanized Steel
9069046 | 1 | Ball Float | 1991-11-01 |  | 1991-11-01 |  | Currently in Use | Diesel | 12000 | Fiberglass Double Walled | 1991-11-01 | Double-Walled Fiberglass | Pressurized
9069047 | 1 | [5 empty] | Removed from Ground | Diesel | 500 | Cathodically Protected Steel | 1990-05-01 | Copper
9069049 | 1 | Flapper Valve | 1998-03-26 |  | 1998-03-26 |  | Currently in Use | Gas (Historical Use) | 10000 | Steel-Impressed Current | 1979-01-01 | Fiberglass Reinforced Plastic | Pressurized
9069049 | 2 | Flapper Valve | 1998-03-26 |  | 1998-03-26 |  | Currently in Use | Gas (Historical Use) | 10000 | Steel-Impressed Current | 1979-01-01 | Fiberglass Reinforced Plastic | Pressurized
9069049 | 3 | Ball Float | 1998-03-26 |  | 1998-03-26 |  | Currently in Use | Gas (Historical Use) | 10000 | Steel-Impressed Current | 1979-01-01 | Fiberglass Reinforced Plastic | Pressurized
9069049 | 4 | Flapper Valve | 1998-03-26 |  | 1998-03-26 |  | Currently in Use | Diesel | 6000 | Steel-Impressed Current | 1979-01-01 | Fiberglass Reinforced Plastic | Pressurized
9069050 | 1 | [5 empty] | Removed from Ground | Hazardous Substance | 560 | Bare Steel | 1978-01-01 | Bare Steel
9069050 | 2 | [5 empty] | Removed from Ground | Kerosene | 560 | Bare Steel | 1978-01-01 | Bare Steel
9069050 | 3 | [5 empty] | Removed from Ground | Hazardous Substance | 560 | Bare Steel | 1978-01-01 | Bare Steel
9069050 | 4 | [5 empty] | Removed from Ground | Gas (Historical Use) | 1000 | Bare Steel | 1985-01-01 | Bare Steel
9069051 | 1 | [5 empty] | Removed from Ground | Diesel | 275 | Bare Steel | 1977-01-01 | Galvanized Steel
9069052 | 1 |  | 1998-12-01 |  | 1998-12-01 |  | Closed in Ground | Gas (Historical Use) | 10000 | Steel-Impressed Current | 1978-01-01 | Fiberglass Reinforced Plastic | Pressurized
9069052 | 2 |  | 1998-12-01 |  | 1998-12-01 |  | Closed in Ground | Gas (Historical Use) | 8000 | Steel-Impressed Current | 1978-01-01 | Fiberglass Reinforced Plastic | Pressurized
9069052 | 3 |  | 1998-12-01 |  | 1998-12-01 |  | Closed in Ground | Gas (Historical Use) | 8000 | Steel-Impressed Current | 1978-01-01 | Fiberglass Reinforced Plastic | Pressurized
9069053 | 1 | [5 empty] | Removed from Ground | Gas (Historical Use) | 1000 | Bare Steel | 1976-01-01 | Bare Steel
9069055 | 1 | [5 empty] | Removed from Ground | Diesel | 10000 | Bare Steel | 1976-01-01 | Galvanized Steel
9069055 | 2 | [5 empty] | Removed from Ground | Gas (Historical Use) | 6000 | Not Marked/Unknown | 1976-01-01 | Galvanized Steel
9069055 | 3 | [5 empty] | Removed from Ground | Gas (Historical Use) | 6000 | Not Marked/Unknown | 1976-01-01 | Galvanized Steel
9069055 | 4 | [5 empty] | Removed from Ground | Gas (Historical Use) | 1000 | Not Marked/Unknown | 1976-01-01 | Galvanized Steel
9069056 | MS-1 | [5 empty] | Removed from Ground | Diesel | 1000 | Bare Steel | 1965-01-01 | Not Marked
9069056 | MS-2 | [5 empty] | Removed from Ground | Diesel | 1000 | Bare Steel | 1965-01-01 | Not Marked
9069056 | MS-3 | [5 empty] | Removed from Ground | Gas (Historical Use) | 1000 | Bare Steel | 1965-01-01 | Not Marked
9069056 | MTS-1 | [5 empty] | Removed from Ground | Diesel | 15000 | Bare Steel | 1985-01-01 | Not Marked
9069056 | MTS-2 | [5 empty] | Removed from Ground | Gas (Historical Use) | 15000 | Bare Steel | 1985-01-01 | Not Marked
9069056 | MTS-3 |  |  | yes |  | yes | Removed from Ground | Used Oil | 1000 | Bare Steel | 1985-01-01 | Not Marked
9069056 | MTS-4 | Flapper Valve | 1995-05-01 | yes | 1995-05-01 | yes | Currently in Use | Diesel | 15000 | Composite | 1990-05-01 | Fiberglass Reinforced Plastic | Pressurized
9069056 | MTS-5 | Flapper Valve | 1995-05-01 | yes | 1995-05-01 | yes | Currently in Use | Diesel | 15000 | Composite | 1990-05-01 | Fiberglass Reinforced Plastic | Pressurized
9069056 | MTS-6 | Flapper Valve |  | yes |  | yes | Currently in Use | Used Oil | 2000 | Composite | 1990-05-01 | Fiberglass Reinforced Plastic | Gravity Fed
9069057 | 1 | [5 empty] | Removed from Ground | Diesel | 280 | Fiberglass | 1987-01-01 | Galvanized Steel
9069058 | 1 | [5 empty] | Removed from Ground | Diesel | 1000 | Cathodically Protected Steel | 1990-05-01 | Copper
9069059 | 1 |  |  |  | 1993-06-01 |  | Removed from Ground | Gas (Historical Use) | 5000 | Bare Steel | 1980-01-01 | Galvanized Steel | Suction (American)
9069059 | 2 |  |  |  | 1993-06-01 |  | Removed from Ground | Gas (Historical Use) | 5000 | Bare Steel | 1980-01-01 | Galvanized Steel | Suction (American)
9069059 | 3 |  |  |  | 1993-06-01 |  | Removed from Ground | Gas (Historical Use) | 2000 | Bare Steel | 1980-01-01 | Galvanized Steel | Suction (American)
9069059 | 4 |  |  |  | 1993-06-01 |  | Removed from Ground | Diesel | 2000 | Bare Steel | 1980-01-01 | Galvanized Steel | Suction (American)
9069059 | 5 | [5 empty] | Removed from Ground | Kerosene | 280 | Bare Steel | 2000-08-03 | Galvanized Steel | Suction (American)
9069060 | 1 | Ball Float | 1991-10-18 | no | 1991-10-18 | no | Currently in Use | Regular | 10000 | Epoxy Double-Walled | 1991-10-18 | Fiberglass Reinforced Plastic | Pressurized
9069060 | 2 | Ball Float | 1991-10-18 | no | 1991-10-18 | no | Currently in Use | Plus | 8000 | Epoxy Double-Walled | 1991-10-18 | Fiberglass Reinforced Plastic | Pressurized
9069060 | 3 | Ball Float | 1991-10-18 | no | 1991-10-18 | no | Currently in Use | Diesel On Road | 10000 | Lined Interior | 1991-10-18 | Fiberglass Reinforced Plastic | Pressurized
9069060 | 4 | Ball Float | 1991-10-18 | no | 1991-10-18 | no | Currently in Use | Diesel | 3000 | Epoxy Double-Walled | 1991-10-18 | Fiberglass Reinforced Plastic | Pressurized
9069063 | 1 | [5 empty] | Removed from Ground | Gas (Historical Use) | 10000 | Bare Steel | 1981-01-01 | Bare Steel
9069063 | 2 | [5 empty] | Removed from Ground | Gas (Historical Use) | 10000 | Bare Steel | 1981-01-01 | Bare Steel
9069063 | 3 | [5 empty] | Removed from Ground | Gas (Historical Use) | 10000 | Bare Steel | 1981-01-01 | Bare Steel
9069065 | 1 | [5 empty] | Removed from Ground | Gas (Historical Use) | 2000 | Bare Steel | 1975-01-01 | Galvanized Steel
9069065 | 2 | [5 empty] | Removed from Ground | Gas (Historical Use) | 1000 | Bare Steel | 1975-01-01 | Galvanized Steel
9069065 | 3 | [5 empty] | Removed from Ground | Gas (Historical Use) | 1000 | Bare Steel | 1975-01-01 | Galvanized Steel
9069065 | 4 | [5 empty] | Removed from Ground | Diesel | 1000 | Bare Steel | 1979-01-01 | Galvanized Steel
9069065 | 5 | [5 empty] | Removed from Ground | Kerosene | 285 | Bare Steel | 1975-01-01 | Galvanized Steel
9069066 | 1 | Flapper Valve | 1989-04-01 | no | 1989-04-01 | no | Currently in Use | Regular | 10000 | Composite | 1989-04-11 | Fiberglass Reinforced Plastic | Pressurized
9069066 | 2 | Flapper Valve | 1989-04-01 | no | 1989-04-01 | no | Currently in Use | E-0 | 10000 | Composite | 1989-04-11 | Fiberglass Reinforced Plastic | Pressurized
9069066 | 3 | Flapper Valve | 1989-04-01 | no | 1989-04-01 | no | Currently in Use | Premium | 8200 | Composite | 1989-04-11 | Fiberglass Reinforced Plastic | Pressurized
9069066 | 4 | Flapper Valve | 1989-04-01 | no | 1989-04-01 | no | Currently in Use | Diesel | 8200 | Composite | 1989-04-11 | Fiberglass Reinforced Plastic | Safe Suction (Euro)
9069066 | 5 | Flapper Valve | 1989-04-01 | no | 1989-04-01 | no | Currently in Use | Diesel Off Road | 6000 | Composite | 1989-04-11 | Fiberglass Reinforced Plastic | Safe Suction (Euro)
9069068 | 1 | Ball Float | 1998-12-01 |  | 1998-12-01 |  | Currently in Use | Diesel | 6000 | Steel-Impressed Current | 1985-05-06 | Double-Walled Fiberglass | Pressurized
9069068 | 2 | Ball Float | 1998-12-01 |  | 1998-12-01 |  | Currently in Use | Gas (Historical Use) | 6000 | Steel-Impressed Current | 1985-05-06 | Double-Walled Fiberglass | Pressurized
9069068 | 3 | Ball Float | 1998-12-01 |  | 1998-12-01 |  | Currently in Use | Gas (Historical Use) | 6000 | Steel-Impressed Current | 1985-05-06 | Double-Walled Fiberglass | Pressurized
9069068 | 4A | Flapper Valve | 1998-12-01 |  | 1998-12-01 |  | Currently in Use | Other | 4000 | Steel-Impressed Current | 1985-05-06 | Cathodically Protected | Safe Suction (Euro)
9069068 | 4B | Flapper Valve | 1998-12-01 |  | 1998-12-01 |  | Currently in Use | Kerosene | 1000 | Cathodically Protected Steel | 1985-05-01 | Cathodically Protected | Safe Suction (Euro)
9069069 | 1 | [5 empty] | Removed from Ground | Diesel | 10000 | Fiberglass | 1987-01-01 | Fiberglass Reinforced Plastic
9069069 | 2 | [5 empty] | Removed from Ground | Kerosene | 10000 | Fiberglass | 1987-01-01 | Fiberglass Reinforced Plastic
9069069 | 3 | [5 empty] | Removed from Ground | Other | 500 | Not Marked/Unknown | 1998-02-01 | Not Marked
9069069 | 4 | [5 empty] | Removed from Ground | Other | 500 | Not Marked/Unknown | 1998-02-01 | Not Marked
9069070 | 1 |  | 1992-06-26 |  | 1992-06-26 |  | Removed from Ground | Gas (Historical Use) | 10000 | Unknown | 1992-06-26 | Fiberglass Reinforced Plastic | Safe Suction (Euro)
9069070 | 2 |  | 1992-06-26 |  | 1992-06-26 |  | Removed from Ground | Diesel | 10000 | Unknown | 1992-06-26 | Fiberglass Reinforced Plastic | Safe Suction (Euro)
9069070 | 3 | [5 empty] | Removed from Ground | Diesel | 10000 | Composite | 1992-06-01 | Fiberglass Reinforced Plastic | Safe Suction (Euro)
9069070 | 4 | Flapper Valve | 1992-06-26 | no | 1992-06-26 | no | Removed from Ground | Gas (Historical Use) | 10000 | Composite | 1992-06-15 | Fiberglass Reinforced Plastic | Safe Suction (Euro)
9069070 | 5 | Flapper Valve | 1992-06-26 | no | 1992-06-26 | no | Removed from Ground | Diesel | 10000 | Composite | 1992-06-15 | Fiberglass Reinforced Plastic | Safe Suction (Euro)
9069071 | 1 | [5 empty] | Removed from Ground | Diesel | 1000 | Bare Steel | 1992-11-15 | Galvanized Steel | Suction (American)
9069071 | 2 | Flapper Valve | 1992-12-03 |  | 1992-12-03 |  | Removed from Ground | Diesel | 1000 | Fiberglass | 1992-12-03 | Fiberglass Reinforced Plastic | Safe Suction (Euro)
9069072 | 1 | [5 empty] | Removed from Ground | Gas (Historical Use) | 10000 | Bare Steel | 1976-01-01 | Galvanized Steel | Suction (American)
9069074 | 1 |  |  | yes |  | yes | Removed from Ground | Used Oil | 550 | Marked Unknown | 1993-05-12 | Unknown
9069074 | 2 | [5 empty] | Removed from Ground | Diesel | 550 | Marked Unknown | 1993-05-12 | Not Marked
9069075 | 1 | [5 empty] | Removed from Ground | Diesel | 10000 | Marked Unknown | 1993-06-17 | Unknown
9069076 | 1 | [5 empty] | Removed from Ground | Gas (Historical Use) | 2000 | Bare Steel | 1992-05-22 | Bare Steel | Suction (American)
9069076 | 2 | [5 empty] | Removed from Ground | Gas (Historical Use) | 1000 | Bare Steel | 1992-05-22 | Bare Steel | Suction (American)
9069076 | 3 | [5 empty] | Removed from Ground | Gas (Historical Use) | 2000 | Bare Steel | 1992-05-22 | Bare Steel | Suction (American)
9069076 | 4 | [5 empty] | Removed from Ground | Gas (Historical Use) | 2000 | Bare Steel | 1992-05-22 | Bare Steel | Suction (American)
9069076 | 5 | [5 empty] | Removed from Ground | Diesel | 1000 | Bare Steel | 1992-05-22 | Bare Steel | Suction (American)
9069076 | 6 | [5 empty] | Removed from Ground | Kerosene | 500 | Not Marked/Unknown | 1992-05-22 | Not Marked
9069078 | 1 | Flapper Valve | 1998-09-04 | no | 1998-09-04 | no | Currently in Use | Gas (Historical Use) | 5000 | Steel-Impressed Current | 1978-11-01 | Fiberglass Reinforced Plastic | Pressurized
9069078 | 2 | Flapper Valve | 1998-09-04 |  | 1998-09-04 |  | Currently in Use | Gas (Historical Use) | 5000 | Steel-Impressed Current | 1978-11-01 | Fiberglass Reinforced Plastic | Pressurized
9069078 | 3 | Flapper Valve | 1998-09-04 |  | 1998-09-04 |  | Temporarily out of use | Gas (Historical Use) | 5000 | Steel-Impressed Current | 1978-11-01 | Fiberglass Reinforced Plastic | Pressurized
9069078 | 4 | Flapper Valve | 1998-09-04 |  | 1998-09-04 |  | Currently in Use | Gas (Historical Use) | 3000 | Steel-Impressed Current | 1978-11-01 | Fiberglass Reinforced Plastic | Pressurized
9069079 | 1 | [5 empty] | Removed from Ground | Gas (Historical Use) | 2000 | Bare Steel | 1992-11-15 | Galvanized Steel | Suction (American)
9069079 | 2 | Flapper Valve | 2008-04-15 | no | 2008-04-15 | no | Currently in Use | Diesel | 1500 | Fiberglass | 1992-12-02 | Fiberglass Reinforced Plastic | Safe Suction (Euro)
9069080 | 1 | [5 empty] | Removed from Ground | Diesel | 1000 | Bare Steel | 1992-10-29 | Galvanized Steel | Suction (American)
9069080 | 2 | Flapper Valve | 2008-05-01 |  | 1992-11-03 |  | Removed from Ground | Diesel | 1000 | Fiberglass | 1992-11-03 | Fiberglass Reinforced Plastic | Safe Suction (Euro)
9069081 | 1 | [5 empty] | Removed from Ground | Diesel | 1000 | Bare Steel | 1992-10-22 | Galvanized Steel | Suction (American)
9069081 | 2 | [5 empty] | Removed from Ground | Diesel | 1000 | Fiberglass | 1992-10-22 | Fiberglass Reinforced Plastic | Safe Suction (Euro)
9069081 | 3 | Flapper Valve | 1997-01-01 | no | 1997-01-01 | no | Currently in Use | Diesel | 1000 | Fiberglass | 1998-01-01 | Fiberglass Reinforced Plastic | Safe Suction (Euro)
9069082 | 1 | [5 empty] | Removed from Ground | Diesel | 1000 | Bare Steel | 1992-10-22 | Galvanized Steel | Suction (American)
9069082 | 618520 |  | 1992-10-27 |  | 1992-10-27 |  | Removed from Ground | Diesel | 1000 | Fiberglass | 1992-10-27 | Fiberglass Reinforced Plastic | Safe Suction (Euro)
9069084 | 1 | [5 empty] | Closed in Ground | Other | 8000 | Unknown | 1987-05-01 | Galvanized Steel | Pressurized
9069084 | 2 | [5 empty] | Closed in Ground | Other | 8000 | Unknown | 1987-05-01 | Galvanized Steel | Pressurized
9069084 | 3 |  | 1998-08-05 |  | 1998-08-05 |  | Removed from Ground | Gas (Historical Use) | 8000 | Galvanic (STIP-3) | 1987-05-08 | Fiberglass Reinforced Plastic | Suction (American)
9069084 | 4 |  | 1998-08-05 |  | 1998-08-05 |  | Removed from Ground | Gas (Historical Use) | 8000 | Galvanic (STIP-3) | 1987-05-08 | Cathodically Protected | Suction (American)
9069085 | 1 | Ball Float | 1992-11-17 |  | 1992-11-17 |  | Currently in Use | Gas (Historical Use) | 10000 | Epoxy | 1992-11-17 | Fiberglass Reinforced Plastic | Pressurized
9069085 | 2 | Ball Float | 1992-11-17 |  | 1992-11-17 |  | Currently in Use | Gas (Historical Use) | 8000 | Epoxy | 1992-11-17 | Fiberglass Reinforced Plastic | Pressurized
9069085 | 3 | Ball Float | 1992-11-17 |  | 1992-11-17 |  | Currently in Use | Gas (Historical Use) | 8000 | Epoxy | 1992-11-17 | Fiberglass Reinforced Plastic | Pressurized
9069085 | 4A | Ball Float | 1992-11-17 |  | 1992-11-17 |  | Currently in Use | Diesel | 5000 | Epoxy | 1992-11-17 | Fiberglass Reinforced Plastic | Pressurized
9069085 | 4B | Ball Float | 1992-11-17 |  | 1992-11-17 |  | Temporarily out of use | Kerosene | 2000 | Epoxy | 1992-11-17 | Fiberglass Reinforced Plastic | Pressurized
9069086 | 1 | Ball Float | 1993-08-01 | no | 1993-08-01 | no | Currently in Use | Gas (Historical Use) | 10000 | Fiberglass | 1993-08-01 | Double-Walled Fiberglass | Pressurized
9069086 | 2 | Ball Float | 1993-08-01 | no | 1993-08-01 | no | Currently in Use | Gas (Historical Use) | 10000 | Fiberglass | 1993-08-01 | Double-Walled Fiberglass | Pressurized
9069086 | 3 | Flapper Valve | 1993-08-01 | no | 1993-08-01 | no | Currently in Use | Diesel | 12000 | Fiberglass | 1993-08-01 | Double-Walled Flex | Pressurized
9069086 | 4 | Flapper Valve | 1993-08-01 | no | 1993-08-01 | no | Currently in Use | Diesel | 2000 | Fiberglass | 1993-08-01 | Fiberglass Reinforced Plastic | Safe Suction (Euro)
9069086 | 5 | Flapper Valve | 1997-01-01 | no | 1997-01-01 | no | Currently in Use | Diesel | 10000 | Fiberglass | 1997-01-01 | Double-Walled Flex | Pressurized
9069087 | 1 | Ball Float | 1993-08-01 | no | 1993-08-01 | no | Currently in Use | Gas (Historical Use) | 10000 | Fiberglass | 1993-08-01 | Double-Walled Fiberglass | Pressurized
9069087 | 2 | Ball Float | 1993-08-01 | no | 1993-08-01 | no | Currently in Use | Gas (Historical Use) | 10000 | Fiberglass | 1993-08-01 | Double-Walled Fiberglass | Pressurized
9069088 | 1 | [5 empty] | Removed from Ground | Gas (Historical Use) | 5000 | Not Marked/Unknown | 1993-10-20 | Not Marked
9069088 | 2 | [5 empty] | Removed from Ground | Gas (Historical Use) | 5000 | Not Marked/Unknown | 1993-10-20 | Not Marked
9069089 | 1 | [5 empty] | Removed from Ground | Gas (Historical Use) | 500 | Marked Unknown | 1992-01-01 | Unknown
9069089 | 2 | [5 empty] | Removed from Ground | Gas (Historical Use) | 500 | Marked Unknown | 1992-01-01 | Unknown
9069090 | 1 | [5 empty] | Currently in Use | Diesel | 10000 | Not Marked/Unknown |  | Not Marked
9069090 | H7 | [5 empty] | Permanently Out of Use - historical purposes | Diesel | 10000 | Marked Unknown | 1979-07-01 | Unknown | Gravity Fed
9069091 | 1 | [5 empty] | Removed from Ground | Gas (Historical Use) | 550 | Bare Steel | 1968-06-10 | Not Marked
9069091 | 2 | [5 empty] | Removed from Ground | Gas (Historical Use) | 550 | Bare Steel | 1968-06-10 | Not Marked
9069091 | 3 | [5 empty] | Removed from Ground | Kerosene | 225 | Bare Steel | 1968-06-10 | Not Marked
9069092 | 1 | [5 empty] | Removed from Ground | Gas (Historical Use) | 1000 | Bare Steel | 1994-03-30 | Bare Steel
9069093 | 1 | [5 empty] | Removed from Ground | Gas (Historical Use) | 1000 | Bare Steel | 1964-01-01 | Galvanized Steel
9069093 | 2 | [5 empty] | Removed from Ground | Gas (Historical Use) | 1000 | Bare Steel | 1964-01-01 | Galvanized Steel
9069093 | 3 | [5 empty] | Removed from Ground | Gas (Historical Use) | 6063 | Bare Steel | 1964-01-01 | Galvanized Steel
9069093 | 4 | [5 empty] | Removed from Ground | Empty | 500 | Bare Steel | 1964-01-01 | Galvanized Steel
9069093 | 5A | Ball Float | 1996-11-15 |  | 1996-11-15 |  | Currently in Use | Gas (Historical Use) | 8000 | Epoxy | 1996-11-15 | Fiberglass Reinforced Plastic | Pressurized
9069093 | 5B | Ball Float | 1996-11-15 |  | 1996-11-15 |  | Currently in Use | Diesel | 2000 | Epoxy | 1996-11-15 | Fiberglass Reinforced Plastic | Pressurized
9069094 | 1 | [5 empty] | Currently in Use | Gas (Historical Use) | 500 | Not Marked/Unknown | 1972-01-01 | Not Marked
9069094 | 2 | [5 empty] | Currently in Use | Gas (Historical Use) | 6000 | Not Marked/Unknown | 1972-01-01 | Not Marked
9069094 | 3 | [5 empty] | Currently in Use | Gas (Historical Use) | 6000 | Not Marked/Unknown | 1972-01-01 | Not Marked
9069095 | 1 | [5 empty] | Removed from Ground | Gas (Historical Use) | 550 | Bare Steel | 1994-07-11 | Not Marked
9069096 | 1 | Flapper Valve | 1994-01-01 | no | 1994-01-01 | no | Temporarily out of use | Regular | 12000 | Composite | 1994-01-15 | Bare Steel | Pressurized
9069097 | 1 |  |  | yes |  | yes | Removed from Ground | Used Oil | 1000 | Not Marked/Unknown | 1994-08-31 | Not Marked
9069097 | 2 | [5 empty] | Removed from Ground | Diesel | 24000 | Bare Steel | 1997-01-07 | Galvanized Steel | Safe Suction (Euro)
9069097 | 3 | [5 empty] | Removed from Ground | Diesel | 24000 | Bare Steel | 1997-01-07 | Galvanized Steel | Safe Suction (Euro)
9069097 | 4 |  | 1997-01-24 |  | 1997-01-24 |  | Removed from Ground | Diesel | 20000 | Cathodically Protected Steel | 1997-01-24 | Fiberglass Reinforced Plastic | Pressurized
9069098 | 1 | [5 empty] | Removed from Ground | Gas (Historical Use) | 10000 | Cathodically Protected Steel | 1985-04-01 | Bare Steel | Pressurized
9069098 | 2 | [5 empty] | Removed from Ground | Gas (Historical Use) | 10000 | Cathodically Protected Steel | 1985-04-01 | Bare Steel | Pressurized
9069098 | 3 | [5 empty] | Removed from Ground | Gas (Historical Use) | 6000 | Cathodically Protected Steel | 1985-04-01 | Bare Steel | Pressurized
9069098 | 4 | [5 empty] | Removed from Ground | Diesel | 6000 | Cathodically Protected Steel | 1985-04-01 | Bare Steel | Pressurized
9069098 | 5 | [5 empty] | Removed from Ground | Kerosene | 4000 | Bare Steel | 1968-04-01 | Galvanized Steel | Safe Suction (Euro)
9069098 | 6 | Ball Float | 1995-04-03 | no | 1995-04-03 | no | Currently in Use | Gas (Historical Use) | 12000 | Fiberglass | 1995-04-03 | Fiberglass Reinforced Plastic | Pressurized
9069098 | 7 | Ball Float | 1995-04-03 | no | 1995-04-03 | no | Currently in Use | Gas (Historical Use) | 12000 | Fiberglass | 1995-04-03 | Fiberglass Reinforced Plastic | Pressurized
9069098 | 8 | Flapper Valve | 1995-04-03 | no | 1995-04-03 | no | Currently in Use | Kerosene | 2000 | Fiberglass | 1995-04-03 | Fiberglass Reinforced Plastic | Safe Suction (Euro)
9069099 | 1 | Ball Float | 1989-05-02 | yes | 1989-05-02 |  | Currently in Use | Diesel | 8000 | Composite | 1989-05-02 | Fiberglass Reinforced Plastic | Pressurized
9069099 | 2 | Ball Float | 1989-05-02 | yes | 1989-05-02 |  | Currently in Use | Gas (Historical Use) | 10000 | Composite | 1989-05-02 | Fiberglass Reinforced Plastic | Pressurized
9069099 | 3 | Ball Float | 1989-05-02 | yes | 1989-05-02 |  | Currently in Use | Diesel | 10000 | Composite | 1989-05-02 | Fiberglass Reinforced Plastic | Pressurized
9069099 | 4 | Ball Float | 1989-05-02 | yes | 1989-05-02 |  | Currently in Use | Gas (Historical Use) | 8000 | Composite | 1989-05-02 | Fiberglass Reinforced Plastic | Pressurized
9069100 | 1 | Flapper Valve | 2014-08-12 |  | 2009-09-01 |  | Currently in Use | Gas (Historical Use) | 8000 | Galvanic (STIP-3) | 1987-01-16 | Fiberglass Reinforced Plastic | Pressurized
9069100 | 2 | Flapper Valve | 2011-08-31 |  | 2009-09-01 |  | Currently in Use | Gas (Historical Use) | 8000 | Galvanic (STIP-3) | 1987-01-16 | Fiberglass Reinforced Plastic | Pressurized
9069100 | 3 | Flapper Valve | 2011-08-31 |  | 2009-09-01 |  | Currently in Use | Gas (Historical Use) | 8000 | Galvanic (STIP-3) | 1987-01-16 | Fiberglass Reinforced Plastic | Pressurized
9069100 | 4 | Flapper Valve | 2007-07-01 |  | 2011-11-14 |  | Currently in Use | Diesel | 2000 | Galvanic (STIP-3) | 1987-01-16 | Fiberglass Reinforced Plastic | Pressurized
9069100 | 5 | Flapper Valve | 2007-07-01 |  | 2011-11-14 |  | Currently in Use | Gas (Historical Use) | 1000 | Galvanic (STIP-3) | 1987-01-16 | Fiberglass Reinforced Plastic | Safe Suction (Euro)
9069101 | 1 | Ball Float | 1994-06-01 | no | 1994-06-01 | no | Currently in Use | Gas (Historical Use) | 10000 | Fiberglass | 1994-06-01 | Fiberglass Reinforced Plastic | Pressurized
9069101 | 2 | Ball Float | 1994-06-01 | no | 1994-06-01 | no | Currently in Use | Gas (Historical Use) | 10000 | Fiberglass | 1994-06-01 | Fiberglass Reinforced Plastic | Pressurized
9069102 | 1 | [5 empty] | Removed from Ground | Gas (Historical Use) | 5000 | Bare Steel | 1990-05-01 | Not Marked
9069103 | 1 | [5 empty] | Removed from Ground | Diesel | 8500 | Bare Steel | 1958-01-01 | Bare Steel
9069103 | 2 | [5 empty] | Removed from Ground | Diesel | 8500 | Bare Steel | 1958-01-01 | Galvanized Steel
9069104 | 5601 | Flapper Valve | 1994-11-15 |  | 1994-11-15 |  | Currently in Use | Diesel | 10000 | Composite | 1994-11-15 | Fiberglass Reinforced Plastic | Pressurized
9069104 | 5602 | Flapper Valve | 1994-11-15 |  | 1994-11-15 |  | Currently in Use | Gas (Historical Use) | 12000 | Composite | 1994-11-15 | Fiberglass Reinforced Plastic | Pressurized
9069104 | 5603 | Flapper Valve | 1994-11-15 |  | 1994-11-15 |  | Currently in Use | Gas (Historical Use) | 12000 | Composite | 1994-11-15 | Fiberglass Reinforced Plastic | Pressurized
9069105 | 1 | [5 empty] | Removed from Ground | Gas (Historical Use) | 1000 | Not Marked/Unknown | 1992-02-24 | Not Marked
9069106 | 1 | Ball Float | 1995-09-01 |  | 1992-05-01 |  | Currently in Use | Gas (Historical Use) | 6000 | Composite | 1992-05-01 | Double-Walled Flex | Pressurized
9069106 | 2 | [5 empty] | Removed from Ground | Gas (Historical Use) | 6000 | Not Marked/Unknown | 1980-04-01 | Not Marked
9069106 | 3 | [5 empty] | Removed from Ground | Other | 2000 | Not Marked/Unknown | 1980-04-01 | Not Marked
9069108 | 1A | Flapper Valve | 1993-11-12 |  | 1993-11-12 |  | Currently in Use | Gas (Historical Use) | 1000 | Composite Double Walled | 1993-11-12 | Double Walled | Safe Suction (Euro)
9069108 | 1B | Flapper Valve | 1993-11-12 | no | 1993-11-12 | no | Currently in Use | Gas (Historical Use) | 1000 | Composite Double Walled | 1993-11-12 | Double Walled | Safe Suction (Euro)
9069108 | 2A | Flapper Valve | 1993-11-12 |  | 1993-11-12 |  | Currently in Use | Other | 1000 | Composite Double Walled | 1993-11-12 | Double Walled | Safe Suction (Euro)
9069108 | 2B | Flapper Valve | 1993-11-12 | no | 1993-11-12 | no | Currently in Use | Diesel | 1000 | Composite Double Walled | 1993-11-12 | Double Walled | Safe Suction (Euro)
9069109 | 1 | [5 empty] | Removed from Ground | Gas (Historical Use) | 1000 | Not Marked/Unknown | 1989-11-01 | Not Marked
9069109 | 2 | [5 empty] | Removed from Ground | Gas (Historical Use) | 1000 | Not Marked/Unknown | 1989-11-01 | Not Marked
9069109 | 3 | [5 empty] | Removed from Ground | Gas (Historical Use) | 1000 | Not Marked/Unknown | 1989-11-01 | Not Marked
9069109 | 4 | [5 empty] | Removed from Ground | Diesel | 550 | Not Marked/Unknown | 1989-11-01 | Not Marked
9069109 | 5 | Ball Float | 1990-12-27 |  | 1990-12-27 |  | Currently in Use | Gas (Historical Use) | 8000 | Cathodically Protected Steel | 1990-12-27 | Steel (Impressed Current) | Pressurized
9069109 | 6 | Ball Float | 1990-12-27 |  | 1990-12-27 |  | Currently in Use | Gas (Historical Use) | 6000 | Cathodically Protected Steel | 1990-12-27 | Steel (Impressed Current) | Pressurized
9069109 | 7 | Ball Float | 1990-12-27 |  | 1990-12-27 |  | Closed in Ground | Gas (Historical Use) | 5000 | Cathodically Protected Steel | 1990-12-27 | Steel (Impressed Current) | Pressurized
9069109 | 8 | Flapper Valve | 1990-12-27 |  | 1990-12-27 |  | Currently in Use | Diesel | 2000 | Cathodically Protected Steel | 1990-12-27 | Steel (Impressed Current) | Pressurized
9069109 | 9 | Flapper Valve | 1990-12-27 |  | 1990-12-27 |  | Currently in Use | Diesel | 1000 | Cathodically Protected Steel | 1990-12-27 | Steel (Impressed Current) | Suction (American)
9069111 | 1 | Ball Float | 1994-01-01 |  | 1994-01-01 |  | Removed from Ground | Diesel | 1000 | Fiberglass | 1994-01-01 | Fiberglass Reinforced Plastic | Safe Suction (Euro)
9069112 | 1 | [5 empty] | Removed from Ground | Gas (Historical Use) | 550 | Bare Steel | 1950-01-01 | Bare Steel
9069113 | 1 | Flapper Valve | 1998-07-16 |  | 1998-07-16 |  | Removed from Ground | Diesel | 2000 | Fiberglass | 1981-02-15 | Fiberglass Reinforced Plastic | Safe Suction (Euro)
9069114 | 1 | [5 empty] | Removed from Ground | Diesel | 10000 | Marked Unknown | 1983-01-01 | Unknown | Suction (American)
9069114 | 2 | [5 empty] | Removed from Ground | Gas (Historical Use) | 2000 | Marked Unknown | 1983-01-01 | Unknown | Suction (American)
9069114 | 3 |  |  | yes |  | yes | Removed from Ground | Used Oil | 560 | Marked Unknown | 1983-01-01 | Unknown | Gravity Fed
9069114 | 4 | Flapper Valve | 1997-06-17 |  | 1997-06-17 |  | Currently in Use | Diesel | 12000 | Composite | 1997-06-17 | Double-Walled Flex | Pressurized
9069117 | 1 | [5 empty] | Removed from Ground | Empty | 350 | Not Marked/Unknown | 1995-06-01 | Unknown
9069117 | 2 | [5 empty] | Removed from Ground | Empty | 350 | Not Marked/Unknown | 1995-06-01 | Unknown
9069117 | 3 |  |  | yes |  | yes | Removed from Ground | Used Oil | 1000 | Not Marked/Unknown | 1995-06-01 | Unknown
9069118 | 1 | Ball Float | 1997-09-04 | no | 1997-09-04 | no | Temporarily out of use | Regular | 8200 | Galvanic (STIP-3) | 1988-05-06 | Fiberglass Reinforced Plastic | Pressurized
9069118 | 2 | Ball Float | 1997-09-04 | no | 1997-09-04 | no | Currently in Use | Regular | 8200 | Galvanic (STIP-3) | 1988-05-06 | Fiberglass Reinforced Plastic | Pressurized
9069118 | 3 | Ball Float | 1997-09-04 | no | 1997-09-04 | no | Currently in Use | Premium | 8200 | Galvanic (STIP-3) | 1988-05-06 | Fiberglass Reinforced Plastic | Pressurized
9069118 | 4 | Ball Float | 1997-09-04 | no | 1997-09-04 | no | Currently in Use | Diesel On Road | 8200 | Galvanic (STIP-3) | 1988-05-06 | Fiberglass Reinforced Plastic | Pressurized
9069118 | 5 | Flapper Valve | 1997-09-04 | no | 1997-09-04 | no | Currently in Use | Diesel Off Road | 2000 | Galvanic (STIP-3) | 1988-05-06 | Fiberglass Reinforced Plastic | Safe Suction (Euro)
9069119 | 5701 | Ball Float | 1995-05-15 | no | 1995-05-15 | no | Currently in Use | Diesel | 8000 | Composite | 1995-05-15 | Fiberglass Reinforced Plastic | Pressurized
9069119 | 5702 | Ball Float | 1995-05-15 | no | 1995-05-15 | no | Currently in Use | Premium | 12000 | Composite | 1995-05-15 | Fiberglass Reinforced Plastic | Pressurized
9069119 | 5703 | Ball Float | 1995-05-15 | no | 1995-05-15 | no | Currently in Use | Regular | 12000 | Composite | 1995-05-15 | Fiberglass Reinforced Plastic | Pressurized
9069120 | 1 | Flapper Valve | 1993-08-01 | no | 1993-08-01 | no | Currently in Use | Diesel | 10000 | Galvanic (STIP-3) | 1993-08-01 | Fiberglass Reinforced Plastic | Safe Suction (Euro)
9069122 | 1 |  |  | yes |  | yes | Removed from Ground | Used Oil | 550 | Bare Steel | 1986-10-01 | Galvanized Steel | Gravity Fed
9069125 | 1 | [5 empty] | Removed from Ground | Diesel | 5000 | Bare Steel | 1984-05-16 | Galvanized Steel
9069125 | 2 | [5 empty] | Removed from Ground | Gas (Historical Use) | 10000 | Bare Steel | 1984-05-16 | Galvanized Steel
9069125 | 3 |  |  | yes |  | yes | Removed from Ground | Used Oil | 1000 | Bare Steel | 1984-05-16 | Galvanized Steel
9069126 | D | Ball Float | 1990-10-01 |  | 1990-10-01 | yes | Currently in Use | Diesel | 6000 | Fiberglass Double Walled | 1990-10-01 | Fiberglass Reinforced Plastic | Pressurized
9069126 | U | Ball Float | 1990-10-01 |  | 1990-10-01 | yes | Currently in Use | Gas (Historical Use) | 10000 | Fiberglass Double Walled | 1990-10-01 | Fiberglass Reinforced Plastic | Pressurized
9069126 | WO | Flapper Valve | 1995-05-01 | yes | 1990-10-01 | yes | Currently in Use | Used Oil | 550 | Fiberglass Double Walled | 1990-10-01 | Fiberglass Reinforced Plastic
9069127 | 1 | [5 empty] | Removed from Ground | Diesel | 1000 | Marked Unknown | 1989-01-01 | Unknown | Suction (American)
9069127 | 2 | [5 empty] | Removed from Ground | Gas (Historical Use) | 2000 | Marked Unknown | 1989-01-01 | Unknown | Suction (American)
9069128 | 1 | Flapper Valve | 2008-05-08 |  | 1989-06-01 |  | Temporarily out of use | Gas (Historical Use) | 1000 | Fiberglass | 1989-06-01 | Fiberglass Reinforced Plastic | Safe Suction (Euro)
9069128 | 2 | Flapper Valve | 2005-05-08 | no | 1989-06-01 | no | Currently in Use | Diesel | 1000 | Fiberglass | 1989-06-01 | Fiberglass Reinforced Plastic | Safe Suction (Euro)
9069129 | 1 | Ball Float | 1991-09-01 | no | 1991-09-01 | no | Currently in Use | Gas (Historical Use) | 6000 | Galvanic (STIP-3) | 1991-09-01 | Fiberglass Reinforced Plastic | Pressurized
9069129 | 2A | Ball Float | 1991-09-01 | no | 1991-09-01 | no | Currently in Use | Gas (Historical Use) | 6000 | Galvanic (STIP-3) | 1991-09-01 | Fiberglass Reinforced Plastic | Pressurized
9069129 | 2B | Ball Float | 1991-09-01 | no | 1991-09-01 | no | Currently in Use | Gas (Historical Use) | 6000 | Galvanic (STIP-3) | 1991-09-01 | Fiberglass Reinforced Plastic | Pressurized
9069129 | 3 | Ball Float | 1991-09-01 | no | 1991-09-01 | no | Currently in Use | Diesel | 4000 | Galvanic (STIP-3) | 1991-09-01 | Fiberglass Reinforced Plastic | Pressurized
9069129 | 4 | Ball Float | 1991-09-01 | no | 1991-09-01 | no | Currently in Use | Diesel | 2000 | Galvanic (STIP-3) | 1991-09-01 | Fiberglass Reinforced Plastic | Pressurized
9069130 | 1 |  | 1999-11-01 |  | 1999-11-01 |  | Removed from Ground | Gas (Historical Use) | 6110 | Galvanic (STIP-3) | 1999-05-22 | Cathodically Protected | Suction (American)
9069130 | 2 |  | 1999-11-01 |  | 1999-11-01 |  | Removed from Ground | Diesel | 1036 | Galvanic (STIP-3) | 1999-05-22 | Cathodically Protected | Suction (American)
9069130 | 3 |  | 1999-11-01 |  | 1999-11-01 |  | Removed from Ground | Used Oil | 3000 | Galvanic (STIP-3) | 1999-05-22 | Cathodically Protected | Suction (American)
9069130 | 4 |  | 1999-11-01 |  | 1999-11-01 |  | Removed from Ground | Diesel | 1036 | Galvanic (STIP-3) | 1999-05-22 | Cathodically Protected | Suction (American)
9069130 | 5 |  |  | no |  | no | Removed from Ground | Gas (Historical Use) | 1000 | Unknown | 2005-09-28 | Unknown
9069132 | 5 | Ball Float | 2004-06-01 | no | 2004-06-01 | no | Currently in Use | Gas (Historical Use) | 8000 | Epoxy | 2004-06-01 | Fiberglass Reinforced Plastic | Pressurized
9069132 | 6A | Ball Float | 2004-06-01 | no | 2004-06-01 | no | Currently in Use | Gas (Historical Use) | 4000 | Epoxy | 2004-06-01 | Fiberglass Reinforced Plastic | Pressurized
9069132 | 6B | Ball Float | 2004-06-01 | no | 2004-06-01 | no | Currently in Use | Diesel | 6000 | Epoxy | 2004-06-01 | Fiberglass Reinforced Plastic | Pressurized
9069132 | DIESEL |  | 1998-08-01 |  | 1998-08-01 |  | Removed from Ground | Diesel | 1000 | Steel-Impressed Current | 1999-01-25 | Cathodically Protected | Suction (American)
9069132 | PREM |  | 1998-08-01 |  | 1998-08-01 |  | Removed from Ground | Gas (Historical Use) | 1000 | Steel-Impressed Current | 1999-01-25 | Cathodically Protected | Suction (American)
9069132 | REG1 |  | 1998-08-01 |  | 1998-08-01 |  | Removed from Ground | Gas (Historical Use) | 6000 | Steel-Impressed Current | 1999-01-25 | Cathodically Protected | Suction (American)
9069132 | REG2 |  | 1998-08-01 |  | 1998-08-01 |  | Removed from Ground | Gas (Historical Use) | 5000 | Steel-Impressed Current | 1999-01-25 | Cathodically Protected | Suction (American)
9069133 | DIESEL |  | 1999-10-01 |  | 1992-06-20 |  | Currently in Use | Diesel | 6000 | Steel-Impressed Current | 1992-06-20 | Steel (Impressed Current) | Safe Suction (Euro)
9069133 | PREM |  | 1999-10-01 |  | 1998-07-01 |  | Currently in Use | Gas (Historical Use) | 2000 | Steel-Impressed Current | 1999-10-01 | Steel (Impressed Current) | Pressurized
9069133 | REG1 |  | 1999-10-01 |  | 1998-07-01 |  | Currently in Use | Gas (Historical Use) | 6000 | Steel-Impressed Current | 1999-10-01 | Steel (Impressed Current) | Pressurized
9069133 | REG2 |  | 1999-10-01 |  | 1998-07-01 |  | Currently in Use | Diesel | 5000 | Steel-Impressed Current | 1999-10-01 | Steel (Impressed Current) | Safe Suction (Euro)
9069134 | 1 | Flapper Valve | 1996-07-01 |  | 1996-07-01 |  | Currently in Use | Gas (Historical Use) | 8000 | Galvanic (STIP-3) | 1986-04-01 | Double-Walled Fiberglass | Pressurized
9069134 | 2 | Flapper Valve | 1996-07-01 |  | 1996-07-01 |  | Currently in Use | Gas (Historical Use) | 8000 | Galvanic (STIP-3) | 1986-04-01 | Double-Walled Fiberglass | Pressurized
9069134 | 3 | Flapper Valve | 1996-07-01 |  | 1996-07-01 |  | Currently in Use | Gas (Historical Use) | 8000 | Galvanic (STIP-3) | 1986-04-01 | Double-Walled Fiberglass | Pressurized
9069134 | 4 | Flapper Valve | 1996-07-01 |  | 1996-07-01 |  | Currently in Use | Diesel | 8000 | Galvanic (STIP-3) | 1986-04-01 | Double-Walled Fiberglass | Pressurized
9069134 | 5 | Flapper Valve | 1996-07-01 |  | 1996-07-01 |  | Currently in Use | Other | 6000 | Epoxy | 1996-07-01 | Double-Walled Fiberglass | Pressurized
9069137 | 1 | Flapper Valve | 1988-11-01 |  | 1988-11-01 |  | Temporarily out of use | Gas (Historical Use) | 4010 | Galvanic (STIP-3) | 1988-11-01 | Flex | Suction (American)
9069137 | 2 | Flapper Valve | 1988-11-01 |  | 1988-11-01 |  | Temporarily out of use | Gas (Historical Use) | 4010 | Galvanic (STIP-3) | 1988-01-01 | Flex | Suction (American)
9069137 | 3 | Flapper Valve | 1988-11-01 |  | 1988-11-01 |  | Temporarily out of use | Diesel | 3010 | Galvanic (STIP-3) | 1988-01-01 | Flex | Suction (American)
9069138 | 1 | Flapper Valve | 1993-01-01 | no | 1993-01-01 | no | Currently in Use | Diesel | 10000 | Fiberglass Double Walled | 1993-01-01 | Double-Walled Fiberglass | Safe Suction (Euro)
9069139 | 1 | [5 empty] | Removed from Ground | Gas (Historical Use) | 8000 | Bare Steel | 1981-01-01 | Galvanized Steel | Pressurized
9069139 | 2 | [5 empty] | Removed from Ground | Gas (Historical Use) | 6000 | Bare Steel | 1981-01-01 | Galvanized Steel | Pressurized
9069139 | 3 | [5 empty] | Removed from Ground | Gas (Historical Use) | 6000 | Bare Steel | 1981-01-01 | Galvanized Steel | Pressurized
9069139 | 4 | Ball Float | 1999-05-25 | no | 1999-05-25 | no | Currently in Use | Gas (Historical Use) | 15000 | Fiberglass | 1999-05-25 | Fiberglass Reinforced Plastic | Pressurized
9069139 | 5 | Ball Float | 1999-05-25 | no | 1999-05-25 | no | Currently in Use | Gas (Historical Use) | 10000 | Fiberglass | 1999-05-25 | Fiberglass Reinforced Plastic | Pressurized
9069142 | 1 | [5 empty] | Removed from Ground | Gas (Historical Use) | 0 | Cathodically Protected Steel | 1987-01-01 | Not Marked
9069143 | DIESEL |  | 1998-07-01 |  | 1998-07-01 |  | Removed from Ground | Diesel | 10000 | Steel-Impressed Current | 1984-01-01 | Cathodically Protected | Suction (American)
9069143 | REGULAR |  | 1998-07-01 |  | 1998-07-01 |  | Removed from Ground | Gas (Historical Use) | 1000 | Steel-Impressed Current | 1984-01-01 | Cathodically Protected | Suction (American)
9069146 | 1 | [5 empty] | Removed from Ground | Gas (Historical Use) | 6110 | Bare Steel | 1999-01-01 | Bare Steel | Suction (American)
9069146 | 2 | [5 empty] | Removed from Ground | Gas (Historical Use) | 6110 | Bare Steel | 1999-01-01 | Bare Steel | Suction (American)
9069147 | 1 | [5 empty] | Removed from Ground | Gas (Historical Use) | 500 | Bare Steel | 1982-10-05 | Galvanized Steel | Suction (American)
9069148 | 1 | Flapper Valve | 1995-10-01 |  | 1995-10-01 |  | Removed from Ground | Gas (Historical Use) | 4000 | Galvanic (STIP-3) | 1987-06-02 | Fiberglass Reinforced Plastic | Safe Suction (Euro)
9069149 | 2 | [5 empty] | Removed from Ground | Diesel | 10000 | Bare Steel | 1980-01-01 | Galvanized Steel | Safe Suction (Euro)
9069149 | 3 | [5 empty] | Removed from Ground | Gas (Historical Use) | 12000 | Bare Steel | 1980-01-01 | Galvanized Steel | Safe Suction (Euro)
9069150 | 1 |  |  | yes |  | yes | Removed from Ground | Used Oil | 1000 | Marked Unknown | 1995-09-11 | Unknown
9069150 | 2 |  |  | no |  | no | Removed from Ground |  | 4000 | Unknown | 2007-11-01 | Unknown
9069151 | 1 | Flapper Valve | 1998-10-15 |  | 1998-10-15 |  | Removed from Ground | Gas (Historical Use) | 550 | Galvanic (STIP-3) | 1986-12-31 | Galvanized Steel | Safe Suction (Euro)
9069152 | 1 | Ball Float | 1995-07-20 | no | 1995-07-20 | no | Currently in Use | Regular | 10000 | Galvanic (STIP-3) | 1995-07-20 | Fiberglass Reinforced Plastic | Pressurized
9069152 | 2 | Ball Float | 1995-07-20 | no | 1995-07-20 | no | Currently in Use | Premium | 10000 | Galvanic (STIP-3) | 1995-07-20 | Fiberglass Reinforced Plastic | Pressurized
9069152 | 3 | Ball Float | 1995-07-20 | no | 1995-07-20 | no | Currently in Use | Diesel | 6000 | Galvanic (STIP-3) | 1995-07-20 | Fiberglass Reinforced Plastic | Pressurized
9069153 | 1 | Ball Float | 1995-06-29 | no | 1995-06-29 | no | Currently in Use | E-0 | 10000 | Composite | 1995-06-29 | Fiberglass Reinforced Plastic | Pressurized
9069153 | 2 | Ball Float | 1995-06-29 | no | 1995-06-29 | no | Currently in Use | Premium | 10000 | Composite | 1995-06-29 | Fiberglass Reinforced Plastic | Pressurized
9069153 | 3 | Ball Float | 1995-06-29 | no | 1995-06-29 | no | Closed in Ground | Diesel | 6000 | Composite | 1995-06-29 | Fiberglass Reinforced Plastic | Pressurized
9069155 | 1 | Ball Float | 1992-08-15 | no | 1992-08-15 | no | Currently in Use | Regular | 10000 | Fiberglass | 1992-01-01 | Fiberglass Reinforced Plastic | Pressurized
9069155 | 2 | Ball Float | 1992-08-15 | no | 1992-08-15 | no | Temporarily out of use | Plus | 10000 | Fiberglass | 1992-01-01 | Fiberglass Reinforced Plastic | Pressurized
9069155 | 3 | Ball Float | 1992-08-15 | no | 1992-08-15 | no | Currently in Use | Premium | 10000 | Fiberglass | 1992-01-01 | Fiberglass Reinforced Plastic | Pressurized
9069155 | 4 | Ball Float | 1992-08-15 | no | 1992-08-15 | no | Currently in Use | Diesel | 6000 | Fiberglass | 1992-01-01 | Fiberglass Reinforced Plastic | Pressurized
9069155 | 5 | Ball Float | 1992-08-15 | no | 1992-08-15 | no | Currently in Use | Kerosene | 2000 | Fiberglass | 1992-01-01 | Fiberglass Reinforced Plastic | Pressurized
9069156 | 1 | [5 empty] | Removed from Ground | Gas (Historical Use) | 1000 | Bare Steel | 1998-11-16 | Galvanized Steel | Safe Suction (Euro)
9069157 | 1 | [5 empty] | Removed from Ground | Gas (Historical Use) | 1000 | Epoxy | 1985-01-01 | Galvanized Steel | Suction (American)
9069157 | 2 | [5 empty] | Removed from Ground | Diesel | 3000 | Epoxy | 1985-01-01 | Galvanized Steel | Suction (American)
9069158 | 1 |  | 1989-06-18 |  | 1989-06-18 |  | Removed from Ground | Gas (Historical Use) | 6000 | Cathodically Protected Steel | 1989-06-18 | Fiberglass Reinforced Plastic | Pressurized
9069158 | 2 |  | 1989-06-18 |  | 1989-06-18 |  | Removed from Ground | Gas (Historical Use) | 6000 | Cathodically Protected Steel | 1989-06-18 | Fiberglass Reinforced Plastic | Pressurized
9069158 | 3 |  | 1989-06-18 |  | 1989-06-18 |  | Removed from Ground | Gas (Historical Use) | 6000 | Cathodically Protected Steel | 1989-06-18 | Fiberglass Reinforced Plastic | Pressurized
9069160 | 1 | [5 empty] | Removed from Ground | Gas (Historical Use) | 6000 | Bare Steel | 1986-02-10 | Unknown | Gravity Fed
9069160 | 2 | [5 empty] | Removed from Ground | Gas (Historical Use) | 6000 | Bare Steel | 1986-02-10 | Unknown | Gravity Fed
9069160 | 3 | Flapper Valve | 1997-01-29 | no | 1997-01-29 | no | Currently in Use | Regular | 10000 | Steel-Impressed Current | 1986-02-10 | Steel (Impressed Current) | Safe Suction (Euro)
9069160 | 4 | [5 empty] | Removed from Ground | Diesel | 5000 | Bare Steel | 1986-02-10 | Unknown | Gravity Fed
9069160 | 5 |  |  | yes |  | yes | Removed from Ground | Used Oil | 2700 | Bare Steel | 1986-02-10 | Unknown | Gravity Fed
9069161 | 1 | [5 empty] | Removed from Ground | Gas (Historical Use) | 500 | Bare Steel | 1970-01-01 | Galvanized Steel | Suction (American)
9069162 | 1 | [5 empty] | Currently in Use | Diesel | 550 | Not Marked/Unknown |  | Not Marked
9069164 | 1 | Flapper Valve | 2001-02-15 |  | 2001-02-15 |  | Closed in Ground | Gas (Historical Use) | 1000 | Galvanic (STIP-3) | 1989-12-01 | Flex | Safe Suction (Euro)
9069165 | 1 | Ball Float | 1995-09-01 | no | 1995-09-01 | no | Currently in Use | Gas (Historical Use) | 10000 | Composite Double Walled | 1995-09-01 | Double-Walled Flex | Pressurized
9069165 | 2 | Ball Float | 1995-09-01 | no | 1995-09-01 | no | Currently in Use | Gas (Historical Use) | 10000 | Composite Double Walled | 1995-09-01 | Double-Walled Flex | Pressurized
9069165 | 3 | Ball Float | 1995-09-01 | no | 1995-09-01 | no | Currently in Use | Gas (Historical Use) | 12000 | Composite Double Walled | 1995-09-01 | Double-Walled Flex | Pressurized
9069165 | 4 | Ball Float | 1995-09-01 | no | 1995-09-01 | no | Currently in Use | Diesel | 4000 | Composite Double Walled | 1995-09-01 | Double-Walled Flex | Pressurized
9069166 | 1 | [5 empty] | Removed from Ground | Gas (Historical Use) | 10000 | Fiberglass | 1987-01-01 | Galvanized Steel | Suction (American)
9069166 | 2 | [5 empty] | Removed from Ground | Gas (Historical Use) | 6000 | Fiberglass | 1987-01-01 | Galvanized Steel | Suction (American)
9069166 | 3 | [5 empty] | Removed from Ground | Gas (Historical Use) | 1000 | Bare Steel | 1948-01-01 | Galvanized Steel | Suction (American)
9069166 | 4 | [5 empty] | Removed from Ground | Gas (Historical Use) | 1000 | Bare Steel | 1948-01-01 | Galvanized Steel | Suction (American)
9069166 | 5 | [5 empty] | Removed from Ground | Diesel | 500 | Bare Steel | 1948-01-01 | Galvanized Steel | Suction (American)
9069167 | 1 | [5 empty] | Removed from Ground | Gas (Historical Use) | 0 | Not Marked/Unknown | 1995-08-19 | Not Marked
9069168 | 801 | Ball Float | 1995-09-25 |  | 1995-09-25 |  | Currently in Use | Gas (Historical Use) | 12000 | Composite | 1995-09-25 | Fiberglass Reinforced Plastic | Pressurized
9069168 | 802 | Flapper Valve | 1995-09-25 | no | 1995-09-25 | no | Currently in Use | Regular | 12000 | Composite | 1995-09-25 | Fiberglass Reinforced Plastic | Pressurized
9069168 | 803 | Ball Float | 1995-09-25 |  | 1995-09-25 |  | Currently in Use | Diesel | 8000 | Composite | 1995-09-25 | Fiberglass Reinforced Plastic | Pressurized
9069170 | 1 | [5 empty] | Removed from Ground | Gas (Historical Use) | 20000 | Marked Unknown | 1995-10-23 | Unknown
9069170 | 2 | [5 empty] | Removed from Ground | Gas (Historical Use) | 20000 | Marked Unknown | 1995-10-23 | Unknown
9069172 | 1 | Ball Float | 1995-12-01 | no | 1995-12-01 | no | Currently in Use | Regular | 12000 | Epoxy | 1995-12-01 | Double-Walled Flex | Pressurized
9069172 | 2 | Ball Float | 1995-12-01 | no | 1995-12-01 | no | Currently in Use | Regular | 10000 | Epoxy | 1995-12-01 | Double-Walled Flex | Pressurized
9069172 | 3 | Ball Float | 1995-12-01 | no | 1995-12-01 | no | Currently in Use | Premium | 10000 | Epoxy | 1995-12-01 | Fiberglass Reinforced Plastic | Pressurized
9069172 | 4A | Ball Float | 1995-12-01 | no | 1995-12-01 | no | Currently in Use | Diesel | 17000 | Epoxy | 1995-12-01 | Double-Walled Flex | Pressurized
9069172 | 4B | Ball Float | 1995-12-01 | no | 1995-12-01 | no | Currently in Use | Kerosene | 3000 | Epoxy | 1995-12-01 | Double-Walled Flex | Pressurized
9069172 | 5 | Ball Float | 1995-12-01 | no | 1995-12-01 | no | Currently in Use | Diesel On Road | 5000 | Epoxy | 1995-12-01 | Double-Walled Flex | Pressurized
9069176 | DUMMY | [5 empty] | Removed from Ground | Gas (Historical Use) | 0 | Not Marked/Unknown | 1988-01-01 | Not Marked
9069180 | 1 | [5 empty] | Removed from Ground | Diesel | 2000 | Not Marked/Unknown | 1996-04-22 | Not Marked
9069181 | 1A | Flapper Valve | 1996-03-02 |  | 1996-03-02 |  | Removed from Ground | Gas (Historical Use) | 12000 | Fiberglass | 1996-03-02 | Double-Walled Flex | Pressurized
9069181 | 1B | Flapper Valve | 1996-03-02 |  | 1996-03-02 |  | Removed from Ground | Gas (Historical Use) | 12000 | Fiberglass | 1996-03-02 | Double-Walled Flex | Pressurized
9069181 | 2 | Flapper Valve | 1996-03-02 |  | 1996-03-02 |  | Removed from Ground | Gas (Historical Use) | 12000 | Fiberglass | 1996-03-02 | Double-Walled Flex | Pressurized
9069181 | 3 | Flapper Valve | 1996-03-02 |  | 1996-03-02 |  | Removed from Ground | Diesel | 8000 | Fiberglass | 1996-03-02 | Double-Walled Flex | Pressurized
9069181 | 4 |  | 2015-06-01 | no | 2015-06-24 | no | Currently in Use | Gas (Historical Use) | 20000 | Fiberglass Double Walled | 2015-04-01 | Double-Walled Fiberglass | Pressurized
9069181 | 5 |  | 2015-06-01 | no | 2015-06-24 | no | Currently in Use | Gas (Historical Use) | 20000 | Fiberglass Double Walled | 2015-04-01
9069181 | 6A |  | 2015-06-01 | no | 2015-06-24 | no | Temporarily out of use | Other | 10000 | Fiberglass Double Walled | 2015-04-01
9069181 | 6B |  | 2015-06-01 | no | 2015-06-24 | no | Currently in Use | Gas (Historical Use) | 9500 | Fiberglass Double Walled | 2015-04-01 | Double-Walled Fiberglass | Pressurized
9069181 | 7 |  | 2015-06-01 | no | 2015-06-24 | no | Currently in Use | Diesel | 12000 | Fiberglass Double Walled | 2015-04-01 | Double-Walled Fiberglass | Pressurized
9069182 | 1 | Ball Float | 1996-02-01 |  | 1996-02-01 |  | Currently in Use | Gas (Historical Use) | 12000 | Epoxy | 1996-02-01 | Fiberglass Reinforced Plastic | Pressurized
9069182 | 2 | Ball Float | 1996-02-01 |  | 1996-02-01 |  | Currently in Use | Gas (Historical Use) | 8000 | Epoxy | 1996-02-01 | Fiberglass Reinforced Plastic | Pressurized
9069182 | 3 | Ball Float | 1996-02-01 |  | 1996-02-01 |  | Currently in Use | Diesel | 8000 | Epoxy | 1996-02-01 | Fiberglass Reinforced Plastic | Pressurized
9069183 | 1 | Ball Float | 1996-04-01 |  | 1996-04-01 |  | Currently in Use | Gas (Historical Use) | 8000 | Galvanic (STIP-3) | 1996-04-01 | Fiberglass Reinforced Plastic | Pressurized
9069183 | 2 | Ball Float | 1996-04-01 |  | 1996-04-01 |  | Currently in Use | Gas (Historical Use) | 8000 | Galvanic (STIP-3) | 1996-04-01 | Fiberglass Reinforced Plastic | Pressurized
9069183 | 3 | Ball Float | 1996-04-01 |  | 1996-04-01 |  | Currently in Use | Diesel | 6000 | Galvanic (STIP-3) | 1996-04-01 | Fiberglass Reinforced Plastic | Pressurized
9069184 | 1 | Ball Float | 1996-04-01 | no | 1996-04-01 | no | Currently in Use | Regular | 8000 | Galvanic (STIP-3) | 1996-04-01 | Fiberglass Reinforced Plastic | Pressurized
9069184 | 2 | Ball Float | 1996-04-01 | no | 1996-04-01 | no | Currently in Use | Premium | 8000 | Galvanic (STIP-3) | 1996-04-01 | Fiberglass Reinforced Plastic | Pressurized
9069184 | 3 | Ball Float | 1996-04-01 | no | 1996-04-01 | no | Currently in Use | Diesel | 6000 | Galvanic (STIP-3) | 1996-04-01 | Fiberglass Reinforced Plastic | Pressurized
9069185 | 1 | Ball Float | 1996-06-26 |  | 1996-06-26 |  | Currently in Use | Gas (Historical Use) | 12000 | Epoxy | 1996-06-26 | Flex | Pressurized
9069185 | 2 | Ball Float | 1996-06-26 |  | 1996-06-26 |  | Currently in Use | Gas (Historical Use) | 10000 | Epoxy | 1996-06-26 | Flex | Pressurized
9069185 | 3 | Ball Float | 1996-06-26 |  | 1996-06-26 |  | Currently in Use | Gas (Historical Use) | 10000 | Epoxy | 1996-06-26 | Flex | Pressurized
9069186 | 1 | [5 empty] | Removed from Ground | Gas (Historical Use) | 6000 | Bare Steel | 1996-09-12 | Galvanized Steel | Gravity Fed
9069186 | 2 | [5 empty] | Removed from Ground | Diesel | 6000 | Bare Steel | 1996-09-12 | Galvanized Steel | Gravity Fed
9069186 | 3 | [5 empty] | Removed from Ground | Diesel | 6000 | Bare Steel | 1996-09-12 | Galvanized Steel | Gravity Fed
9069187 | 1 | [5 empty] | Removed from Ground | Gas (Historical Use) | 1000 | Not Marked/Unknown | 1996-09-11 | Not Marked
9069187 | 2 | [5 empty] | Removed from Ground | Gas (Historical Use) | 1000 | Not Marked/Unknown | 1996-09-11 | Not Marked
9069189 | 1 | Ball Float | 1996-07-20 |  | 1996-07-20 |  | Currently in Use | Diesel | 10000 | Composite | 1996-07-20 | Double-Walled Fiberglass | Pressurized
9069190 | 1 | Ball Float | 1996-09-06 | no | 1996-09-06 | no | Currently in Use | Gas (Historical Use) | 12000 | Fiberglass Double Walled | 1996-09-06 | Double-Walled Flex | Pressurized
9069190 | 2 | Ball Float | 1996-09-06 | no | 1996-09-06 | no | Currently in Use | Gas (Historical Use) | 12000 | Fiberglass Double Walled | 1996-09-06 | Double-Walled Flex | Pressurized
9069190 | 3 | Ball Float | 1996-09-06 | no | 1996-09-06 | no | Currently in Use | Diesel | 12000 | Fiberglass Double Walled | 1996-09-06 | Double-Walled Flex | Pressurized
9069190 | 4 | Flapper Valve | 1996-09-06 | no | 1996-09-06 | no | Currently in Use | Kerosene | 2000 | Fiberglass Double Walled | 1996-09-06 | Fiberglass Reinforced Plastic | Safe Suction (Euro)
9069192 | 1 | Flapper Valve | 1993-02-20 | no | 1993-02-20 | no | Temporarily out of use | Gas (Historical Use) | 2000 | Galvanic (STIP-3) | 1993-02-01 | Fiberglass Reinforced Plastic | Safe Suction (Euro)
9069192 | 2 | Flapper Valve | 1993-02-20 | no | 1993-02-20 | no | Temporarily out of use | Gas (Historical Use) | 2000 | Galvanic (STIP-3) | 1993-02-01 | Fiberglass Reinforced Plastic | Safe Suction (Euro)
9069193 | 1 | [5 empty] | Removed from Ground | Gas (Historical Use) | 0 | Not Marked/Unknown | 1996-12-26 | Not Marked
9069193 | 2 | [5 empty] | Removed from Ground | Diesel | 0 | Not Marked/Unknown | 1996-12-26 | Not Marked
9069194 | 1 | [5 empty] | Removed from Ground | Gas (Historical Use) | 550 | Not Marked/Unknown | 1999-01-28 | Not Marked
9069195 | T-1 | [5 empty] | Removed from Ground | Gas (Historical Use) | 550 | Not Marked/Unknown | 1996-11-18 | Not Marked
9069195 | T-2 | [5 empty] | Removed from Ground | Gas (Historical Use) | 550 | Not Marked/Unknown | 1996-11-18 | Not Marked
9069196 | 1 | [5 empty] | Removed from Ground | Gas (Historical Use) | 10000 | Bare Steel | 1997-05-01 | Bare Steel | Safe Suction (Euro)
9069196 | 2 | [5 empty] | Removed from Ground | Gas (Historical Use) | 10000 | Bare Steel | 1997-05-01 | Bare Steel | Safe Suction (Euro)
9069196 | 3 | [5 empty] | Removed from Ground | Gas (Historical Use) | 10000 | Bare Steel | 1997-05-01 | Bare Steel | Safe Suction (Euro)
9069197 | 1 | [5 empty] | Removed from Ground | Other | 500 | Not Marked/Unknown | 1997-10-28 | Not Marked
9069197 | 2 | [5 empty] | Removed from Ground | Other | 500 | Not Marked/Unknown | 1997-10-28 | Not Marked
9069198 | 1 | [5 empty] | Removed from Ground | Gas (Historical Use) | 1000 | Bare Steel | 1998-04-14 | Not Marked | Suction (American)
9069198 | 2 | [5 empty] | Removed from Ground | Gas (Historical Use) | 1000 | Bare Steel | 1998-04-14 | Not Marked | Suction (American)
9069199 | 1 | [5 empty] | Removed from Ground | Gas (Historical Use) | 6000 | Not Marked/Unknown | 1988-10-01 | Not Marked
9069199 | 2 | [5 empty] | Removed from Ground | Gas (Historical Use) | 4000 | Not Marked/Unknown | 1988-10-01 | Not Marked
9069199 | 3 | [5 empty] | Removed from Ground | Gas (Historical Use) | 3000 | Not Marked/Unknown | 1988-10-01 | Not Marked
9069199 | 4 | [5 empty] | Removed from Ground | Diesel | 1000 | Not Marked/Unknown | 1988-10-01 | Not Marked
9069200 | 1 | [5 empty] | Removed from Ground | Diesel | 1000 | Bare Steel | 1984-06-01 | Bare Steel | Suction (American)
9069200 | 2 | Flapper Valve | 1997-12-12 |  | 1997-12-12 |  | Removed from Ground | Diesel | 1000 | Tank Jacket | 1997-12-12 | Fiberglass Reinforced Plastic | Safe Suction (Euro)
9069201 | 1 | Flapper Valve | 1997-02-17 | no | 1997-02-17 | no | Currently in Use | Gas (Historical Use) | 12000 | Fiberglass | 1997-02-07 | Double-Walled Flex | Pressurized
9069201 | 2 | Flapper Valve | 1997-02-17 | no | 1997-02-17 | no | Currently in Use | Gas (Historical Use) | 12000 | Fiberglass | 1997-02-07 | Double-Walled Flex | Pressurized
9069201 | 3 | Flapper Valve | 1997-02-17 | no | 1997-02-17 | no | Currently in Use | Gas (Historical Use) | 12000 | Fiberglass | 1997-02-07 | Double-Walled Flex | Pressurized
9069201 | 4 | Flapper Valve | 1997-02-17 | no | 1997-02-17 | no | Currently in Use | Diesel | 8000 | Fiberglass | 1997-02-07 | Double-Walled Flex | Pressurized
9069202 | 1 | [5 empty] | Removed from Ground | Diesel | 1000 | Bare Steel | 1997-12-02 | Galvanized Steel | Suction (American)
9069202 | 2 | [5 empty] | Removed from Ground | Diesel | 1000 | Bare Steel | 1997-12-12 | Galvanized Steel | Suction (American)
9069202 | 3 | [5 empty] | Removed from Ground | Diesel | 1000 | Bare Steel | 1997-12-02 | Galvanized Steel | Suction (American)
9069203 | 1A |  | 1997-06-01 | no | 1997-06-01 | no | Temporarily out of use | Diesel | 12000 | Fiberglass | 1997-06-01 | Flex | Pressurized
9069203 | 1B |  | 1997-06-01 | no | 1997-06-01 | no | Temporarily out of use | Gas (Historical Use) | 3000 | Fiberglass | 1997-06-01 | Flex | Pressurized
9069204 | 1 | [5 empty] | Removed from Ground | Gas (Historical Use) | 2000 | Not Marked/Unknown | 1998-01-29 | Not Marked
9069204 | 2 | [5 empty] | Removed from Ground | Gas (Historical Use) | 2000 | Not Marked/Unknown | 1998-01-29 | Not Marked
9069204 | 3 | [5 empty] | Removed from Ground | Gas (Historical Use) | 2000 | Not Marked/Unknown | 1998-01-29 | Not Marked
9069205 | 1 | [5 empty] | Removed from Ground | Gas (Historical Use) | 7000 | Not Marked/Unknown | 1998-02-19 | Not Marked
9069205 | 2 | [5 empty] | Removed from Ground | Gas (Historical Use) | 7000 | Not Marked/Unknown | 1998-02-19 | Not Marked
9069205 | 3 | [5 empty] | Removed from Ground | Gas (Historical Use) | 3500 | Not Marked/Unknown | 1998-02-19 | Not Marked
9069206 | 1 | Ball Float | 1998-01-01 |  | 1998-01-01 |  | Currently in Use | Gas (Historical Use) | 15000 | Composite Double Walled | 1998-01-01 | Double-Walled Fiberglass | Pressurized
9069206 | 2 | Ball Float | 1998-01-01 |  | 1998-01-01 |  | Currently in Use | Diesel | 12000 | Composite Double Walled | 1998-01-01 | Double-Walled Fiberglass | Pressurized
9069206 | 3 | Ball Float | 1998-01-01 |  | 1998-01-01 |  | Currently in Use | Gas (Historical Use) | 12000 | Composite Double Walled | 1998-01-01 | Double-Walled Fiberglass | Pressurized
9069207 | 1 | [5 empty] | Permanently Out of Use - historical purposes | Gas (Historical Use) | 1000 | Bare Steel |  | Bare Steel | Suction (American)
9069207 | 2 | [5 empty] | Permanently Out of Use - historical purposes | Gas (Historical Use) | 3000 | Bare Steel |  | Bare Steel | Suction (American)
9069208 | 1 | [5 empty] | Closed in Ground | Gas (Historical Use) | 0 | Not Marked/Unknown | 1981-01-01 | Not Marked
9069209 | 1 | [5 empty] | Removed from Ground | Diesel | 1000 | Bare Steel | 1967-01-01 | Bare Steel | Safe Suction (Euro)
9069209 | 2 | [5 empty] | Removed from Ground | Gas (Historical Use) | 1000 | Bare Steel | 1967-01-01 | Bare Steel | Safe Suction (Euro)
9069210 | 1 | [5 empty] | Removed from Ground | Gas (Historical Use) | 1000 | Not Marked/Unknown | 1998-07-21 | Not Marked
9069210 | 2 | [5 empty] | Removed from Ground | Gas (Historical Use) | 1000 | Not Marked/Unknown | 1998-07-21 | Not Marked
9069211 | 1 | [5 empty] | Removed from Ground | Gas (Historical Use) | 500 | Bare Steel | 1998-08-21 | Bare Steel
9069211 | 2 | [5 empty] | Removed from Ground | Gas (Historical Use) | 500 | Bare Steel | 1998-08-21 | Bare Steel
9069212 | 1 | Ball Float | 1997-10-01 |  | 1997-10-01 |  | Currently in Use | Gas (Historical Use) | 12000 | Composite | 1997-10-01 | Fiberglass Reinforced Plastic | Pressurized
9069212 | 2A | Ball Float | 1997-10-01 |  | 1997-10-01 |  | Currently in Use | Gas (Historical Use) | 8000 | Composite | 1997-10-01 | Fiberglass Reinforced Plastic | Pressurized
9069212 | 2B | Ball Float | 1997-10-01 |  | 1997-10-01 |  | Currently in Use | Diesel | 4000 | Composite | 1997-10-01 | Fiberglass Reinforced Plastic | Pressurized
9069213 | 1 |  | 1998-12-03 |  | 1998-12-03 |  | Removed from Ground | Diesel | 20000 | Steel-Impressed Current | 1998-12-03 | Cathodically Protected | Suction (American)
9069213 | 2 | [5 empty] | Removed from Ground | Diesel | 550 | Bare Steel | 2000-11-13 | Not Marked
9069213 | 3 | Flapper Valve | 2003-01-01 | no | 2003-01-01 | no | Currently in Use | Diesel | 20000 | Composite Double Walled | 2003-01-01 | Double-Walled Flex | Pressurized
9069213 | 4 |  | 2006-07-01 | no | 2006-07-01 | no | Currently in Use | Diesel | 40000 | Composite Double Walled | 2006-06-16 | Double-Walled Flex | Pressurized
9069214 | 1 | Flapper Valve | 1998-11-01 | no | 1998-11-01 | no | Currently in Use | Diesel | 1000 | Fiberglass Double Walled | 1998-11-01 | Double-Walled Fiberglass | Pressurized
9069215 | 1 | Flapper Valve | 1999-02-03 |  | 1999-02-03 |  | Currently in Use | Gas (Historical Use) | 3000 | Fiberglass | 1999-02-03 | Fiberglass Reinforced Plastic | Safe Suction (Euro)
9069215 | 2 | Flapper Valve | 1999-02-03 |  | 1999-02-03 |  | Currently in Use | Diesel | 6000 | Fiberglass | 1999-02-03 | Fiberglass Reinforced Plastic | Safe Suction (Euro)
9069216 | 1 | [5 empty] | Removed from Ground | Gas (Historical Use) | 25 | Bare Steel | 1972-01-01 | Copper | Suction (American)
9069217 | 1 | [5 empty] | Removed from Ground | Diesel | 2000 | Bare Steel | 1966-01-01 | Unknown | Suction (American)
9069218 | 1 | [5 empty] | Removed from Ground | Gas (Historical Use) | 0 | Marked Unknown |  | Unknown
9069218 | 2 | [5 empty] | Removed from Ground | Gas (Historical Use) | 0 | Marked Unknown |  | Unknown
9069218 | 3 | Ball Float | 2007-12-01 | no | 2007-12-01 | no | Currently in Use | Gas (Historical Use) | 10000 | Tank Jacket Double Walled | 2007-12-01 | Double-Walled Fiberglass | Pressurized
9069218 | 4A | Ball Float | 2007-12-01 | no | 2007-12-01 | no | Currently in Use | Gas (Historical Use) | 5000 | Tank Jacket Double Walled | 2007-12-01 | Double-Walled Fiberglass | Pressurized
9069218 | 4B | Ball Float | 2007-12-01 | no | 2007-12-01 | no | Currently in Use | Diesel | 5000 | Tank Jacket Double Walled | 2007-12-01 | Double-Walled Fiberglass | Pressurized
9069219 | 1 | Ball Float | 1999-10-01 |  | 1999-10-01 |  | Currently in Use | Gas (Historical Use) | 12000 | Fiberglass | 1999-10-01 | Fiberglass Reinforced Plastic | Pressurized
9069219 | 2 | Ball Float | 1999-10-01 |  | 1999-10-01 |  | Currently in Use | Gas (Historical Use) | 12000 | Fiberglass | 1999-10-01 | Fiberglass Reinforced Plastic | Pressurized
9069219 | 3 | Ball Float | 1999-10-01 |  | 1999-10-01 |  | Currently in Use | Diesel | 6000 | Fiberglass | 1999-10-01 | Fiberglass Reinforced Plastic | Pressurized
9069220 | 1 | Ball Float | 2000-05-01 |  | 2000-05-01 |  | Currently in Use | Gas (Historical Use) | 15000 | Fiberglass | 2000-05-01 | Fiberglass Reinforced Plastic | Pressurized
9069220 | 2 | Ball Float | 2000-05-01 |  | 2000-05-01 |  | Currently in Use | Gas (Historical Use) | 10000 | Fiberglass | 2000-05-01 | Fiberglass Reinforced Plastic | Pressurized
9069220 | 3A | Ball Float | 2000-05-01 |  | 2000-05-01 |  | Currently in Use | Diesel | 6000 | Fiberglass | 2000-05-01 | Fiberglass Reinforced Plastic | Pressurized
9069220 | 3B | Ball Float | 2000-05-01 |  | 2000-05-01 |  | Currently in Use | Diesel | 4000 | Fiberglass | 2000-05-01 | Fiberglass Reinforced Plastic | Pressurized
9069221 | 1 | [5 empty] | Removed from Ground | Gas (Historical Use) | 4000 | Marked Unknown | 2000-07-11 | Galvanized Steel
9069221 | 2 | [5 empty] | Removed from Ground | Gas (Historical Use) | 1000 | Marked Unknown | 2000-07-11 | Galvanized Steel
9069222 | 1 | [5 empty] | Removed from Ground | Gas (Historical Use) | 1000 | Marked Unknown | 2000-07-11 | Galvanized Steel
9069222 | 2 | [5 empty] | Removed from Ground | Gas (Historical Use) | 1000 | Marked Unknown | 2000-07-11 | Galvanized Steel
9069223 | 1 | [5 empty] | Removed from Ground | Gas (Historical Use) | 1000 | Bare Steel | 2001-05-24 | Bare Steel
9069223 | 2 | [5 empty] | Removed from Ground | Gas (Historical Use) | 1000 | Bare Steel | 2001-05-24 | Bare Steel
9069223 | 3 | [5 empty] | Removed from Ground | Diesel | 500 | Bare Steel | 2001-05-24 | Bare Steel
9069224 | 1 | Ball Float | 2000-04-11 | no | 2000-04-11 | no | Currently in Use | Regular | 12000 | Fiberglass | 2000-03-29 | Double-Walled Flex | Pressurized
9069224 | 2 | Ball Float | 2000-04-11 | no | 2000-04-11 | no | Currently in Use | Premium | 10000 | Fiberglass | 2000-03-29 | Double-Walled Flex | Pressurized
9069225 | 1 | [5 empty] | Removed from Ground | Gas (Historical Use) | 2000 | Bare Steel | 2000-09-25 | Galvanized Steel
9069225 | 2 | [5 empty] | Removed from Ground | Gas (Historical Use) | 1000 | Bare Steel | 2000-09-25 | Galvanized Steel
9069225 | 3 | [5 empty] | Removed from Ground | Gas (Historical Use) | 1000 | Bare Steel | 2000-09-25 | Galvanized Steel
9069225 | 4 | [5 empty] | Removed from Ground | Kerosene | 550 | Bare Steel | 2000-09-25 | Galvanized Steel
9069227 | 1 | [5 empty] | Removed from Ground | Diesel | 1000 | Bare Steel | 2000-12-07 | Galvanized Steel | Suction (American)
9069228 | 1 | Flapper Valve | 2001-02-28 | no | 2001-02-28 | no | Currently in Use | Diesel | 4000 | Fiberglass Double Walled | 2001-02-28 | Double-Walled Fiberglass | Safe Suction (Euro)
9069229 | 1 |  | 2001-06-01 |  | 2001-06-01 |  | Removed from Ground | Gas (Historical Use) | 12000 | Fiberglass | 2001-06-01 | Flex | Pressurized
9069229 | 2 |  | 2001-06-01 |  | 2001-06-01 |  | Removed from Ground | Gas (Historical Use) | 12000 | Fiberglass | 2001-06-01 | Flex | Pressurized
9069230 | 1 | Ball Float | 2002-01-01 | no | 2002-01-01 | no | Currently in Use | Diesel | 15000 | Fiberglass | 2002-01-01 | Fiberglass Reinforced Plastic | Pressurized
9069230 | 2A | Ball Float | 2002-01-01 | no | 2002-01-01 | no | Currently in Use | Gas (Historical Use) | 10000 | Fiberglass | 2002-01-01 | Fiberglass Reinforced Plastic | Pressurized
9069230 | 2B | Ball Float | 2002-01-01 | no | 2002-01-01 | no | Currently in Use | Gas (Historical Use) | 5000 | Fiberglass | 2002-01-01 | Fiberglass Reinforced Plastic | Pressurized
9069230 | 3 | Ball Float | 2002-01-01 | no | 2002-01-01 | no | Currently in Use | Diesel | 8000 | Fiberglass | 2002-01-01 | Fiberglass Reinforced Plastic | Pressurized
9069231 | 1 | [5 empty] | Removed from Ground | Gas (Historical Use) | 6000 | Bare Steel | 2001-11-27 | Bare Steel
9069231 | 2 | [5 empty] | Removed from Ground | Gas (Historical Use) | 6000 | Bare Steel | 2001-11-27 | Bare Steel
9069231 | 3 | [5 empty] | Removed from Ground | Gas (Historical Use) | 6000 | Bare Steel | 2001-11-27 | Bare Steel
9069232 | 1 | [5 empty] | Removed from Ground | Gas (Historical Use) | 1000 | Marked Unknown |  | Unknown
9069232 | 2 | [5 empty] | Removed from Ground | Gas (Historical Use) | 1000 | Marked Unknown |  | Unknown
9069232 | 3 | [5 empty] | Removed from Ground | Gas (Historical Use) | 1000 | Marked Unknown |  | Unknown
9069232 | 4 | [5 empty] | Removed from Ground | Gas (Historical Use) | 2000 | Marked Unknown |  | Unknown
9069233 | 1 | Ball Float | 2001-11-05 |  | 2001-11-05 |  | Currently in Use | Gas (Historical Use) | 12000 | Composite | 2000-01-20 | Double-Walled Flex | Pressurized
9069233 | 2 | Ball Float | 2001-11-05 |  | 2001-11-05 |  | Currently in Use | Gas (Historical Use) | 10000 | Composite | 2000-01-20 | Double-Walled Flex | Pressurized
9069233 | 3 | Ball Float | 2001-11-05 |  | 2001-11-05 |  | Currently in Use | Diesel | 8000 | Composite | 2000-01-20 | Double-Walled Flex | Pressurized
9069234 | 1 | Ball Float | 2001-05-09 |  | 2001-05-09 |  | Currently in Use | Gas (Historical Use) | 12000 | Fiberglass Double Walled | 2001-05-06 | Double-Walled Flex | Pressurized
9069234 | 2 | Ball Float | 2001-05-09 |  | 2001-05-09 |  | Currently in Use | Gas (Historical Use) | 10000 | Fiberglass Double Walled | 2001-05-06 | Double-Walled Flex | Pressurized
9069234 | 3 | Ball Float | 2001-05-09 |  | 2001-05-09 |  | Currently in Use | Diesel | 8000 | Fiberglass Double Walled | 2001-05-06 | Double-Walled Flex | Pressurized
9069391 | 1 | Overfill Alarm | 2000-10-01 | no | 2000-10-01 | no | Currently in Use | Regular | 20000 | Fiberglass Double Walled | 2000-10-18 | Double-Walled Fiberglass | Pressurized
9069391 | 2 | Overfill Alarm | 2000-10-01 | no | 2000-10-01 | no | Currently in Use | Diesel | 12000 | Fiberglass Double Walled | 2000-10-18 | Double-Walled Fiberglass | Pressurized
9069391 | 3 | Overfill Alarm | 2000-10-01 | no | 2000-10-01 | no | Currently in Use | Premium | 12000 | Fiberglass Double Walled | 2000-10-18 | Double-Walled Fiberglass | Pressurized
9069392 | 1 | Ball Float | 2000-12-15 |  | 2000-12-15 |  | Currently in Use | Gas (Historical Use) | 12000 | Composite | 2000-12-01 | Double-Walled Flex | Pressurized
9069392 | 2 | Ball Float | 2000-12-15 |  | 2000-12-15 |  | Currently in Use | Gas (Historical Use) | 10000 | Composite | 2000-12-01 | Double-Walled Flex | Pressurized
9069392 | 3 | Ball Float | 2000-12-15 |  | 2000-12-15 |  | Currently in Use | Diesel | 8000 | Composite | 2000-12-01 | Double-Walled Flex | Pressurized
9069393 | 1 | Flapper Valve | 2002-03-01 | no | 2002-03-01 | no | Currently in Use | Regular | 20000 | Fiberglass Double Walled | 2002-02-25 | Double-Walled Flex | Pressurized
9069393 | 2A | Flapper Valve | 2002-03-01 | no | 2002-03-01 | no | Currently in Use | Diesel | 14000 | Fiberglass Double Walled | 2002-02-25 | Double-Walled Flex | Pressurized
9069393 | 2B | Flapper Valve | 2002-03-01 | no | 2002-03-01 | no | Currently in Use | Premium | 7000 | Fiberglass Double Walled | 2002-02-25 | Double-Walled Flex | Pressurized
9070001 | 1 | [5 empty] | Removed from Ground | Other | 1000 | Marked Unknown | 1991-05-02 | Unknown
9070002 | 1 |  | 1988-01-01 | no | 1988-01-01 | no | Currently in Use | Gas (Historical Use) | 10000 | Fiberglass | 1988-01-01 | Fiberglass Reinforced Plastic | Pressurized
9070002 | 2 |  | 1988-01-01 | no | 1988-01-01 | no | Currently in Use | Gas (Historical Use) | 10000 | Fiberglass | 1988-01-01 | Fiberglass Reinforced Plastic | Pressurized
9070002 | 3 |  | 1988-01-01 | no | 1988-01-01 | no | Currently in Use | Gas (Historical Use) | 10000 | Fiberglass | 1988-01-01 | Fiberglass Reinforced Plastic | Pressurized
9070002 | 4 |  | 1988-01-01 | no | 1988-01-01 | no | Currently in Use | Diesel | 2500 | Fiberglass | 1988-01-01 | Fiberglass Reinforced Plastic | Pressurized
9070004 | 1 | [5 empty] | Removed from Ground | Diesel | 6000 | Composite | 1990-01-01 | Bare Steel
9070004 | 2 | [5 empty] | Removed from Ground | Other | 6000 | Composite | 1990-01-01 | Bare Steel
9070004 | 3 |  | 1998-12-15 |  | 1998-12-15 |  | Currently in Use | Gas (Historical Use) | 10000 | Fiberglass | 1990-01-01 | Fiberglass Reinforced Plastic | Pressurized
9070004 | 4 |  | 1998-12-15 |  | 1998-12-15 |  | Currently in Use | Diesel | 2500 | Fiberglass | 1990-01-01 | Fiberglass Reinforced Plastic | Pressurized
9070004 | 5 |  |  | yes |  | yes | Closed in Ground | Used Oil | 550 | Fiberglass | 1990-01-01 | Bare Steel
9070004 | 6 |  | 1999-01-19 |  | 1999-01-19 |  | Currently in Use | Diesel | 10000 | Fiberglass | 1999-01-12 | Copper | Suction (American)
9070005 | 1 |  | 1997-04-16 |  | 1997-04-16 |  | Currently in Use | Gas (Historical Use) | 5000 | Steel-Impressed Current | 1978-01-01 | Fiberglass Reinforced Plastic | Safe Suction (Euro)
9070005 | 2 |  | 1997-04-16 |  | 1997-04-16 |  | Currently in Use | Gas (Historical Use) | 5000 | Steel-Impressed Current | 1978-01-01 | Fiberglass Reinforced Plastic | Safe Suction (Euro)
9070005 | 3 |  | 1997-04-16 |  | 1997-04-16 |  | Currently in Use | Gas (Historical Use) | 5000 | Steel-Impressed Current | 1978-01-01 | Fiberglass Reinforced Plastic | Safe Suction (Euro)
9070006 | 1 |  | 1990-03-29 |  | 1990-03-29 |  | Currently in Use | Gas (Historical Use) | 6000 | Steel-Impressed Current | 1990-03-29 | Fiberglass Reinforced Plastic | Pressurized
9070006 | 2 |  | 1990-03-29 |  | 1990-03-29 |  | Currently in Use | Gas (Historical Use) | 4000 | Steel-Impressed Current | 1990-03-29 | Fiberglass Reinforced Plastic | Pressurized
9070006 | 3 |  | 1990-03-29 |  | 1990-03-29 |  | Currently in Use | Diesel | 6000 | Steel-Impressed Current | 1990-03-29 | Fiberglass Reinforced Plastic | Pressurized
9070006 | 4 |  | 1990-03-29 |  | 1990-03-29 |  | Currently in Use | Diesel | 6000 | Steel-Impressed Current | 1990-03-29 | Fiberglass Reinforced Plastic | Pressurized
9070006 | 5A | Flapper Valve | 1998-10-16 | no | 1998-10-16 | no | Currently in Use | Diesel | 6000 | Composite | 1998-10-16 | Fiberglass Reinforced Plastic | Safe Suction (Euro)
9070006 | 5B | Flapper Valve | 1998-10-16 | no | 1998-10-16 | no | Currently in Use | Kerosene | 2000 | Composite | 1998-10-16 | Fiberglass Reinforced Plastic | Safe Suction (Euro)
9070007 | 1REGUNL | [5 empty] | Removed from Ground | Gas (Historical Use) | 3000 | Bare Steel | 1986-05-01 | Galvanized Steel | Safe Suction (Euro)
9070007 | 2PREM | [5 empty] | Removed from Ground | Gas (Historical Use) | 1000 | Bare Steel | 1986-05-01 | Galvanized Steel | Safe Suction (Euro)
9070008 | 1-REGN/L | [5 empty] | Removed from Ground | Gas (Historical Use) | 1000 | Bare Steel | 1975-08-01 | Galvanized Steel | Safe Suction (Euro)
9070008 | 2-PLUS | [5 empty] | Removed from Ground | Gas (Historical Use) | 550 | Bare Steel | 1975-08-01 | Galvanized Steel | Safe Suction (Euro)
9070008 | 3 | [5 empty] | Removed from Ground | Gas (Historical Use) | 2000 | Not Marked/Unknown | 1981-01-01 | Not Marked
9070008 | 3-PREM | [5 empty] | Removed from Ground | Gas (Historical Use) | 550 | Bare Steel | 1975-08-01 | Galvanized Steel | Safe Suction (Euro)
9070008 | 4 | [5 empty] | Removed from Ground | Gas (Historical Use) | 1000 | Not Marked/Unknown | 1981-01-01 | Not Marked
9070009 | 1 |  | 1986-06-01 |  | 1999-02-11 |  | Removed from Ground | Gas (Historical Use) | 1000 | Cathodically Protected Steel | 1986-08-01 | Cathodically Protected | Safe Suction (Euro)
9070009 | 2 |  | 1986-06-01 |  | 1999-02-11 |  | Removed from Ground | Gas (Historical Use) | 1000 | Cathodically Protected Steel | 1986-08-01 | Cathodically Protected | Safe Suction (Euro)
9070010 | 1 | Flapper Valve | 1998-11-19 | no | 1998-11-11 | no | Currently in Use | Regular | 8272 | Steel-Impressed Current | 1998-11-11 |  | Pressurized
9070010 | 2 |  | 1998-11-19 | no | 1998-11-19 | no | Currently in Use | Regular | 8272 | Steel-Impressed Current | 1998-11-11 |  | Pressurized
9070010 | 3 | Flapper Valve | 1998-11-19 | no | 1998-11-19 | no | Currently in Use | Regular | 3008 | Steel-Impressed Current | 1998-11-19 |  | Pressurized
9070011 | 1 | [5 empty] | Removed from Ground | Gas (Historical Use) | 1000 | Bare Steel | 1980-01-01 | Galvanized Steel | Safe Suction (Euro)
9070011 | 2 | [5 empty] | Removed from Ground | Gas (Historical Use) | 550 | Bare Steel | 1980-01-01 | Galvanized Steel | Safe Suction (Euro)
9070012 | 1 |  | 1994-03-15 |  | 1994-03-15 |  | Temporarily out of use | Gas (Historical Use) | 2000 | Epoxy | 1994-03-15 | Fiberglass Reinforced Plastic | Suction (American)
9070012 | 2 |  | 1994-03-15 |  | 1994-03-15 |  | Temporarily out of use | Gas (Historical Use) | 2000 | Epoxy | 1994-03-15 | Fiberglass Reinforced Plastic | Suction (American)
9070013 | 1 | [5 empty] | Permanently Out of Use - historical purposes | Gas (Historical Use) | 1065 | Bare Steel |  | Galvanized Steel | Suction (American)
9070013 | 2 | [5 empty] | Permanently Out of Use - historical purposes | Gas (Historical Use) | 1065 | Bare Steel |  | Galvanized Steel | Suction (American)
9070013 | 3 |  | 2000-01-10 |  | 2000-01-10 |  | Currently in Use | Gas (Historical Use) | 1000 | Fiberglass | 2000-01-10 | Fiberglass Reinforced Plastic | Suction (American)
9070013 | 4 |  | 2000-01-10 |  | 2000-01-10 |  | Temporarily out of use | Gas (Historical Use) | 1000 | Fiberglass | 2000-01-10 | Fiberglass Reinforced Plastic | Suction (American)
9070014 | 1 |  | 1999-05-24 |  | 1999-05-24 |  | Removed from Ground | Gas (Historical Use) | 1065 | Steel-Impressed Current | 1999-05-24 | Cathodically Protected | Safe Suction (Euro)
9070014 | 2 |  | 1999-05-24 |  | 1999-05-24 |  | Removed from Ground | Gas (Historical Use) | 1065 | Steel-Impressed Current | 1999-05-24 | Cathodically Protected | Safe Suction (Euro)
9070015 | 1 | [5 empty] | Removed from Ground | Diesel | 1000 | Not Marked/Unknown | 1998-05-15 | Not Marked
9070015 | 2 | [5 empty] | Removed from Ground | Gas (Historical Use) | 8000 | Not Marked/Unknown | 1998-05-15 | Not Marked
9070015 | 3 | [5 empty] | Removed from Ground | Other | 1000 | Not Marked/Unknown | 1998-05-15 | Not Marked
9070015 | 4A |  | 1998-07-01 |  | 1998-07-01 |  | Currently in Use | Gas (Historical Use) | 6000 | Composite | 1998-06-22 | Fiberglass Reinforced Plastic
9070015 | 4B |  | 1998-07-01 |  | 1998-07-01 |  | Currently in Use | Diesel | 6000 | Composite | 1998-06-22 | Fiberglass Reinforced Plastic
9070015 | 5 |  | 2001-05-01 | no | 2001-05-01 | no | Currently in Use | Gas (Historical Use) | 8000 | Fiberglass | 2001-02-08 | Fiberglass Reinforced Plastic | Suction (American)
9070015 | 6 |  | 2001-05-01 |  | 2001-05-01 |  | Currently in Use | Diesel | 8000 | Fiberglass | 2001-02-08 | Fiberglass Reinforced Plastic | Suction (American)
9070017 | 1 |  | 2001-02-01 |  | 2001-02-01 |  | Temporarily out of use | Gas (Historical Use) | 8000 | Fiberglass | 2001-02-01 | Fiberglass Reinforced Plastic | Pressurized
9070017 | 2A |  | 2001-02-01 |  | 2001-02-01 |  | Temporarily out of use | Gas (Historical Use) | 5000 | Fiberglass | 2001-02-01 | Fiberglass Reinforced Plastic | Pressurized
9070017 | 2B |  | 2001-02-01 |  | 2001-02-01 |  | Temporarily out of use | Diesel | 5000 | Fiberglass | 2001-02-01 | Fiberglass Reinforced Plastic | Pressurized
9070018 | 1 |  | 2000-04-03 |  | 2000-04-03 |  | Currently in Use | Gas (Historical Use) | 12000 | Epoxy | 2001-03-30 | Fiberglass Reinforced Plastic | Pressurized
9070018 | 2 |  | 2000-04-03 |  | 2000-04-03 |  | Currently in Use | Gas (Historical Use) | 10000 | Epoxy | 2001-03-30 | Fiberglass Reinforced Plastic | Pressurized
9071001 | 1 | Ball Float | 1990-01-01 |  | 1990-01-01 |  | Currently in Use | Gas (Historical Use) | 10000 | Galvanic (STIP-3) | 1990-01-01 | Fiberglass Reinforced Plastic | Pressurized
9071001 | 2 | Ball Float | 1990-01-01 |  | 1990-01-01 |  | Currently in Use | Gas (Historical Use) | 8000 | Galvanic (STIP-3) | 1990-01-01 | Fiberglass Reinforced Plastic | Pressurized
9071001 | 3 | Ball Float | 1990-01-01 |  | 1990-01-01 |  | Currently in Use | Diesel | 4000 | Galvanic (STIP-3) | 1990-01-01 | Fiberglass Reinforced Plastic | Safe Suction (Euro)
9071002 | 1 | [5 empty] | Removed from Ground | Diesel | 10000 | Marked Unknown | 1991-12-09 | Galvanized Steel | Gravity Fed
9071003 | 1 |  | 1998-06-16 |  | 1998-06-16 |  | Removed from Ground | Gas (Historical Use) | 1000 | Not Marked/Unknown | 1970-01-01 | Double Walled | Suction (American)
9071003 | 2 |  | 1998-06-16 |  | 1998-06-16 |  | Removed from Ground | Gas (Historical Use) | 1000 | Not Marked/Unknown | 1970-01-01 | Double Walled | Suction (American)
9071003 | 3 |  | 1998-06-16 |  | 1998-06-16 |  | Removed from Ground | Gas (Historical Use) | 1000 | Not Marked/Unknown | 1970-01-01 | Double Walled | Suction (American)
9071006 | 2280 | [5 empty] | Removed from Ground | Other | 10000 | Bare Steel | 1985-01-01 | Not Marked | Suction (American)
9071006 | 790 | [5 empty] | Removed from Ground | Other | 12000 | Marked Unknown | 1960-01-01 | Unknown
9071006 | HYPRENEV2 | [5 empty] | Removed from Ground | Other | 10000 | Cathodically Protected Steel | 1989-01-01 | Not Marked | Suction (American)
9071008 | 1 | [5 empty] | Removed from Ground | Gas (Historical Use) | 3000 | Bare Steel | 1972-01-01 | Unknown | Pressurized
9071008 | 2 | [5 empty] | Removed from Ground | Gas (Historical Use) | 12000 | Bare Steel | 1981-01-01 | Unknown | Pressurized
9071009 | 1 | Flapper Valve | 1998-06-30 |  | 1998-06-30 |  | Currently in Use | Gas (Historical Use) | 10000 | Galvanic (STIP-3) | 1986-01-01 | Fiberglass Reinforced Plastic | Pressurized
9071009 | 2 | Flapper Valve | 1998-06-30 |  | 1998-06-30 |  | Currently in Use | Gas (Historical Use) | 10000 | Galvanic (STIP-3) | 1986-01-01 | Fiberglass Reinforced Plastic | Pressurized
9071009 | 3 | Flapper Valve | 1998-06-30 |  | 1998-06-30 |  | Currently in Use | Gas (Historical Use) | 8000 | Galvanic (STIP-3) | 1986-01-01 | Fiberglass Reinforced Plastic | Pressurized
9071009 | 4 | Flapper Valve | 1998-06-30 |  | 1998-06-30 |  | Currently in Use | Diesel | 5000 | Galvanic (STIP-3) | 1986-01-01 | Fiberglass Reinforced Plastic | Pressurized
9071009 | 5 | Flapper Valve | 1998-06-30 |  | 1998-06-30 |  | Currently in Use | Kerosene | 2000 | Galvanic (STIP-3) | 1986-01-01 | Fiberglass Reinforced Plastic | Pressurized
9071010 | 1 | Ball Float | 1998-06-23 |  | 1998-06-23 |  | Currently in Use | Gas (Historical Use) | 8000 | Steel-Impressed Current | 1989-01-01 | Fiberglass Reinforced Plastic | Pressurized
9071010 | 2 | Flapper Valve | 1998-06-23 |  | 1998-06-23 |  | Currently in Use | Gas (Historical Use) | 4000 | Steel-Impressed Current | 1969-01-01 | Fiberglass Reinforced Plastic | Suction (American)
9071010 | 3 | Flapper Valve | 1998-06-23 |  | 1998-06-23 |  | Currently in Use | Diesel | 4000 | Steel-Impressed Current | 1969-01-01 | Fiberglass Reinforced Plastic | Suction (American)
9071010 | 4 | Flapper Valve | 1998-06-23 |  | 1998-06-23 |  | Currently in Use | Gas (Historical Use) | 10000 | Steel-Impressed Current | 1969-01-01 | Fiberglass Reinforced Plastic | Suction (American)
9071011 | 1 |  | 1988-01-01 |  | 1988-01-01 |  | Temporarily out of use | Gas (Historical Use) | 6000 | Cathodically Protected Steel | 1988-01-01 | Fiberglass Reinforced Plastic
9071011 | 2 |  | 1988-01-01 |  | 1988-01-01 |  | Temporarily out of use | Gas (Historical Use) | 6000 | Cathodically Protected Steel | 1988-01-01 | Fiberglass Reinforced Plastic
9071011 | 3 |  | 1988-01-01 |  | 1988-01-01 |  | Temporarily out of use | Diesel | 6000 | Cathodically Protected Steel | 1988-01-01 | Fiberglass Reinforced Plastic
9071012 | 1 | [5 empty] | Removed from Ground | Gas (Historical Use) | 2000 | Not Marked/Unknown | 1994-04-25 | Not Marked
9071013 | 1 |  | 1995-05-01 |  | 1995-05-01 |  | Removed from Ground | Gas (Historical Use) | 8000 | Steel-Impressed Current | 1979-01-01 | Fiberglass Reinforced Plastic | Pressurized
9071013 | 2 |  | 1995-05-01 | no | 1995-05-01 | no | Removed from Ground | Gas (Historical Use) | 8000 | Cathodically Protected Steel | 1979-01-01 | Unknown
9071013 | 3 |  | 1995-05-01 | no | 1995-05-01 | no | Removed from Ground | Gas (Historical Use) | 8000 | Cathodically Protected Steel | 1979-01-01 | Flex
9071014 | 1 | [5 empty] | Removed from Ground | Empty | 5000 | Bare Steel | 1972-01-01 | Galvanized Steel
9071014 | 2 | [5 empty] | Removed from Ground | Empty | 5000 | Bare Steel | 1972-01-01 | Galvanized Steel
9071014 | 3 | [5 empty] | Removed from Ground | Empty | 2000 | Bare Steel | 1972-01-01 | Galvanized Steel
9071016 | 1 | [5 empty] | Removed from Ground | Gas (Historical Use) | 6000 | Not Marked/Unknown | 1995-07-15 | Unknown
9071016 | 2 | [5 empty] | Removed from Ground | Gas (Historical Use) | 6000 | Not Marked/Unknown | 1995-07-15 | Unknown
9071016 | 3 | [5 empty] | Removed from Ground | Gas (Historical Use) | 3000 | Not Marked/Unknown | 1995-07-15 | Unknown
9071016 | 4 | Ball Float | 1995-07-15 | no | 1995-07-15 | no | Currently in Use | Gas (Historical Use) | 10000 | Galvanic (STIP-3) | 1995-07-15 | Fiberglass Reinforced Plastic | Pressurized
9071016 | 5 | Ball Float | 1995-07-15 |  | 1995-07-15 |  | Currently in Use | Gas (Historical Use) | 8000 | Galvanic (STIP-3) | 1995-07-15 | Fiberglass Reinforced Plastic | Pressurized
9071016 | 6 | Ball Float | 1995-07-15 |  | 1995-07-15 |  | Currently in Use | Diesel | 2000 | Galvanic (STIP-3) | 1995-07-15 | Fiberglass Reinforced Plastic | Pressurized
9071017 | 1 | [5 empty] | Removed from Ground | Gas (Historical Use) | 1500 | Marked Unknown | 1995-07-01 | Unknown
9071017 | 2 | [5 empty] | Removed from Ground | Diesel | 1500 | Marked Unknown | 1995-07-01 | Unknown
9071017 | 3 | [5 empty] | Removed from Ground | Other | 0 | Marked Unknown | 1995-07-01 | Unknown
9071017 | 4 | [5 empty] | Removed from Ground | Other | 0 | Marked Unknown | 1995-07-01 | Unknown
9071018 | 1REG | Ball Float | 1991-04-02 | yes | 1991-04-02 | no | Currently in Use | Regular | 10000 | Galvanic (STIP-3) | 1991-04-02 | Fiberglass Reinforced Plastic | Pressurized
9071018 | 2PLUS | Ball Float | 1991-04-02 | yes | 1991-04-02 | no | Currently in Use | Plus | 8000 | Galvanic (STIP-3) | 1991-04-02 | Fiberglass Reinforced Plastic | Pressurized
9071018 | 3PRE | Ball Float | 1991-04-02 | yes | 1991-04-02 | no | Currently in Use | Gas (Historical Use) | 8000 | Galvanic (STIP-3) | 1991-04-02 | Fiberglass Reinforced Plastic | Pressurized
9071018 | 4DIESEL | Flapper Valve | 1993-07-01 | yes | 1993-07-01 | no | Currently in Use | Diesel | 12000 | Galvanic (STIP-3) | 1985-05-01 | Fiberglass Reinforced Plastic | Pressurized
9071018 | 5DIESEL | Flapper Valve | 1993-07-01 | yes | 1993-07-01 | no | Currently in Use | Diesel | 12000 | Galvanic (STIP-3) | 1985-05-01 | Fiberglass Reinforced Plastic | Pressurized
9071018 | 6DIESEL | Flapper Valve | 1993-07-01 | yes | 1993-07-01 | no | Currently in Use | Diesel | 12000 | Galvanic (STIP-3) | 1985-05-23 | Fiberglass Reinforced Plastic | Pressurized
9071019 | 1 | [5 empty] | Temporarily out of use | Gas (Historical Use) | 6000 | Steel-Impressed Current | 1984-10-01 | Steel (Impressed Current) | Suction (American)
9071019 | 2 | [5 empty] | Temporarily out of use | Diesel | 3000 | Steel-Impressed Current | 1984-10-01 | Steel (Impressed Current) | Suction (American)
9071019 | 3 | [5 empty] | Temporarily out of use | Diesel | 1000 | Steel-Impressed Current | 1984-10-01 | Steel (Impressed Current) | Suction (American)
9071020 | 1 | Ball Float | 1989-11-01 |  | 1989-11-01 |  | Currently in Use | Gas (Historical Use) | 6000 | Fiberglass | 1989-11-01 | Fiberglass Reinforced Plastic | Pressurized
9071020 | 2 | Ball Float | 1989-11-01 |  | 1989-11-01 |  | Currently in Use | Diesel | 6000 | Fiberglass | 1989-11-01 | Fiberglass Reinforced Plastic | Pressurized
9071020 | 3 | Ball Float | 1989-11-01 |  | 1989-11-01 |  | Currently in Use | Gas (Historical Use) | 8000 | Fiberglass | 1989-11-01 | Fiberglass Reinforced Plastic | Pressurized
9071021 | 1 | Ball Float | 1990-04-01 |  | 1990-04-01 |  | Currently in Use | Diesel | 6000 | Galvanic (STIP-3) | 1990-04-01 | Fiberglass Reinforced Plastic | Pressurized
9071021 | 2 | Ball Float | 1990-04-01 |  | 1990-04-01 |  | Currently in Use | Diesel | 6000 | Galvanic (STIP-3) | 1990-04-01 | Fiberglass Reinforced Plastic | Suction (American)
9071021 | 3 | Ball Float | 1990-04-01 |  | 1990-04-01 |  | Currently in Use | Gas (Historical Use) | 8000 | Galvanic (STIP-3) | 1990-04-05 | Fiberglass Reinforced Plastic | Pressurized
9071021 | 4 | Ball Float | 1990-04-01 |  | 1990-04-01 |  | Currently in Use | Gas (Historical Use) | 10000 | Galvanic (STIP-3) | 1990-04-05 | Fiberglass Reinforced Plastic | Pressurized
9071021 | 5 | Ball Float | 1990-04-01 |  | 1990-04-01 |  | Currently in Use | Kerosene | 2000 | Galvanic (STIP-3) | 1990-04-01 | Fiberglass Reinforced Plastic | Suction (American)
9071022 | 1 | Flapper Valve | 1989-02-02 | no | 1989-02-01 | no | Currently in Use | Regular | 10000 | Galvanic (STIP-3) | 1989-02-01 | Fiberglass Reinforced Plastic | Safe Suction (Euro)
9071022 | 2 | Flapper Valve | 1989-02-01 | no | 1989-02-01 | no | Currently in Use | Diesel | 10000 | Galvanic (STIP-3) | 1989-02-01 | Fiberglass Reinforced Plastic | Safe Suction (Euro)
9071023 | 1 |  | 1989-11-01 |  | 1989-11-01 |  | Currently in Use | Gas (Historical Use) | 10000 | Epoxy | 1989-11-01 | Fiberglass Reinforced Plastic | Suction (American)
9071023 | 2 |  | 1989-11-01 |  | 1989-11-01 |  | Currently in Use | Gas (Historical Use) | 10000 | Epoxy | 1989-11-01 | Fiberglass Reinforced Plastic | Suction (American)
9071023 | 3 |  | 1989-11-01 | no | 1989-11-01 | no | Currently in Use | Gas (Historical Use) | 10000 | Epoxy | 1989-11-01 | Fiberglass Reinforced Plastic | Suction (American)
9071023 | 4 |  | 1989-11-01 |  | 1989-11-01 |  | Currently in Use | Diesel | 20000 | Epoxy | 1989-11-01 | Fiberglass Reinforced Plastic | Suction (American)
9071023 | 5 |  | 1989-11-01 |  | 1989-11-01 |  | Temporarily out of use | Diesel | 20000 | Epoxy | 1989-11-01 | Fiberglass Reinforced Plastic | Suction (American)
9071024 | 1 | Ball Float | 1997-02-01 | no | 1997-02-01 | no | Currently in Use | Premium | 4000 | Steel-Impressed Current | 1984-01-01 | Steel (Impressed Current) | Safe Suction (Euro)
9071024 | 2 | Flapper Valve | 1997-02-01 | no | 1997-02-01 | no | Currently in Use | Regular | 2000 | Steel-Impressed Current | 1984-01-01 | Steel (Impressed Current) | Safe Suction (Euro)
9071024 | 3 | Flapper Valve | 1997-02-01 | no | 1997-02-01 | no | Currently in Use | Regular | 2000 | Steel-Impressed Current | 1984-01-01 | Steel (Impressed Current) | Safe Suction (Euro)
9071024 | 4 | Flapper Valve | 1997-02-01 | no | 1997-02-01 | no | Currently in Use | Regular | 4000 | Steel-Impressed Current | 1984-01-01 | Steel (Impressed Current) | Safe Suction (Euro)
9071024 | 5 | Flapper Valve | 1998-01-01 | no | 1998-01-01 | no | Currently in Use | Premium | 4000 | Steel-Impressed Current | 1998-01-01 | Steel (Impressed Current) | Safe Suction (Euro)
9071024 | 6 | Flapper Valve | 2001-07-01 | no | 2001-07-01 | no | Currently in Use | Regular | 2000 | Steel-Impressed Current | 2001-07-01 | Steel (Impressed Current) | Safe Suction (Euro)
9071026 | 168481 | Ball Float | 1990-06-07 |  | 1990-06-07 |  | Currently in Use | Diesel | 5000 | Galvanic (STIP-3) | 1990-06-07 | Galvanized Steel | Pressurized
9071026 | 168493 | Ball Float | 1990-06-07 |  | 1990-06-07 |  | Currently in Use | Gas (Historical Use) | 8000 | Galvanic (STIP-3) | 1990-06-07 | Galvanized Steel | Pressurized
9071026 | 176527 | Ball Float | 1990-06-07 |  | 1990-06-07 |  | Temporarily out of use | Gas (Historical Use) | 8000 | Galvanic (STIP-3) | 1990-06-07 | Galvanized Steel | Pressurized
9071027 | 1 | Flapper Valve | 1992-08-27 |  | 1992-08-27 |  | Currently in Use | Gas (Historical Use) | 10000 | Fiberglass | 1992-08-27 | Fiberglass Reinforced Plastic | Pressurized
9071027 | 2 | Flapper Valve | 1992-08-27 |  | 1992-08-27 |  | Currently in Use | Diesel | 10000 | Fiberglass | 1992-08-27 | Fiberglass Reinforced Plastic | Pressurized
9071027 | 3 | Flapper Valve | 1992-08-27 |  | 1992-08-27 |  | Currently in Use | Diesel | 10000 | Fiberglass | 1992-08-27 | Fiberglass Reinforced Plastic | Pressurized
9071028 | 1 | [5 empty] | Removed from Ground | Gas (Historical Use) | 1000 | Marked Unknown | 1999-08-05 | Unknown
9071028 | 2 | [5 empty] | Removed from Ground | Gas (Historical Use) | 1000 | Marked Unknown | 1999-08-05 | Unknown
9071029 | 1 | Flapper Valve | 1998-11-01 |  | 1998-11-01 |  | Currently in Use | Gas (Historical Use) | 3000 | Steel-Impressed Current | 1982-05-01 | Steel (Impressed Current) | Safe Suction (Euro)
9071029 | 2 | Flapper Valve | 1998-11-01 |  | 1998-11-01 |  | Currently in Use | Gas (Historical Use) | 3000 | Steel-Impressed Current | 1982-05-01 | Steel (Impressed Current) | Safe Suction (Euro)
9071032 | 1 | [5 empty] | Removed from Ground | Gas (Historical Use) | 560 | Not Marked/Unknown | 1996-04-01 | Not Marked
9071032 | 2 | [5 empty] | Removed from Ground | Diesel | 5000 | Not Marked/Unknown | 1996-04-19 | Not Marked
9071033 | 1 | [5 empty] | Removed from Ground | Gas (Historical Use) | 10000 | Bare Steel | 1971-05-12 | Cathodically Protected
9071033 | 2 | [5 empty] | Removed from Ground | Gas (Historical Use) | 10000 | Bare Steel | 1971-05-12 | Galvanized Steel
9071033 | 3 | [5 empty] | Removed from Ground | Diesel | 2000 | Bare Steel | 1981-05-09 | Galvanized Steel
9071033 | 4 | Ball Float | 1997-08-01 |  | 1997-08-01 |  | Currently in Use | Gas (Historical Use) | 10000 | Fiberglass | 1997-01-01 | Fiberglass Reinforced Plastic | Pressurized
9071033 | 5 | Ball Float | 1997-08-01 |  | 1997-08-01 |  | Currently in Use | Gas (Historical Use) | 10000 | Fiberglass | 1997-01-01 | Fiberglass Reinforced Plastic | Pressurized
9071033 | 6 | Ball Float | 1997-08-01 |  | 1997-08-01 |  | Currently in Use | Diesel | 5000 | Fiberglass | 1997-01-01 | Fiberglass Reinforced Plastic | Pressurized
9071034 | 1 | Ball Float | 1997-09-01 |  | 1997-09-01 |  | Currently in Use | Gas (Historical Use) | 15000 | Fiberglass Double Walled | 1997-09-01 | Double-Walled Fiberglass | Pressurized
9071034 | 2 | Ball Float | 1997-09-01 |  | 1997-09-01 |  | Currently in Use | Gas (Historical Use) | 12000 | Fiberglass Double Walled | 1997-09-01 | Double-Walled Fiberglass | Pressurized
9071034 | 3 | Ball Float | 1997-09-01 |  | 1997-09-01 |  | Currently in Use | Diesel | 20000 | Fiberglass Double Walled | 1997-09-01 | Double-Walled Fiberglass | Pressurized
9071034 | 4 | Ball Float | 1997-09-01 |  | 1997-09-01 |  | Currently in Use | Diesel | 20000 | Fiberglass Double Walled | 1997-09-01 | Double-Walled Fiberglass | Pressurized
9071034 | 5 | Ball Float | 1997-09-01 |  | 1997-09-01 |  | Currently in Use | Diesel | 20000 | Fiberglass Double Walled | 1997-09-01 | Double-Walled Fiberglass | Pressurized
9071035 | 1 |  | 1997-11-13 |  | 1997-11-13 |  | Currently in Use | Gas (Historical Use) | 12000 | Galvanic (STIP-3) | 1997-11-10 | Galvanized Steel | Pressurized
9071035 | 2 |  | 1997-11-13 |  | 1997-11-13 |  | Currently in Use | Gas (Historical Use) | 12000 | Galvanic (STIP-3) | 1997-11-10 | Galvanized Steel | Pressurized
9071036 | 1 | [5 empty] | Removed from Ground | Gas (Historical Use) | 6000 | Bare Steel | 1968-01-01 | Galvanized Steel
9071036 | 2 | [5 empty] | Removed from Ground | Gas (Historical Use) | 6000 | Bare Steel | 1968-01-01 | Galvanized Steel
9071036 | 3 | [5 empty] | Removed from Ground | Diesel | 1000 | Bare Steel | 1968-01-01 | Galvanized Steel
9071036 | 4 | [5 empty] | Removed from Ground | Gas (Historical Use) | 4000 | Bare Steel | 1968-01-01 | Galvanized Steel
9071036 | 5 | [5 empty] | Removed from Ground | Kerosene | 500 | Bare Steel | 1995-04-01 | Galvanized Steel
9071037 | 1 |  | 2003-07-07 | no | 2003-07-07 | no | Temporarily out of use | Gas (Historical Use) | 4000 | Cathodically Protected Steel | 1979-04-01 | Galvanized Steel | Safe Suction (Euro)
9071037 | 2 |  | 2003-07-07 | no | 2003-07-07 | no | Temporarily out of use | Gas (Historical Use) | 4000 | Cathodically Protected Steel | 1979-04-01 | Galvanized Steel | Safe Suction (Euro)
9071037 | 3 |  | 2003-07-07 | no | 2003-07-07 | no | Temporarily out of use | Gas (Historical Use) | 4000 | Cathodically Protected Steel | 1979-04-01 | Galvanized Steel | Safe Suction (Euro)
9071037 | 4 |  | 2003-07-07 | no | 2003-07-07 | no | Temporarily out of use | Diesel | 10000 | Cathodically Protected Steel | 1979-04-01 | Galvanized Steel | Safe Suction (Euro)
9071038 | 1 | [5 empty] | Removed from Ground | Gas (Historical Use) | 1000 | Not Marked/Unknown | 1998-10-01 | Not Marked
9071038 | 2 | [5 empty] | Removed from Ground | Gas (Historical Use) | 1000 | Not Marked/Unknown | 1998-10-01 | Not Marked
9071039 | 1 | [5 empty] | Removed from Ground | Gas (Historical Use) | 4000 | Not Marked/Unknown | 1998-12-01 | Not Marked
9071039 | 2 | [5 empty] | Removed from Ground | Gas (Historical Use) | 4000 | Not Marked/Unknown | 1998-12-01 | Not Marked
9071039 | 3 | [5 empty] | Removed from Ground | Gas (Historical Use) | 3000 | Not Marked/Unknown | 1998-12-01 | Not Marked
9071040 | 1 |  | 1998-12-15 |  | 1998-12-15 |  | Temporarily out of use | Diesel | 12000 | Fiberglass | 1998-12-15 | Secondary Containment | Pressurized
9071041 | 1 | Ball Float | 1996-04-01 | no | 1996-04-01 | no | Currently in Use | Regular | 10000 | Galvanic (STIP-3) | 1996-04-01 | Fiberglass Reinforced Plastic | Pressurized
9071041 | 2 | Ball Float | 1996-04-01 | no | 1996-04-01 | no | Currently in Use | Diesel | 8000 | Galvanic (STIP-3) | 1996-04-01 | Fiberglass Reinforced Plastic | Pressurized
9071042 | 1A |  | 1999-03-01 |  | 1999-03-01 |  | Currently in Use | Gas (Historical Use) | 7000 | Fiberglass | 1999-03-02 | Fiberglass Reinforced Plastic | Pressurized
9071042 | 1B |  | 1999-03-01 | no | 1999-03-01 | no | Currently in Use | Gas (Historical Use) | 3000 | Fiberglass | 1999-03-01 | Fiberglass Reinforced Plastic | Pressurized
9071043 | 1 | [5 empty] | Removed from Ground | Gas (Historical Use) | 0 | Marked Unknown | 1999-08-05 | Unknown
9071043 | 2 | [5 empty] | Removed from Ground | Gas (Historical Use) | 0 | Marked Unknown | 1999-08-05 | Unknown
9071045 | 1 | Ball Float | 2001-11-01 | no | 2001-11-01 | yes | Currently in Use | Diesel | 15000 | Composite | 2001-11-01 | Double-Walled Flex | Pressurized
9071045 | 2 | Ball Float | 2001-11-01 | no | 2001-11-01 | yes | Currently in Use | Regular | 12000 | Composite | 2001-11-01 | Double-Walled Flex | Pressurized
9071045 | 3 | Ball Float | 2001-11-01 | no | 2001-11-01 | yes | Currently in Use | Premium | 12000 | Composite | 2001-11-01 | Double-Walled Flex | Pressurized
9071045 | 4A | Ball Float | 2001-11-01 | no | 2001-11-01 | yes | Currently in Use | Diesel | 4000 | Composite | 2001-11-01 | Double-Walled Flex | Pressurized
9071045 | 4B | Flapper Valve | 2001-11-01 | no | 2001-11-01 | yes | Currently in Use | Kerosene | 4000 | Composite | 2012-12-10 | Double-Walled Flex | Safe Suction (Euro)
9071046 | 1 | Flapper Valve | 2001-07-01 | no | 2001-08-01 | no | Currently in Use | Diesel | 1000 | Fiberglass Double Walled | 2001-06-25 | Copper | Suction (American)
9072001 | 1 | [5 empty] | Removed from Ground | Gas (Historical Use) | 2000 | Bare Steel | 1988-03-25 | Bare Steel | Pressurized
9072001 | 2 | [5 empty] | Removed from Ground | Gas (Historical Use) | 4000 | Bare Steel | 1975-06-01 | Bare Steel | Pressurized
9072001 | 3 | [5 empty] | Removed from Ground | Gas (Historical Use) | 6000 | Bare Steel | 1975-06-01 | Bare Steel | Pressurized
9072001 | 4 | [5 empty] | Removed from Ground | Gas (Historical Use) | 2000 | Bare Steel | 1988-04-01 | Bare Steel | Pressurized
9072002 | 1 |  | 1997-07-18 |  | 1997-07-18 |  | Currently in Use | Gas (Historical Use) | 6000 | Steel-Impressed Current | 1981-01-01 | Fiberglass Reinforced Plastic | Pressurized
9072002 | 2 |  | 1997-07-18 |  | 1997-07-18 |  | Currently in Use | Gas (Historical Use) | 6000 | Steel-Impressed Current | 1981-01-01 | Fiberglass Reinforced Plastic | Pressurized
9072002 | 3 |  | 1997-07-18 |  | 1997-07-18 |  | Currently in Use | Gas (Historical Use) | 10000 | Steel-Impressed Current | 1981-01-01 | Fiberglass Reinforced Plastic | Pressurized
9072003 | 1 |  | 1999-05-28 |  | 1999-05-28 |  | Currently in Use | Gas (Historical Use) | 10000 | Fiberglass | 1999-05-28 | Galvanized Steel | Pressurized
9072004 | 1 | [5 empty] | Removed from Ground | Gas (Historical Use) | 4000 | Bare Steel | 1990-10-01 | Galvanized Steel
9072004 | 2 | [5 empty] | Removed from Ground | Gas (Historical Use) | 3000 | Bare Steel | 1990-10-01 | Galvanized Steel
9072004 | 3 | [5 empty] | Removed from Ground | Kerosene | 1000 | Bare Steel | 1990-10-01 | Galvanized Steel
9072005 | 1 | Flapper Valve | 1989-01-01 |  | 1989-01-01 |  | Closed in Ground | Gas (Historical Use) | 2000 | Double Walled | 1989-01-01 | Double-Walled Fiberglass | Pressurized
9072005 | 2 | Flapper Valve | 1989-01-01 |  | 1989-01-01 |  | Closed in Ground | Gas (Historical Use) | 2000 | Double Walled | 1989-01-01 | Double-Walled Fiberglass | Pressurized
9072005 | 3 | Flapper Valve | 1989-01-01 |  | 1989-01-01 |  | Closed in Ground | Gas (Historical Use) | 4000 | Double Walled | 1989-01-01 | Double-Walled Fiberglass | Pressurized
9072005 | 4 | Flapper Valve | 1989-01-01 |  | 1989-01-01 |  | Closed in Ground | Diesel | 4000 | Double Walled | 1989-01-01 | Double-Walled Fiberglass | Pressurized
9072005 | 5A | Flapper Valve | 2012-07-01 | no | 2012-07-01 | no | Currently in Use |  | 10000 | Fiberglass Double Walled | 2012-07-30 | Double-Walled Fiberglass | Pressurized
9072005 | 5B |  | 2012-07-01 | no | 2012-07-01 | no | Currently in Use | Gas (Historical Use) | 5000 | Fiberglass Double Walled | 2012-07-01 | Double-Walled Fiberglass | Pressurized
9072005 | 5C | Flapper Valve | 2012-07-01 | no | 2012-07-01 | no | Currently in Use | Plus | 5000 | Fiberglass Double Walled | 2012-07-01 | Double-Walled Fiberglass | Pressurized
9072005 | 5D |  | 2012-07-01 | no | 2012-07-01 | no | Currently in Use | Diesel | 5000 | Fiberglass Double Walled | 2012-07-01 | Double-Walled Fiberglass | Pressurized
9072006 | 1 |  | 1995-10-12 |  | 1995-10-12 |  | Removed from Ground | Gas (Historical Use) | 1000 | Fiberglass | 1998-08-01 | Fiberglass Reinforced Plastic | Pressurized
9072006 | 2 |  | 1995-10-12 |  | 1995-10-12 |  | Removed from Ground | Gas (Historical Use) | 1000 | Fiberglass | 1998-08-01 | Fiberglass Reinforced Plastic | Pressurized
9072006 | 3 |  | 1995-10-12 |  | 1995-10-12 |  | Removed from Ground | Gas (Historical Use) | 560 | Fiberglass | 1998-08-01 | Fiberglass Reinforced Plastic | Pressurized
9072006 | 4 | [5 empty] | Removed from Ground | Gas (Historical Use) | 560 | Bare Steel | 1998-08-01 | Unknown
9072006 | 5 | [5 empty] | Removed from Ground | Gas (Historical Use) | 560 | Bare Steel | 1998-08-01 | Unknown
9072008 | 1 | [5 empty] | Removed from Ground | Diesel | 5000 | Bare Steel | 1993-09-27 | Bare Steel | Gravity Fed
9072008 | 2 | [5 empty] | Removed from Ground | Diesel | 3000 | Bare Steel | 1993-09-27 | Galvanized Steel | Gravity Fed
9072008 | 3 | [5 empty] | Removed from Ground | Diesel | 3000 | Bare Steel | 1993-09-27 | Galvanized Steel | Gravity Fed
9072008 | 4 | [5 empty] | Removed from Ground | Diesel | 4000 | Bare Steel | 1993-09-27 | Galvanized Steel | Gravity Fed
9072008 | 5 | [5 empty] | Removed from Ground | Other | 5000 | Bare Steel | 1993-09-27 | Bare Steel | Gravity Fed
9072010 | 1 |  | 1993-04-05 |  | 1993-04-05 |  | Removed from Ground | Gas (Historical Use) | 2000 | Tank Jacket | 1993-04-05 | Fiberglass Reinforced Plastic | Safe Suction (Euro)
9072011 | 1 |  | 1998-01-01 |  | 1998-01-01 |  | Currently in Use | Gas (Historical Use) | 2000 | Steel-Impressed Current | 1987-01-01 | Steel (Impressed Current) | Safe Suction (Euro)
9072011 | 2 |  | 1998-01-01 |  | 1998-01-01 |  | Currently in Use | Gas (Historical Use) | 2000 | Steel-Impressed Current | 1987-01-01 | Steel (Impressed Current) | Safe Suction (Euro)
9072011 | 3 |  | 1998-01-01 |  | 1998-01-01 |  | Currently in Use | Gas (Historical Use) | 2000 | Steel-Impressed Current | 1987-01-01 | Steel (Impressed Current) | Safe Suction (Euro)
9072011 | 4 |  | 1998-01-01 |  | 1998-01-01 |  | Currently in Use | Diesel | 2000 | Steel-Impressed Current | 1987-01-01 | Steel (Impressed Current) | Safe Suction (Euro)
9072011 | 5 |  | 1998-01-01 |  | 1998-01-01 |  | Currently in Use | Kerosene | 1000 | Steel-Impressed Current | 1987-01-01 | Steel (Impressed Current) | Safe Suction (Euro)
9072012 | 1 | [5 empty] | Removed from Ground | Gas (Historical Use) | 5000 | Bare Steel | 1976-01-01 | Galvanized Steel | Suction (American)
9072012 | 2 | [5 empty] | Removed from Ground | Gas (Historical Use) | 5000 | Bare Steel | 1976-01-01 | Galvanized Steel | Suction (American)
9072012 | 3 | [5 empty] | Removed from Ground | Diesel | 5000 | Bare Steel | 1976-01-01 | Galvanized Steel | Suction (American)
9072012 | 4 | [5 empty] | Removed from Ground | Gas (Historical Use) | 5000 | Bare Steel | 1976-01-01 | Galvanized Steel | Suction (American)
9072013 | 1 | [5 empty] | Removed from Ground | Gas (Historical Use) | 1000 | Bare Steel | 1996-03-20 | Galvanized Steel | Safe Suction (Euro)
9072013 | 2 | [5 empty] | Removed from Ground | Diesel | 1000 | Bare Steel | 1996-03-20 | Galvanized Steel | Safe Suction (Euro)
9072014 | 1 | [5 empty] | Permanently Out of Use - historical purposes | Gas (Historical Use) | 560 | Bare Steel | 1982-04-20 | Galvanized Steel | Safe Suction (Euro)
9072014 | 2 | [5 empty] | Permanently Out of Use - historical purposes | Gas (Historical Use) | 1000 | Bare Steel | 1972-05-02 | Galvanized Steel | Safe Suction (Euro)
9072014 | 3 | [5 empty] | Permanently Out of Use - historical purposes | Diesel | 560 | Bare Steel | 1972-05-02 | Galvanized Steel | Safe Suction (Euro)
9072015 | 1 |  | 1991-08-25 |  | 1991-08-25 |  | Currently in Use | Gas (Historical Use) | 8000 | Fiberglass | 1991-08-25 | Fiberglass Reinforced Plastic | Pressurized
9072015 | 2 |  | 1991-08-25 |  | 1991-08-25 |  | Currently in Use | Gas (Historical Use) | 8000 | Fiberglass | 1991-08-25 | Fiberglass Reinforced Plastic | Pressurized
9072015 | 3 |  | 1991-08-25 |  | 1991-08-25 |  | Currently in Use | Diesel | 8000 | Fiberglass | 1991-08-25 | Fiberglass Reinforced Plastic | Pressurized
9072015 | 4 |  | 1991-08-25 |  | 1991-08-25 |  | Currently in Use | Diesel | 10000 | Fiberglass | 1991-08-25 | Fiberglass Reinforced Plastic | Pressurized
9072016 | 1 | [5 empty] | Removed from Ground | Empty | 1000 | Not Marked/Unknown | 1995-04-26 | Unknown
9072016 | 2 | [5 empty] | Removed from Ground | Empty | 1000 | Not Marked/Unknown | 1995-04-26 | Unknown
9072017 | 1 | [5 empty] | Removed from Ground | Gas (Historical Use) | 1000 | Not Marked/Unknown | 1995-05-05 | Unknown
9072018 | 1 | [5 empty] | Removed from Ground | Gas (Historical Use) | 3000 | Cathodically Protected Steel | 2000-01-04 | Galvanized Steel | Suction (American)
9072018 | 2 | [5 empty] | Removed from Ground | Gas (Historical Use) | 3000 | Cathodically Protected Steel | 2000-01-04 | Galvanized Steel | Suction (American)
9072018 | 3 | [5 empty] | Removed from Ground | Gas (Historical Use) | 1000 | Cathodically Protected Steel | 2000-01-04 | Galvanized Steel | Suction (American)
9072018 | 4 | [5 empty] | Removed from Ground | Diesel | 1000 | Cathodically Protected Steel | 2000-01-04 | Galvanized Steel | Suction (American)
9072019 | 1 | [5 empty] | Removed from Ground | Gas (Historical Use) | 1000 | Marked Unknown | 1995-06-01 | Unknown
9072019 | 1A | Flapper Valve | 1995-06-01 | no | 1995-06-01 | no | Currently in Use | Regular | 8000 | Fiberglass | 1995-06-01 | Fiberglass Reinforced Plastic | Pressurized
9072019 | 2 | [5 empty] | Removed from Ground | Gas (Historical Use) | 2000 | Marked Unknown | 1995-06-01 | Unknown
9072019 | 2A | Flapper Valve | 1995-06-01 | no | 1995-06-01 | no | Currently in Use | Diesel | 4000 | Fiberglass | 1995-06-01 | Fiberglass Reinforced Plastic | Pressurized
9072020 | 1 | Flapper Valve | 1998-09-28 | no | 1992-02-01 | no | Currently in Use | Diesel | 6000 | Steel-Impressed Current | 1992-02-01 | Fiberglass Reinforced Plastic | Pressurized
9072020 | 2 | Flapper Valve | 1998-09-28 | no | 1992-02-01 | no | Currently in Use | Regular | 10000 | Steel-Impressed Current | 1976-10-01 | Fiberglass Reinforced Plastic | Pressurized
9072020 | 3 | Flapper Valve | 1998-09-28 | no | 1992-02-01 | no | Currently in Use | Premium | 10000 | Steel-Impressed Current | 1976-10-10 | Fiberglass Reinforced Plastic | Pressurized
9072022 | 1 | Ball Float | 1995-06-01 | no | 1995-06-01 | no | Currently in Use | Premium | 10000 | Fiberglass | 1995-06-01 | Fiberglass Reinforced Plastic | Pressurized
9072022 | 2 | Ball Float | 1995-06-01 | no | 1995-06-01 | no | Currently in Use | E-10 | 6000 | Fiberglass | 1995-06-01 | Fiberglass Reinforced Plastic | Pressurized
9072022 | 3 | Ball Float | 1995-06-01 | no | 1995-06-01 | no | Currently in Use | Diesel | 4000 | Fiberglass | 1995-06-01 | Fiberglass Reinforced Plastic | Pressurized
9072022 | 4 | Ball Float | 1995-06-01 | no | 1995-06-01 | no | Currently in Use | Kerosene | 1000 | Composite | 1995-06-01 | Fiberglass Reinforced Plastic | Safe Suction (Euro)
9072024 | 1 |  | 1998-12-01 |  | 1998-12-01 |  | Temporarily out of use | Kerosene | 500 | Steel-Impressed Current | 1998-12-01 | Cathodically Protected | Safe Suction (Euro)
9072024 | 2 |  | 1998-12-01 |  | 1998-12-01 |  | Currently in Use | Gas (Historical Use) | 8000 | Cathodically Protected Steel | 1998-12-01 | Cathodically Protected | Safe Suction (Euro)
9072024 | 3 |  | 1998-12-01 |  | 1998-12-01 |  | Currently in Use | Gas (Historical Use) | 6000 | Cathodically Protected Steel | 1998-12-01 | Cathodically Protected | Safe Suction (Euro)
9072024 | 4 |  | 1998-12-01 |  | 1998-12-01 |  | Currently in Use | Gas (Historical Use) | 4000 | Cathodically Protected Steel | 1998-12-01 | Cathodically Protected | Safe Suction (Euro)
9072024 | 5 |  | 1998-12-01 |  | 1998-12-01 |  | Currently in Use | Diesel | 4000 | Cathodically Protected Steel | 1998-12-01 | Cathodically Protected | Safe Suction (Euro)
9072026 | 1 | [5 empty] | Closed in Ground | Empty | 0 | Not Marked/Unknown | 2010-06-29 | Not Marked
9072026 | 2 |  |  | no |  | no | Closed in Ground |  | 0 | Unknown
9072028 | 1 | Flapper Valve | 1998-12-04 |  | 1998-12-04 |  | Closed in Ground | Gas (Historical Use) | 1000 | Steel-Impressed Current | 1998-12-04 | Steel (Impressed Current) | Safe Suction (Euro)
9072028 | 2 | Flapper Valve | 1998-12-04 |  | 1998-12-04 |  | Closed in Ground | Gas (Historical Use) | 1000 | Steel-Impressed Current | 1998-12-04 | Steel (Impressed Current) | Safe Suction (Euro)
9072028 | 3 | Flapper Valve | 1998-12-04 |  | 1998-12-04 |  | Closed in Ground | Gas (Historical Use) | 1000 | Steel-Impressed Current | 1998-12-04 | Steel (Impressed Current) | Safe Suction (Euro)
9072029 | 1 | Flapper Valve | 1998-12-01 | no | 1989-03-13 | no | Currently in Use | Regular | 2000 | Epoxy | 2010-02-11 | Fiberglass Reinforced Plastic | Pressurized
9072029 | 2 |  | 1998-12-01 | no | 1989-03-13 | no | Currently in Use | Premium | 2000 | Epoxy | 2010-02-11 | Fiberglass Reinforced Plastic | Pressurized
9072029 | 3 |  | 1998-12-01 |  | 1989-03-13 |  | Currently in Use | Gas (Historical Use) | 2000 | Epoxy | 1989-04-01 | Fiberglass Reinforced Plastic | Pressurized
9072030 | 1 |  | 1996-10-01 |  | 1992-10-01 |  | Currently in Use | Diesel | 10000 | Cathodically Protected Steel | 1992-10-21 | Fiberglass Reinforced Plastic | Safe Suction (Euro)
9072030 | 2 | [5 empty] | Removed from Ground | Gas (Historical Use) | 10000 | Unknown | 1998-11-18 | Galvanized Steel
9072030 | 3 |  | 1998-10-01 |  | 1998-10-01 |  | Currently in Use | Gas (Historical Use) | 10000 | Composite | 1998-10-23 | Fiberglass Reinforced Plastic | Safe Suction (Euro)
9072031 | 1 | [5 empty] | Removed from Ground | Gas (Historical Use) | 500 | Bare Steel | 1937-01-01 | Bare Steel | Suction (American)
9072031 | 2 | [5 empty] | Removed from Ground | Gas (Historical Use) | 400 | Bare Steel | 1958-01-01 | Bare Steel | Safe Suction (Euro)
9072031 | 3 | [5 empty] | Removed from Ground | Gas (Historical Use) | 500 | Bare Steel | 1937-01-01 | Bare Steel | Safe Suction (Euro)
9072032 | 1 | [5 empty] | Removed from Ground | Diesel | 0 | Not Marked/Unknown | 1996-09-01 | Not Marked
9072032 | 2 | [5 empty] | Removed from Ground | Gas (Historical Use) | 0 | Not Marked/Unknown | 1996-09-01 | Not Marked
9072033 | 1 | Flapper Valve | 1988-08-01 | no | 1989-09-01 | no | Currently in Use | Diesel | 6000 | Steel-Impressed Current | 1989-10-01 | Steel (Impressed Current) | Safe Suction (Euro)
9072033 | 2 | Flapper Valve | 1998-08-01 | no | 1989-09-01 | no | Currently in Use | Regular | 8000 | Steel-Impressed Current | 1989-10-01 | Steel (Impressed Current) | Pressurized
9072033 | 3 | Flapper Valve | 1998-08-01 | no | 1989-09-01 | no | Currently in Use | E-10 | 8000 | Steel-Impressed Current | 1989-10-01 | Steel (Impressed Current) | Pressurized
9072033 | 4 | Flapper Valve | 1998-08-01 | no | 1989-09-01 | no | Currently in Use | Premium | 8000 | Steel-Impressed Current | 1989-10-01 | Steel (Impressed Current) | Pressurized
9072034 | 1 |  | 1998-12-14 |  | 1989-10-01 |  | Removed from Ground | Gas (Historical Use) | 4000 | Galvanic (STIP-3) | 1989-10-17 | Cathodically Protected
9072034 | 2 |  | 1998-12-14 |  | 1989-10-01 |  | Removed from Ground | Diesel | 4000 | Galvanic (STIP-3) | 1989-10-17 | Cathodically Protected
9072035 | 1 | [5 empty] | Removed from Ground | Gas (Historical Use) | 2000 | Cathodically Protected Steel | 1980-01-01 | Galvanized Steel | Safe Suction (Euro)
9072035 | 2 | [5 empty] | Removed from Ground | Diesel | 1000 | Cathodically Protected Steel | 1980-01-01 | Galvanized Steel | Safe Suction (Euro)
9072035 | 3 | [5 empty] | Removed from Ground | Gas (Historical Use) | 2000 | Cathodically Protected Steel | 1980-01-01 | Galvanized Steel | Safe Suction (Euro)
9072037 | 1 |  | 1995-11-01 |  | 1995-11-01 |  | Currently in Use | Gas (Historical Use) | 10000 | Fiberglass | 1995-11-01 | Fiberglass Reinforced Plastic | Pressurized
9072037 | 2 |  | 1995-11-01 |  | 1995-11-01 |  | Currently in Use | Gas (Historical Use) | 6000 | Fiberglass | 1995-11-01 | Fiberglass Reinforced Plastic | Pressurized
9072037 | 3 |  | 1995-11-01 |  | 1995-11-01 |  | Currently in Use | Diesel | 4000 | Fiberglass | 1995-11-01 | Fiberglass Reinforced Plastic | Pressurized
9072038 | 1 | [5 empty] | Permanently Out of Use - historical purposes | Gas (Historical Use) | 2000 | Not Marked/Unknown |  | Not Marked
9072038 | 2 | [5 empty] | Permanently Out of Use - historical purposes | Gas (Historical Use) | 2000 | Not Marked/Unknown |  | Not Marked
9072040 | 1 | [5 empty] | Removed from Ground | Gas (Historical Use) | 550 | Not Marked/Unknown | 1997-08-04 | Not Marked
9072040 | 2 | [5 empty] | Removed from Ground | Gas (Historical Use) | 550 | Not Marked/Unknown | 1997-08-04 | Not Marked
9072040 | 3 | [5 empty] | Removed from Ground | Gas (Historical Use) | 1200 | Not Marked/Unknown | 1997-08-04 | Not Marked
9072042 | 1 | [5 empty] | Removed from Ground | Gas (Historical Use) | 6000 | Not Marked/Unknown | 1998-10-27 | Not Marked
9072042 | 2 | [5 empty] | Removed from Ground | Gas (Historical Use) | 6000 | Not Marked/Unknown | 1998-10-27 | Not Marked
9072042 | 3 | [5 empty] | Removed from Ground | Gas (Historical Use) | 1000 | Not Marked/Unknown | 1998-10-27 | Not Marked
9072042 | 4 | [5 empty] | Removed from Ground | Other | 500 | Not Marked/Unknown | 1998-10-27 | Not Marked
9072042 | 5 |  |  | yes |  | yes | Removed from Ground | Used Oil | 550 | Not Marked/Unknown | 1998-10-27 | Not Marked
9072043 | 1 |  | 1998-10-01 |  | 1998-10-01 |  | Currently in Use | Diesel | 10000 | Fiberglass | 1998-10-01 | Fiberglass Reinforced Plastic | Pressurized
9072043 | 2 |  | 1998-10-01 |  | 1998-10-01 |  | Currently in Use | Gas (Historical Use) | 8000 | Fiberglass | 1998-10-01 | Fiberglass Reinforced Plastic | Pressurized
9072043 | 3 |  | 1998-10-01 |  | 1998-10-01 |  | Currently in Use | Gas (Historical Use) | 8000 | Fiberglass | 1998-10-01 | Fiberglass Reinforced Plastic | Pressurized
9072044 | 1 | Ball Float | 1999-03-16 | no | 1999-03-16 | no | Currently in Use | Premium | 12000 | Composite | 1999-03-16 | Fiberglass Reinforced Plastic | Pressurized
9072044 | 2 | Ball Float | 1999-03-16 | no | 1999-03-16 | no | Currently in Use | Regular | 15000 | Composite | 1999-03-16 | Fiberglass Reinforced Plastic | Pressurized
9072045 | 1 | Flapper Valve | 1999-06-16 | no | 1999-06-16 | no | Currently in Use | Diesel | 20000 | Fiberglass Double Walled | 1999-07-01 | Double-Walled Fiberglass | Pressurized
9072046 | 1 |  | 1999-07-01 |  | 1999-07-01 |  | Currently in Use | Gas (Historical Use) | 12000 | Fiberglass Double Walled | 1999-07-01 | Double-Walled Fiberglass | Pressurized
9072046 | 2 |  | 1999-07-01 |  | 1999-07-01 |  | Currently in Use | Gas (Historical Use) | 10000 | Fiberglass Double Walled | 1999-07-01 | Double-Walled Fiberglass | Pressurized
9072046 | 3 |  | 1999-07-01 |  | 1999-07-01 |  | Currently in Use | Diesel | 10000 | Fiberglass Double Walled | 1999-07-01 | Double-Walled Fiberglass | Pressurized
9072047 | 1 | [5 empty] | Removed from Ground | Diesel | 280 | Bare Steel | 2000-12-05 | Bare Steel
9072047 | 2 | [5 empty] | Removed from Ground | Empty | 280 | Bare Steel | 2000-12-05 | Bare Steel
9072048 | 1 |  | 2000-09-15 |  | 2000-09-15 |  | Currently in Use | Gas (Historical Use) | 10000 | Fiberglass Double Walled | 2000-09-15 | Double-Walled Fiberglass | Pressurized
9072048 | 2 |  | 2000-09-15 |  | 2000-09-15 |  | Currently in Use | Gas (Historical Use) | 8000 | Fiberglass Double Walled | 2000-09-15 | Double-Walled Fiberglass | Pressurized
9072048 | 3 |  | 2000-09-15 |  | 2000-09-15 |  | Currently in Use | Diesel | 8000 | Fiberglass Double Walled | 2000-09-15 | Double-Walled Fiberglass | Pressurized
9072049 | 1 | [5 empty] | Closed in Ground | Gas (Historical Use) | 560 | Bare Steel | 2000-08-31 | Bare Steel | Safe Suction (Euro)
9072049 | 2 | [5 empty] | Closed in Ground | Gas (Historical Use) | 560 | Bare Steel | 2000-08-31 | Bare Steel | Safe Suction (Euro)
9072049 | 3 | [5 empty] | Closed in Ground | Gas (Historical Use) | 560 | Bare Steel | 2000-08-31 | Bare Steel | Safe Suction (Euro)
9072050 | 1 | [5 empty] | Installed | Gas (Historical Use) | 0 | Not Marked/Unknown |  | Not Marked
9072051 | 1 | [5 empty] | Removed from Ground | Gas (Historical Use) | 6000 | Bare Steel | 1975-01-01 | Bare Steel | Safe Suction (Euro)
9072051 | 2 | [5 empty] | Removed from Ground | Gas (Historical Use) | 6000 | Bare Steel | 1975-01-01 | Bare Steel | Safe Suction (Euro)
9072051 | 3 | [5 empty] | Removed from Ground | Gas (Historical Use) | 6000 | Bare Steel | 1975-01-01 | Bare Steel | Safe Suction (Euro)
9072051 | 4 | [5 empty] | Removed from Ground | Diesel | 1000 | Bare Steel | 1975-01-01 | Bare Steel | Safe Suction (Euro)
9072052 | 1 |  | 2000-11-01 |  | 2000-11-01 |  | Currently in Use | Gas (Historical Use) | 15000 | Composite | 2000-11-01 | Double Walled | Pressurized
9072052 | 2 |  | 2000-11-01 |  | 2000-11-01 |  | Currently in Use | Gas (Historical Use) | 10000 | Composite | 2000-11-01 | Double Walled | Pressurized
9073001 | 1 | [5 empty] | Currently in Use | Gas (Historical Use) | 12000 | Bare Steel | 1974-05-10 | Galvanized Steel
9073001 | 2 | [5 empty] | Currently in Use | Kerosene | 1000 | Bare Steel | 1974-05-10 | Galvanized Steel
9073001 | 3 | [5 empty] | Currently in Use | Gas (Historical Use) | 12000 | Bare Steel | 1974-05-10 | Galvanized Steel
9073005 | 1 | [5 empty] | Removed from Ground | Empty | 3000 | Bare Steel | 1985-01-01 | Bare Steel
9073006 | 1 | [5 empty] | Closed in Ground | Empty | 750 | Bare Steel | 1991-03-09 | Galvanized Steel
9073006 | 2 | [5 empty] | Closed in Ground | Empty | 750 | Bare Steel | 1991-03-09 | Galvanized Steel
9073007 | 1 | [5 empty] | Removed from Ground | Gas (Historical Use) | 10000 | Bare Steel |  | Galvanized Steel
9073007 | 2 | [5 empty] | Removed from Ground | Diesel | 10000 | Bare Steel |  | Galvanized Steel
9073008 | D |  | 1994-01-27 | no | 1994-01-27 | no | Removed from Ground | Diesel | 10000 | Fiberglass | 1987-01-01 | Fiberglass Reinforced Plastic | Pressurized
9073008 | G | Ball Float | 1994-01-27 | no | 1994-01-27 | no | Currently in Use | Diesel | 10000 | Fiberglass Double Walled | 1987-01-01 | Fiberglass Reinforced Plastic | Pressurized
9073009 | 1 | [5 empty] | Removed from Ground | Diesel | 10000 | Cathodically Protected Steel | 1987-08-15 | Bare Steel | Safe Suction (Euro)
9073009 | 2 | [5 empty] | Removed from Ground | Gas (Historical Use) | 2000 | Cathodically Protected Steel | 1987-08-15 | Bare Steel | Safe Suction (Euro)
9073009 | 3 |  |  | yes |  | yes | Removed from Ground | Used Oil | 1000 | Bare Steel | 1987-08-01 | Bare Steel | Gravity Fed
9073010 | 1 | [5 empty] | Closed in Ground | Other | 10000 | Marked Unknown | 1992-05-18 | Unknown
9073010 | 2 | [5 empty] | Removed from Ground | Other | 6000 | Marked Unknown | 1992-04-20 | Unknown
9073010 | 3 | [5 empty] | Permanently Out of Use - historical purposes | Diesel | 20000 | Marked Unknown |  | Unknown
9073010 | 4 | [5 empty] | Permanently Out of Use - historical purposes | Diesel | 20000 | Marked Unknown |  | Unknown
9073011 | 1 | [5 empty] | Removed from Ground | Gas (Historical Use) | 8000 | Bare Steel | 1983-10-30 | Bare Steel | Safe Suction (Euro)
9073012 | 1 | [5 empty] | Removed from Ground | Kerosene | 250 | Marked Unknown | 1994-01-01 | Galvanized Steel
9073012 | 2 | [5 empty] | Removed from Ground | Gas (Historical Use) | 500 | Marked Unknown | 1994-01-01 | Galvanized Steel
9073012 | 3 | [5 empty] | Removed from Ground | Gas (Historical Use) | 1000 | Marked Unknown | 1994-01-01 | Galvanized Steel
9073013 | 1 | [5 empty] | Removed from Ground | Gas (Historical Use) | 500 | Bare Steel | 1961-01-01 | Bare Steel | Suction (American)
9073014 | 1 | Flapper Valve | 1996-07-24 | no | 1996-07-24 | no | Currently in Use | Regular | 10000 | Galvanic (STIP-3) | 1987-06-01 | Fiberglass Reinforced Plastic | Pressurized
9073014 | 2 | Flapper Valve | 1996-07-24 | no | 1996-07-24 | no | Currently in Use | Diesel Off Road | 10000 | Galvanic (STIP-3) | 1987-06-01 | Fiberglass Reinforced Plastic | Pressurized
9073014 | 3 | Flapper Valve | 1996-07-24 | no | 1996-07-24 | no | Currently in Use | Premium | 10000 | Galvanic (STIP-3) | 1987-06-01 | Fiberglass Reinforced Plastic | Pressurized
9073014 | 4 | Flapper Valve | 1996-07-24 | no | 1996-07-24 | no | Currently in Use | Diesel On Road | 10000 | Galvanic (STIP-3) | 1987-06-01 | Fiberglass Reinforced Plastic | Pressurized
9073014 | 5 | Flapper Valve | 1994-01-01 | no | 1994-01-01 | no | Currently in Use | Kerosene | 2000 | Galvanic (STIP-3) | 1994-01-01 | Fiberglass Reinforced Plastic | Safe Suction (Euro)
9073015 | 1A |  | 1991-09-14 |  | 1991-09-15 |  | Temporarily out of use | Gas (Historical Use) | 6000 | Galvanic (STIP-3) | 1991-09-14 | Fiberglass Reinforced Plastic | Suction (American)
9073015 | 1B |  | 1991-09-14 |  | 1991-09-15 |  | Temporarily out of use | Gas (Historical Use) | 4000 | Cathodically Protected Steel | 1991-09-14 | Fiberglass Reinforced Plastic | Suction (American)
9073015 | 1C |  | 1991-09-14 | no | 1991-09-15 | no | Temporarily out of use | Gas (Historical Use) | 2000 | Cathodically Protected Steel | 1991-09-14 | Fiberglass Reinforced Plastic | Suction (American)
9073016 | 1 | [5 empty] | Removed from Ground | Gas (Historical Use) | 5000 | Bare Steel | 1980-01-01 | Galvanized Steel | Suction (American)
9073016 | 2 | [5 empty] | Removed from Ground | Gas (Historical Use) | 5000 | Bare Steel | 1980-01-01 | Galvanized Steel | Suction (American)
9073016 | 3 | [5 empty] | Removed from Ground | Gas (Historical Use) | 5000 | Bare Steel | 1980-01-01 | Galvanized Steel | Suction (American)
9073016 | 4 | [5 empty] | Removed from Ground | Diesel | 3000 | Not Marked/Unknown | 1998-07-23 | Not Marked
9073016 | 5 |  | 1998-08-04 |  | 1998-08-04 |  | Removed from Ground | Gas (Historical Use) | 6000 | Fiberglass | 1998-08-04 | Fiberglass Reinforced Plastic
9073016 | 6 |  | 1998-08-04 |  | 1998-08-04 |  | Removed from Ground | Diesel | 1000 | Fiberglass | 1998-08-04 | Fiberglass Reinforced Plastic
9073016 | 7 |  | 2007-08-06 | no | 2007-08-10 | no | Currently in Use | Gas (Historical Use) | 6000 | Composite | 2007-08-10 | Double-Walled Flex | Pressurized
9073016 | 8 |  | 2007-08-10 | no | 2007-08-10 | no | Currently in Use | Gas (Historical Use) | 12000 | Composite | 2007-08-10 | Double-Walled Flex | Pressurized
9073016 | 9 |  | 2007-08-10 | no | 2007-08-10 | no | Currently in Use | Diesel | 10000 | Composite | 2007-08-10 | Double-Walled Flex | Pressurized
9073017 | 1 | Ball Float | 1995-01-01 |  | 1995-01-01 |  | Currently in Use | Gas (Historical Use) | 8000 | Galvanic (STIP-3) | 1995-01-19 | Fiberglass Reinforced Plastic | Pressurized
9073017 | 2 | Ball Float | 1995-01-01 |  | 1995-01-01 |  | Currently in Use | Gas (Historical Use) | 4000 | Galvanic (STIP-3) | 1989-01-19 | Fiberglass Reinforced Plastic | Pressurized
9073017 | 3 | Ball Float | 1995-01-01 |  | 1989-01-01 |  | Currently in Use | Diesel | 4000 | Galvanic (STIP-3) | 1989-01-19 | Fiberglass Reinforced Plastic | Pressurized
9073017 | 4 | Ball Float | 1989-01-01 |  | 1989-01-01 |  | Currently in Use | Diesel | 4000 | Galvanic (STIP-3) | 1989-01-19 | Fiberglass Reinforced Plastic | Pressurized
9073017 | 5 | Ball Float | 1989-01-01 |  | 1989-01-01 |  | Temporarily out of use | Kerosene | 500 | Cathodically Protected Steel | 1989-01-19 | Fiberglass Reinforced Plastic | Pressurized
9073017 | 6 | Ball Float | 2000-01-01 |  | 2000-01-01 |  | Currently in Use | Gas (Historical Use) | 10000 | Epoxy | 2000-09-01 | Fiberglass Reinforced Plastic | Pressurized
9073018 | 1 | Flapper Valve | 1998-09-01 | no | 1998-09-01 | no | Currently in Use | Regular | 12000 | Steel-Impressed Current | 1979-01-01 | Steel (Impressed Current) | Pressurized
9073018 | 2 | Flapper Valve | 1998-09-01 | no | 1998-09-01 | no | Currently in Use | Diesel | 12000 | Steel-Impressed Current | 1979-01-01 | Steel (Impressed Current) | Suction (American)
9073019 | DF1 | [5 empty] | Removed from Ground | Diesel | 10000 | Bare Steel | 1981-01-01 | Bare Steel | Suction (American)
9073019 | DF2 | [5 empty] | Removed from Ground | Diesel | 800 | Bare Steel | 1981-01-01 | Bare Steel | Suction (American)
9073019 | UF1 | [5 empty] | Removed from Ground | Gas (Historical Use) | 2000 | Bare Steel | 1998-06-01 | Bare Steel | Suction (American)
9073019 | UF2 | [5 empty] | Removed from Ground | Gas (Historical Use) | 1000 | Bare Steel | 1998-06-01 | Bare Steel | Suction (American)
9073020 | 1 | [5 empty] | Closed in Ground | Gas (Historical Use) | 6110 | Bare Steel | 1982-01-01 | Galvanized Steel | Pressurized
9073020 | 2 | Flapper Valve | 1998-11-01 |  | 1998-11-01 |  | Currently in Use | Gas (Historical Use) | 6110 | Steel-Impressed Current | 1982-01-01 | Double-Walled Flex | Pressurized
9073020 | 3 | Flapper Valve | 1998-11-01 |  | 1998-11-01 |  | Currently in Use | Gas (Historical Use) | 6110 | Steel-Impressed Current | 1982-01-01 | Double-Walled Flex | Pressurized
9073020 | 4 | Flapper Valve | 1998-11-01 |  | 1998-11-01 |  | Currently in Use | Gas (Historical Use) | 6110 | Steel-Impressed Current | 1982-01-01 | Double-Walled Flex | Pressurized
9073021 | 1 |  | 1995-07-08 | no | 1995-07-08 | no | Temporarily out of use | Empty | 12000 | Fiberglass Double Walled | 1995-06-28 | Double-Walled Flex | Pressurized
9073021 | 2 |  | 1995-07-08 | no | 1995-07-08 | no | Temporarily out of use | Empty | 8000 | Fiberglass Double Walled | 1995-06-28 | Double-Walled Flex | Pressurized
9073021 | 3 |  | 1995-07-08 | no | 1995-07-08 | no | Temporarily out of use | Empty | 8000 | Fiberglass Double Walled | 1995-06-28 | Double-Walled Flex | Pressurized
9073021 | 4 |  | 2000-01-15 | no | 2000-01-15 | no | Temporarily out of use | Empty | 2000 | Fiberglass Double Walled | 2000-01-15 | Fiberglass Reinforced Plastic | Pressurized
9073022 | 1 | [5 empty] | Removed from Ground | Gas (Historical Use) | 4000 | Bare Steel | 1995-10-25 | Galvanized Steel | Suction (American)
9073022 | 2 | [5 empty] | Removed from Ground | Gas (Historical Use) | 8000 | Bare Steel | 1995-10-25 | Galvanized Steel | Suction (American)
9073022 | 3 | [5 empty] | Removed from Ground | Gas (Historical Use) | 4000 | Bare Steel | 1995-10-25 | Unknown | Suction (American)
9073022 | 4 | [5 empty] | Removed from Ground | Diesel | 560 | Bare Steel | 1995-10-25 | Galvanized Steel | Suction (American)
9073023 | 1 |  | 1990-04-04 | no | 1990-04-04 | no | Currently in Use | Gas (Historical Use) | 10000 |  | 1990-04-04 | Galvanized Steel | Pressurized
9073023 | 2 |  | 1990-04-04 | no | 1990-04-04 | no | Currently in Use | Diesel | 3000 |  | 1990-04-04 | Galvanized Steel | Pressurized
9073023 | A |  |  | no |  | no | Removed from Ground | Diesel | 550 | Bare Steel | 1985-01-01 | Unknown
9073023 | B |  |  | no |  | no | Removed from Ground | Diesel | 270 | Bare Steel | 1981-01-01 | Unknown
9073023 | C |  |  | no |  | no | Removed from Ground | Gas (Historical Use) | 3000 | Bare Steel | 1979-01-01
9073026 | 1 | [5 empty] | Removed from Ground | Gas (Historical Use) | 5000 | Not Marked/Unknown | 1998-03-19 | Not Marked
9073026 | 2 | [5 empty] | Removed from Ground | Gas (Historical Use) | 5000 | Not Marked/Unknown | 1998-03-19 | Not Marked
9073026 | 3 | [5 empty] | Removed from Ground | Gas (Historical Use) | 5000 | Not Marked/Unknown | 1998-03-19 | Not Marked
9073028 | 1 | [5 empty] | Removed from Ground | Gas (Historical Use) | 0 | Not Marked/Unknown | 1940-01-01 | Not Marked
9073029 | 1 | [5 empty] | Removed from Ground | Other | 12000 | Not Marked/Unknown | 1998-09-01 | Not Marked
9073029 | 2 | [5 empty] | Removed from Ground | Other | 12000 | Not Marked/Unknown | 1998-09-01 | Not Marked
9073030 | 1 | [5 empty] | Removed from Ground | Gas (Historical Use) | 2000 | Not Marked/Unknown | 1998-10-02 | Not Marked
9073030 | 2 | [5 empty] | Removed from Ground | Gas (Historical Use) | 1000 | Not Marked/Unknown | 1998-10-02 | Not Marked
9073030 | 3 | [5 empty] | Removed from Ground | Gas (Historical Use) | 500 | Not Marked/Unknown | 1998-10-02 | Not Marked
9073031 | 1 | Flapper Valve | 1997-10-07 |  | 1997-10-07 |  | Currently in Use | Gas (Historical Use) | 550 | Composite | 1997-10-07 | Double Walled | Safe Suction (Euro)
9073032 | 1 |  | 1997-11-01 |  | 1997-11-01 |  | Currently in Use | Gas (Historical Use) | 10000 | Composite | 1997-11-01 | Fiberglass Reinforced Plastic | Pressurized
9073032 | 2 |  | 1997-11-01 |  | 1997-11-01 |  | Currently in Use | Gas (Historical Use) | 8000 | Composite | 1997-11-01 | Fiberglass Reinforced Plastic | Pressurized
9073032 | 3 |  | 1997-11-01 | no | 1997-11-01 | no | Currently in Use | Diesel | 4000 | Composite | 1997-11-01 | Fiberglass Reinforced Plastic | Pressurized
9073033 | 1 |  | 1994-01-01 |  | 1994-01-01 |  | Currently in Use | Kerosene | 2000 | Cathodically Protected Steel | 1994-01-01 | Fiberglass Reinforced Plastic | Safe Suction (Euro)
9073034 | 1 | Ball Float | 1999-11-02 | no | 1999-11-02 | no | Currently in Use | Gas (Historical Use) | 10000 | Composite | 1999-11-02 | Fiberglass Reinforced Plastic | Pressurized
9073034 | 2 | Ball Float | 1999-11-02 | no | 1999-11-02 | no | Currently in Use | Gas (Historical Use) | 4000 | Composite | 1999-11-02 | Fiberglass Reinforced Plastic | Pressurized
9073034 | 3 | Flapper Valve | 1999-11-02 | no | 1999-11-02 | no | Currently in Use | Diesel | 4000 | Composite | 1999-11-02 | Fiberglass Reinforced Plastic | Suction (American)
9073035 | 1 | Ball Float | 2000-02-15 |  | 2000-02-15 |  | Currently in Use | Gas (Historical Use) | 8000 | Composite | 2000-02-15 | Double-Walled Fiberglass | Pressurized
9073035 | 2 | Ball Float | 2000-02-15 |  | 2000-02-15 |  | Currently in Use | Gas (Historical Use) | 10000 | Composite | 2000-02-15 | Double-Walled Fiberglass | Pressurized
9073036 | 1 |  | 2000-08-17 |  | 2000-08-17 |  | Currently in Use | Diesel | 10027 | Composite | 2000-08-17 | Fiberglass Reinforced Plastic | Suction (American)
9074001 | 1 |  | 1998-11-01 | yes | 1998-11-01 |  | Currently in Use | Gas (Historical Use) | 6000 | Cathodically Protected Steel | 1989-06-01 | Fiberglass Reinforced Plastic | Pressurized
9074001 | 2 |  | 1998-11-01 | yes | 1998-11-01 |  | Currently in Use | Diesel | 6000 | Cathodically Protected Steel | 1989-06-01 | Fiberglass Reinforced Plastic | Pressurized
9074001 | 3 |  | 1998-11-01 | yes | 1998-11-01 |  | Currently in Use | Gas (Historical Use) | 2000 | Cathodically Protected Steel | 1989-06-01 | Fiberglass Reinforced Plastic | Pressurized
9074001 | 4 |  | 1998-11-01 | yes | 1998-11-01 |  | Currently in Use | Diesel | 6000 | Cathodically Protected Steel | 1989-06-01 | Fiberglass Reinforced Plastic | Pressurized
9074002 | 1 |  |  | no |  | no | Removed from Ground | Gas (Historical Use) | 2000 | Bare Steel | 1970-01-01 | Galvanized Steel
9074002 | 2 |  |  | no |  | no | Removed from Ground | Diesel | 2000 | Bare Steel | 1970-01-01 | Galvanized Steel
9074002 | 3 |  |  | no |  | no | Removed from Ground | Gas (Historical Use) | 2000 |  | 1990-11-06 | Galvanized Steel
9074002 | 4 | Flapper Valve | 1996-03-01 | no | 1996-03-01 | yes | Currently in Use | Diesel | 2000 | Galvanic (STIP-3) | 1996-03-01 | Fiberglass Reinforced Plastic | Safe Suction (Euro)
9074002 | 5 | Flapper Valve | 1996-03-01 | no | 1996-03-01 | yes | Currently in Use | Diesel | 2000 | Galvanic (STIP-3) | 1996-03-01 | Fiberglass Reinforced Plastic | Safe Suction (Euro)
9074002 | 6 | Flapper Valve | 1996-03-01 | no | 1996-03-01 | yes | Currently in Use | Premium | 2000 | Galvanic (STIP-3) | 1996-03-01 | Fiberglass Reinforced Plastic | Safe Suction (Euro)
9074002 | 7 | Flapper Valve | 2006-04-18 | no | 2006-04-18 | yes | Currently in Use | Regular | 12000 | Galvanic (STIP-3) | 2001-04-18 | Fiberglass Reinforced Plastic | Safe Suction (Euro)
9074003 | 1 | [5 empty] | Removed from Ground | Diesel | 0 | Marked Unknown | 1995-01-16 | Unknown
9074003 | 2 | [5 empty] | Removed from Ground | Diesel | 0 | Marked Unknown | 1995-01-16 | Unknown
9074003 | 3 | [5 empty] | Removed from Ground | Empty | 6000 | Bare Steel | 1995-01-16 | Galvanized Steel
9074003 | 4 | [5 empty] | Removed from Ground | Empty | 6000 | Bare Steel | 1995-01-16 | Galvanized Steel
9074003 | 5 |  |  | yes |  | yes | Removed from Ground | Used Oil | 0 | Marked Unknown |  | Unknown
9074003 | 6 |  | 1997-08-01 |  | 1997-08-01 |  | Currently in Use | Diesel | 3000 | Fiberglass | 1997-08-01 | Fiberglass Reinforced Plastic | Pressurized
9074003 | 7 |  | 1997-08-01 |  | 1997-08-01 |  | Currently in Use | Gas (Historical Use) | 10000 | Fiberglass | 1997-08-01 | Fiberglass Reinforced Plastic | Pressurized
9074003 | 8 |  | 1997-08-01 |  | 1997-08-01 |  | Currently in Use | Gas (Historical Use) | 8000 | Fiberglass | 1997-08-01 | Fiberglass Reinforced Plastic | Pressurized
9074005 | 220065 | Ball Float | 1995-03-15 | no | 1995-03-15 | no | Currently in Use | Diesel | 3000 | Steel-Impressed Current | 1995-03-18 | Fiberglass Reinforced Plastic | Safe Suction (Euro)
9074005 | 42662 | Ball Float | 1995-03-15 | no | 1995-03-15 | no | Currently in Use | Gas (Historical Use) | 6000 | Steel-Impressed Current | 1995-03-18 | Fiberglass Reinforced Plastic | Pressurized
9074005 | 42663 | Ball Float | 1995-03-15 | no | 1995-03-15 | no | Currently in Use | Premium | 6000 | Steel-Impressed Current | 1995-03-18 | Fiberglass Reinforced Plastic | Pressurized
9074005 | 42666 | Ball Float | 1995-03-15 | no | 1995-03-15 | no | Currently in Use | Regular | 6000 | Steel-Impressed Current | 1995-03-18 | Fiberglass Reinforced Plastic | Safe Suction (Euro)
9074006 | 1 |  | 1991-12-09 | no | 1991-12-09 | no | Temporarily out of use | Gas (Historical Use) | 6000 | STIP-3/Impressed Current | 1991-12-09 | Fiberglass Reinforced Plastic | Pressurized
9074006 | 2 |  | 1991-12-09 | no | 1991-12-09 | no | Temporarily out of use | Gas (Historical Use) | 6000 | Steel-Impressed Current | 1991-12-09 | Fiberglass Reinforced Plastic | Pressurized
9074006 | 3 |  | 1991-12-09 | no | 1991-12-09 | no | Temporarily out of use | Gas (Historical Use) | 6000 | STIP-3/Impressed Current | 1991-12-09 | Fiberglass Reinforced Plastic | Pressurized
9074007 | 1 |  | 2000-03-01 | no | 2000-03-01 | no | Temporarily out of use |  | 8000 | Steel-Impressed Current | 2012-04-17 | Steel (Impressed Current) | Safe Suction (Euro)
9074007 | 2 |  | 2000-03-01 | no | 2000-03-01 | no | Temporarily out of use | Diesel | 6000 | Steel-Impressed Current | 2012-04-17 | Steel (Impressed Current) | Safe Suction (Euro)
9074007 | 3 |  | 2000-03-01 | no | 2000-03-01 | no | Temporarily out of use |  | 8000 | Steel-Impressed Current | 2010-01-05 | Steel (Impressed Current) | Safe Suction (Euro)
9074008 | 1 | [5 empty] | Removed from Ground | Gas (Historical Use) | 1000 | Marked Unknown | 1996-01-16 | Unknown
9074008 | 2 | [5 empty] | Removed from Ground | Gas (Historical Use) | 1000 | Marked Unknown | 1996-01-16 | Unknown
9074009 | 72148 | Flapper Valve | 1994-12-01 | no | 1994-12-01 | no | Currently in Use | Premium | 4000 | Steel-Impressed Current | 1987-05-15 | Steel (Impressed Current) | Pressurized
9074009 | 72211 | Flapper Valve | 1994-12-01 | no | 1994-12-01 | no | Currently in Use | Regular | 6000 | Steel-Impressed Current | 1987-05-15 | Steel (Impressed Current) | Pressurized
9074009 | 72241 | Flapper Valve | 1994-12-01 | no | 1994-12-01 | no | Currently in Use | Diesel | 1000 | Steel-Impressed Current | 1987-05-15 | Steel (Impressed Current) | Pressurized
9074009 | 72246 | Flapper Valve | 1994-12-01 | no | 1994-12-01 | no | Currently in Use | Plus | 4000 | Steel-Impressed Current | 1987-05-15 | Steel (Impressed Current) | Pressurized
9074010 | 1 | Flapper Valve | 1998-12-10 | no | 1998-12-10 | no | Temporarily out of use | Empty | 6000 | Steel-Impressed Current | 1998-12-15 |  | Pressurized
9074010 | 2 | Flapper Valve | 1998-12-10 | no | 1998-12-10 | no | Temporarily out of use | Regular | 6000 | Steel-Impressed Current | 1998-12-15 |  | Pressurized
9074010 | 3 | Flapper Valve | 1998-12-10 | no | 1998-12-10 | no | Temporarily out of use | Diesel | 6000 | Steel-Impressed Current | 1998-12-15 |  | Pressurized
9075001 | 1 | [5 empty] | Removed from Ground | Gas (Historical Use) | 6000 | Bare Steel | 1968-01-01 | Galvanized Steel | Suction (American)
9075001 | 2 | [5 empty] | Removed from Ground | Gas (Historical Use) | 6000 | Bare Steel | 1968-01-01 | Galvanized Steel | Suction (American)
9075001 | 3 | [5 empty] | Removed from Ground | Gas (Historical Use) | 2000 | Bare Steel | 1968-01-01 | Galvanized Steel | Suction (American)
9075002 | 1 | [5 empty] | Removed from Ground | Gas (Historical Use) | 1000 | Bare Steel | 1991-12-09 | Galvanized Steel | Suction (American)
9075002 | 2 |  |  | yes |  | yes | Removed from Ground | Used Oil | 2000 | Bare Steel | 1991-12-09 | Galvanized Steel | Suction (American)
9075002 | 3 | [5 empty] | Removed from Ground | Gas (Historical Use) | 2000 | Bare Steel | 1991-12-09 | Galvanized Steel | Suction (American)
9075002 | 4 | [5 empty] | Removed from Ground | Gas (Historical Use) | 1000 | Bare Steel | 1991-12-09 | Galvanized Steel | Suction (American)
9075002 | 5 | [5 empty] | Removed from Ground | Gas (Historical Use) | 550 | Bare Steel | 1991-12-09 | Galvanized Steel | Suction (American)
9075003 | 1 | [5 empty] | Removed from Ground | Gas (Historical Use) | 0 | Bare Steel | 1970-01-01 | Unknown
9075003 | 2 | [5 empty] | Removed from Ground | Gas (Historical Use) | 0 | Bare Steel | 1970-01-01 | Unknown
9075003 | 3 | [5 empty] | Removed from Ground | Gas (Historical Use) | 0 | Bare Steel | 1970-01-01 | Unknown
9075003 | 4 |  |  | yes |  | yes | Removed from Ground | Used Oil | 0 | Bare Steel | 1970-01-01 | Unknown
9075003 | 5 | [5 empty] | Removed from Ground | Kerosene | 0 | Bare Steel | 1970-01-01 | Unknown
9075004 | 1 | [5 empty] | Removed from Ground | Gas (Historical Use) | 10000 | Fiberglass | 1989-01-01 | Fiberglass Reinforced Plastic
9075004 | 2 | [5 empty] | Removed from Ground | Gas (Historical Use) | 10000 | Fiberglass | 1989-01-01 | Fiberglass Reinforced Plastic
9075004 | 3 | [5 empty] | Removed from Ground | Gas (Historical Use) | 10000 | Fiberglass | 1989-01-01 | Fiberglass Reinforced Plastic
9075004 | 4 |  |  | yes |  | yes | Removed from Ground | Used Oil | 1000 | Not Marked/Unknown |  | Not Marked
9075005 | 1 | Ball Float | 1988-12-01 | no | 1988-12-01 | no | Currently in Use | Regular | 10000 | Fiberglass Double Walled | 1988-12-01 | Double-Walled Fiberglass | Pressurized
9075005 | 2 | Ball Float | 1988-12-01 | no | 1988-12-01 | no | Currently in Use | Plus | 10000 | Fiberglass Double Walled | 1988-12-01 | Double-Walled Fiberglass | Pressurized
9075005 | 3 | Ball Float | 1988-12-01 | no | 1988-12-01 | no | Currently in Use | Premium | 10000 | Fiberglass Double Walled | 1988-12-01 | Double-Walled Fiberglass | Pressurized
9075005 | 4 | Ball Float | 1988-12-01 | no | 1988-12-01 | no | Currently in Use | Diesel | 10000 | Fiberglass Double Walled | 1988-12-01 | Double-Walled Fiberglass | Pressurized
9075007 | 1 |  | 1988-10-01 | no | 1988-10-01 | no | Currently in Use | Regular | 8000 | Composite | 1988-10-01 | Fiberglass Reinforced Plastic | Pressurized
9075007 | 2 |  | 1988-10-01 | no | 1988-10-01 | no | Currently in Use | Plus | 8000 | Composite | 1988-10-01 | Fiberglass Reinforced Plastic | Pressurized
9075007 | 3 |  | 1988-10-01 | no | 1988-10-01 | no | Currently in Use | Premium | 8000 | Composite | 1988-10-01 | Fiberglass Reinforced Plastic
9075007 | 4 |  | 1988-10-01 | no | 1988-10-01 | no | Currently in Use | Diesel | 6000 | Composite | 1988-10-01 | Fiberglass Reinforced Plastic | Pressurized
9075009 | 1 | Ball Float | 1987-08-15 | no | 1987-08-15 | no | Currently in Use | Regular | 10000 | Galvanic (STIP-3) | 1987-08-01 | Fiberglass Reinforced Plastic | Pressurized
9075009 | 2 | Ball Float | 1987-08-15 | no | 1987-08-15 | no | Currently in Use | Plus | 8000 | Galvanic (STIP-3) | 1987-08-01 | Fiberglass Reinforced Plastic | Pressurized
9075009 | 3 | Ball Float | 1987-08-15 | no | 1987-08-15 | no | Currently in Use | Premium | 8000 | Galvanic (STIP-3) | 1987-08-01 | Fiberglass Reinforced Plastic | Pressurized
9075009 | 4 | Ball Float | 1987-08-15 | no | 1987-08-15 | no | Currently in Use | Diesel | 6000 | Galvanic (STIP-3) | 1987-08-01 | Fiberglass Reinforced Plastic | Pressurized
9075009 | 5 | Flapper Valve | 1987-08-15 | no | 1987-08-15 | no | Currently in Use | Diesel | 2000 | Galvanic (STIP-3) | 1987-01-01 | Fiberglass Reinforced Plastic | Suction (American)
9075010 | 1 | Ball Float | 1989-01-01 | no | 1989-01-01 | no | Currently in Use | Regular | 10000 | Composite | 1989-01-01 | Fiberglass Reinforced Plastic | Pressurized
9075010 | 2 | Ball Float | 1989-01-01 | no | 1989-01-01 | no | Currently in Use | Plus | 10000 | Composite | 1989-01-01 | Fiberglass Reinforced Plastic | Pressurized
9075010 | 3 | Ball Float | 1989-01-01 | no | 1989-01-01 | no | Currently in Use | Premium | 10000 | Composite | 1989-01-01 | Fiberglass Reinforced Plastic | Pressurized
9075011 | 1 | [5 empty] | Removed from Ground | Other | 1000 | Bare Steel | 1984-01-01 | Copper | Suction (American)
9075011 | 2 | Flapper Valve | 1997-01-06 | no | 1997-01-06 | no | Currently in Use | Diesel | 4000 | Fiberglass | 1997-01-06 | Copper | Suction (American)
9075012 | 1 | Ball Float | 1989-01-01 | no | 1989-01-01 | no | Currently in Use | Regular | 8000 | Composite | 1989-01-01 | Fiberglass Reinforced Plastic | Pressurized
9075012 | 2 | Ball Float | 1989-01-01 | no | 1989-01-01 | no | Currently in Use | Plus | 8000 | Composite | 1989-01-01 | Fiberglass Reinforced Plastic | Pressurized
9075012 | 3 | Ball Float | 1989-01-01 | no | 1989-01-01 | no | Currently in Use | Premium | 8000 | Composite | 1989-01-01 | Fiberglass Reinforced Plastic | Pressurized
9075013 | 1 | [5 empty] | Removed from Ground | Diesel | 20000 | Cathodically Protected Steel | 1986-01-01 | Unknown
9075014 | 1 |  |  |  | 1988-01-01 |  | Removed from Ground | Diesel | 10000 | Composite | 1988-01-01 | Galvanized Steel | Suction (American)
9075015 | 1 | [5 empty] | Removed from Ground | Diesel | 10000 | Double Walled | 1990-01-01 | Fiberglass Reinforced Plastic
9075016 | 1 | [5 empty] | Removed from Ground | Diesel | 10000 | Marked Unknown | 1997-04-29 | Unknown
9075018 | 1U |  | 1990-03-16 |  | 1990-03-16 |  | Currently in Use | Gas (Historical Use) | 10000 | Cathodically Protected Steel | 1990-03-06 | Fiberglass Reinforced Plastic | Pressurized
9075018 | 2P |  | 1990-03-16 |  | 1990-03-16 |  | Currently in Use | Gas (Historical Use) | 6000 | Cathodically Protected Steel | 1990-03-06 | Fiberglass Reinforced Plastic | Pressurized
9075018 | 3S |  | 1990-03-16 |  | 1990-03-16 |  | Currently in Use | Gas (Historical Use) | 6000 | Cathodically Protected Steel | 1990-03-06 | Fiberglass Reinforced Plastic | Pressurized
9075018 | 4D |  | 1990-03-16 |  | 1990-03-16 |  | Currently in Use | Diesel | 12000 | Cathodically Protected Steel | 1990-03-06 | Fiberglass Reinforced Plastic | Pressurized
9075018 | 5D |  | 1990-03-16 |  | 1990-03-16 |  | Currently in Use | Diesel | 12000 | Cathodically Protected Steel | 1990-03-06 | Fiberglass Reinforced Plastic | Pressurized
9075018 | 6K |  | 1990-03-16 |  | 1990-03-16 |  | Currently in Use | Kerosene | 1000 | Cathodically Protected Steel | 1990-03-06 | Fiberglass Reinforced Plastic | Suction (American)
9075021 | 1 | [5 empty] | Removed from Ground | Gas (Historical Use) | 8000 | Bare Steel | 1974-01-01 | Galvanized Steel | Safe Suction (Euro)
9075021 | 2 | [5 empty] | Removed from Ground | Diesel | 8000 | Bare Steel | 1993-09-23 | Galvanized Steel | Safe Suction (Euro)
9075021 | 3 | [5 empty] | Removed from Ground | Other | 0 | Not Marked/Unknown | 1993-09-23 | Not Marked
9075022 | 1 |  | 1991-03-27 |  | 1991-03-27 |  | Removed from Ground | Gas (Historical Use) | 2000 | Steel-Impressed Current | 1991-03-01 | Fiberglass Reinforced Plastic | Pressurized
9075022 | 2 |  | 1991-03-27 |  | 1991-03-27 |  | Removed from Ground | Diesel | 2000 | Steel-Impressed Current | 1991-03-01 | Fiberglass Reinforced Plastic | Pressurized
9075023 | 1 | Ball Float | 1990-02-01 |  | 1990-02-01 |  | Currently in Use | Gas (Historical Use) | 8000 | Composite | 1990-03-01 | Fiberglass Reinforced Plastic | Pressurized
9075023 | 2 | Ball Float | 1990-02-01 |  | 1990-02-01 |  | Currently in Use | Gas (Historical Use) | 8000 | Composite | 1990-03-01 | Fiberglass Reinforced Plastic | Pressurized
9075023 | 3 | Ball Float | 1990-02-01 |  | 1990-02-01 |  | Currently in Use | Gas (Historical Use) | 8000 | Composite | 1990-03-01 | Fiberglass Reinforced Plastic | Pressurized
9075024 | 1 | Ball Float | 1989-02-01 |  | 1989-02-01 |  | Removed from Ground | Gas (Historical Use) | 10000 | Fiberglass | 1989-03-01 | Fiberglass Reinforced Plastic | Pressurized
9075024 | 2 | Ball Float | 1989-02-01 |  | 1989-02-01 |  | Removed from Ground | Gas (Historical Use) | 10000 | Fiberglass | 1989-03-01 | Fiberglass Reinforced Plastic | Pressurized
9075024 | 3 | Ball Float | 1989-02-01 |  | 1989-02-01 |  | Removed from Ground | Gas (Historical Use) | 10000 | Fiberglass | 1989-03-01 | Fiberglass Reinforced Plastic | Pressurized
9075026 | 1 | [5 empty] | Permanently Out of Use - historical purposes | Gas (Historical Use) | 6000 | Bare Steel | 1977-01-01 | Galvanized Steel
9075026 | 10 | Ball Float | 1990-09-01 |  | 1990-09-01 |  | Currently in Use | Diesel | 8000 | Steel-Impressed Current | 1990-09-01 | Fiberglass Reinforced Plastic | Pressurized
9075026 | 11 | Ball Float | 1990-09-01 |  | 1990-09-01 |  | Currently in Use | Kerosene | 2000 | Steel-Impressed Current | 1990-09-01 | Fiberglass Reinforced Plastic | Pressurized
9075026 | 2 | [5 empty] | Permanently Out of Use - historical purposes | Gas (Historical Use) | 6000 | Bare Steel | 1977-01-01 | Galvanized Steel
9075026 | 3 | [5 empty] | Permanently Out of Use - historical purposes | Gas (Historical Use) | 6000 | Bare Steel | 1977-01-01 | Galvanized Steel
9075026 | 4 | [5 empty] | Permanently Out of Use - historical purposes | Gas (Historical Use) | 5000 | Bare Steel | 1977-01-01 | Galvanized Steel
9075026 | 5 | [5 empty] | Permanently Out of Use - historical purposes | Gas (Historical Use) | 5000 | Bare Steel | 1977-01-01 | Galvanized Steel
9075026 | 6 | [5 empty] | Permanently Out of Use - historical purposes | Gas (Historical Use) | 5000 | Bare Steel | 1977-01-01 | Galvanized Steel
9075026 | 7 | Ball Float | 1990-09-01 |  | 1990-09-01 |  | Currently in Use | Gas (Historical Use) | 8000 | Steel-Impressed Current | 1990-09-01 | Fiberglass Reinforced Plastic | Pressurized
9075026 | 8 | Ball Float | 1990-09-01 | no | 1990-09-01 | no | Currently in Use | Plus | 8000 | Steel-Impressed Current | 2000-09-13 | Fiberglass Reinforced Plastic | Pressurized
9075026 | 9 | Ball Float | 1990-09-01 |  | 1990-09-01 |  | Currently in Use | Gas (Historical Use) | 8000 | Steel-Impressed Current | 1990-09-01 | Fiberglass Reinforced Plastic | Pressurized
9075027 | 1 | Flapper Valve | 1997-10-22 | no | 1997-10-22 | no | Currently in Use | Racing Fuel | 12000 | Fiberglass Double Walled | 1997-10-22 | Double-Walled Fiberglass | Pressurized
9075027 | 2 | Flapper Valve | 1997-10-22 | no | 1997-10-22 | no | Currently in Use | Gas (Historical Use) | 12000 | Fiberglass Double Walled | 1997-10-22 | Double-Walled Fiberglass | Pressurized
9075027 | 3 | [5 empty] | Removed from Ground | Gas (Historical Use) | 2000 | Bare Steel | 1992-06-09 | Bare Steel | Safe Suction (Euro)
9075028 | 1 | [5 empty] | Removed from Ground | Gas (Historical Use) | 12000 | Bare Steel | 1976-01-01 | Unknown
9075028 | 2 | Flapper Valve | 1996-08-05 |  | 1996-08-05 |  | Temporarily out of use | Gas (Historical Use) | 12000 | Fiberglass | 1996-08-05 | Double-Walled Fiberglass | Pressurized
9075028 | 3 | Flapper Valve | 1996-08-05 |  | 1996-08-05 |  | Temporarily out of use | Gas (Historical Use) | 4000 | Fiberglass | 1996-08-05 | Double-Walled Fiberglass | Pressurized
9075029 | 1 |  | 1991-09-30 |  | 1991-09-30 |  | Removed from Ground | Gas (Historical Use) | 10000 | Bare Steel | 1972-01-01 | Galvanized Steel | Suction (American)
9075029 | 2 |  | 1991-09-30 |  | 1991-09-30 |  | Removed from Ground | Diesel | 10000 | Bare Steel | 1972-01-01 | Galvanized Steel | Suction (American)
9075029 | 3 |  | 1991-09-30 |  | 1991-09-30 |  | Removed from Ground | Diesel | 10000 | Bare Steel | 1972-01-01 | Galvanized Steel | Suction (American)
9075031 | 1 | Ball Float | 1992-08-12 |  | 1992-08-12 |  | Currently in Use | Gas (Historical Use) | 8000 | Fiberglass | 1992-06-01 | Fiberglass Reinforced Plastic | Pressurized
9075031 | 2 | Ball Float | 1992-08-12 |  | 1992-08-12 |  | Currently in Use | Gas (Historical Use) | 8000 | Fiberglass | 1992-06-01 | Fiberglass Reinforced Plastic | Pressurized
9075031 | 3 | Ball Float | 1992-08-12 |  | 1992-08-12 |  | Currently in Use | Gas (Historical Use) | 8000 | Fiberglass | 1992-06-01 | Fiberglass Reinforced Plastic | Pressurized
9075031 | 4 | Ball Float | 1992-08-12 |  | 1992-08-12 |  | Currently in Use | Diesel | 4000 | Fiberglass | 1992-06-01 | Fiberglass Reinforced Plastic | Pressurized
9075032 | 1 | [5 empty] | Removed from Ground | Gas (Historical Use) | 6000 | Bare Steel | 1964-01-01 | Galvanized Steel | Suction (American)
9075032 | 2 | [5 empty] | Removed from Ground | Gas (Historical Use) | 2000 | Bare Steel | 1958-01-01 | Galvanized Steel | Suction (American)
9075032 | 3 | [5 empty] | Removed from Ground | Gas (Historical Use) | 1000 | Bare Steel | 1958-01-01 | Galvanized Steel | Suction (American)
9075032 | 4 | [5 empty] | Removed from Ground | Gas (Historical Use) | 1000 | Bare Steel | 1958-01-01 | Galvanized Steel | Suction (American)
9075033 | 1 | [5 empty] | Removed from Ground | Gas (Historical Use) | 2000 | Bare Steel | 1960-01-01 | Bare Steel | Safe Suction (Euro)
9075033 | 2 | [5 empty] | Removed from Ground | Gas (Historical Use) | 1000 | Bare Steel | 1993-04-25 | Bare Steel | Safe Suction (Euro)
9075033 | 3 | [5 empty] | Removed from Ground | Gas (Historical Use) | 1000 | Not Marked/Unknown | 1993-04-25 | Bare Steel | Safe Suction (Euro)
9075033 | 4 | [5 empty] | Removed from Ground | Kerosene | 550 | Bare Steel | 1993-04-25 | Bare Steel | Safe Suction (Euro)
9075033 | 5 | [5 empty] | Removed from Ground | Diesel | 2000 | Not Marked/Unknown | 1975-01-01 | Bare Steel | Safe Suction (Euro)
9075034 | 1 | [5 empty] | Removed from Ground | Gas (Historical Use) | 4000 | Marked Unknown | 1993-05-12 | Unknown
9075034 | 2 | [5 empty] | Removed from Ground | Gas (Historical Use) | 6000 | Marked Unknown | 1993-05-12 | Unknown
9075034 | 3 | [5 empty] | Removed from Ground | Used Oil | 1000 | Bare Steel | 2001-07-26 | Bare Steel | Safe Suction (Euro)
9075035 | 1 | [5 empty] | Removed from Ground | Gas (Historical Use) | 500 | Bare Steel | 1993-05-26 | Galvanized Steel
9075036 | 1 | [5 empty] | Removed from Ground | Diesel | 0 | Not Marked/Unknown | 1993-05-01 | Not Marked
9075036 | 2 | [5 empty] | Removed from Ground | Gas (Historical Use) | 0 | Not Marked/Unknown | 1993-05-01 | Not Marked
9075036 | 3 | [5 empty] | Removed from Ground | Gas (Historical Use) | 0 | Not Marked/Unknown | 1993-05-01 | Not Marked
9075036 | 4 | [5 empty] | Removed from Ground | Diesel | 0 | Not Marked/Unknown | 1993-07-12 | Not Marked
9075038 | 1 | [5 empty] | Removed from Ground | Diesel | 6000 | Marked Unknown | 1993-09-01 | Not Marked
9075038 | 2 |  | 1993-10-01 |  | 1993-10-01 |  | Removed from Ground | Gas (Historical Use) | 6000 | Fiberglass | 1993-09-01 | Fiberglass Reinforced Plastic | Pressurized
9075038 | 3 | Ball Float | 1993-10-01 |  | 1993-10-01 |  | Removed from Ground | Gas (Historical Use) | 12000 | Fiberglass | 1993-10-05 | Fiberglass Reinforced Plastic | Pressurized
9075038 | 4 | Ball Float | 1993-10-01 |  | 1993-10-01 |  | Removed from Ground | Gas (Historical Use) | 12000 | Fiberglass | 1993-10-05 | Fiberglass Reinforced Plastic | Pressurized
9075039 | 1 | [5 empty] | Removed from Ground | Diesel | 0 | Marked Unknown | 1993-09-01 | Unknown
9075040 | 1 |  | 1998-07-01 |  | 1998-07-01 |  | Removed from Ground | Gas (Historical Use) | 10000 | Cathodically Protected Steel | 1987-01-01 | Fiberglass Reinforced Plastic | Pressurized
9075040 | 2 |  | 1998-07-01 |  | 1998-07-01 |  | Removed from Ground | Diesel | 8000 | Cathodically Protected Steel | 1987-01-01 | Fiberglass Reinforced Plastic | Pressurized
9075040 | 3 |  | 1998-07-01 |  | 1998-07-01 |  | Removed from Ground | Gas (Historical Use) | 8000 | Cathodically Protected Steel | 1987-01-01 | Fiberglass Reinforced Plastic | Pressurized
9075041 | 401023 |  | 1993-08-14 | no | 1993-08-14 | no | Currently in Use | Premium | 12000 | Composite | 1993-08-14 | Fiberglass Reinforced Plastic | Pressurized
9075041 | 401025 |  | 1993-08-14 | no | 1993-08-14 | no | Currently in Use | Regular | 12000 | Composite | 1993-08-14 | Fiberglass Reinforced Plastic | Pressurized
9075041 | 401055 |  | 1993-08-14 | no | 1993-08-14 | no | Currently in Use | Diesel | 1000 | Steel-Impressed Current | 1993-08-14 | Fiberglass Reinforced Plastic | Suction (American)
9075043 | 1 | [5 empty] | Removed from Ground | Gas (Historical Use) | 500 | Not Marked/Unknown | 1992-11-16 | Not Marked
9075043 | 2 |  |  | no |  | no | Removed from Ground | Used Oil | 0 | Unknown |  | Unknown
9075044 | 1 | [5 empty] | Removed from Ground | Gas (Historical Use) | 10000 | Not Marked/Unknown | 2002-04-23 | Not Marked
9075044 | 2 | [5 empty] | Removed from Ground | Gas (Historical Use) | 10000 | Not Marked/Unknown | 2002-04-23 | Not Marked
9075044 | 3 | [5 empty] | Removed from Ground | Gas (Historical Use) | 10000 | Not Marked/Unknown | 2002-04-23 | Not Marked
9075045 | 1 | [5 empty] | Permanently Out of Use - historical purposes | Diesel | 10000 | Not Marked/Unknown |  | Not Marked
9075045 | 2 | Flapper Valve | 1998-10-01 |  | 1998-10-01 |  | Currently in Use | Diesel | 10000 | Fiberglass | 1998-10-01 | Fiberglass Reinforced Plastic | Pressurized
9075046 | 1 | [5 empty] | Removed from Ground | Diesel | 1000 | Marked Unknown | 1994-07-17 | Unknown
9075046 | 2 | [5 empty] | Removed from Ground | Gas (Historical Use) | 5000 | Marked Unknown | 1994-07-17 | Unknown
9075046 | 3 | [5 empty] | Removed from Ground | Other | 10000 | Marked Unknown | 1994-07-17 | Unknown
9075047 | 1 | Ball Float | 2012-08-17 | no | 1994-06-01 | no | Currently in Use | Regular | 10000 | Fiberglass | 1994-06-01 | Fiberglass Reinforced Plastic | Pressurized
9075047 | 2 | Ball Float | 2012-08-17 | no | 1994-06-01 | no | Currently in Use | Premium | 10000 | Fiberglass | 1994-06-01 | Fiberglass Reinforced Plastic | Pressurized
9075047 | 3 | Flapper Valve | 2011-09-27 | no | 2009-08-17 | no | Currently in Use | Diesel | 2000 | Fiberglass | 1994-06-01 | Fiberglass Reinforced Plastic | Safe Suction (Euro)
9075048 | 1 | [5 empty] | Removed from Ground | Diesel | 3000 | Bare Steel | 1970-01-01 | Galvanized Steel
9075049 | 1 | [5 empty] | Removed from Ground | Other | 8000 | Bare Steel | 1983-12-14 | Unknown
9075049 | 2 | [5 empty] | Removed from Ground | Other | 6000 | Bare Steel | 1983-12-14 | Unknown
9075049 | 3 | [5 empty] | Removed from Ground | Other | 4000 | Bare Steel | 1970-01-01 | Unknown
9075050 | 1 | [5 empty] | Removed from Ground | Empty | 0 | Bare Steel |  | Galvanized Steel
9075051 | 1 | [5 empty] | Removed from Ground | Gas (Historical Use) | 1000 | Bare Steel | 1994-11-18 | Galvanized Steel | Suction (American)
9075051 | 2 | [5 empty] | Removed from Ground | Diesel | 1000 | Bare Steel | 1994-11-18 | Galvanized Steel | Suction (American)
9075051 | 3 |  |  | yes |  | yes | Removed from Ground | Used Oil | 550 | Bare Steel | 1994-11-18 | Galvanized Steel | Suction (American)
9075051 | 4 | [5 empty] | Removed from Ground | Other | 550 | Bare Steel | 1994-11-18 | Galvanized Steel | Suction (American)
9075051 | 5 | [5 empty] | Removed from Ground | Other | 550 | Bare Steel | 1994-11-18 | Galvanized Steel | Suction (American)
9075052 | 1 |  | 1994-06-01 |  | 1994-06-01 |  | Removed from Ground | Diesel | 6000 | Fiberglass | 1994-06-12 | Fiberglass Reinforced Plastic | Pressurized
9075052 | 2 |  | 1994-06-01 |  | 1994-06-01 |  | Removed from Ground | Gas (Historical Use) | 10000 | Fiberglass | 1994-06-12 | Fiberglass Reinforced Plastic | Pressurized
9075052 | 3 |  | 1994-06-01 |  | 1994-06-01 |  | Removed from Ground | Gas (Historical Use) | 10000 | Fiberglass | 1994-06-12 | Fiberglass Reinforced Plastic | Pressurized
9075052 | 4 |  | 1994-06-01 |  | 1994-06-01 |  | Removed from Ground | Gas (Historical Use) | 12000 | Fiberglass | 1994-06-12 | Fiberglass Reinforced Plastic | Pressurized
9075053 | 1 | [5 empty] | Permanently Out of Use - historical purposes | Gas (Historical Use) | 0 | Marked Unknown |  | Unknown
9075055 | 1 | [5 empty] | Removed from Ground | Gas (Historical Use) | 10000 | Bare Steel | 1999-02-18 | Galvanized Steel | Safe Suction (Euro)
9075055 | 2 | [5 empty] | Removed from Ground | Diesel | 1000 | Bare Steel | 1999-02-18 | Galvanized Steel | Safe Suction (Euro)
9075056 | 1A | Ball Float | 1992-01-15 |  | 1992-01-15 |  | Currently in Use | Gas (Historical Use) | 6000 | Galvanic (STIP-3) | 1992-01-15 | Fiberglass Reinforced Plastic | Pressurized
9075056 | 1B | Ball Float | 1992-01-15 |  | 1992-01-15 |  | Currently in Use | Gas (Historical Use) | 6000 | Galvanic (STIP-3) | 1992-01-15 | Fiberglass Reinforced Plastic | Pressurized
9075056 | 1C | Ball Float | 2000-08-29 |  | 2000-08-29 |  | Currently in Use | Diesel | 2000 | Galvanic (STIP-3) | 2000-08-29 | Fiberglass Reinforced Plastic | Pressurized
9075057 | 1 | [5 empty] | Removed from Ground | Gas (Historical Use) | 3000 | Bare Steel | 1982-06-03 | Galvanized Steel | Safe Suction (Euro)
9075057 | 2 | [5 empty] | Removed from Ground | Gas (Historical Use) | 2000 | Bare Steel | 1980-04-06 | Galvanized Steel | Safe Suction (Euro)
9075057 | 3 | [5 empty] | Removed from Ground | Gas (Historical Use) | 1000 | Bare Steel | 1981-04-20 | Galvanized Steel | Safe Suction (Euro)
9075058 | 1 | Overfill Alarm | 1997-08-11 |  | 1997-08-11 |  | Removed from Ground | Gas (Historical Use) | 3000 | Galvanic (STIP-3) | 1985-08-01 | Fiberglass Reinforced Plastic | Safe Suction (Euro)
9075058 | 2 | Overfill Alarm | 1997-08-11 |  | 1997-08-11 |  | Removed from Ground | Diesel | 2000 | Galvanic (STIP-3) | 1997-08-11 | Fiberglass Reinforced Plastic | Suction (American)
9075059 | 678543 | Ball Float | 1995-03-17 | no | 1995-03-17 | no | Currently in Use |  | 12000 | Fiberglass | 1995-03-17 | Fiberglass Reinforced Plastic | Pressurized
9075059 | 678544 | Ball Float | 1995-03-17 | no | 1995-03-17 | no | Currently in Use | Premium | 12000 | Fiberglass | 1995-03-17 | Fiberglass Reinforced Plastic | Pressurized
9075059 | 678582 | Ball Float | 1995-03-17 | no | 1995-03-17 | no | Currently in Use | Plus | 2000 | Fiberglass | 1995-03-17 | Fiberglass Reinforced Plastic | Suction (American)
9075060 | 1 | Overfill Alarm | 1989-01-01 | no | 1989-01-01 | no | Currently in Use | Regular | 10000 | Galvanic (STIP-3) | 1998-03-01 | Fiberglass Reinforced Plastic | Pressurized
9075060 | 2 | Overfill Alarm | 1989-01-01 | no | 1989-01-01 | no | Currently in Use | Diesel | 10000 | Galvanic (STIP-3) | 1998-03-01 | Fiberglass Reinforced Plastic | Pressurized
9075061 | 1ULP | Ball Float | 1985-12-05 |  | 1993-02-10 |  | Currently in Use | Gas (Historical Use) | 8000 | Epoxy | 1985-12-05 | Fiberglass Reinforced Plastic | Pressurized
9075061 | 2UNL | Ball Float | 1985-12-05 |  | 1993-02-10 |  | Currently in Use | Gas (Historical Use) | 10000 | Epoxy | 1985-12-05 | Fiberglass Reinforced Plastic | Pressurized
9075061 | 3SUL | Ball Float | 1985-12-05 |  | 1993-02-10 |  | Currently in Use | Gas (Historical Use) | 8000 | Epoxy | 1985-12-05 | Fiberglass Reinforced Plastic | Pressurized
9075061 | 4DC | Flapper Valve | 1985-12-05 |  | 1993-02-10 |  | Currently in Use | Diesel | 8000 | Epoxy | 1985-12-05 | Fiberglass Reinforced Plastic | Pressurized
9075061 | DIESEL | Flapper Valve | 1993-02-10 |  | 1993-02-10 |  | Temporarily out of use | Diesel | 2000 | Epoxy | 1986-10-15 | Fiberglass Reinforced Plastic | Suction (American)
9075062 | 1 | [5 empty] | Removed from Ground | Gas (Historical Use) | 10000 | Bare Steel | 1983-01-01 | Bare Steel | Suction (American)
9075063 | 1 | Flapper Valve | 1991-07-30 |  | 1991-07-30 |  | Removed from Ground | Diesel | 10000 | Tank Jacket | 1991-07-30 | Fiberglass Reinforced Plastic | Suction (American)
9075064 | 1 | Ball Float | 1996-06-01 |  | 1996-06-01 |  | Currently in Use | Gas (Historical Use) | 5000 | Steel-Impressed Current | 1977-01-01 | Cathodically Protected | Pressurized
9075064 | 2 | Ball Float | 1996-06-01 | no | 1996-06-01 | no | Currently in Use |  | 5000 | Steel-Impressed Current | 1996-06-01 | Cathodically Protected | Pressurized
9075064 | 3 | Ball Float | 1996-06-01 | no | 1996-06-01 | no | Currently in Use |  | 5000 | Steel-Impressed Current | 1996-06-01 | Cathodically Protected | Pressurized
9075064 | 4 | Ball Float | 1996-06-01 | no | 1996-06-01 | no | Currently in Use | Regular | 5000 | Steel-Impressed Current | 1996-06-01 | Cathodically Protected | Pressurized
9075064 | 5 | Ball Float | 1996-06-01 | no | 1996-06-01 | no | Currently in Use | Diesel | 3000 | Steel-Impressed Current | 1996-06-01 | Cathodically Protected | Pressurized
9075064 | 6 | Ball Float | 1996-06-01 | no | 1996-06-01 | no | Currently in Use | Diesel | 3000 | Steel-Impressed Current | 1996-06-01 | Cathodically Protected | Pressurized
9075065 | 1 | Ball Float | 1995-01-01 |  | 1995-01-01 |  | Currently in Use | Gas (Historical Use) | 20000 | Composite Double Walled | 1995-01-01 | Double-Walled Fiberglass | Pressurized
9075065 | 2 | Ball Float | 1995-01-01 |  | 1995-01-01 |  | Currently in Use | Diesel | 12000 | Composite Double Walled | 1995-01-01 | Double-Walled Fiberglass | Pressurized
9075065 | 3 | Ball Float | 1995-01-01 |  | 1995-01-01 |  | Currently in Use | Gas (Historical Use) | 12000 | Composite Double Walled | 1995-01-01 | Double-Walled Fiberglass | Pressurized
9075066 | 1 | Ball Float | 1989-01-01 |  | 1989-01-01 |  | Currently in Use | Gas (Historical Use) | 10000 | Galvanic (STIP-3) | 1989-01-01 | Fiberglass Reinforced Plastic | Pressurized
9075066 | 2 | Ball Float | 1989-01-01 |  | 1989-01-01 |  | Currently in Use | Gas (Historical Use) | 10000 | Galvanic (STIP-3) | 1989-01-01 | Fiberglass Reinforced Plastic | Pressurized
9075066 | 3 | Ball Float | 1989-01-01 |  | 1989-01-01 |  | Currently in Use | Gas (Historical Use) | 10000 | Galvanic (STIP-3) | 1989-01-01 | Fiberglass Reinforced Plastic | Pressurized
9075066 | 4A | Ball Float | 1989-01-01 |  | 1989-01-01 |  | Currently in Use | Diesel | 5000 | Galvanic (STIP-3) | 1989-01-01 | Fiberglass Reinforced Plastic | Pressurized
9075066 | 4B | Ball Float | 1989-01-01 |  | 1989-01-01 |  | Currently in Use | Kerosene | 2000 | Galvanic (STIP-3) | 1989-01-01 | Fiberglass Reinforced Plastic | Pressurized
9075067 | 1A | Ball Float | 1995-07-01 | no | 1995-07-01 | no | Currently in Use | Regular | 10000 | Composite | 1995-07-01 | Fiberglass Reinforced Plastic | Pressurized
9075067 | 1B | Ball Float | 1995-07-01 | no | 1995-07-01 | no | Currently in Use | Diesel | 2000 | Composite | 1995-07-01 | Fiberglass Reinforced Plastic | Safe Suction (Euro)
9075067 | 2A | Ball Float | 1995-07-01 | no | 1995-07-01 | no | Currently in Use | Premium | 8000 | Composite | 1995-07-01 | Fiberglass Reinforced Plastic | Pressurized
9075067 | 2B | Ball Float | 1995-07-01 | no | 1995-07-01 | no | Currently in Use | Diesel | 4000 | Composite | 1995-07-01 | Fiberglass Reinforced Plastic | Safe Suction (Euro)
9075068 | 1 |  | 1992-12-01 |  | 1992-12-01 |  | Temporarily out of use | Gas (Historical Use) | 10000 | Tank Jacket | 1972-05-01 | Fiberglass Reinforced Plastic | Pressurized
9075068 | 2 |  | 1992-12-01 |  | 1992-12-01 |  | Temporarily out of use | Gas (Historical Use) | 8000 | Tank Jacket | 1972-05-01 | Fiberglass Reinforced Plastic | Pressurized
9075068 | 3 |  | 1992-12-01 |  | 1992-12-01 |  | Temporarily out of use | Diesel | 6000 | Tank Jacket | 1972-05-01 | Fiberglass Reinforced Plastic | Pressurized
9075069 | DF72-1 |  | 1999-11-01 |  | 1999-11-01 |  | Removed from Ground | Diesel | 10000 | Steel-Impressed Current | 1965-03-07 | Cathodically Protected | Safe Suction (Euro)
9075069 | DF72-2 | [5 empty] | Removed from Ground | Diesel | 10000 | Bare Steel | 1965-03-07 | Galvanized Steel | Suction (American)
9075070 | 1 | [5 empty] | Removed from Ground | Gas (Historical Use) | 1060 | Bare Steel | 1999-02-22 | Unknown | Gravity Fed
9075070 | 2 | [5 empty] | Removed from Ground | Gas (Historical Use) | 1060 | Bare Steel | 1999-02-22 | Bare Steel | Safe Suction (Euro)
9075070 | 3 | [5 empty] | Removed from Ground | Gas (Historical Use) | 565 | Bare Steel | 1999-02-22 | Bare Steel | Safe Suction (Euro)
9075070 | 4 | [5 empty] | Removed from Ground | Gas (Historical Use) | 550 | Bare Steel | 1999-02-23 | Bare Steel | Safe Suction (Euro)
9075070 | 5 | [5 empty] | Removed from Ground | Gas (Historical Use) | 550 | Bare Steel | 1999-02-23 | Bare Steel | Safe Suction (Euro)
9075071 | 1 | [5 empty] | Removed from Ground | Diesel | 2000 | Bare Steel | 1998-11-11 | Bare Steel | Safe Suction (Euro)
9075071 | 2 | [5 empty] | Removed from Ground | Gas (Historical Use) | 560 | Bare Steel | 1998-11-11 | Bare Steel | Safe Suction (Euro)
9075072 | 1 | [5 empty] | Removed from Ground | Gas (Historical Use) | 1000 | Not Marked/Unknown | 2000-02-07 | Not Marked
9075072 | 2 | [5 empty] | Removed from Ground | Gas (Historical Use) | 1000 | Not Marked/Unknown | 2000-02-07 | Not Marked
9075072 | 3 | [5 empty] | Removed from Ground | Gas (Historical Use) | 2000 | Not Marked/Unknown | 2000-02-07 | Not Marked
9075072 | 4 | Ball Float | 2002-03-01 | no | 2002-03-01 | no | Currently in Use | Regular | 12000 | Composite | 2002-03-01 | Fiberglass Reinforced Plastic | Pressurized
9075072 | 5 | Ball Float | 2002-03-01 | no | 2002-03-01 | no | Currently in Use | Premium | 8000 | Composite | 2002-03-01 | Fiberglass Reinforced Plastic | Pressurized
9075072 | 6 | Ball Float | 2002-03-01 | no | 2002-03-01 | no | Currently in Use | Diesel | 6000 | Composite | 2002-03-01 | Fiberglass Reinforced Plastic | Pressurized
9075073 | 1 | [5 empty] | Removed from Ground | Other | 4000 | Bare Steel | 1998-12-04 | Galvanized Steel
9075073 | 2 | [5 empty] | Removed from Ground | Other | 4000 | Bare Steel | 1998-12-10 | Galvanized Steel
9075073 | 3 | [5 empty] | Removed from Ground | Other | 2000 | Bare Steel | 1998-12-10 | Galvanized Steel
9075074 | 1 | Flapper Valve | 1992-03-01 |  | 1992-03-01 |  | Currently in Use | Aviation Gas/AV Gas | 15000 | Fiberglass Double Walled | 1992-03-01 | Double-Walled Fiberglass | Suction (American)
9075074 | 2 | Flapper Valve | 1992-03-01 |  | 1992-03-01 |  | Temporarily out of use | Aviation Gas/AV Gas | 10000 | Fiberglass Double Walled | 1992-03-01 | Double-Walled Fiberglass | Suction (American)
9075075 | 1 | Ball Float | 1995-08-02 |  | 1995-08-02 |  | Currently in Use | Gas (Historical Use) | 12000 | Fiberglass | 1995-08-02 | Fiberglass Reinforced Plastic | Pressurized
9075075 | 2 | Ball Float | 1995-08-02 |  | 1995-08-02 |  | Currently in Use | Gas (Historical Use) | 12000 | Fiberglass | 1995-08-02 | Fiberglass Reinforced Plastic | Pressurized
9075075 | 3 | Ball Float | 1995-08-02 |  | 1995-08-02 |  | Currently in Use | Kerosene | 2000 | Fiberglass | 1995-08-02 | Fiberglass Reinforced Plastic | Suction (American)
9075076 | 1 | [5 empty] | Removed from Ground | Gas (Historical Use) | 0 | Not Marked/Unknown | 1995-10-10 | Not Marked
9075076 | 2 | [5 empty] | Removed from Ground | Diesel | 0 | Not Marked/Unknown | 1995-10-10 | Not Marked
9075077 | 1 | [5 empty] | Removed from Ground | Gas (Historical Use) | 2000 | Bare Steel | 1979-06-01 | Galvanized Steel | Safe Suction (Euro)
9075077 | 2 | [5 empty] | Removed from Ground | Diesel | 2000 | Bare Steel | 1979-06-01 | Galvanized Steel | Safe Suction (Euro)
9075078 | 1 | Ball Float | 1995-10-19 |  | 1995-10-19 | yes | Currently in Use | Gas (Historical Use) | 12000 | Fiberglass | 1995-10-19 | Double-Walled Fiberglass | Pressurized
9075078 | 2 | Ball Float | 1995-10-19 |  | 1995-10-19 | yes | Currently in Use | Gas (Historical Use) | 12000 | Fiberglass | 1995-10-19 | Double-Walled Fiberglass | Pressurized
9075078 | 3 | Ball Float | 1995-10-19 | no | 1995-10-19 | yes | Temporarily out of use | Diesel | 2000 | Fiberglass | 1995-10-19 | Double-Walled Fiberglass | Suction (American)
9075082 | 1 |  | 1995-12-01 |  | 1995-12-01 |  | Removed from Ground | Gas (Historical Use) | 12000 | Epoxy | 1995-12-01 | Fiberglass Reinforced Plastic | Pressurized
9075082 | 2 |  | 1995-12-01 |  | 1995-12-01 |  | Removed from Ground | Gas (Historical Use) | 8000 | Epoxy | 1995-12-01 | Fiberglass Reinforced Plastic | Pressurized
9075082 | 3 |  | 1995-12-01 |  | 1995-12-01 |  | Removed from Ground | Diesel | 8000 | Epoxy | 1995-12-01 | Fiberglass Reinforced Plastic | Pressurized
9075082 | 4 |  | 2012-07-01 | no | 2012-07-01 | no | Currently in Use | Gas (Historical Use) | 15000 | Composite Double Walled | 2012-07-01 | Double-Walled Fiberglass | Pressurized
9075082 | 5 |  | 2012-07-01 | no | 2012-07-01 | no | Currently in Use | Gas (Historical Use) | 5000 | Composite Double Walled | 2012-07-01 | Double-Walled Fiberglass | Pressurized
9075082 | 6 |  | 2012-07-01 | no | 2012-07-01 | no | Currently in Use | Gas (Historical Use) | 5000 | Composite Double Walled | 2012-07-01 | Double-Walled Fiberglass | Pressurized
9075082 | 7 |  | 2012-07-01 | no | 2012-07-01 | no | Currently in Use | Diesel | 5000 | Composite Double Walled | 2012-07-01 | Double-Walled Fiberglass | Pressurized
9075087 | 1 | [5 empty] | Removed from Ground | Gas (Historical Use) | 550 | Not Marked/Unknown | 1996-04-18 | Not Marked
9075087 | 2 | [5 empty] | Removed from Ground | Diesel | 550 | Not Marked/Unknown | 1996-04-18 | Not Marked
9075087 | 3 | [5 empty] | Removed from Ground | Diesel | 550 | Not Marked/Unknown | 1996-04-18 | Not Marked
9075087 | 4 | [5 empty] | Removed from Ground | Gas (Historical Use) | 550 | Not Marked/Unknown | 1996-04-18 | Not Marked
9075088 | 1 |  | 1995-07-12 |  | 1995-07-12 |  | Removed from Ground | Gas (Historical Use) | 10000 | Composite | 1995-07-12 | Double Walled | Pressurized
9075088 | 2 |  | 1995-07-12 |  | 1995-07-12 |  | Removed from Ground | Gas (Historical Use) | 10000 | Composite | 1995-07-12 | Double Walled | Pressurized
9075088 | 3 |  | 1995-07-12 |  | 1995-07-12 |  | Removed from Ground | Diesel | 10000 | Composite | 1995-07-12 | Double Walled | Pressurized
9075089 | 1 | Ball Float | 1996-09-06 | no | 1996-09-06 | no | Currently in Use | Gas (Historical Use) | 12000 | Fiberglass | 1996-09-06 | Double-Walled Flex | Pressurized
9075089 | 2 | Ball Float | 1996-09-06 | no | 1996-09-06 | no | Currently in Use | Gas (Historical Use) | 12000 | Fiberglass | 1996-09-06 | Double-Walled Flex | Pressurized
9075089 | 3 | Flapper Valve | 1996-09-06 | no | 1996-09-06 | no | Currently in Use | Kerosene | 2000 | Fiberglass | 1996-09-06 | Fiberglass Reinforced Plastic | Safe Suction (Euro)
9075091 | 1001 | Ball Float | 1996-05-15 |  | 1996-05-15 |  | Currently in Use | Gas (Historical Use) | 10000 | Composite | 1996-05-15 | Double-Walled Fiberglass | Pressurized
9075091 | 1002 | Ball Float | 1996-05-15 |  | 1996-05-15 |  | Currently in Use | Gas (Historical Use) | 10000 | Composite | 1996-05-15 | Double-Walled Fiberglass | Pressurized
9075091 | 1003 | Ball Float | 1996-05-15 |  | 1996-05-15 |  | Currently in Use | Kerosene | 2000 | Composite | 1996-05-15 | Double-Walled Fiberglass | Pressurized
9075095 | 2 | [5 empty] | Removed from Ground | Gas (Historical Use) | 4000 | Bare Steel | 1985-08-01 | Galvanized Steel | Safe Suction (Euro)
9075097 | 1 |  | 1997-08-13 |  | 1997-08-13 |  | Removed from Ground | Gas (Historical Use) | 12000 | Fiberglass | 1997-08-13 | Fiberglass Reinforced Plastic | Pressurized
9075097 | 2 |  | 1997-08-13 |  | 1997-08-13 |  | Removed from Ground | Gas (Historical Use) | 12000 | Fiberglass | 1997-08-13 | Fiberglass Reinforced Plastic | Pressurized
9075097 | 3 |  | 1997-08-13 |  | 1997-08-13 |  | Removed from Ground | Diesel | 6000 | Fiberglass | 1997-08-13 | Fiberglass Reinforced Plastic | Pressurized
9075098 | 1 | [5 empty] | Removed from Ground | Gas (Historical Use) | 8000 | Bare Steel | 1972-01-01 | Bare Steel | Suction (American)
9075099 | 1 | Overfill Alarm | 1996-12-03 |  | 1996-12-03 |  | Currently in Use | Gas (Historical Use) | 12000 | Fiberglass | 1996-11-06 | Double-Walled Fiberglass | Pressurized
9075099 | 2 | Overfill Alarm | 1996-12-03 |  | 1996-12-03 |  | Currently in Use | Gas (Historical Use) | 10000 | Fiberglass | 1996-11-06 | Double-Walled Fiberglass | Pressurized
9075099 | 3 | Overfill Alarm | 1996-12-03 |  | 1996-12-03 |  | Currently in Use | Diesel | 15000 | Fiberglass | 1996-11-06 | Double-Walled Fiberglass | Pressurized
9075099 | 4 | Overfill Alarm | 1996-12-03 |  | 1996-12-03 |  | Currently in Use | Kerosene | 2000 | Fiberglass | 1996-11-06 | Double-Walled Fiberglass | Pressurized
9075099 | A |  | 1985-01-01 |  | 1985-01-01 |  | Removed from Ground | Gas (Historical Use) | 10066 | Bare Steel | 1973-05-11 | Galvanized Steel | Pressurized
9075099 | B |  | 1985-01-01 |  | 1985-01-01 |  | Removed from Ground | Gas (Historical Use) | 10066 | Bare Steel | 1973-05-11 | Galvanized Steel | Pressurized
9075099 | C |  | 1985-01-01 |  | 1985-01-01 |  | Removed from Ground | Gas (Historical Use) | 8272 | Fiberglass | 1985-05-08 | Fiberglass Reinforced Plastic | Pressurized
9075100 | 1 | Ball Float | 1997-05-01 | no | 1997-05-01 | no | Currently in Use | Regular | 12000 | Epoxy | 1997-05-01 | Fiberglass Reinforced Plastic | Pressurized
9075100 | 2 | Ball Float | 1997-05-01 | no | 1997-05-01 | no | Currently in Use | Premium | 8000 | Epoxy | 1997-05-01 | Fiberglass Reinforced Plastic | Pressurized
9075101 | 1 | Flapper Valve | 1997-11-04 | no | 1997-11-04 | no | Currently in Use | Regular | 12000 | Tank Jacket | 1997-11-04 | Double-Walled Flex | Pressurized
9075101 | 2 | Flapper Valve | 1997-11-04 | no | 1997-11-04 | no | Currently in Use | Premium | 12000 | Tank Jacket | 1997-11-04 | Double-Walled Flex | Pressurized
9075102 | 1 | [5 empty] | Removed from Ground | Gas (Historical Use) | 1000 | Not Marked/Unknown | 1998-06-02 | Not Marked
9075102 | 2 | [5 empty] | Removed from Ground | Gas (Historical Use) | 1000 | Not Marked/Unknown | 1998-06-02 | Not Marked
9075102 | 3 | [5 empty] | Removed from Ground | Gas (Historical Use) | 1000 | Not Marked/Unknown | 1998-06-02 | Not Marked
9075103 | 1 | Ball Float | 1997-04-14 | no | 1997-04-14 | no | Currently in Use | Regular | 12000 | Composite | 1998-03-03 |  | Pressurized
9075103 | 2 | Ball Float | 1997-04-14 | no | 1997-04-14 | no | Currently in Use | Premium | 10000 | Composite | 1998-03-03 |  | Pressurized
9075104 | 1 | [5 empty] | Removed from Ground | Gas (Historical Use) | 1000 | Not Marked/Unknown | 1998-12-05 | Not Marked
9075104 | 2 | [5 empty] | Removed from Ground | Gas (Historical Use) | 1000 | Not Marked/Unknown | 1998-12-05 | Not Marked
9075104 | 3 | [5 empty] | Removed from Ground | Gas (Historical Use) | 1000 | Not Marked/Unknown | 1998-12-05 | Not Marked
9075104 | 4 | [5 empty] | Removed from Ground | Gas (Historical Use) | 8000 | Not Marked/Unknown | 1998-12-05 | Not Marked
9075105 | 1 | Ball Float | 1998-04-01 |  | 1998-04-01 |  | Currently in Use | Gas (Historical Use) | 12000 | Fiberglass | 1998-04-01 | Double-Walled Flex | Pressurized
9075105 | 2 | Ball Float | 1998-04-01 |  | 1998-04-01 |  | Currently in Use | Gas (Historical Use) | 10000 | Fiberglass | 1998-04-01 | Double-Walled Flex | Pressurized
9075105 | 4 | Flapper Valve | 1998-04-01 |  | 1998-04-01 |  | Currently in Use | Diesel | 2000 | Fiberglass | 1998-04-01 | Fiberglass Reinforced Plastic | Safe Suction (Euro)
9075106 | 1 | Ball Float | 1998-01-01 | no | 1998-01-01 | no | Currently in Use | Regular | 12000 | Epoxy | 1998-01-01 | Fiberglass Reinforced Plastic | Pressurized
9075106 | 2 | Ball Float | 1998-01-01 | no | 1998-01-01 | no | Currently in Use | Premium | 10000 | Epoxy | 1998-01-01 | Fiberglass Reinforced Plastic | Pressurized
9075106 | 3 | Ball Float | 1998-01-01 | no | 1998-01-01 | no | Currently in Use | Diesel | 8000 | Epoxy | 1998-01-01 | Fiberglass Reinforced Plastic | Pressurized
9075106 | 4 | Ball Float | 1998-01-01 | no | 1998-01-01 | no | Currently in Use | Kerosene | 2000 | Epoxy | 1998-01-01 | Fiberglass Reinforced Plastic | Pressurized
9075107 | 1 |  | 1998-07-29 |  | 1998-07-29 |  | Currently in Use | Gas (Historical Use) | 12000 | Fiberglass | 1998-07-29 | Fiberglass Reinforced Plastic | Pressurized
9075107 | 2 |  | 1998-07-29 |  | 1998-07-29 |  | Currently in Use | Gas (Historical Use) | 8000 | Fiberglass | 1998-07-29 | Fiberglass Reinforced Plastic | Pressurized
9075107 | 3 |  | 1998-07-29 |  | 1998-07-29 |  | Currently in Use | Diesel | 6000 | Fiberglass | 1998-07-29 | Fiberglass Reinforced Plastic | Pressurized
9075108 | 1 |  | 1998-01-15 |  | 1998-01-15 | yes | Currently in Use | Gas (Historical Use) | 10000 | Epoxy | 1998-01-15 | Fiberglass Reinforced Plastic | Pressurized
9075108 | 2 |  | 1998-01-15 |  | 1998-01-15 | yes | Currently in Use | Gas (Historical Use) | 1200 | Epoxy | 1998-03-01 | Fiberglass Reinforced Plastic | Safe Suction (Euro)
9075108 | 3 |  | 2007-02-09 | no | 2007-02-09 | no | Currently in Use | Diesel | 6000 | Fiberglass | 2007-02-02 | Double Walled | Pressurized
9075109 | 1 | Ball Float | 1999-01-05 |  | 1999-01-05 |  | Currently in Use | Gas (Historical Use) | 12000 | Composite | 1999-01-05 | Double Walled | Pressurized
9075109 | 2 | Ball Float | 1999-01-05 |  | 1999-01-05 |  | Currently in Use | Gas (Historical Use) | 10000 | Composite | 1999-01-05 | Double Walled | Pressurized
9075110 | 1 | Ball Float | 1999-03-18 |  | 1999-03-18 |  | Currently in Use | Gas (Historical Use) | 12000 | Fiberglass | 1999-03-18 | Double-Walled Flex | Pressurized
9075110 | 2 | Ball Float | 1999-03-18 |  | 1999-03-18 |  | Currently in Use | Gas (Historical Use) | 10000 | Fiberglass | 1999-03-18 | Double-Walled Flex | Pressurized
9075110 | 3 | Ball Float | 1999-03-18 |  | 1999-03-18 |  | Currently in Use | Diesel | 10000 | Fiberglass | 1999-03-18 | Double-Walled Flex | Pressurized
9075111 | 1 | Ball Float | 1999-04-01 | no | 1999-04-01 | no | Currently in Use | Regular | 12000 | Epoxy | 1999-04-01 | Fiberglass Reinforced Plastic | Pressurized
9075111 | 2 | Ball Float | 1999-04-01 | no | 1999-04-01 | no | Currently in Use | Premium | 8000 | Epoxy | 1999-04-01 | Fiberglass Reinforced Plastic | Pressurized
9075111 | 3 | Ball Float | 1999-04-01 | no | 1999-04-01 | no | Currently in Use | Diesel | 4000 | Epoxy | 1999-01-01 | Fiberglass Reinforced Plastic | Pressurized
9075111 | 4 | Ball Float | 1999-04-01 |  | 1999-04-01 |  | Currently in Use | Kerosene | 2000 | Epoxy | 1999-04-01 | Fiberglass Reinforced Plastic | Pressurized
9075111 | 5 | Ball Float | 1999-04-01 | no | 1999-04-01 | no | Currently in Use | Diesel | 4000 | Epoxy | 1999-04-01 | Fiberglass Reinforced Plastic | Pressurized
9075112 | 1 |  | 1999-03-01 | no | 1999-03-01 | no | Currently in Use | Diesel | 10000 | Epoxy | 1999-03-01 | Fiberglass Reinforced Plastic | Pressurized
9075112 | 2 |  | 1999-03-01 | no | 1999-03-01 | no | Currently in Use | Diesel | 10000 | Epoxy | 1999-03-01 | Fiberglass Reinforced Plastic | Pressurized
9075113 | 1 | Flapper Valve | 1998-04-08 |  | 1998-04-08 |  | Currently in Use | Diesel | 6000 | Fiberglass | 1998-04-02 | Fiberglass Reinforced Plastic | Pressurized
9075113 | 2 | Flapper Valve | 1998-04-08 |  | 1998-04-08 |  | Currently in Use | Diesel | 6000 | Fiberglass | 1998-04-02 | Fiberglass Reinforced Plastic | Pressurized
9075114 | 1 |  | 1999-06-19 |  | 1999-06-19 |  | Currently in Use | Gas (Historical Use) | 15000 | Composite | 1999-06-15 | Fiberglass Reinforced Plastic | Pressurized
9075114 | 2 |  | 1999-06-19 |  | 1999-06-19 |  | Currently in Use | Gas (Historical Use) | 15000 | Composite | 1999-06-15 | Fiberglass Reinforced Plastic | Pressurized
9075114 | 3 |  | 1999-06-15 |  | 1999-06-15 |  | Currently in Use | Diesel | 4000 | Composite | 1999-06-15 | Fiberglass Reinforced Plastic | Pressurized
9075115 | 1 | Ball Float | 1999-10-26 | no | 1999-10-26 | no | Currently in Use | Regular | 12000 | Composite | 1999-10-26 | Fiberglass Reinforced Plastic | Pressurized
9075115 | 2 |  | 1999-10-26 | no | 1999-10-26 | no | Currently in Use | Premium | 10000 | Composite | 1999-10-26 | Fiberglass Reinforced Plastic | Pressurized
9075115 | 3 |  | 2003-08-01 | no | 2003-08-01 | no | Currently in Use | Diesel | 6000 | Composite | 2003-08-01 | Fiberglass Reinforced Plastic | Pressurized
9075117 | 1 | Ball Float | 1999-11-22 | no | 1999-11-22 | no | Currently in Use | Premium | 10000 | Epoxy | 1999-11-21 | Fiberglass Reinforced Plastic | Pressurized
9075117 | 2 | Ball Float | 1999-11-22 | no | 1999-11-22 | no | Currently in Use | Regular | 12000 | Epoxy | 1999-11-21 | Fiberglass Reinforced Plastic | Pressurized
9075118 | 1 | Ball Float | 2000-02-04 |  | 2000-02-04 |  | Currently in Use | Gas (Historical Use) | 12000 | Epoxy | 2000-02-03 | Fiberglass Reinforced Plastic | Pressurized
9075118 | 2 | Ball Float | 2000-02-04 |  | 2000-02-04 |  | Currently in Use | Gas (Historical Use) | 10000 | Epoxy | 2000-02-03 | Fiberglass Reinforced Plastic | Pressurized
9075119 | 1 |  | 1997-11-24 |  | 1997-11-24 |  | Temporarily out of use | Gas (Historical Use) | 12000 | Double Walled | 1997-11-11 | Fiberglass Reinforced Plastic | Pressurized
9075120 | 1 | Ball Float | 2000-10-02 |  | 2000-10-02 |  | Currently in Use | Gas (Historical Use) | 12000 | Fiberglass | 2000-06-27 | Fiberglass Reinforced Plastic | Pressurized
9075120 | 2 | Ball Float | 2000-10-02 |  | 2000-10-02 |  | Currently in Use | Gas (Historical Use) | 10000 | Fiberglass | 2000-06-27 | Fiberglass Reinforced Plastic | Pressurized
9075121 | 1 | Ball Float | 2001-01-01 |  | 2001-01-01 |  | Currently in Use | Diesel | 10000 | Epoxy | 2001-01-01 | Double-Walled Fiberglass | Pressurized
9075121 | 2 | Ball Float | 2001-01-01 |  | 2001-01-01 |  | Currently in Use | Gas (Historical Use) | 10000 | Epoxy | 2001-01-01 | Double-Walled Fiberglass | Pressurized
9075121 | 3 | Ball Float | 2001-01-01 |  | 2001-01-01 |  | Currently in Use | Gas (Historical Use) | 10000 | Epoxy | 2001-01-01 | Double-Walled Fiberglass | Pressurized
9075122 | 1A | Flapper Valve | 2001-03-14 | no | 2001-03-14 | no | Currently in Use | Regular | 15000 | Fiberglass Double Walled | 2001-03-07 | Double-Walled Flex | Pressurized
9075122 | 1B | Flapper Valve | 2001-03-14 | no | 2001-03-14 | no | Currently in Use | Diesel | 7000 | Fiberglass Double Walled | 2001-03-07 | Double-Walled Flex | Pressurized
9075122 | 2A | Flapper Valve | 2001-03-14 | no | 2001-03-14 | no | Currently in Use | Regular | 12000 | Fiberglass Double Walled | 2001-03-07 | Double-Walled Flex | Pressurized
9075122 | 2B | Flapper Valve | 2001-03-14 | no | 2001-03-14 | no | Currently in Use | Premium | 8000 | Fiberglass Double Walled | 2001-03-07 | Double-Walled Flex | Pressurized
9075123 | 1 |  | 2000-08-11 |  | 2000-08-15 |  | Currently in Use | Gas (Historical Use) | 12000 | Epoxy | 2000-08-09 | Fiberglass Reinforced Plastic | Pressurized
9075123 | 2 |  | 2000-08-11 |  | 2000-08-15 |  | Currently in Use | Gas (Historical Use) | 10000 | Epoxy | 2000-08-09 | Fiberglass Reinforced Plastic | Pressurized
9075123 | 3 |  | 2000-08-11 |  | 2000-08-15 |  | Currently in Use | Diesel | 8000 | Epoxy | 2000-08-09 | Fiberglass Reinforced Plastic | Pressurized
9075124 | 1 | [5 empty] | Removed from Ground | Gas (Historical Use) | 500 | Bare Steel |  | Unknown
9075124 | 2 | [5 empty] | Removed from Ground | Gas (Historical Use) | 500 | Bare Steel |  | Unknown
9075125 | 1 | Ball Float | 2001-03-06 | no | 2001-03-06 | no | Currently in Use | Regular | 12000 | Epoxy | 2001-02-08 | Fiberglass Reinforced Plastic | Pressurized
9075125 | 2 | Ball Float | 2001-03-06 | no | 2001-03-06 | no | Currently in Use | Premium | 10000 | Epoxy | 2001-02-08 | Fiberglass Reinforced Plastic | Pressurized
9075125 | 3 | Ball Float | 2001-03-06 |  | 2001-03-06 |  | Currently in Use | Diesel | 8000 | Epoxy | 2001-02-08 | Fiberglass Reinforced Plastic | Pressurized
9075126 | 1 |  | 2001-06-01 |  | 2001-06-01 |  | Currently in Use | Gas (Historical Use) | 15000 | Epoxy | 2001-06-01 | Flex | Pressurized
9075126 | 2 |  | 2001-06-01 |  | 2001-06-01 |  | Currently in Use | Gas (Historical Use) | 12000 | Epoxy | 2001-06-01 | Flex | Pressurized
9075126 | 3 |  | 2001-06-01 |  | 2001-06-01 |  | Currently in Use | Diesel | 6000 | Epoxy | 2001-06-01 | Flex | Pressurized
9075126 | 4 |  | 2001-06-01 |  | 2001-06-01 |  | Currently in Use | Diesel | 4000 | Epoxy | 2001-06-01 | Flex | Pressurized
9075127 | 1 | Ball Float | 2001-08-23 |  | 2001-08-23 |  | Currently in Use | Gas (Historical Use) | 8000 | Composite | 2001-08-23 | Fiberglass Reinforced Plastic | Pressurized
9075127 | 2 | Ball Float | 2001-08-23 |  | 2001-08-23 |  | Currently in Use | Gas (Historical Use) | 12000 | Composite | 2001-08-23 | Fiberglass Reinforced Plastic | Pressurized
9075128 | 1 |  | 2001-05-09 |  | 2001-05-09 |  | Currently in Use | Gas (Historical Use) | 12000 | Composite | 2001-05-06 | Secondary Containment | Pressurized
9075128 | 2A |  | 2001-05-09 |  | 2001-05-09 |  | Currently in Use | Gas (Historical Use) | 8000 | Composite | 2001-05-06 | Secondary Containment | Pressurized
9075128 | 2B |  | 2001-05-09 |  | 2001-05-09 |  | Currently in Use | Diesel | 4000 | Composite | 2001-05-06 | Secondary Containment | Pressurized
9075129 | 1 | Flapper Valve | 2001-07-01 | no | 2001-07-01 | no | Currently in Use | Gas (Historical Use) | 20000 | Fiberglass Double Walled | 2001-06-01 | Double-Walled Flex | Pressurized
9075129 | 2 | Flapper Valve | 2001-07-01 | no | 2001-07-01 | no | Currently in Use | Gas (Historical Use) | 20000 | Fiberglass Double Walled | 2001-06-01 | Double-Walled Flex | Pressurized
9075129 | 3 | Flapper Valve | 2001-07-01 | no | 2001-07-01 | no | Currently in Use | Gas (Historical Use) | 12000 | Fiberglass Double Walled | 2001-06-01 | Double-Walled Flex | Pressurized
9075130 | 1 | Ball Float | 2001-05-01 |  | 2001-05-01 |  | Currently in Use | Gas (Historical Use) | 12000 | Composite | 2001-05-01 | Double-Walled Fiberglass | Pressurized
9075130 | 2 | Ball Float | 2001-05-01 |  | 2001-05-01 |  | Currently in Use | Gas (Historical Use) | 10000 | Composite | 2001-05-01 | Double-Walled Fiberglass | Pressurized
9075130 | 3 | Ball Float | 2001-05-01 | no | 2001-05-01 | no | Currently in Use | Diesel | 8000 | Composite | 2001-05-01 | Double-Walled Fiberglass | Pressurized
9075131 | 1 | Ball Float | 2001-04-01 |  | 2001-04-01 |  | Currently in Use | Gas (Historical Use) | 12000 | Epoxy | 2001-04-01 | Flex | Pressurized
9075131 | 2 | Ball Float | 2001-04-01 |  | 2001-04-01 |  | Currently in Use | Gas (Historical Use) | 10000 | Epoxy | 2001-04-01 | Flex | Pressurized
9075131 | 3 | Ball Float | 2001-04-01 |  | 2001-04-01 |  | Currently in Use | Diesel | 8000 | Epoxy | 2001-04-01 | Flex | Pressurized
9075131 | 4 | Ball Float | 2001-04-01 |  | 2001-04-01 |  | Currently in Use | Diesel | 2000 | Epoxy | 2001-04-01 | Flex | Pressurized
9075132 | 1 |  | 2001-12-27 |  | 2001-12-27 |  | Removed from Ground | Gas (Historical Use) | 20000 | Tank Jacket Double Walled | 2001-12-05 | Double-Walled Flex | Pressurized
9075132 | 2A |  | 2001-12-27 |  | 2001-12-27 |  | Removed from Ground | Gas (Historical Use) | 8000 | Tank Jacket Double Walled | 2001-12-05 | Double-Walled Flex | Pressurized
9075132 | 2B |  | 2001-12-27 |  | 2001-12-27 |  | Removed from Ground | Gas (Historical Use) | 12000 | Tank Jacket Double Walled | 2001-12-05 | Double-Walled Flex | Pressurized
9075133 | 1 |  | 2002-01-01 | no | 2002-01-01 | no | Currently in Use | Gas (Historical Use) | 20000 | Fiberglass Double Walled | 2001-10-01 | Double-Walled Fiberglass | Pressurized
9075133 | 2 |  | 2002-01-01 | no | 2002-01-01 | no | Currently in Use | Gas (Historical Use) | 20000 | Fiberglass Double Walled | 2001-10-01 | Double-Walled Fiberglass | Pressurized
9075133 | 3 |  | 2002-01-01 | no | 2002-01-01 | no | Currently in Use | Gas (Historical Use) | 12000 | Fiberglass Double Walled | 2001-10-01 | Double-Walled Fiberglass | Pressurized
9075133 | 4A | Flapper Valve | 2018-01-22 | no | 2018-01-15 | no | Currently in Use | Gas (Historical Use) | 10000 | Fiberglass Double Walled | 2018-01-12 | Double-Walled Flex | Pressurized
9075133 | 4B | Flapper Valve | 2018-01-22 | no | 2018-01-15 | no | Currently in Use | Diesel | 12000 | Fiberglass Double Walled | 2018-01-12 | Double-Walled Flex | Pressurized
9075134 | 1 | Overfill Alarm | 2001-01-01 | no | 2001-01-01 | no | Currently in Use | Gas (Historical Use) | 20000 | Fiberglass Double Walled | 2001-10-01 | Double Walled/Sec. Containment | Pressurized
9075134 | 2 | Overfill Alarm | 2001-01-01 | no | 2001-01-01 | no | Currently in Use | Gas (Historical Use) | 20000 | Fiberglass Double Walled | 2001-10-01 | Double Walled/Sec. Containment | Pressurized
9075134 | 3 | Overfill Alarm | 2001-01-01 | no | 2001-01-01 | no | Currently in Use | Gas (Historical Use) | 12000 | Fiberglass Double Walled | 2001-10-01 | Double Walled/Sec. Containment | Pressurized
9075135 | 1 | Ball Float | 2001-08-14 | no | 2001-08-14 | no | Currently in Use | Regular | 12000 | Composite | 2001-08-13 | Fiberglass Reinforced Plastic | Pressurized
9075135 | 2 | Ball Float | 2001-08-14 | no | 2001-08-14 | no | Currently in Use | Premium | 10000 | Composite | 2001-08-13 | Fiberglass Reinforced Plastic | Pressurized
9075135 | 3 | Ball Float | 2001-08-14 | no | 2001-08-14 | no | Currently in Use | Diesel | 8000 | Composite | 2001-08-13 | Fiberglass Reinforced Plastic | Pressurized
9075136 | 1 | Ball Float | 2001-08-13 | no | 2001-08-13 | no | Currently in Use | Regular | 12000 | Fiberglass | 2001-08-10 | Double-Walled Fiberglass | Pressurized
9075136 | 2 | Ball Float | 2001-08-13 | no | 2001-08-13 | no | Currently in Use | Premium | 10000 | Fiberglass | 2001-08-10 | Double-Walled Fiberglass | Pressurized
9075136 | 3 | Ball Float | 2001-08-13 | no | 2001-08-13 | no | Currently in Use | Diesel | 8000 | Fiberglass | 2001-08-10 | Double-Walled Fiberglass | Pressurized
9075137 | 1 | Ball Float | 2001-08-22 |  | 2001-08-22 |  | Temporarily out of use | Gas (Historical Use) | 12000 | Epoxy | 2001-08-21 | Double-Walled Fiberglass | Pressurized
9075137 | 2 | Ball Float | 2001-08-22 |  | 2001-08-22 |  | Temporarily out of use | Gas (Historical Use) | 10000 | Epoxy | 2001-08-21 | Double-Walled Fiberglass | Pressurized
9075137 | 3 | Ball Float | 2001-08-22 |  | 2001-08-22 |  | Temporarily out of use | Diesel | 8000 | Epoxy | 2001-08-21 | Double-Walled Fiberglass | Pressurized
9075138 | 1 | Flapper Valve | 2002-03-08 | no | 2002-03-08 | no | Currently in Use | Regular | 20000 | Fiberglass Double Walled | 2002-03-08 | Double-Walled Fiberglass | Pressurized
9075138 | 2 | Flapper Valve | 2002-03-08 | no | 2002-03-08 | no | Currently in Use | Plus | 20000 | Fiberglass Double Walled | 2002-03-08 | Double-Walled Fiberglass | Pressurized
9075138 | 3 | Flapper Valve | 2002-03-08 | no | 2002-03-08 | no | Currently in Use | Premium | 20000 | Fiberglass Double Walled | 2002-03-08 | Double-Walled Fiberglass | Pressurized
9076002 | 1 | [5 empty] | Removed from Ground | Gas (Historical Use) | 1000 | Bare Steel | 1993-04-29 | Bare Steel | Safe Suction (Euro)
9076129 | 1 | Flapper Valve | 1987-01-01 |  | 1987-01-01 |  | Currently in Use | Gas (Historical Use) | 8000 | Galvanic (STIP-3) | 1987-01-01 | Fiberglass Reinforced Plastic | Pressurized
9076129 | 2 | Flapper Valve | 1987-01-01 |  | 1987-01-01 |  | Currently in Use | Gas (Historical Use) | 8000 | Galvanic (STIP-3) | 1987-01-01 | Fiberglass Reinforced Plastic | Pressurized
9076129 | 3 | Flapper Valve | 1987-01-01 |  | 1987-01-01 |  | Currently in Use | Gas (Historical Use) | 8000 | Galvanic (STIP-3) | 1987-01-01 | Fiberglass Reinforced Plastic | Pressurized
9076130 | 1 | [5 empty] | Removed from Ground | Gas (Historical Use) | 1000 | Marked Unknown | 1990-12-01 | Unknown
9076130 | 2 | [5 empty] | Removed from Ground | Gas (Historical Use) | 1000 | Marked Unknown | 1990-12-01 | Unknown
9076130 | 3 |  | 1998-11-01 | no | 1998-11-01 | no | Removed from Ground | Gas (Historical Use) | 8000 | Galvanic (STIP-3) | 1990-12-01 | Not Marked | Pressurized
9076130 | 4 |  | 1998-11-01 | no | 1998-11-01 | no | Removed from Ground | Gas (Historical Use) | 5000 | Galvanic (STIP-3) | 1990-12-01 | Not Marked | Pressurized
9076130 | 5 |  | 1998-11-01 | no | 1998-11-01 | no | Removed from Ground | Gas (Historical Use) | 3000 | Galvanic (STIP-3) | 1990-12-01 | Not Marked | Pressurized
9076130 | 6 |  | 1998-11-01 | no | 1998-11-01 | no | Removed from Ground | Diesel | 1000 | Galvanic (STIP-3) | 1990-12-01 | Not Marked | Safe Suction (Euro)
9076130 | 7 |  | 1998-11-01 | no | 1998-11-01 | no | Removed from Ground | Diesel | 500 | Galvanic (STIP-3) | 1990-12-01 | Not Marked | Safe Suction (Euro)
9076131 | 1 | [5 empty] | Removed from Ground | Diesel | 0 | Marked Unknown | 1995-06-01 | Unknown
9076131 | 2 | [5 empty] | Removed from Ground | Gas (Historical Use) | 0 | Marked Unknown | 1995-06-01 | Unknown
9076132 | 1 | Ball Float | 1990-01-01 | no | 1990-01-01 | no | Currently in Use | Gas (Historical Use) | 6000 | Steel-Impressed Current | 1984-01-01 | Bare Steel | Pressurized
9076132 | 2 | Ball Float | 1990-01-01 | no | 1990-01-01 | no | Currently in Use | Gas (Historical Use) | 6000 | Steel-Impressed Current | 1984-01-01 | Bare Steel | Pressurized
9076132 | 3 | Flapper Valve | 1990-01-01 | no | 1990-01-01 | no | Currently in Use | Gas (Historical Use) | 4000 | Steel-Impressed Current | 1984-01-01 | Bare Steel | Pressurized
9076132 | 4 | Ball Float | 1990-01-01 | no | 1990-01-01 | no | Currently in Use | Diesel | 3000 | Steel-Impressed Current | 1984-01-01 | Bare Steel | Pressurized
9076133 | 1 | [5 empty] | Removed from Ground | Diesel | 1000 | Cathodically Protected Steel | 1987-01-01 | Galvanized Steel
9076133 | 2 | [5 empty] | Removed from Ground | Gas (Historical Use) | 550 | Cathodically Protected Steel | 1987-01-01 | Galvanized Steel
9076135 | 17 |  | 1989-04-17 |  | 1989-09-01 |  | Removed from Ground | Gas (Historical Use) | 10000 | Steel-Impressed Current | 1980-01-01 | Fiberglass Reinforced Plastic | Pressurized
9076136 | 14 | [5 empty] | Removed from Ground | Gas (Historical Use) | 10000 | Bare Steel | 1973-12-16 | Galvanized Steel
9076136 | 15 | [5 empty] | Removed from Ground | Diesel | 2000 | Bare Steel | 1978-12-15 | Galvanized Steel
9076136 | 16 |  |  | yes |  | yes | Removed from Ground | Used Oil | 250 | Bare Steel | 1973-12-16 | Galvanized Steel
9076137 | 1 | [5 empty] | Removed from Ground | Gas (Historical Use) | 3000 | Bare Steel | 1970-01-01 | Galvanized Steel
9076137 | 2 | [5 empty] | Removed from Ground | Gas (Historical Use) | 6000 | Bare Steel | 1970-01-01 | Galvanized Steel
9076137 | 3 | [5 empty] | Removed from Ground | Gas (Historical Use) | 6000 | Bare Steel | 1970-01-01 | Galvanized Steel
9076137 | 4 | [5 empty] | Removed from Ground | Kerosene | 1000 | Bare Steel | 1970-01-01 | Galvanized Steel
9076137 | 5 | Ball Float | 1987-06-29 |  | 1987-06-29 |  | Currently in Use | Gas (Historical Use) | 8000 | Fiberglass | 1987-06-29 | Fiberglass Reinforced Plastic | Pressurized
9076137 | 6 | Ball Float | 1987-06-29 |  | 1987-06-29 |  | Currently in Use | Gas (Historical Use) | 8000 | Fiberglass | 1987-06-29 | Fiberglass Reinforced Plastic | Pressurized
9076137 | 7 | Ball Float | 1987-06-29 |  | 1987-06-29 |  | Currently in Use | Gas (Historical Use) | 8000 | Fiberglass | 1987-06-29 | Fiberglass Reinforced Plastic | Pressurized
9076137 | 8 | Ball Float | 1987-06-29 |  | 1987-06-29 |  | Currently in Use | Kerosene | 2000 | Fiberglass | 1987-06-29 | Fiberglass Reinforced Plastic | Pressurized
9076138 | 1 | Flapper Valve | 1988-12-20 | no | 1988-12-20 | no | Currently in Use | Gas (Historical Use) | 10000 | Composite | 1988-12-20 | Fiberglass Reinforced Plastic | Pressurized
9076138 | 2 | Flapper Valve | 1988-12-20 | no | 1988-12-20 | no | Currently in Use | Gas (Historical Use) | 10000 | Composite | 1988-12-20 | Fiberglass Reinforced Plastic | Pressurized
9076138 | 3 | Flapper Valve | 1988-12-20 | no | 2088-01-22 | no | Currently in Use | Gas (Historical Use) | 10000 | Composite | 1988-12-20 | Fiberglass Reinforced Plastic | Pressurized
9076138 | 4 | Ball Float | 1988-12-20 | no | 1988-12-20 | no | Currently in Use | Diesel | 20000 | Composite | 1988-12-20 | Fiberglass Reinforced Plastic | Pressurized
9076138 | 5 | Flapper Valve | 1988-12-20 | no | 1988-12-20 | no | Currently in Use | Diesel | 20000 | Composite | 1988-12-20 | Fiberglass Reinforced Plastic | Pressurized
9076139 | 1 |  | 1993-05-01 |  | 1993-05-01 |  | Temporarily out of use | Diesel | 10000 | Steel-Impressed Current | 1981-01-01 | Fiberglass Reinforced Plastic | Pressurized
9076140 | 1 | [5 empty] | Removed from Ground | Diesel | 2000 | Bare Steel | 1985-01-01 | Galvanized Steel
9076140 | 2 | [5 empty] | Removed from Ground | Gas (Historical Use) | 250 | Bare Steel | 1985-01-01 | Galvanized Steel
9076140 | 3 | [5 empty] | Removed from Ground | Gas (Historical Use) | 250 | Bare Steel | 1985-01-01 | Galvanized Steel
9076141 | 1 | [5 empty] | Removed from Ground | Diesel | 1000 | Marked Unknown | 1991-12-18 | Unknown
9076141 | 2 |  |  | yes |  | yes | Removed from Ground | Used Oil | 550 | Marked Unknown | 1991-12-18 | Unknown
9076142 | 1 |  |  | yes |  | yes | Removed from Ground | Used Oil | 1000 | Bare Steel | 1992-06-11 | Galvanized Steel
9076142 | 2 | [5 empty] | Closed in Ground | Gas (Historical Use) | 500 | Concrete | 1992-06-01 | Galvanized Steel
9076143 | 1 | Ball Float | 1989-01-01 | no | 1989-01-01 | no | Currently in Use | Gas (Historical Use) | 8000 | Composite | 1989-01-01 | Fiberglass Reinforced Plastic | Pressurized
9076143 | 2 | Ball Float | 1989-01-01 | no | 1989-01-01 | no | Currently in Use | Gas (Historical Use) | 8000 | Composite | 1989-01-01 | Fiberglass Reinforced Plastic | Pressurized
9076143 | 3 | Ball Float | 1989-01-01 | no | 1989-01-01 | no | Currently in Use | Gas (Historical Use) | 8000 | Composite | 1989-01-01 | Fiberglass Reinforced Plastic | Pressurized
9076144 | 1 | [5 empty] | Removed from Ground | Gas (Historical Use) | 8000 | Not Marked/Unknown |  | Not Marked
9076144 | 2 | [5 empty] | Removed from Ground | Gas (Historical Use) | 3000 | Not Marked/Unknown |  | Not Marked
9076144 | 3 | [5 empty] | Removed from Ground | Gas (Historical Use) | 3000 | Not Marked/Unknown |  | Not Marked
9076144 | 4 | [5 empty] | Removed from Ground | Gas (Historical Use) | 3000 | Not Marked/Unknown |  | Not Marked
9076144 | 5 | [5 empty] | Removed from Ground | Gas (Historical Use) | 3000 | Not Marked/Unknown |  | Not Marked
9076144 | 6 | [5 empty] | Removed from Ground | Kerosene | 5500 | Not Marked/Unknown |  | Not Marked
9076144 | 7 |  |  | yes |  | yes | Removed from Ground | Used Oil | 5500 | Not Marked/Unknown |  | Not Marked
9076145 | 1 |  |  | yes |  | yes | Removed from Ground | Used Oil | 1000 | Bare Steel | 1987-01-01 | Bare Steel | Gravity Fed
9076145 | 2 | [5 empty] | Removed from Ground | Other | 3000 | Bare Steel | 1987-01-01 | Bare Steel | Gravity Fed
9076145 | 3 | [5 empty] | Removed from Ground | Diesel | 40000 | Bare Steel | 1987-01-01 | Bare Steel | Pressurized
9076145 | 4 | [5 empty] | Removed from Ground | Diesel | 30000 | Bare Steel | 1987-01-01 | Bare Steel | Pressurized
9076145 | 5 | Flapper Valve | 1997-02-01 |  | 1997-02-01 |  | Currently in Use | Diesel | 20000 | Fiberglass Double Walled | 1997-02-01 | Double-Walled Fiberglass | Pressurized
9076145 | 7 | Flapper Valve | 2010-02-01 | no | 2010-02-01 | no | Currently in Use | Diesel | 20000 | Fiberglass Double Walled | 2010-02-01 | Double-Walled Fiberglass | Pressurized
9076146 | 1 |  |  | yes |  | yes | Removed from Ground | Used Oil | 500 | Not Marked/Unknown | 1993-07-28 | Not Marked
9076147 | 1 | [5 empty] | Removed from Ground | Gas (Historical Use) | 10000 | Not Marked/Unknown |  | Not Marked
9076147 | 2 | [5 empty] | Removed from Ground | Gas (Historical Use) | 10000 | Not Marked/Unknown |  | Not Marked
9076151 | 1 | Ball Float | 1993-11-30 | no | 1993-11-30 | no | Temporarily out of use | Gas (Historical Use) | 10000 | Fiberglass Double Walled | 1993-11-30 | Double-Walled Fiberglass | Pressurized
9076151 | 2 | Ball Float | 1993-11-30 | no | 1993-11-30 | no | Temporarily out of use | Gas (Historical Use) | 10000 | Fiberglass Double Walled | 1993-11-30 | Double-Walled Fiberglass | Pressurized
9076155 | 1 |  |  | yes |  | yes | Removed from Ground | Used Oil | 550 | Bare Steel | 1986-04-01 | Galvanized Steel | Gravity Fed
9076156 | 1 | [5 empty] | Removed from Ground | Gas (Historical Use) | 1000 | Marked Unknown |  | Unknown
9076156 | 2 | [5 empty] | Removed from Ground | Gas (Historical Use) | 1000 | Marked Unknown |  | Unknown
9076156 | 3 | [5 empty] | Removed from Ground | Gas (Historical Use) | 1000 | Marked Unknown |  | Unknown
9076157 | 1 | [5 empty] | Removed from Ground | Gas (Historical Use) | 3000 | Bare Steel | 1993-12-20 | Galvanized Steel | Suction (American)
9076157 | 10 | [5 empty] | Removed from Ground | Other | 4000 | Bare Steel | 1999-11-24 | Galvanized Steel | Safe Suction (Euro)
9076157 | 11 | [5 empty] | Removed from Ground | Other | 4000 | Bare Steel | 1999-11-24 | Galvanized Steel | Safe Suction (Euro)
9076157 | 12 |  | 1998-01-20 |  | 1998-01-20 |  | Removed from Ground | Diesel | 4000 | Steel-Impressed Current | 1998-02-26 | Cathodically Protected | Pressurized
9076157 | 2 | [5 empty] | Removed from Ground | Gas (Historical Use) | 3000 | Bare Steel | 1993-12-20 | Galvanized Steel | Suction (American)
9076157 | 3 | [5 empty] | Removed from Ground | Gas (Historical Use) | 2000 | Bare Steel | 1993-12-20 | Galvanized Steel | Suction (American)
9076157 | 4 | [5 empty] | Removed from Ground | Gas (Historical Use) | 2000 | Bare Steel | 1993-12-20 | Galvanized Steel | Suction (American)
9076157 | 5 | [5 empty] | Removed from Ground | Gas (Historical Use) | 1000 | Bare Steel | 1993-12-20 | Galvanized Steel | Suction (American)
9076157 | 6 |  | 1998-01-20 |  | 1998-01-20 |  | Removed from Ground | Other | 8000 | Steel-Impressed Current | 1993-01-01 | Galvanized Steel | Safe Suction (Euro)
9076157 | 7 |  | 1998-01-20 |  | 1998-01-20 |  | Removed from Ground | Diesel | 6000 | Steel-Impressed Current | 1993-01-01 | Galvanized Steel | Pressurized
9076157 | 8 | [5 empty] | Removed from Ground | Other | 6000 | Bare Steel | 1999-11-24 | Galvanized Steel | Safe Suction (Euro)
9076157 | 9 | [5 empty] | Removed from Ground | Other | 4000 | Bare Steel | 1999-11-24 | Galvanized Steel | Safe Suction (Euro)
9076158 | 1 | [5 empty] | Removed from Ground | Gas (Historical Use) | 8000 | Not Marked/Unknown | 1992-01-01 | Not Marked
9076158 | 2 | [5 empty] | Removed from Ground | Gas (Historical Use) | 8000 | Not Marked/Unknown | 1992-01-01 | Not Marked
9076160 | 1 | [5 empty] | Removed from Ground | Gas (Historical Use) | 4000 | Bare Steel | 1991-08-30 | Galvanized Steel | Safe Suction (Euro)
9076160 | 2 | [5 empty] | Removed from Ground | Gas (Historical Use) | 4000 | Bare Steel | 1991-08-30 | Galvanized Steel | Safe Suction (Euro)
9076160 | 3 | [5 empty] | Removed from Ground | Gas (Historical Use) | 3000 | Bare Steel | 1991-08-30 | Galvanized Steel | Safe Suction (Euro)
9076160 | 4 | [5 empty] | Removed from Ground | Gas (Historical Use) | 3000 | Bare Steel | 1991-08-30 | Galvanized Steel | Safe Suction (Euro)
9076160 | 5 | [5 empty] | Removed from Ground | Diesel | 2000 | Bare Steel | 1991-08-30 | Galvanized Steel | Safe Suction (Euro)
9076161 | 1 | [5 empty] | Removed from Ground | Gas (Historical Use) | 550 | Marked Unknown | 2000-01-03 | Not Marked
9076162 | B | [5 empty] | Removed from Ground | Gas (Historical Use) | 500 | Bare Steel | 1994-05-05 | Galvanized Steel | Safe Suction (Euro)
9076163 | A | [5 empty] | Removed from Ground | Gas (Historical Use) | 500 | Bare Steel | 1994-05-05 | Galvanized Steel | Safe Suction (Euro)
9076164 | 10341-1 | [5 empty] | Removed from Ground | Gas (Historical Use) | 560 | Bare Steel | 1978-01-01 | Galvanized Steel | Safe Suction (Euro)
9076164 | 341G1 | [5 empty] | Removed from Ground | Gas (Historical Use) | 1060 | Bare Steel | 1972-01-01 | Galvanized Steel | Safe Suction (Euro)
9076166 | 1 | Ball Float | 1991-01-01 |  | 1991-01-01 |  | Currently in Use | Gas (Historical Use) | 8000 | Epoxy | 1991-01-01 | Fiberglass Reinforced Plastic | Pressurized
9076166 | 2 | Ball Float | 1991-01-01 |  | 1991-01-01 |  | Currently in Use | Gas (Historical Use) | 8000 | Epoxy | 1991-01-01 | Fiberglass Reinforced Plastic | Pressurized
9076166 | 3 | Ball Float | 1991-01-01 |  | 1991-01-01 |  | Currently in Use | Gas (Historical Use) | 10000 | Epoxy | 1991-01-01 | Fiberglass Reinforced Plastic | Pressurized
9076167 | 1 | Ball Float | 1993-01-01 |  | 1993-01-01 |  | Currently in Use | Gas (Historical Use) | 10000 | Epoxy | 1993-01-01 | Fiberglass Reinforced Plastic | Pressurized
9076167 | 2 | Ball Float | 1993-01-01 |  | 1993-01-01 |  | Currently in Use | Gas (Historical Use) | 8000 | Epoxy | 1993-01-01 | Fiberglass Reinforced Plastic | Pressurized
9076167 | 3 | Ball Float | 1993-01-01 |  | 1993-01-01 |  | Currently in Use | Gas (Historical Use) | 8000 | Epoxy | 1993-01-01 | Fiberglass Reinforced Plastic | Pressurized
9076168 | 1 | Ball Float | 1996-10-01 |  | 1996-10-01 |  | Currently in Use | Gas (Historical Use) | 8000 | Cathodically Protected Steel | 1989-01-01 | Fiberglass Reinforced Plastic | Pressurized
9076168 | 2 | Ball Float | 1996-10-01 |  | 1996-10-01 |  | Currently in Use | Gas (Historical Use) | 8000 | Cathodically Protected Steel | 1989-01-01 | Fiberglass Reinforced Plastic | Pressurized
9076168 | 3 | Ball Float | 1996-10-01 |  | 1996-10-01 |  | Currently in Use | Gas (Historical Use) | 8000 | Cathodically Protected Steel | 1989-01-01 | Fiberglass Reinforced Plastic | Pressurized
9076170 | 1 | Ball Float | 1989-08-01 |  | 1989-08-01 |  | Currently in Use | Gas (Historical Use) | 8200 | Cathodically Protected Steel | 1989-08-01 | Cathodically Protected | Pressurized
9076170 | 2 | Ball Float | 1989-08-01 |  | 1989-08-01 |  | Currently in Use | Gas (Historical Use) | 8200 | Cathodically Protected Steel | 1989-08-01 | Cathodically Protected | Pressurized
9076170 | 3 | Ball Float | 1989-08-01 |  | 1989-08-01 |  | Currently in Use | Gas (Historical Use) | 8200 | Cathodically Protected Steel | 1989-08-01 | Cathodically Protected | Pressurized
9076170 | 4 | Ball Float | 1989-08-01 |  | 1989-08-01 |  | Currently in Use | Diesel | 3000 | Cathodically Protected Steel | 1989-08-01 | Cathodically Protected | Pressurized
9076170 | 5 | Ball Float | 1989-08-01 |  | 1989-08-01 |  | Currently in Use | Kerosene | 1000 | Cathodically Protected Steel | 1989-08-01 | Cathodically Protected | Pressurized
9076171 | 18 | Ball Float | 1991-02-01 |  | 1991-02-01 |  | Currently in Use | Diesel | 10000 | Composite | 1991-02-01 | Fiberglass Reinforced Plastic | Pressurized
9076171 | 19 | Ball Float | 1991-02-01 |  | 1991-02-01 |  | Currently in Use | Gas (Historical Use) | 10000 | Composite | 1991-02-01 | Fiberglass Reinforced Plastic | Pressurized
9076171 | 20 | Ball Float | 1991-02-01 |  | 1991-02-01 |  | Currently in Use | Diesel | 10000 | Composite | 1991-02-01 | Fiberglass Reinforced Plastic | Pressurized
9076173 | 1 |  | 1996-04-01 |  | 1996-04-01 |  | Currently in Use | Gas (Historical Use) | 10000 | Steel-Impressed Current | 1983-01-01 | Steel (Impressed Current) | Safe Suction (Euro)
9076173 | 2 |  | 1996-04-01 |  | 1996-04-01 |  | Currently in Use | Gas (Historical Use) | 10000 | Steel-Impressed Current | 1983-01-01 | Steel (Impressed Current) | Safe Suction (Euro)
9076173 | 3 |  | 1996-04-01 |  | 1996-04-01 |  | Currently in Use | Diesel | 10000 | Steel-Impressed Current | 1983-01-01 | Steel (Impressed Current) | Safe Suction (Euro)
9076174 | 1 |  | 1998-12-16 | no | 1998-12-16 | no | Currently in Use | Gas (Historical Use) | 4000 | Steel-Impressed Current | 1976-01-01 |  | Suction (American)
9076174 | 2 |  | 1998-12-16 | no | 1998-12-16 | no | Currently in Use | Gas (Historical Use) | 3000 | Steel-Impressed Current | 1976-01-01 |  | Suction (American)
9076174 | 3 |  | 1998-12-16 | no | 1998-12-16 | no | Currently in Use | Gas (Historical Use) | 1000 | Steel-Impressed Current | 1976-01-01 |  | Suction (American)
9076175 | NO1 | [5 empty] | Removed from Ground | Used Oil | 550 | Not Marked/Unknown | 1987-12-18 | Not Marked | Safe Suction (Euro)
9076175 | RU1 | [5 empty] | Removed from Ground | Gas (Historical Use) | 12000 | Double Walled | 1987-12-18 | Unknown | Pressurized
9076175 | UO1 |  |  | yes |  | yes | Removed from Ground | Used Oil | 550 | Not Marked/Unknown | 1987-12-18 | Not Marked | Gravity Fed
9076176 | 1 | [5 empty] | Removed from Ground | Gas (Historical Use) | 3000 | Not Marked/Unknown | 1978-01-01 | Not Marked
9076176 | 2 | [5 empty] | Removed from Ground | Gas (Historical Use) | 3000 | Not Marked/Unknown | 1978-01-01 | Not Marked
9076176 | 3 |  | 2013-11-14 | no | 2013-11-14 | no | Currently in Use | Diesel | 10000 | Tank Jacket | 2013-11-14 | Double-Walled Fiberglass | Pressurized
9076176 | 4 |  | 1996-09-01 |  | 1996-09-01 |  | Currently in Use | Gas (Historical Use) | 10000 | Double Walled | 1985-09-01 | Double Walled | Pressurized
9076177 | 1 |  | 1998-12-11 |  | 1998-12-11 |  | Removed from Ground | Gas (Historical Use) | 6000 | Steel-Impressed Current | 1976-01-01 | Cathodically Protected | Suction (American)
9076177 | 2 |  | 1998-12-11 |  | 1998-12-11 |  | Removed from Ground | Gas (Historical Use) | 4000 | Steel-Impressed Current | 1976-01-01 | Cathodically Protected | Suction (American)
9076177 | 3 |  | 1998-12-11 |  | 1998-12-11 |  | Removed from Ground | Gas (Historical Use) | 4000 | Steel-Impressed Current | 1976-01-01 | Cathodically Protected | Suction (American)
9076177 | 4 | Ball Float | 2014-04-18 | no | 2014-04-18 | no | Currently in Use | Gas (Historical Use) | 7000 | Composite Double Walled | 2014-04-18 | Double-Walled Fiberglass | Pressurized
9076177 | 5 | Ball Float | 2014-04-18 | no | 2014-04-18 | no | Currently in Use | Gas (Historical Use) | 5000 | Composite Double Walled | 2014-04-18 | Double-Walled Fiberglass | Pressurized
9076177 | 6 | Ball Float | 2014-04-18 | no | 2014-04-18 | no | Currently in Use | Diesel | 3000 | Composite Double Walled | 2014-04-18 | Double-Walled Fiberglass | Pressurized
9076179 | 1 | Ball Float | 1988-08-31 |  | 1988-08-31 |  | Currently in Use | Gas (Historical Use) | 8000 | Fiberglass | 1988-08-31 | Fiberglass Reinforced Plastic | Pressurized
9076179 | 2 | Ball Float | 1988-08-31 |  | 1988-08-31 |  | Currently in Use | Gas (Historical Use) | 8000 | Fiberglass | 1988-08-31 | Fiberglass Reinforced Plastic | Pressurized
9076179 | 3 | Ball Float | 1988-08-31 |  | 1988-08-31 |  | Currently in Use | Gas (Historical Use) | 8000 | Fiberglass | 1988-08-31 | Fiberglass Reinforced Plastic | Pressurized
9076180 | 1 | [5 empty] | Removed from Ground | Gas (Historical Use) | 6000 | Bare Steel | 1985-05-06 | Galvanized Steel | Pressurized
9076180 | 2 | [5 empty] | Removed from Ground | Gas (Historical Use) | 6000 | Not Marked/Unknown | 1985-05-06 | Not Marked
9076180 | 3 | [5 empty] | Removed from Ground | Gas (Historical Use) | 6000 | Not Marked/Unknown | 1985-05-06 | Not Marked
9076181 | 1 | Flapper Valve | 1998-07-01 | no | 1998-07-01 | no | Currently in Use | Gas (Historical Use) | 6000 | Steel-Impressed Current | 1977-07-15 | Fiberglass Reinforced Plastic | Pressurized
9076181 | 2 | Flapper Valve | 1998-07-01 | no | 1998-07-01 | no | Currently in Use | Gas (Historical Use) | 6000 | Steel-Impressed Current | 1977-07-15 | Fiberglass Reinforced Plastic | Pressurized
9076181 | 3 | Flapper Valve | 1998-07-01 | no | 1998-07-01 | no | Currently in Use | Gas (Historical Use) | 6000 | Steel-Impressed Current | 1977-07-15 | Fiberglass Reinforced Plastic | Pressurized
9076182 | 1 |  | 1990-01-31 |  | 1991-01-31 |  | Closed in Ground | Gas (Historical Use) | 6000 | Cathodically Protected Steel | 1990-01-01 | Fiberglass Reinforced Plastic | Pressurized
9076182 | 2 |  | 1990-01-31 |  | 1990-01-31 |  | Closed in Ground | Gas (Historical Use) | 6000 | Cathodically Protected Steel | 1990-01-01 | Fiberglass Reinforced Plastic | Pressurized
9076182 | 3 | [5 empty] | Closed in Ground | Gas (Historical Use) | 10000 | Not Marked/Unknown | 1990-01-01 | Not Marked
9076182 | 4 | [5 empty] | Closed in Ground | Gas (Historical Use) | 0 | Marked Unknown | 1990-01-01 | Not Marked
9076182 | 5 | Flapper Valve | 1990-01-31 | no | 1990-01-31 | no | Currently in Use |  | 6000 | Galvanic (STIP-3) | 2001-09-20 | Fiberglass Reinforced Plastic | Pressurized
9076182 | 6 | Flapper Valve | 1990-01-31 | no | 1990-01-31 | no | Currently in Use |  | 6000 | Galvanic (STIP-3) | 1990-01-31 | Fiberglass Reinforced Plastic | Pressurized
9076182 | 7 | Flapper Valve | 1990-01-31 | no | 1990-01-31 | no | Currently in Use | Diesel | 10000 | Galvanic (STIP-3) | 1990-01-31 | Fiberglass Reinforced Plastic | Pressurized
9076183 | 1 | Ball Float | 1998-11-09 |  | 1998-11-09 |  | Currently in Use | Gas (Historical Use) | 8000 | Steel-Impressed Current | 1978-01-01 | Double-Walled Fiberglass | Pressurized
9076183 | 2 | Ball Float | 1998-11-09 |  | 1998-11-09 |  | Currently in Use | Gas (Historical Use) | 6000 | Steel-Impressed Current | 1978-01-01 | Double-Walled Fiberglass | Pressurized
9076183 | 3 | Ball Float | 1998-11-09 |  | 1998-11-09 |  | Currently in Use | Gas (Historical Use) | 6000 | Steel-Impressed Current | 1978-01-01 | Double-Walled Fiberglass | Pressurized
9076185 | 1 |  | 1988-08-01 |  | 1988-08-01 |  | Currently in Use | Gas (Historical Use) | 8272 | Cathodically Protected Steel | 1986-01-01 | Cathodically Protected | Pressurized
9076185 | 2 |  | 1988-08-01 |  | 1988-08-01 |  | Currently in Use | Gas (Historical Use) | 8272 | Cathodically Protected Steel | 1986-01-01 | Cathodically Protected | Pressurized
9076185 | 3 |  | 1988-08-01 |  | 1988-08-01 |  | Currently in Use | Gas (Historical Use) | 8272 | Cathodically Protected Steel | 1986-01-01 | Cathodically Protected | Pressurized
9076186 | 1 | [5 empty] | Closed in Ground | Gas (Historical Use) | 560 | Bare Steel | 1980-01-01 | Galvanized Steel | Suction (American)
9076187 | 1 |  | 1999-02-25 |  | 1999-02-25 |  | Removed from Ground | Diesel | 10000 | Cathodically Protected Steel | 1990-01-01 | Galvanized Steel | Suction (American)
9076187 | 2 |  | 1999-02-25 |  | 1999-02-25 |  | Removed from Ground | Gas (Historical Use) | 4000 | Cathodically Protected Steel | 1991-01-01 | Galvanized Steel | Suction (American)
9076189 | 1 | [5 empty] | Removed from Ground | Gas (Historical Use) | 550 | Bare Steel | 1988-05-01 | Galvanized Steel | Safe Suction (Euro)
9076189 | 2 | [5 empty] | Removed from Ground | Diesel | 1000 | Bare Steel | 1988-05-01 | Galvanized Steel | Safe Suction (Euro)
9076189 | 3 | [5 empty] | Removed from Ground | Diesel | 1000 | Bare Steel | 1988-05-01 | Galvanized Steel | Safe Suction (Euro)
9076190 | 1A |  | 1998-09-22 |  | 1998-09-22 |  | Removed from Ground | Gas (Historical Use) | 5000 | Steel-Impressed Current | 1969-01-01 | Cathodically Protected | Pressurized
9076190 | 1B |  | 1998-09-22 |  | 1998-09-22 |  | Removed from Ground | Gas (Historical Use) | 6000 | Steel-Impressed Current | 1969-01-01 | Cathodically Protected | Pressurized
9076190 | 1C |  | 1998-09-22 |  | 1998-09-22 |  | Removed from Ground | Gas (Historical Use) | 8000 | Steel-Impressed Current | 1969-01-01 | Cathodically Protected | Pressurized
9076190 | 2A |  | 2009-03-16 | no | 2009-03-16 | no | Currently in Use | Gas (Historical Use) | 11000 | Composite Double Walled | 2009-01-21 | Double-Walled Fiberglass | Pressurized
9076190 | 2B |  | 2009-03-16 | no | 2009-03-16 | no | Currently in Use | Gas (Historical Use) | 5000 | Composite Double Walled | 2009-01-21 | Double-Walled Fiberglass | Pressurized
9076190 | 2C |  | 2009-03-16 | no | 2009-03-16 | no | Currently in Use | Diesel | 4000 | Composite Double Walled | 2009-01-21 | Double-Walled Fiberglass | Pressurized
9076191 | 3A | Flapper Valve | 1999-02-18 |  | 1999-02-18 |  | Currently in Use | Gas (Historical Use) | 10000 | Steel-Impressed Current | 1979-03-01 | Cathodically Protected | Pressurized
9076191 | 3B | Flapper Valve | 1999-02-18 |  | 1999-02-18 |  | Currently in Use | Gas (Historical Use) | 10000 | Steel-Impressed Current | 1979-03-01 | Cathodically Protected | Pressurized
9076191 | 3C | Flapper Valve | 1999-02-18 |  | 1999-02-18 |  | Currently in Use | Gas (Historical Use) | 10000 | Steel-Impressed Current | 1979-03-01 | Cathodically Protected | Pressurized
9076192 | 1 | Ball Float | 1993-08-01 |  | 1993-08-01 |  | Currently in Use | Gas (Historical Use) | 10000 | Composite | 1993-08-01 | Fiberglass Reinforced Plastic | Pressurized
9076192 | 2 | Ball Float | 1993-08-01 |  | 1993-08-01 |  | Currently in Use | Gas (Historical Use) | 8000 | Composite | 1993-08-01 | Fiberglass Reinforced Plastic | Pressurized
9076192 | 3 | Ball Float | 1993-08-01 |  | 1993-08-01 |  | Temporarily out of use | E-10 | 8000 | Composite | 1993-08-01 | Fiberglass Reinforced Plastic | Pressurized
9076192 | 4A | Ball Float | 2007-01-01 | no | 2007-01-01 | no | Currently in Use | E-10 | 4000 | Composite | 2007-01-01 | Fiberglass Reinforced Plastic | Pressurized
9076192 | 4B | Ball Float | 2007-01-01 | no | 2007-01-01 | no | Currently in Use | Diesel | 6000 | Composite | 2007-01-01 | Fiberglass Reinforced Plastic | Pressurized
9076193 | 1 | [5 empty] | Removed from Ground | Diesel | 10000 | Epoxy | 1987-06-01 | Galvanized Steel | Pressurized
9076194 | 1 | Flapper Valve | 1999-12-21 |  | 1999-12-21 |  | Currently in Use | Gas (Historical Use) | 8000 | Steel-Impressed Current | 1999-12-21 | Cathodically Protected
9076194 | 2 | Flapper Valve | 1999-12-21 |  | 1999-12-21 |  | Currently in Use | Gas (Historical Use) | 6000 | Steel-Impressed Current | 1999-12-21 | Cathodically Protected
9076195 | 1 |  |  | yes |  | yes | Removed from Ground | Used Oil | 550 | Marked Unknown | 1995-09-29 | Unknown
9076196 | 1 | Flapper Valve | 1998-10-01 |  | 1998-10-01 |  | Currently in Use | Diesel | 8000 | Fiberglass | 1993-03-01 | Fiberglass Reinforced Plastic | Pressurized
9076197 | 1 |  | 1998-12-20 | no | 1998-12-20 | no | Removed from Ground | Diesel | 4000 | Steel-Impressed Current | 1998-12-18 | Steel (Impressed Current) | Safe Suction (Euro)
9076197 | 2 |  | 1998-12-20 | no | 1998-12-20 | no | Closed in Ground | Gas (Historical Use) | 4000 | Steel-Impressed Current | 1998-12-18 | Steel (Impressed Current) | Safe Suction (Euro)
9076197 | 3 |  | 1998-12-20 | no | 1998-12-20 | no | Removed from Ground | Gas (Historical Use) | 2000 | Steel-Impressed Current | 1998-12-18 | Steel (Impressed Current) | Safe Suction (Euro)
9076197 | 4 |  | 1998-12-20 | no | 1998-12-20 | no | Removed from Ground | Gas (Historical Use) | 2000 | Steel-Impressed Current | 1998-12-18 | Steel (Impressed Current) | Safe Suction (Euro)
9076197 | 5 |  |  | no |  | no | Removed from Ground | Gas (Historical Use) | 1000 | Steel-Impressed Current | 1998-12-18 | Steel (Impressed Current) | Safe Suction (Euro)
9076197 | 6A |  | 2009-09-01 | no | 2009-09-01 | no | Currently in Use | Gas (Historical Use) | 12000 | Epoxy Double-Walled | 2009-09-01 | Double-Walled Fiberglass | Pressurized
9076197 | 6B |  | 2009-09-01 | no | 2009-09-01 | no | Currently in Use | Gas (Historical Use) | 4000 | Epoxy Double-Walled | 2009-09-01 | Double-Walled Fiberglass | Pressurized
9076197 | 6C |  | 2009-09-01 | no | 2009-09-01 | no | Currently in Use | Diesel | 4000 | Epoxy Double-Walled | 2009-09-01 | Double-Walled Fiberglass | Pressurized
9076201 | 1 | Flapper Valve | 1997-04-27 |  | 1997-04-27 |  | Currently in Use | Gas (Historical Use) | 8000 | Steel-Impressed Current | 1981-04-01 | Steel (Impressed Current) | Pressurized
9076201 | 2 | Flapper Valve | 1997-04-27 |  | 1997-04-27 |  | Currently in Use | Gas (Historical Use) | 6000 | Steel-Impressed Current | 1981-04-01 | Steel (Impressed Current) | Pressurized
9076201 | 3 | Flapper Valve | 1997-04-27 |  | 1997-04-27 |  | Currently in Use | Gas (Historical Use) | 4000 | Steel-Impressed Current | 1981-04-01 | Steel (Impressed Current) | Pressurized
9076201 | 4 | Flapper Valve | 1997-04-27 |  | 1997-04-27 |  | Currently in Use | Gas (Historical Use) | 4000 | Steel-Impressed Current | 1981-04-01 | Steel (Impressed Current) | Pressurized
9076202 | 1 | [5 empty] | Installed | Gas (Historical Use) | 0 | Not Marked/Unknown |  | Not Marked
9076205 | 1 | Ball Float | 1990-04-30 |  | 1990-04-30 |  | Currently in Use | Gas (Historical Use) | 8000 | Composite | 1990-04-30 | Fiberglass Reinforced Plastic | Pressurized
9076205 | 2 | Ball Float | 1990-04-30 |  | 1990-04-30 |  | Currently in Use | Gas (Historical Use) | 8000 | Composite | 1990-04-30 | Fiberglass Reinforced Plastic | Pressurized
9076205 | 3 | Ball Float | 1990-04-30 |  | 1990-04-30 |  | Currently in Use | Gas (Historical Use) | 8000 | Composite | 1990-04-30 | Fiberglass Reinforced Plastic | Pressurized
9076206 | 1 | [5 empty] | Removed from Ground | Gas (Historical Use) | 0 | Marked Unknown | 1997-03-18 | Unknown
9076206 | 2 | [5 empty] | Removed from Ground | Gas (Historical Use) | 6000 | Not Marked/Unknown | 1998-01-16 | Not Marked
9076206 | 3 | [5 empty] | Removed from Ground | Gas (Historical Use) | 6000 | Not Marked/Unknown | 1998-11-16 | Not Marked
9076206 | 4 | [5 empty] | Removed from Ground | Gas (Historical Use) | 6000 | Not Marked/Unknown | 1998-01-16 | Not Marked
9076207 | 1 |  |  | yes |  | yes | Removed from Ground | Used Oil | 550 | Not Marked/Unknown | 1997-01-20 | Not Marked
9076210 | 1 | Flapper Valve | 1998-09-19 | no | 1997-09-19 | no | Currently in Use |  | 15000 | Composite Double Walled | 1997-09-19 | Double-Walled Fiberglass | Pressurized
9076210 | 2 | Flapper Valve | 1997-09-19 | no | 1997-09-19 | no | Currently in Use |  | 12000 | Composite Double Walled | 1997-09-19 | Double-Walled Fiberglass | Pressurized
9076212 | 1 |  | 1998-01-12 |  | 1998-01-12 |  | Currently in Use | Gas (Historical Use) | 15000 | Double Walled | 1997-12-19 | Cathodically Protected | Pressurized
9076212 | 2 |  | 1998-01-12 |  | 1998-01-12 |  | Currently in Use | Gas (Historical Use) | 12000 | Double Walled | 1997-12-19 | Cathodically Protected | Pressurized
9076213 | 1 | [5 empty] | Removed from Ground | Diesel | 6000 | Not Marked/Unknown | 1998-06-28 | Not Marked
9076219 | 1 | Flapper Valve | 1998-05-15 |  | 1998-05-15 |  | Currently in Use | Aviation Gas/AV Gas | 1000 | Fiberglass Double Walled | 1998-05-15 | Fiberglass Reinforced Plastic | Safe Suction (Euro)
9076219 | 2 | Flapper Valve | 1998-05-15 |  | 1998-05-15 |  | Currently in Use | Jet Fuel | 1000 | Fiberglass Double Walled | 1998-05-15 | Fiberglass Reinforced Plastic | Safe Suction (Euro)
9076220 | 1 |  | 1998-12-01 |  | 1998-12-01 |  | Currently in Use | Gas (Historical Use) | 10000 | Fiberglass | 1998-11-01 | Double-Walled Flex | Pressurized
9076220 | 2 |  | 1998-12-01 |  | 1998-12-01 |  | Currently in Use | Diesel | 10000 | Fiberglass | 1998-11-01 | Double-Walled Flex | Pressurized
9076220 | 3 | Flapper Valve | 1998-12-01 | no | 1998-12-01 | no | Currently in Use |  | 12000 | Fiberglass | 1998-11-01 | Double-Walled Flex | Pressurized
9076221 | 1 | [5 empty] | Removed from Ground | Gas (Historical Use) | 500 | Marked Unknown | 1970-01-01 | Unknown
9076222 | 1 |  | 1998-11-09 |  | 1998-11-09 |  | Currently in Use | Gas (Historical Use) | 20000 | Double Walled | 1998-11-02 | Fiberglass Reinforced Plastic | Pressurized
9076222 | 2 |  | 1998-11-09 |  | 1998-11-09 |  | Currently in Use | Gas (Historical Use) | 8000 | Double Walled | 1998-11-02 | Fiberglass Reinforced Plastic | Pressurized
9076224 | 1 |  | 1998-09-01 |  | 1998-09-01 |  | Removed from Ground | Gas (Historical Use) | 12000 | Composite | 1998-09-01 | Secondary Containment | Pressurized
9076224 | 2 |  | 1998-09-01 |  | 1998-09-01 |  | Removed from Ground | Gas (Historical Use) | 12000 | Composite | 1998-09-01 | Secondary Containment | Pressurized
9076225 | 1 |  | 1999-01-01 |  | 1999-01-01 |  | Currently in Use | Diesel | 10000 | Fiberglass | 1998-12-01 | Double-Walled Flex | Pressurized
9076225 | 2 |  | 1999-01-01 |  | 1999-01-01 |  | Currently in Use | Gas (Historical Use) | 10000 | Fiberglass | 1998-12-01 | Double-Walled Flex | Pressurized
9076225 | 3 |  | 1999-01-01 |  | 1999-01-01 |  | Currently in Use | Gas (Historical Use) | 12000 | Fiberglass | 1998-12-01 | Double-Walled Flex | Pressurized
9076226 | 1 | Ball Float | 1998-12-30 |  | 1998-12-30 |  | Currently in Use | Gas (Historical Use) | 15000 | Composite | 1998-12-30 | Fiberglass Reinforced Plastic | Pressurized
9076226 | 2 | Ball Float | 1998-12-30 |  | 1998-12-30 |  | Currently in Use | Gas (Historical Use) | 8000 | Composite | 1998-12-30 | Fiberglass Reinforced Plastic | Pressurized
9076226 | 3 | Ball Float | 1998-12-30 |  | 1998-12-30 |  | Currently in Use | Diesel | 6000 | Composite | 1998-12-30 | Fiberglass Reinforced Plastic | Pressurized
9076227 | 1 | [5 empty] | Removed from Ground | Used Oil | 550 | Not Marked/Unknown | 1998-10-05 | Not Marked
9076227 | 2 | [5 empty] | Removed from Ground | Gas (Historical Use) | 550 | Not Marked/Unknown | 1998-10-05 | Not Marked
9076228 | 1 | [5 empty] | Removed from Ground | Other | 500 | Bare Steel | 1999-03-30 | Bare Steel
9076229 | 1 |  | 1999-03-01 |  | 1999-03-01 |  | Currently in Use | Gas (Historical Use) | 20000 | Double Walled | 1999-03-01 | Fiberglass Reinforced Plastic | Pressurized
9076229 | 2 |  | 1999-03-01 |  | 1999-03-01 |  | Currently in Use | Gas (Historical Use) | 12000 | Double Walled | 1999-03-01 | Fiberglass Reinforced Plastic | Pressurized
9076230 | 1 | Ball Float | 1999-01-15 |  | 1999-01-15 |  | Currently in Use | Gas (Historical Use) | 10152 | Epoxy | 1999-01-15 | Fiberglass Reinforced Plastic | Pressurized
9076230 | 2 | Ball Float | 1999-01-15 |  | 1999-01-15 |  | Currently in Use | Gas (Historical Use) | 6110 | Epoxy | 1999-01-12 | Fiberglass Reinforced Plastic | Pressurized
9076230 | 3 | Ball Float | 1999-01-15 |  | 1999-01-15 |  | Currently in Use | Gas (Historical Use) | 6110 | Epoxy | 1999-01-12 | Fiberglass Reinforced Plastic | Pressurized
9076230 | 4 | Ball Float | 1999-01-15 |  | 1999-01-15 |  | Currently in Use | Diesel | 6110 | Epoxy | 1999-01-12 | Fiberglass Reinforced Plastic | Pressurized
9076231 | 1 |  |  | yes |  | yes | Permanently Out of Use - historical purposes | Used Oil | 550 | Cathodically Protected Steel | 1989-09-01 | Fiberglass Reinforced Plastic | Gravity Fed
9076232 | 1 |  | 2000-04-26 |  | 2000-04-26 |  | Currently in Use | Gas (Historical Use) | 10152 | Composite | 2000-04-26 | Double-Walled Fiberglass | Pressurized
9076232 | 2 |  | 2000-04-26 |  | 2000-04-26 |  | Currently in Use | Gas (Historical Use) | 15266 | Composite | 2000-04-26 | Double-Walled Fiberglass | Pressurized
9076232 | 3 |  | 2000-04-26 |  | 2000-04-26 |  | Currently in Use | Diesel | 6110 | Composite | 2000-04-26 | Double-Walled Fiberglass | Pressurized
9076234 | 1 |  | 2001-09-01 |  | 2001-09-01 |  | Currently in Use | Gas (Historical Use) | 10000 | Composite | 2001-09-01 | Fiberglass Reinforced Plastic | Pressurized
9076234 | 2 | Ball Float | 2001-09-01 |  | 2001-09-01 |  | Currently in Use | Gas (Historical Use) | 8000 | Composite | 2001-09-01 | Fiberglass Reinforced Plastic | Pressurized
9077001 | 1 | [5 empty] | Removed from Ground | Gas (Historical Use) | 8000 | Cathodically Protected Steel | 1985-01-01 | Galvanized Steel
9077001 | 2 | [5 empty] | Removed from Ground | Gas (Historical Use) | 8000 | Cathodically Protected Steel | 1985-01-01 | Galvanized Steel
9077002 | 1 | [5 empty] | Removed from Ground | Other | 5000 | Marked Unknown | 1991-05-15 | Unknown
9077003 | 1 |  | 1995-02-03 |  | 1995-02-03 |  | Currently in Use | Gas (Historical Use) | 12000 | Steel-Impressed Current | 1985-01-01 | Steel (Impressed Current) | Pressurized
9077003 | 2 |  | 1995-02-03 |  | 1995-02-03 |  | Currently in Use | Gas (Historical Use) | 12000 | Steel-Impressed Current | 1985-01-01 | Steel (Impressed Current) | Pressurized
9077003 | 3 |  | 1995-02-03 |  | 1995-02-03 |  | Currently in Use | Gas (Historical Use) | 12000 | Steel-Impressed Current | 1985-01-01 | Steel (Impressed Current) | Pressurized
9077003 | 4 |  | 1995-02-03 |  | 1995-02-03 |  | Currently in Use | Diesel | 12000 | Steel-Impressed Current | 1985-01-01 | Steel (Impressed Current) | Pressurized
9077003 | 5 |  | 1995-02-03 |  | 1995-02-03 |  | Currently in Use | Diesel | 12000 | Steel-Impressed Current | 1985-01-01 | Steel (Impressed Current) | Pressurized
9077003 | 6 |  | 1995-02-03 |  | 1995-02-03 |  | Currently in Use | Diesel | 12000 | Steel-Impressed Current | 1985-01-01 | Steel (Impressed Current) | Pressurized
9077009 | 1 | Flapper Valve | 1998-10-01 |  | 1998-10-01 |  | Removed from Ground | Gas (Historical Use) | 6000 | Steel-Impressed Current | 1978-01-01 | Steel (Impressed Current) | Pressurized
9077009 | 2 | Flapper Valve | 1998-10-01 |  | 1998-10-01 |  | Removed from Ground | Gas (Historical Use) | 6000 | Steel-Impressed Current | 1978-01-01 | Steel (Impressed Current) | Pressurized
9077009 | 3 | Flapper Valve | 1998-10-01 |  | 1998-10-01 |  | Removed from Ground | Diesel | 20000 | Steel-Impressed Current | 1978-01-01 | Steel (Impressed Current) | Suction (American)
9077010 | 1 | [5 empty] | Permanently Out of Use - historical purposes | Gas (Historical Use) | 560 | Bare Steel | 1976-01-01 | Galvanized Steel | Suction (American)
9077010 | 2 | [5 empty] | Permanently Out of Use - historical purposes | Gas (Historical Use) | 560 | Bare Steel | 1976-01-01 | Galvanized Steel | Suction (American)
9077011 | 1 | [5 empty] | Removed from Ground | Gas (Historical Use) | 3000 | Bare Steel | 1998-10-01 | Galvanized Steel | Safe Suction (Euro)
9077011 | 2 | [5 empty] | Removed from Ground | Gas (Historical Use) | 5300 | Bare Steel | 1998-10-01 | Galvanized Steel | Safe Suction (Euro)
9077011 | 3 | [5 empty] | Removed from Ground | Gas (Historical Use) | 3000 | Bare Steel | 1998-10-01 | Galvanized Steel
9077011 | 4 | [5 empty] | Removed from Ground | Diesel | 2000 | Bare Steel | 1998-10-01 | Galvanized Steel | Safe Suction (Euro)
9077011 | 5 | [5 empty] | Removed from Ground | Empty | 2000 | Bare Steel | 1998-10-01 | Galvanized Steel | Safe Suction (Euro)
9077012 | 1 | Flapper Valve | 1998-10-01 |  | 1998-10-01 |  | Currently in Use | Gas (Historical Use) | 6000 | Steel-Impressed Current | 1998-02-01 | Steel (Impressed Current) | Pressurized
9077012 | 2 | Flapper Valve | 1998-10-01 |  | 1998-10-01 |  | Currently in Use | Gas (Historical Use) | 6000 | Steel-Impressed Current | 1998-02-01 | Steel (Impressed Current) | Pressurized
9077012 | 3 | Flapper Valve | 1998-10-01 |  | 1998-10-01 |  | Currently in Use | Gas (Historical Use) | 4000 | Steel-Impressed Current | 1998-02-01 | Steel (Impressed Current) | Pressurized
9077012 | 4 | Flapper Valve | 1998-10-01 |  | 1998-10-01 |  | Currently in Use | Diesel | 3000 | Steel-Impressed Current | 1998-02-01 | Steel (Impressed Current) | Safe Suction (Euro)
9077013 | 1 | Flapper Valve | 1997-03-04 | no | 1997-03-04 | no | Currently in Use | Gas (Historical Use) | 10000 | Composite | 1997-03-04 | Fiberglass Reinforced Plastic | Pressurized
9077013 | 2 | Flapper Valve | 1997-03-04 | no | 1997-03-04 | no | Currently in Use | Diesel | 10000 | Composite | 1997-03-04 | Fiberglass Reinforced Plastic | Pressurized
9077015 | 1 | Flapper Valve | 1998-11-02 |  | 1998-11-02 |  | Removed from Ground | Diesel | 2000 | Steel-Impressed Current | 1976-01-01 | Steel (Impressed Current) | Safe Suction (Euro)
9077015 | 2 | Flapper Valve | 1998-11-02 |  | 1998-11-02 |  | Removed from Ground | Gas (Historical Use) | 6000 | Steel-Impressed Current | 1976-01-01 | Steel (Impressed Current) | Safe Suction (Euro)
9077015 | 3 | Flapper Valve | 1998-11-02 |  | 1998-11-02 |  | Removed from Ground | Gas (Historical Use) | 6000 | Steel-Impressed Current | 1976-01-01 | Steel (Impressed Current) | Safe Suction (Euro)
9077016 | 1 | [5 empty] | Removed from Ground | Diesel | 8000 | Bare Steel | 1986-01-01 | Galvanized Steel | Safe Suction (Euro)
9077018 | 1 | [5 empty] | Removed from Ground | Gas (Historical Use) | 0 | Not Marked/Unknown | 1996-10-25 | Not Marked
9077019 | 1 | [5 empty] | Removed from Ground | Other | 4000 | Not Marked/Unknown | 1997-02-17 | Not Marked
9077020 | 1 | [5 empty] | Removed from Ground | Gas (Historical Use) | 4000 | Not Marked/Unknown |  | Not Marked
9077020 | 2 | [5 empty] | Removed from Ground | Diesel | 4000 | Not Marked/Unknown |  | Not Marked
9077021 | 1 | [5 empty] | Removed from Ground | Gas (Historical Use) | 10000 | Marked Unknown |  | Unknown
9077021 | 2 | [5 empty] | Removed from Ground | Gas (Historical Use) | 10000 | Marked Unknown |  | Unknown
9077021 | 3 | [5 empty] | Removed from Ground | Gas (Historical Use) | 10000 | Marked Unknown |  | Unknown
9077021 | 4 | [5 empty] | Removed from Ground | Diesel | 10000 | Marked Unknown |  | Unknown
9077021 | 5 | [5 empty] | Removed from Ground | Diesel | 10000 | Marked Unknown |  | Unknown
9078001 | 1 | [5 empty] | Removed from Ground | Diesel | 3000 | Not Marked/Unknown | 1991-07-26 | Not Marked
9078001 | 2 | [5 empty] | Removed from Ground | Gas (Historical Use) | 4000 | Not Marked/Unknown | 1991-07-26 | Not Marked
9078001 | 3 | [5 empty] | Removed from Ground | Gas (Historical Use) | 4000 | Not Marked/Unknown | 1991-07-26 | Not Marked
9078002 | 1 |  | 2003-10-15 |  | 2003-10-15 |  | Removed from Ground | Gas (Historical Use) | 10000 | Steel-Impressed Current | 1981-01-01 | Fiberglass Reinforced Plastic | Pressurized
9078002 | 2 |  | 2003-10-15 |  | 2003-10-15 |  | Removed from Ground | Gas (Historical Use) | 8000 | Steel-Impressed Current | 1981-01-01 | Fiberglass Reinforced Plastic | Pressurized
9078002 | 3 |  | 2003-10-15 |  | 2003-10-15 |  | Removed from Ground | Gas (Historical Use) | 6000 | Steel-Impressed Current | 1981-01-01 | Fiberglass Reinforced Plastic | Pressurized
9078003 | 1 | [5 empty] | Removed from Ground | Other | 8000 | Marked Unknown | 1993-01-01 | Unknown
9078004 | 1 | Flapper Valve | 1989-03-12 |  | 1989-03-12 |  | Currently in Use | Gas (Historical Use) | 10000 | Fiberglass Double Walled | 1989-03-12 | Double-Walled Fiberglass | Pressurized
9078004 | 2 | Ball Float | 2007-03-01 | no | 2007-03-01 | no | Currently in Use | Gas (Historical Use) | 12000 | Composite Double Walled | 2007-03-01 | Double-Walled Fiberglass | Pressurized
9078004 | 3 | Ball Float | 2007-03-01 | no | 2007-03-01 | no | Currently in Use | Gas (Historical Use) | 12000 | Composite Double Walled | 2007-03-01 | Double-Walled Fiberglass | Pressurized
9078004 | 4 | Ball Float | 2007-03-01 | no | 2007-03-01 | no | Currently in Use | Gas (Historical Use) | 12000 | Composite Double Walled | 2007-03-01 | Double-Walled Fiberglass | Pressurized
9078005 | 1 | [5 empty] | Permanently Out of Use - historical purposes | Gas (Historical Use) | 2000 | Bare Steel | 1972-01-01 | Galvanized Steel | Suction (American)
9078005 | 2 | [5 empty] | Permanently Out of Use - historical purposes | Gas (Historical Use) | 2000 | Bare Steel | 1972-01-01 | Galvanized Steel | Suction (American)
9078005 | 3 | [5 empty] | Permanently Out of Use - historical purposes | Gas (Historical Use) | 2000 | Bare Steel | 1972-01-01 | Galvanized Steel | Suction (American)
9078005 | 4 | [5 empty] | Permanently Out of Use - historical purposes | Diesel | 2000 | Bare Steel | 1975-01-01 | Galvanized Steel | Suction (American)
9078006 | 1 | Flapper Valve | 1989-01-01 |  | 1989-01-01 |  | Currently in Use | Gas (Historical Use) | 8000 | Composite | 1989-01-01 | Fiberglass Reinforced Plastic | Pressurized
9078006 | 2 | Flapper Valve | 1989-01-01 |  | 1989-01-01 |  | Currently in Use | Gas (Historical Use) | 10000 | Composite | 1989-01-01 | Fiberglass Reinforced Plastic | Pressurized
9078006 | 3 | Flapper Valve | 1989-01-01 |  | 1989-01-01 |  | Currently in Use | Gas (Historical Use) | 10000 | Composite | 1989-01-01 | Fiberglass Reinforced Plastic | Pressurized
9078006 | 4 | Flapper Valve | 1989-01-01 |  | 1989-01-01 |  | Currently in Use | Diesel | 15000 | Composite | 1989-01-01 | Fiberglass Reinforced Plastic | Pressurized
9078006 | 5 | Flapper Valve | 1989-01-01 |  | 1989-01-01 |  | Currently in Use | Diesel | 15000 | Composite | 1989-01-01 | Fiberglass Reinforced Plastic | Pressurized
9078006 | 6 | Flapper Valve | 1989-01-01 |  | 1989-01-01 |  | Currently in Use | Diesel | 15000 | Composite | 1989-01-01 | Fiberglass Reinforced Plastic | Pressurized
9078006 | 7 | Flapper Valve | 1997-08-01 |  | 1997-08-01 |  | Currently in Use | Diesel | 5000 | Composite Double Walled | 1997-08-01 | Fiberglass Reinforced Plastic | Pressurized
9078006 | 8 | Flapper Valve | 1989-01-01 |  | 1989-01-01 |  | Currently in Use | Kerosene | 5000 | Composite | 1989-01-01 | Fiberglass Reinforced Plastic | Pressurized
9078008 | 1 | [5 empty] | Removed from Ground | Gas (Historical Use) | 4000 | Bare Steel | 1988-09-01 | Unknown
9078011 | 1 | Flapper Valve | 1990-01-01 |  | 1990-01-01 |  | Removed from Ground | Gas (Historical Use) | 10000 | Galvanic (STIP-3) | 1990-01-01 | Fiberglass Reinforced Plastic | Pressurized
9078011 | 2 | Flapper Valve | 1990-01-01 |  | 1990-01-01 |  | Removed from Ground | Gas (Historical Use) | 10000 | Galvanic (STIP-3) | 1990-01-01 | Fiberglass Reinforced Plastic | Pressurized
9078011 | 3 | Flapper Valve | 1990-01-01 |  | 1990-01-01 |  | Removed from Ground | Gas (Historical Use) | 10000 | Galvanic (STIP-3) | 1990-01-01 | Fiberglass Reinforced Plastic | Pressurized
9078012 | 1 |  | 1992-02-01 |  | 1992-02-01 |  | Removed from Ground | Other | 10000 | Galvanic (STIP-3) | 1988-01-01 | Fiberglass Reinforced Plastic | Pressurized
9078014 | 1 | [5 empty] | Removed from Ground | Diesel | 3000 | Bare Steel | 1960-06-01 | Bare Steel | Suction (American)
9078014 | 2 | [5 empty] | Removed from Ground | Gas (Historical Use) | 4000 | Bare Steel | 1960-06-01 | Bare Steel | Suction (American)
9078014 | 3 | [5 empty] | Removed from Ground | Other | 4000 | Bare Steel | 1960-06-01 | Bare Steel | Suction (American)
9078015 | 1 | [5 empty] | Removed from Ground | Gas (Historical Use) | 2000 | Bare Steel | 1971-01-01 | Galvanized Steel
9078015 | 2 | [5 empty] | Removed from Ground | Gas (Historical Use) | 2000 | Bare Steel | 1971-01-01 | Galvanized Steel
9078016 | 1 | [5 empty] | Removed from Ground | Diesel | 12000 | Bare Steel | 1970-01-01 | Bare Steel | Suction (American)
9078016 | 2 | [5 empty] | Removed from Ground | Gas (Historical Use) | 500 | Bare Steel | 1970-01-01 | Bare Steel
9078017 | 1 | [5 empty] | Closed in Ground | Gas (Historical Use) | 2000 | Bare Steel | 1981-01-01 | Galvanized Steel
9078017 | 2 | [5 empty] | Closed in Ground | Diesel | 560 | Bare Steel | 1957-01-01 | Galvanized Steel
9078017 | 3 |  | 1991-01-01 |  | 1991-01-01 |  | Removed from Ground | Gas (Historical Use) | 1000 | Galvanic (STIP-3) | 1991-01-01 | Cathodically Protected | Safe Suction (Euro)
9078017 | 4 |  | 1991-01-01 |  | 1991-01-01 |  | Removed from Ground | Diesel | 1000 | Galvanic (STIP-3) | 1991-01-01 | Cathodically Protected | Safe Suction (Euro)
9078019 | 1 | [5 empty] | Removed from Ground | Other | 1000 | Not Marked/Unknown | 1967-01-01 | Not Marked
9078019 | 2 | [5 empty] | Removed from Ground | Other | 2000 | Not Marked/Unknown | 1967-01-01 | Not Marked
9078019 | 3 | [5 empty] | Removed from Ground | Other | 3000 | Not Marked/Unknown | 1972-01-01 | Not Marked
9078019 | 4 | [5 empty] | Removed from Ground | Other | 2000 | Not Marked/Unknown | 1982-01-01 | Not Marked
9078020 | 1 | Ball Float | 1992-12-01 |  | 1992-12-01 |  | Currently in Use | Gas (Historical Use) | 10000 | Galvanic (STIP-3) | 1992-12-01 | Fiberglass Reinforced Plastic | Pressurized
9078020 | 2 | Ball Float | 1992-12-01 |  | 1992-12-01 |  | Currently in Use | Gas (Historical Use) | 8000 | Galvanic (STIP-3) | 1992-12-01 | Fiberglass Reinforced Plastic | Pressurized
9078020 | 3 | Ball Float | 1992-12-01 |  | 1992-12-01 |  | Currently in Use | Gas (Historical Use) | 8000 | Galvanic (STIP-3) | 1992-12-01 | Fiberglass Reinforced Plastic | Pressurized
9078020 | 4 | Flapper Valve | 1992-12-01 |  | 1992-12-01 |  | Currently in Use | Diesel | 2000 | Galvanic (STIP-3) | 1992-12-01 | Fiberglass Reinforced Plastic | Safe Suction (Euro)
9078021 | 1 |  |  | yes |  | yes | Removed from Ground | Used Oil | 550 | Bare Steel | 1987-01-01 | Galvanized Steel | Gravity Fed
9078022 | 1 | [5 empty] | Removed from Ground | Empty | 1000 | Not Marked/Unknown | 1995-12-16 | Not Marked
9078022 | 2 | [5 empty] | Removed from Ground | Empty | 1000 | Not Marked/Unknown | 1995-12-16 | Not Marked
9078022 | 3 | [5 empty] | Removed from Ground | Empty | 1000 | Not Marked/Unknown | 1995-12-16 | Not Marked
9078023 | 1 | [5 empty] | Removed from Ground | Diesel | 1000 | Bare Steel | 1979-01-01 | Bare Steel | Safe Suction (Euro)
9078024 | 1 | [5 empty] | Removed from Ground | Gas (Historical Use) | 10000 | Bare Steel | 1976-02-23 | Bare Steel
9078024 | 2 | [5 empty] | Removed from Ground | Gas (Historical Use) | 1000 | Bare Steel | 1976-02-23 | Bare Steel
9078025 | 1 | [5 empty] | Removed from Ground | Diesel | 10000 | Bare Steel | 1994-07-15 | Galvanized Steel
9078025 | 2 | [5 empty] | Removed from Ground | Diesel | 10000 | Bare Steel | 1994-07-15 | Galvanized Steel
9078026 | 1 | [5 empty] | Currently in Use | Gas (Historical Use) | 5000 | Not Marked/Unknown |  | Not Marked
9078026 | 2 | [5 empty] | Currently in Use | Gas (Historical Use) | 5000 | Not Marked/Unknown |  | Not Marked
9078027 | 1 | [5 empty] | Removed from Ground | Gas (Historical Use) | 5000 | Marked Unknown | 1989-01-01 | Galvanized Steel | Suction (American)
9078028 | 1 | Flapper Valve | 1995-02-01 |  | 1995-02-01 |  | Currently in Use | Gas (Historical Use) | 10000 | Galvanic (STIP-3) | 1985-10-01 | Fiberglass Reinforced Plastic | Pressurized
9078028 | 2 | Flapper Valve | 1995-02-01 |  | 1995-02-01 |  | Currently in Use | Gas (Historical Use) | 8000 | Galvanic (STIP-3) | 1985-10-01 | Fiberglass Reinforced Plastic | Pressurized
9078028 | 3 | Flapper Valve | 1995-02-01 |  | 1995-02-01 |  | Currently in Use | Gas (Historical Use) | 8000 | Galvanic (STIP-3) | 1985-10-01 | Fiberglass Reinforced Plastic | Pressurized
9078028 | 4 | Flapper Valve | 1995-02-01 |  | 1995-02-01 |  | Currently in Use | Gas (Historical Use) | 8000 | Galvanic (STIP-3) | 1985-10-01 | Fiberglass Reinforced Plastic | Pressurized
9078029 | 1 | [5 empty] | Removed from Ground | Diesel | 10000 | Not Marked/Unknown | 1994-10-10 | Not Marked
9078029 | 2 | [5 empty] | Removed from Ground | Empty | 500 | Not Marked/Unknown | 1994-10-10 | Not Marked
9078030 | 1 | [5 empty] | Removed from Ground | Gas (Historical Use) | 4000 | Not Marked/Unknown | 1994-01-01 | Not Marked
9078030 | 2 | [5 empty] | Removed from Ground | Diesel | 3000 | Not Marked/Unknown | 1994-01-01 | Not Marked
9078031 | 1 |  |  | yes |  | yes | Removed from Ground | Used Oil | 1000 | Not Marked/Unknown | 1971-01-01 | Unknown
9078031 | 2 | [5 empty] | Removed from Ground | Gas (Historical Use) | 6000 | Bare Steel | 1987-01-01 | Galvanized Steel | Suction (American)
9078031 | 3 | [5 empty] | Removed from Ground | Diesel | 8000 | Bare Steel | 1987-01-01 | Galvanized Steel | Suction (American)
9078031 | 4 | [5 empty] | Removed from Ground | Diesel | 3000 | Bare Steel | 1987-01-01 | Galvanized Steel | Suction (American)
9078032 | 1 |  | 1989-12-01 |  | 1995-02-01 |  | Removed from Ground | Gas (Historical Use) | 8000 | Cathodically Protected Steel | 1989-12-01 | Cathodically Protected | Pressurized
9078033 | 1 | [5 empty] | Removed from Ground | Gas (Historical Use) | 10000 | Marked Unknown | 1996-08-13 | Unknown
9078033 | 2 | [5 empty] | Removed from Ground | Diesel | 10000 | Marked Unknown | 1996-08-13 | Unknown
9078034 | 1 | Flapper Valve | 1998-12-23 |  | 1998-12-23 |  | Currently in Use | Diesel | 6000 | Steel-Impressed Current | 1999-01-13 | Steel (Impressed Current) | Pressurized
9078034 | 2 | Flapper Valve | 1998-12-23 |  | 1998-12-23 |  | Currently in Use | Gas (Historical Use) | 6000 | Steel-Impressed Current | 1999-01-13 | Steel (Impressed Current) | Pressurized
9078034 | 3 | Flapper Valve | 1998-12-23 |  | 1998-12-23 |  | Currently in Use | Gas (Historical Use) | 10000 | Steel-Impressed Current | 1999-01-13 | Steel (Impressed Current) | Pressurized
9078034 | 4 | Flapper Valve | 1998-12-23 |  | 1998-12-23 |  | Currently in Use | Gas (Historical Use) | 6000 | Steel-Impressed Current | 1999-01-13 | Steel (Impressed Current) | Pressurized
9078035 | 1 |  | 1997-02-12 |  | 1997-02-12 |  | Currently in Use | Gas (Historical Use) | 10000 | Steel-Impressed Current | 1977-10-15 | Cathodically Protected | Suction (American)
9078035 | 2 |  | 1997-02-12 |  | 1997-02-12 |  | Currently in Use | Gas (Historical Use) | 8000 | Steel-Impressed Current | 1977-10-15 | Cathodically Protected | Suction (American)
9078035 | 3 |  | 1997-02-12 |  | 1997-02-12 |  | Currently in Use | Gas (Historical Use) | 2000 | Steel-Impressed Current | 1977-10-15 | Cathodically Protected | Suction (American)
9078036 | 1 |  | 1998-11-01 |  | 1998-11-01 |  | Removed from Ground | Gas (Historical Use) | 8000 | Steel-Impressed Current | 1998-12-22 | Cathodically Protected | Suction (American)
9078036 | 2 |  | 1998-11-01 |  | 1998-11-01 |  | Removed from Ground | Gas (Historical Use) | 6000 | Steel-Impressed Current | 1998-12-22 | Cathodically Protected | Suction (American)
9078036 | 3 |  | 1998-11-01 |  | 1998-11-01 |  | Removed from Ground | Gas (Historical Use) | 6000 | Steel-Impressed Current | 1998-12-22 | Cathodically Protected | Suction (American)
9078037 | 1 | Flapper Valve | 1998-12-21 | no | 1998-12-21 | yes | Currently in Use | Regular | 3000 | Steel-Impressed Current | 1973-01-01 | Steel (Impressed Current) | Suction (American)
9078037 | 2 | Flapper Valve | 1998-12-21 | no | 1998-12-21 | yes | Temporarily out of use | Gas (Historical Use) | 3000 | Steel-Impressed Current | 1973-01-01 | Steel (Impressed Current) | Suction (American)
9078037 | 3 | Flapper Valve | 1998-12-21 | no | 1998-12-21 | yes | Currently in Use | Regular | 3000 | Steel-Impressed Current | 1973-01-01 | Steel (Impressed Current) | Suction (American)
9078037 | 4 | Flapper Valve | 1998-12-21 | no | 1998-12-21 | yes | Currently in Use | Premium | 3000 | Steel-Impressed Current | 1973-01-01 | Steel (Impressed Current) | Suction (American)
9078038 | 1 |  | 1998-12-18 |  | 1998-12-18 |  | Removed from Ground | Gas (Historical Use) | 1000 | Steel-Impressed Current | 1998-12-18 | Cathodically Protected | Safe Suction (Euro)
9078038 | 2 |  | 1998-12-18 |  | 1998-12-18 |  | Removed from Ground | Gas (Historical Use) | 1000 | Steel-Impressed Current | 1998-12-18 | Cathodically Protected | Safe Suction (Euro)
9078038 | 3 |  | 1998-12-18 |  | 1998-12-18 |  | Removed from Ground | Gas (Historical Use) | 1000 | Steel-Impressed Current | 1998-12-18 | Cathodically Protected | Safe Suction (Euro)
9078038 | 4 |  | 1998-12-18 |  | 1998-12-18 |  | Removed from Ground | Kerosene | 1000 | Steel-Impressed Current | 1998-12-18 | Cathodically Protected | Safe Suction (Euro)
9078038 | 5 |  | 1998-12-18 |  | 1998-12-18 |  | Removed from Ground | Kerosene | 1000 | Steel-Impressed Current | 1998-12-18 | Cathodically Protected | Safe Suction (Euro)
9078039 | 1 |  | 1996-01-01 |  | 1996-01-01 |  | Removed from Ground | Gas (Historical Use) | 10000 | Steel-Impressed Current | 1998-12-21 | Fiberglass Reinforced Plastic | Pressurized
9078039 | 2 |  | 1996-01-01 |  | 1996-01-01 |  | Removed from Ground | Gas (Historical Use) | 10000 | Steel-Impressed Current | 1998-12-21 | Fiberglass Reinforced Plastic | Pressurized
9078039 | 3 |  | 1996-01-01 |  | 1996-01-01 |  | Removed from Ground | Diesel | 10000 | Steel-Impressed Current | 1998-12-21 | Fiberglass Reinforced Plastic | Pressurized
9078039 | 4 |  | 1997-08-01 |  | 1997-08-01 |  | Removed from Ground | Kerosene | 2000 | Epoxy | 1997-08-01 | Fiberglass Reinforced Plastic | Safe Suction (Euro)
9078040 | 1 |  | 1993-03-22 |  | 1993-03-22 |  | Removed from Ground | Gas (Historical Use) | 8116 | Cathodically Protected Steel | 1996-12-06 | Fiberglass Reinforced Plastic | Pressurized
9078040 | 2 |  | 1993-03-22 |  | 1993-03-22 |  | Removed from Ground | Gas (Historical Use) | 12158 | Cathodically Protected Steel | 1996-12-06 | Fiberglass Reinforced Plastic | Pressurized
9078041 | 1 |  |  | yes |  | yes | Removed from Ground | Used Oil | 6000 | Marked Unknown | 1995-09-11 | Unknown
9078041 | 2 | [5 empty] | Removed from Ground | Gas (Historical Use) | 6000 | Marked Unknown | 1995-09-11 | Unknown
9078041 | 3 | [5 empty] | Removed from Ground | Gas (Historical Use) | 6000 | Marked Unknown | 1995-09-11 | Unknown
9078041 | 4 | [5 empty] | Removed from Ground | Other | 500 | Marked Unknown | 1995-09-11 | Unknown
9078041 | 5 |  |  | yes |  | yes | Removed from Ground | Used Oil | 500 | Marked Unknown | 1995-09-11 | Unknown
9078042 | 1 | Flapper Valve | 1998-09-01 |  | 1998-09-01 |  | Currently in Use | Gas (Historical Use) | 4010 | Steel-Impressed Current | 1981-01-01 | Fiberglass Reinforced Plastic | Pressurized
9078042 | 2 | Flapper Valve | 1998-09-01 |  | 1998-09-01 |  | Currently in Use | Gas (Historical Use) | 3008 | Steel-Impressed Current | 1981-01-01 | Fiberglass Reinforced Plastic | Pressurized
9078042 | 3 | Flapper Valve | 1998-09-01 |  | 1998-09-01 |  | Currently in Use | Gas (Historical Use) | 4010 | Steel-Impressed Current | 1981-01-01 | Fiberglass Reinforced Plastic | Pressurized
9078042 | 4 | Flapper Valve | 1998-09-01 |  | 1998-09-01 |  | Currently in Use | Diesel | 3008 | Steel-Impressed Current | 1981-01-01 | Fiberglass Reinforced Plastic | Pressurized
9078043 | 1 | Flapper Valve | 1997-11-01 |  | 1997-11-01 |  | Temporarily out of use | Gas (Historical Use) | 10000 | Steel-Impressed Current | 1972-03-01 | Steel (Impressed Current) | Pressurized
9078043 | 2 | Flapper Valve | 1997-11-01 |  | 1997-11-01 |  | Temporarily out of use | Gas (Historical Use) | 10000 | Steel-Impressed Current | 1972-03-01 | Steel (Impressed Current) | Pressurized
9078043 | 3 | Flapper Valve | 1997-11-01 |  | 1997-11-01 |  | Temporarily out of use | Gas (Historical Use) | 5000 | Steel-Impressed Current | 1972-03-01 | Steel (Impressed Current) | Pressurized
9078043 | 4 |  |  | yes |  | yes | Closed in Ground | Used Oil | 500 | Steel-Impressed Current | 1972-03-01 | Steel (Impressed Current) | Gravity Fed
9078044 | 1 |  | 1998-07-30 |  | 1998-07-30 |  | Removed from Ground | Gas (Historical Use) | 4000 | Steel-Impressed Current | 1980-01-01 | Cathodically Protected | Pressurized
9078044 | 2 |  | 1998-07-30 |  | 1998-07-30 |  | Removed from Ground | Gas (Historical Use) | 4000 | Steel-Impressed Current | 1980-01-01 | Cathodically Protected | Pressurized
9078044 | 3 |  | 1998-07-30 |  | 1998-07-30 |  | Removed from Ground | Gas (Historical Use) | 4000 | Steel-Impressed Current | 1980-01-01 | Cathodically Protected | Pressurized
9078045 | 1 | [5 empty] | Removed from Ground | Diesel | 2000 | Bare Steel | 1972-01-01 | Galvanized Steel | Suction (American)
9078045 | 2 | [5 empty] | Removed from Ground | Gas (Historical Use) | 2000 | Bare Steel | 1972-01-01 | Galvanized Steel | Suction (American)
9078045 | 3 | [5 empty] | Removed from Ground | Gas (Historical Use) | 2000 | Bare Steel | 1974-03-01 | Galvanized Steel | Suction (American)
9078045 | 4 | Flapper Valve | 1998-09-01 |  | 1998-09-01 |  | Currently in Use | Gas (Historical Use) | 2000 | Composite | 1998-09-01 | Fiberglass Reinforced Plastic | Suction (American)
9078045 | 5 | Flapper Valve | 1998-09-01 |  | 1998-09-01 |  | Currently in Use | Gas (Historical Use) | 4000 | Composite | 1998-09-01 | Fiberglass Reinforced Plastic | Suction (American)
9078045 | 6 | Flapper Valve | 1998-09-01 |  | 1998-09-01 |  | Currently in Use | Diesel | 2000 | Composite | 1998-09-01 | Fiberglass Reinforced Plastic | Suction (American)
9078046 | 1 | Ball Float | 1991-11-01 |  | 1991-11-01 |  | Currently in Use | Gas (Historical Use) | 6000 | Galvanic (STIP-3) | 1991-11-01 | Fiberglass Reinforced Plastic | Pressurized
9078046 | 2 | Ball Float | 1991-11-01 |  | 1991-11-01 |  | Currently in Use | Diesel | 6000 | Galvanic (STIP-3) | 1991-11-01 | Fiberglass Reinforced Plastic | Pressurized
9078046 | 3 | Ball Float | 1991-11-01 |  | 1991-11-01 |  | Currently in Use | Gas (Historical Use) | 8000 | Galvanic (STIP-3) | 1991-11-01 | Fiberglass Reinforced Plastic | Pressurized
9078046 | 4 | Ball Float | 1991-11-01 |  | 1991-11-01 |  | Currently in Use | Gas (Historical Use) | 10000 | Galvanic (STIP-3) | 1991-11-01 | Fiberglass Reinforced Plastic | Pressurized
9078047 | 1 | Flapper Valve | 1992-12-01 |  | 1992-12-01 |  | Currently in Use | Diesel | 10000 | Fiberglass Double Walled | 1992-12-01 | Double-Walled Fiberglass | Safe Suction (Euro)
9078047 | 2 | Flapper Valve | 1992-12-01 |  | 1992-12-01 |  | Currently in Use | Diesel | 10000 | Fiberglass Double Walled | 1992-12-01 | Double-Walled Fiberglass | Safe Suction (Euro)
9078047 | 3 | Flapper Valve | 1992-12-01 |  | 1992-12-01 |  | Currently in Use | Gas (Historical Use) | 550 | Fiberglass Double Walled | 1992-12-01 | Double-Walled Fiberglass | Safe Suction (Euro)
9078048 | 1 | Flapper Valve | 1998-01-05 |  | 1987-01-01 |  | Currently in Use | Gas (Historical Use) | 6000 | Galvanic (STIP-3) | 1987-01-01 | Fiberglass Reinforced Plastic | Pressurized
9078048 | 2 | Flapper Valve | 1998-01-05 |  | 1987-01-01 |  | Currently in Use | Gas (Historical Use) | 6000 | Galvanic (STIP-3) | 1987-01-01 | Fiberglass Reinforced Plastic | Pressurized
9078048 | 3 | Flapper Valve | 1998-01-05 |  | 1987-01-01 |  | Currently in Use | Gas (Historical Use) | 6000 | Galvanic (STIP-3) | 1987-01-01 | Fiberglass Reinforced Plastic | Pressurized
9078048 | 4 | Flapper Valve | 1998-01-05 |  | 1987-01-01 |  | Currently in Use | Diesel | 6000 | Galvanic (STIP-3) | 1987-01-01 | Fiberglass Reinforced Plastic | Pressurized
9078049 | 1 | [5 empty] | Removed from Ground | Gas (Historical Use) | 560 | Bare Steel | 1946-09-05 | Bare Steel | Pressurized
9078049 | 2 | [5 empty] | Removed from Ground | Gas (Historical Use) | 560 | Bare Steel | 1950-07-06 | Bare Steel | Pressurized
9078050 | 1 |  | 1987-10-01 |  | 1987-10-01 |  | Removed from Ground | Gas (Historical Use) | 1000 | Galvanic (STIP-3) | 1987-10-01 | Galvanized Steel | Suction (American)
9078050 | 2 |  | 1987-10-01 |  | 1987-10-01 |  | Removed from Ground | Gas (Historical Use) | 1000 | Galvanic (STIP-3) | 1987-10-01 | Galvanized Steel | Suction (American)
9078050 | 3 |  | 1987-10-01 |  | 1987-10-01 |  | Removed from Ground | Gas (Historical Use) | 2000 | Galvanic (STIP-3) | 1987-10-01 | Galvanized Steel | Suction (American)
9078050 | 4 |  | 1987-10-01 |  | 1987-10-01 |  | Removed from Ground | Gas (Historical Use) | 2000 | Galvanic (STIP-3) | 1987-10-01 | Galvanized Steel | Suction (American)
9078051 | 1 | [5 empty] | Removed from Ground | Gas (Historical Use) | 1000 | Not Marked/Unknown | 1998-11-01 | Not Marked
9078051 | 2 | [5 empty] | Removed from Ground | Gas (Historical Use) | 500 | Not Marked/Unknown | 1998-11-01 | Not Marked
9078051 | 3 | Flapper Valve | 1998-12-18 |  | 1998-12-18 |  | Currently in Use | Gas (Historical Use) | 2000 | Composite | 1998-12-18 | Fiberglass Reinforced Plastic | Safe Suction (Euro)
9078051 | 4 | Flapper Valve | 1998-12-18 |  | 1998-12-18 |  | Currently in Use | Diesel | 2000 | Composite | 1998-12-18 | Fiberglass Reinforced Plastic | Safe Suction (Euro)
9078052 | 1 | Flapper Valve | 1999-01-01 |  | 1987-03-01 |  | Currently in Use | Gas (Historical Use) | 6000 | Bare Steel | 1987-03-01 | Cathodically Protected | Suction (American)
9078052 | 2 | Flapper Valve | 1999-01-01 |  | 1987-03-01 |  | Currently in Use | Gas (Historical Use) | 6000 | Bare Steel | 1987-03-01 | Cathodically Protected | Suction (American)
9078052 | 3 | Flapper Valve | 1999-01-01 |  | 1987-03-01 |  | Currently in Use | Diesel | 6000 | Bare Steel | 1987-03-01 | Cathodically Protected | Suction (American)
9078052 | 4 | Flapper Valve | 1999-01-01 |  | 1987-03-01 |  | Currently in Use | Gas (Historical Use) | 1000 | Bare Steel | 1987-03-01 | Cathodically Protected | Suction (American)
9078052 | 5 | Flapper Valve | 1999-01-01 |  | 1987-03-01 |  | Currently in Use | Diesel | 3000 | Bare Steel | 1987-03-01 | Cathodically Protected | Suction (American)
9078053 | 1 |  | 1999-01-07 |  | 1999-01-07 |  | Removed from Ground | Gas (Historical Use) | 2000 | Steel-Impressed Current | 1980-05-01 | Cathodically Protected | Suction (American)
9078053 | 2 |  | 1999-01-07 |  | 1999-01-07 |  | Removed from Ground | Gas (Historical Use) | 2000 | Steel-Impressed Current | 1980-06-01 | Cathodically Protected | Suction (American)
9078053 | 3 |  | 1999-01-07 |  | 1999-01-07 |  | Removed from Ground | Diesel | 4000 | Steel-Impressed Current | 1980-06-01 | Cathodically Protected | Suction (American)
9078053 | 4 |  |  | no |  | no | Removed from Ground | Not Marked/Tank Removed | 500 | Unknown | 2005-04-11
9078053 | 5 |  |  | no |  | no | Removed from Ground | Not Marked/Tank Removed | 950 | Unknown | 2005-05-19
9078054 | 1 | Ball Float | 1995-04-01 |  | 1995-04-01 |  | Currently in Use | Gas (Historical Use) | 10000 | Composite | 1995-04-01 | Fiberglass Reinforced Plastic | Pressurized
9078054 | 2 | Ball Float | 1995-04-01 |  | 1995-04-01 |  | Currently in Use | Gas (Historical Use) | 8000 | Composite | 1995-04-01 | Fiberglass Reinforced Plastic | Pressurized
9078055 | 1A |  | 1998-12-01 |  | 1998-12-01 |  | Removed from Ground | Gas (Historical Use) | 3000 | Steel-Impressed Current | 1974-04-01 | Cathodically Protected | Suction (American)
9078055 | 2A |  | 1998-12-01 |  | 1998-12-01 |  | Removed from Ground | Gas (Historical Use) | 3000 | Steel-Impressed Current | 1974-04-01 | Cathodically Protected | Suction (American)
9078055 | 3 |  | 1998-12-01 |  | 1998-12-01 |  | Removed from Ground | Gas (Historical Use) | 8000 | Steel-Impressed Current | 1974-04-01 | Cathodically Protected | Suction (American)
9078055 | 4 |  | 1998-12-01 |  | 1998-12-01 |  | Removed from Ground | Gas (Historical Use) | 3000 | Steel-Impressed Current | 1974-04-01 | Cathodically Protected | Suction (American)
9078055 | 5 |  | 1998-12-01 |  | 1997-10-01 |  | Removed from Ground | Diesel | 3000 | Steel-Impressed Current | 1974-04-01 | Cathodically Protected | Suction (American)
9078056 | 1 | Ball Float | 1990-04-01 | no | 1990-04-01 | no | Currently in Use | Regular | 10000 | Galvanic (STIP-3) | 1990-04-01 | Fiberglass Reinforced Plastic | Pressurized
9078056 | 2 | Ball Float | 1990-04-01 | no | 1990-04-01 | no | Currently in Use | Regular | 10000 | Galvanic (STIP-3) | 1990-04-01 | Fiberglass Reinforced Plastic | Pressurized
9078056 | 3 | Ball Float | 1990-04-01 | no | 1990-04-01 | no | Currently in Use | Premium | 10000 | Galvanic (STIP-3) | 1990-04-01 | Fiberglass Reinforced Plastic | Pressurized
9078056 | 4 | Ball Float | 1990-04-01 | no | 1990-04-01 | no | Currently in Use | Diesel | 4000 | Galvanic (STIP-3) | 1990-04-01 | Fiberglass Reinforced Plastic | Pressurized
9078057 | 1 | [5 empty] | Removed from Ground | Gas (Historical Use) | 4000 | Bare Steel | 1980-01-01 | Galvanized Steel | Suction (American)
9078058 | 1 | Flapper Valve | 1998-12-28 | no | 1998-12-28 | no | Currently in Use | Regular | 10152 | Galvanic (STIP-3) | 1987-01-01 | Steel (Impressed Current) | Pressurized
9078058 | 2 | Flapper Valve | 1998-12-28 | no | 1998-12-28 | no | Currently in Use | Premium | 6110 | Galvanic (STIP-3) | 1987-01-01 | Steel (Impressed Current) | Pressurized
9078058 | 3 | Flapper Valve | 1998-12-28 | no | 1998-12-28 | no | Currently in Use | Diesel | 10152 | Galvanic (STIP-3) | 1987-01-01 | Steel (Impressed Current) | Pressurized
9078059 | 1 |  | 1997-11-16 |  | 1997-11-16 |  | Removed from Ground | Diesel | 3000 | Steel-Impressed Current | 1988-06-01 | Cathodically Protected | Suction (American)
9078060 | 1 | [5 empty] | Removed from Ground | Gas (Historical Use) | 550 | Marked Unknown | 1998-11-01 | Galvanized Steel | Suction (American)
9078060 | 2 | [5 empty] | Removed from Ground | Diesel | 1000 | Marked Unknown | 1998-11-01 | Galvanized Steel | Suction (American)
9078060 | 3 |  |  | yes |  | yes | Removed from Ground | Used Oil | 280 | Marked Unknown | 1998-11-01 | Galvanized Steel | Suction (American)
9078061 | 1 | Flapper Valve | 1998-10-01 |  | 1998-10-01 |  | Temporarily out of use | Gas (Historical Use) | 6000 | Galvanic (STIP-3) | 1978-06-01 | Bare Steel | Suction (American)
9078061 | 2 | Flapper Valve | 1998-10-01 |  | 1998-10-01 |  | Temporarily out of use | Diesel | 4000 | Galvanic (STIP-3) | 1978-06-01 | Bare Steel | Suction (American)
9078061 | 3 | Flapper Valve | 1998-10-01 |  | 1998-10-01 |  | Temporarily out of use | Gas (Historical Use) | 6000 | Galvanic (STIP-3) | 1978-06-01 | Fiberglass Reinforced Plastic | Pressurized
9078062 | 1 | [5 empty] | Removed from Ground | Gas (Historical Use) | 1000 | Bare Steel | 1966-01-01 | Galvanized Steel | Suction (American)
9078062 | 2 | [5 empty] | Removed from Ground | Gas (Historical Use) | 1000 | Bare Steel | 1966-01-01 | Galvanized Steel | Suction (American)
9078062 | 3 | [5 empty] | Removed from Ground | Gas (Historical Use) | 1000 | Bare Steel | 1966-01-01 | Galvanized Steel | Suction (American)
9078062 | 4 | [5 empty] | Removed from Ground | Diesel | 1000 | Bare Steel | 1966-01-01 | Galvanized Steel | Suction (American)
9078063 | 1 | [5 empty] | Removed from Ground | Gas (Historical Use) | 1000 | Marked Unknown | 1998-11-01 | Not Marked
9078063 | 2 | [5 empty] | Removed from Ground | Gas (Historical Use) | 1000 | Marked Unknown | 1998-11-01 | Not Marked
9078064 | 1A |  | 1995-08-01 |  | 1995-08-01 |  | Currently in Use | Gas (Historical Use) | 8000 | Composite | 1995-08-01 | Fiberglass Reinforced Plastic | Pressurized
9078064 | 1B |  | 1995-08-01 |  | 1995-08-01 |  | Currently in Use | Diesel | 2000 | Composite | 1995-08-01 | Fiberglass Reinforced Plastic | Pressurized
9078064 | 2A |  | 1995-08-01 |  | 1995-08-01 |  | Currently in Use | Gas (Historical Use) | 6000 | Composite | 1995-08-01 | Fiberglass Reinforced Plastic | Pressurized
9078064 | 2B |  | 1995-08-01 |  | 1995-08-01 |  | Currently in Use | Gas (Historical Use) | 4000 | Composite | 1995-08-01 | Fiberglass Reinforced Plastic | Pressurized
9078064 | 3 | Flapper Valve | 1997-06-30 | no | 1997-06-30 | no | Currently in Use | Diesel | 2000 | Composite | 1997-06-30 | Fiberglass Reinforced Plastic | Safe Suction (Euro)
9078065 | 1 | [5 empty] | Removed from Ground | Other | 10000 | Not Marked/Unknown | 1996-04-12 | Not Marked
9078066 | 1 | [5 empty] | Removed from Ground | Gas (Historical Use) | 1000 | Not Marked/Unknown | 1996-07-01 | Not Marked
9078066 | 2 | [5 empty] | Removed from Ground | Gas (Historical Use) | 1000 | Not Marked/Unknown | 1996-07-01 | Not Marked
9078068 | G-91993 | [5 empty] | Removed from Ground | Gas (Historical Use) | 550 | Not Marked/Unknown | 1996-11-03 | Not Marked
9078069 | 1 | [5 empty] | Removed from Ground | Gas (Historical Use) | 0 | Not Marked/Unknown | 1996-11-20 | Not Marked
9078069 | 2 | [5 empty] | Removed from Ground | Gas (Historical Use) | 0 | Not Marked/Unknown | 1996-11-20 | Not Marked
9078069 | 3 | [5 empty] | Removed from Ground | Gas (Historical Use) | 0 | Not Marked/Unknown | 1996-11-20 | Not Marked
9078069 | 4 | [5 empty] | Removed from Ground | Gas (Historical Use) | 0 | Not Marked/Unknown | 1996-11-20 | Not Marked
9078069 | 5 | [5 empty] | Removed from Ground | Gas (Historical Use) | 0 | Not Marked/Unknown | 1996-11-20 | Not Marked
9078069 | 6 | [5 empty] | Removed from Ground | Gas (Historical Use) | 2000 | Bare Steel | 1970-05-10 | Galvanized Steel
9078069 | 7 | [5 empty] | Removed from Ground | Gas (Historical Use) | 2000 | Bare Steel | 1970-05-10 | Galvanized Steel
9078069 | 8 | [5 empty] | Removed from Ground | Gas (Historical Use) | 2000 | Bare Steel | 1970-05-10 | Galvanized Steel
9078070 | 1 | [5 empty] | Removed from Ground | Other | 3000 | Not Marked/Unknown | 1997-01-27 | Not Marked
9078071 | 1 | Ball Float | 1996-12-10 |  | 1996-12-10 |  | Currently in Use | Gas (Historical Use) | 12000 | Fiberglass | 1996-12-10 | Fiberglass Reinforced Plastic | Pressurized
9078071 | 2 | Ball Float | 1996-12-10 |  | 1996-12-10 |  | Currently in Use | Gas (Historical Use) | 12000 | Fiberglass | 1996-12-10 | Fiberglass Reinforced Plastic | Pressurized
9078071 | 3 | Ball Float | 1996-12-10 |  | 1996-12-10 |  | Currently in Use | Diesel | 6000 | Fiberglass | 1996-12-10 | Fiberglass Reinforced Plastic | Pressurized
9078072 | 1 | [5 empty] | Removed from Ground | Gas (Historical Use) | 500 | Not Marked/Unknown |  | Not Marked
9078073 | 1 |  | 1996-02-01 |  | 1996-02-01 |  | Removed from Ground | Diesel | 10000 | Composite | 1996-02-01 | Fiberglass Reinforced Plastic | Pressurized
9078073 | 2 |  | 1996-02-01 |  | 1996-02-01 |  | Removed from Ground | Gas (Historical Use) | 10000 | Composite | 1996-02-01 | Fiberglass Reinforced Plastic | Pressurized
9078074 | 1 | Flapper Valve | 1996-06-01 |  | 1996-06-01 |  | Currently in Use | Gas (Historical Use) | 6000 | Galvanic (STIP-3) | 1987-01-01 | Fiberglass Reinforced Plastic | Pressurized
9078074 | 2 | Flapper Valve | 1996-06-01 |  | 1996-06-01 |  | Currently in Use | Gas (Historical Use) | 6000 | Galvanic (STIP-3) | 1987-01-01 | Fiberglass Reinforced Plastic | Pressurized
9078074 | 3 | Flapper Valve | 1998-06-01 |  | 1998-06-01 |  | Currently in Use | Kerosene | 6000 | Galvanic (STIP-3) | 1988-01-01 | Fiberglass Reinforced Plastic | Pressurized
9078074 | 4 | Flapper Valve | 1998-06-01 |  | 1998-06-01 |  | Currently in Use | Diesel | 3000 | Galvanic (STIP-3) | 1988-01-01 | Fiberglass Reinforced Plastic | Pressurized
9078075 | 1A | Flapper Valve | 1998-07-01 | no | 1998-07-01 | no | Currently in Use | Diesel | 2000 | Composite | 1998-07-01 | Flex | Safe Suction (Euro)
9078075 | 1B | Ball Float | 1998-07-01 | no | 1998-07-01 | no | Currently in Use | Regular | 10000 | Composite | 1998-07-01 | Flex | Pressurized
9078075 | 2A | Flapper Valve | 1998-07-01 | no | 1998-07-01 | no | Currently in Use | Diesel | 4000 | Composite | 1998-07-01 | Flex | Pressurized
9078075 | 2B | Ball Float | 1998-07-01 | no | 1998-07-01 | no | Currently in Use | Premium | 8000 | Composite | 1998-07-01 | Flex | Pressurized
9078076 | 1 | [5 empty] | Removed from Ground | Gas (Historical Use) | 500 | Marked Unknown | 1998-11-01 | Not Marked
9078076 | 2 | [5 empty] | Removed from Ground | Gas (Historical Use) | 1000 | Marked Unknown | 1998-11-01 | Not Marked
9078077 | 1 | Flapper Valve | 1999-08-01 | no | 1999-08-01 | no | Currently in Use | Gas (Historical Use) | 20000 | Fiberglass Double Walled | 1999-07-19 | Double-Walled Fiberglass | Pressurized
9078077 | 2 | Flapper Valve | 1999-08-01 | no | 1999-08-01 | no | Currently in Use | Gas (Historical Use) | 20000 | Fiberglass Double Walled | 1999-07-19 | Double-Walled Fiberglass | Pressurized
9078077 | 3 | Flapper Valve | 1999-08-01 | no | 1999-08-01 | no | Currently in Use | Gas (Historical Use) | 20000 | Fiberglass Double Walled | 1999-07-19 | Double-Walled Fiberglass | Pressurized
9078077 | 4 | Flapper Valve | 1999-08-01 |  | 1999-08-01 |  | Currently in Use | Diesel | 20000 | Fiberglass Double Walled | 1999-07-19 | Double-Walled Fiberglass | Pressurized
9078077 | 5 | Flapper Valve | 1999-08-01 | no | 1999-08-01 | no | Currently in Use | Diesel | 20000 | Fiberglass Double Walled | 1999-07-19 | Double-Walled Fiberglass | Pressurized
9078077 | 6 | Flapper Valve | 1999-08-01 |  | 1999-08-01 |  | Currently in Use | Diesel | 20000 | Fiberglass Double Walled | 1999-07-19 | Double-Walled Fiberglass | Pressurized
9078079 | 1 |  | 1996-09-01 |  | 1996-09-01 |  | Currently in Use | Gas (Historical Use) | 10000 | Composite | 1996-09-01 | Fiberglass Reinforced Plastic | Pressurized
9078079 | 2 |  | 1996-09-01 |  | 1996-09-01 |  | Currently in Use | Diesel | 10000 | Composite | 1996-09-01 | Fiberglass Reinforced Plastic | Pressurized
9078080 | 1 | Ball Float | 1999-01-13 | no | 1999-01-13 | no | Currently in Use | Gas (Historical Use) | 12000 | Fiberglass | 1999-01-13 | Fiberglass Reinforced Plastic | Pressurized
9078080 | 2 | Ball Float | 1999-01-13 | no | 1999-01-13 | no | Currently in Use | Gas (Historical Use) | 12000 | Fiberglass | 1999-01-13 | Fiberglass Reinforced Plastic | Pressurized
9078080 | 3 | Ball Float | 1999-01-13 | no | 1999-01-13 | no | Currently in Use | Gas (Historical Use) | 12000 | Fiberglass | 1999-01-13 | Fiberglass Reinforced Plastic | Pressurized
9078080 | 4 | Ball Float | 1999-01-13 | no | 1999-01-13 | no | Currently in Use | Diesel | 8000 | Fiberglass | 1999-01-13 | Fiberglass Reinforced Plastic | Pressurized
9078080 | 5 | Ball Float | 1999-01-13 | no | 1999-01-13 | no | Currently in Use | Diesel | 12000 | Fiberglass | 1999-01-13 | Fiberglass Reinforced Plastic | Pressurized
9078080 | 6 | Ball Float | 1999-01-13 | no | 1999-01-13 | no | Temporarily out of use | Diesel | 12000 | Fiberglass | 1999-01-13 | Fiberglass Reinforced Plastic | Pressurized
9078080 | 7 | Ball Float | 1999-01-13 | no | 1999-01-13 | no | Currently in Use | Diesel | 12000 | Fiberglass | 1999-01-13 | Fiberglass Reinforced Plastic | Pressurized
9078080 | 8 | Ball Float | 1999-01-13 | no | 1999-01-13 | no | Currently in Use | Diesel | 12000 | Fiberglass | 1999-01-13 | Fiberglass Reinforced Plastic | Pressurized
9078081 | 1 | Ball Float | 2008-08-04 |  | 2007-08-02 |  | Currently in Use | Gas (Historical Use) | 10000 | Epoxy | 2000-09-14 | Double Walled | Pressurized
9078081 | 2 |  | 2008-08-04 |  | 2007-08-02 |  | Currently in Use | Diesel | 10000 | Epoxy | 2000-09-14 | Double Walled | Pressurized
9078082 | 1 |  | 1995-07-13 |  | 1995-07-13 |  | Removed from Ground | Diesel | 10000 | Unknown | 1995-07-01 | Secondary Containment | Suction (American)
9078083 | 1A |  | 2001-04-15 |  | 2001-04-15 |  | Currently in Use | Gas (Historical Use) | 4112.6 | Composite | 2001-04-15 | Fiberglass Reinforced Plastic | Pressurized
9078083 | 1B |  | 2001-04-15 |  | 2001-04-15 |  | Currently in Use | Gas (Historical Use) | 8223.93 | Composite | 2001-04-15 | Fiberglass Reinforced Plastic | Pressurized
9078083 | 1C |  | 2001-04-15 |  | 2001-04-15 |  | Currently in Use | Diesel | 8223.93 | Composite | 2001-04-15 | Fiberglass Reinforced Plastic | Pressurized
9079001 | 1 | [5 empty] | Removed from Ground | Gas (Historical Use) | 1000 | Bare Steel | 1993-07-01 | Galvanized Steel | Safe Suction (Euro)
9079001 | 2 | [5 empty] | Removed from Ground | Gas (Historical Use) | 1000 | Bare Steel | 1993-07-01 | Galvanized Steel | Safe Suction (Euro)
9079001 | 3 | [5 empty] | Removed from Ground | Gas (Historical Use) | 1000 | Bare Steel | 1993-07-01 | Galvanized Steel | Safe Suction (Euro)
9079002 | 3 |  | 1998-03-16 |  | 1998-03-16 |  | Temporarily out of use | Gas (Historical Use) | 10000 | Fiberglass | 1998-03-13 | Fiberglass Reinforced Plastic | Suction (American)
9079002 | 4 |  | 1998-03-16 |  | 1998-03-16 |  | Temporarily out of use | Diesel | 10000 | Fiberglass | 1998-03-13 | Fiberglass Reinforced Plastic | Suction (American)
9079002 | SU | [5 empty] | Removed from Ground | Gas (Historical Use) | 6000 | Bare Steel | 1968-01-01 | Galvanized Steel | Safe Suction (Euro)
9079003 | 1 | [5 empty] | Removed from Ground | Diesel | 7000 | Bare Steel | 1985-01-01 | Galvanized Steel | Suction (American)
9079003 | 2 | [5 empty] | Removed from Ground | Gas (Historical Use) | 500 | Bare Steel | 1970-01-01 | Galvanized Steel | Suction (American)
9079005 | 1 | [5 empty] | Removed from Ground | Gas (Historical Use) | 560 | Not Marked/Unknown | 1995-03-10 | Not Marked
9079006 | 1 | [5 empty] | Removed from Ground | Diesel | 1000 | Bare Steel | 1998-05-21 | Galvanized Steel | Safe Suction (Euro)
9079008 | 1 |  | 1997-06-23 |  | 1997-06-23 |  | Removed from Ground | Gas (Historical Use) | 6000 | Cathodically Protected Steel | 1985-07-01 | Cathodically Protected | Pressurized
9079008 | 2 |  | 1997-06-27 |  | 1997-06-27 |  | Removed from Ground | Gas (Historical Use) | 6000 | Cathodically Protected Steel | 1985-07-01 | Cathodically Protected | Pressurized
9079008 | 3 |  | 1997-06-23 |  | 1997-06-23 |  | Removed from Ground | Gas (Historical Use) | 6000 | Cathodically Protected Steel | 1985-07-01 | Cathodically Protected | Pressurized
9079008 | 4 |  | 1997-06-23 |  | 1997-06-23 |  | Removed from Ground | Diesel | 6000 | Cathodically Protected Steel | 1985-07-01 | Cathodically Protected | Pressurized
9079008 | 5 |  | 1997-06-23 |  | 1997-06-23 |  | Removed from Ground | Kerosene | 6000 | Cathodically Protected Steel | 1985-07-01 | Cathodically Protected | Safe Suction (Euro)
9079009 | 1 | Flapper Valve | 1990-01-01 | no | 1990-01-01 | no | Currently in Use | Gas (Historical Use) | 2000 | Galvanic (STIP-3) | 2000-09-05 |  | Suction (American)
9079009 | 2 | Flapper Valve | 1990-01-01 | no | 1990-01-01 | no | Currently in Use | Gas (Historical Use) | 2000 | Galvanic (STIP-3) | 2000-09-05 |  | Suction (American)
9079009 | 3 | Flapper Valve | 1990-01-01 | no | 1990-01-01 | no | Currently in Use | Diesel | 2000 | Galvanic (STIP-3) | 2000-09-05 |  | Suction (American)
9079010 | 1 | [5 empty] | Permanently Out of Use - historical purposes | Gas (Historical Use) | 2000 | Bare Steel |  | Galvanized Steel | Safe Suction (Euro)
9079011 | 1 | [5 empty] | Removed from Ground | Gas (Historical Use) | 1000 | Fiberglass | 1998-11-01 | Fiberglass Reinforced Plastic | Safe Suction (Euro)
9079012 | 1 | [5 empty] | Removed from Ground | Gas (Historical Use) | 10000 | Bare Steel | 1998-11-01 | Galvanized Steel | Pressurized
9079012 | 2 | [5 empty] | Removed from Ground | Diesel | 10000 | Bare Steel | 1998-11-01 | Galvanized Steel | Pressurized
9079012 | 3 | [5 empty] | Removed from Ground | Diesel | 10000 | Bare Steel | 1998-11-01 | Galvanized Steel | Pressurized
9079012 | 4 | Ball Float | 1998-06-01 | no | 1998-06-01 | no | Currently in Use | Diesel | 10000 | Epoxy | 1998-06-01 | Fiberglass Reinforced Plastic | Safe Suction (Euro)
9079012 | 5 | Ball Float | 1998-06-01 | no | 1998-06-01 | no | Currently in Use | Gas (Historical Use) | 8000 | Epoxy | 1998-06-01 | Fiberglass Reinforced Plastic | Safe Suction (Euro)
9079013 | 1 | [5 empty] | Removed from Ground | Gas (Historical Use) | 2250 | Not Marked/Unknown | 1996-04-19 | Not Marked
9079014 | 1 | [5 empty] | Removed from Ground | Diesel | 12000 | Bare Steel | 1997-10-20 | Bare Steel | Suction (American)
9079014 | 2 | [5 empty] | Removed from Ground | Diesel | 12000 | Bare Steel | 1997-10-20 | Bare Steel | Suction (American)
9079014 | 3 | [5 empty] | Removed from Ground | Diesel | 6000 | Bare Steel | 1997-10-20 | Bare Steel | Suction (American)
9079014 | 4 | [5 empty] | Removed from Ground | Gas (Historical Use) | 6000 | Bare Steel | 1997-10-20 | Bare Steel | Suction (American)
9079014 | 5 | [5 empty] | Removed from Ground | Gas (Historical Use) | 2000 | Bare Steel | 1997-10-20 | Bare Steel | Suction (American)
9079014 | 6 | [5 empty] | Removed from Ground | Gas (Historical Use) | 500 | Bare Steel | 1997-10-20 | Bare Steel | Suction (American)
9079014 | 7 |  |  | yes |  | yes | Removed from Ground | Used Oil | 1000 | Bare Steel | 1997-10-20 | Bare Steel | Suction (American)
9079015 | 1 | [5 empty] | Removed from Ground | Other | 10000 | Bare Steel | 1999-03-22 | Not Marked
9079016 | A | [5 empty] | Removed from Ground | Gas (Historical Use) | 1000 | Bare Steel | 1964-01-01 | Galvanized Steel | Suction (American)
9079016 | B | [5 empty] | Removed from Ground | Gas (Historical Use) | 1000 | Bare Steel | 1999-02-04 | Galvanized Steel | Suction (American)
9079016 | C | [5 empty] | Removed from Ground | Gas (Historical Use) | 550 | Bare Steel | 1999-02-04 | Galvanized Steel | Suction (American)
9080001 | 1 |  |  | yes |  | yes | Removed from Ground | Used Oil | 250 | Not Marked/Unknown | 1991-06-01 | Not Marked
9080002 | 1 | [5 empty] | Removed from Ground | Diesel | 1000 | Bare Steel | 1975-01-01 | Galvanized Steel
9080002 | 2 | [5 empty] | Removed from Ground | Diesel | 1000 | Bare Steel | 1975-01-01 | Galvanized Steel
9080002 | 3 | [5 empty] | Removed from Ground | Gas (Historical Use) | 1000 | Bare Steel | 1975-01-01 | Galvanized Steel
9080003 | 1 |  | 1997-06-10 |  | 1997-06-10 |  | Closed in Ground | Gas (Historical Use) | 2000 | Steel-Impressed Current | 1976-01-01 | Cathodically Protected | Suction (American)
9080003 | 2 |  | 1997-06-10 |  | 1997-06-10 |  | Closed in Ground | Gas (Historical Use) | 2000 | Steel-Impressed Current | 1976-01-01 | Cathodically Protected | Suction (American)
9080003 | 3A | Flapper Valve | 2015-06-25 | no | 2015-06-25 | no | Currently in Use | Regular | 5000 | Composite Double Walled | 2015-06-25 | Double-Walled Flex | Pressurized
9080003 | 3B | Flapper Valve | 2015-06-25 | no | 2015-06-25 | no | Currently in Use | Premium | 5000 | Composite Double Walled | 2015-06-25 | Double-Walled Flex | Pressurized
9080004 | 1 | Flapper Valve | 1998-11-18 | no | 1988-01-01 | no | Currently in Use | Diesel | 6000 | Galvanic (STIP-3) | 1988-01-01 |  | Pressurized
9080004 | 2 | Flapper Valve | 1998-11-18 | no | 1988-01-01 | no | Temporarily out of use | Premium | 6000 | Galvanic (STIP-3) | 1988-01-01 |  | Pressurized
9080004 | 3 | Flapper Valve | 1998-11-18 | no | 1988-01-01 | no | Currently in Use | Plus | 6000 | Galvanic (STIP-3) | 1988-01-01 |  | Pressurized
9080004 | 4 | Flapper Valve | 1998-11-18 | no | 1988-01-01 | no | Currently in Use | Regular | 6000 | Galvanic (STIP-3) | 1988-01-01 |  | Pressurized
9080005 | 1 |  | 2007-04-19 | no | 2007-04-19 | no | Currently in Use | Diesel | 2500 | Fiberglass Double Walled | 2007-04-13 | Double-Walled Fiberglass | Safe Suction (Euro)
9080006 | 202072 |  | 1992-11-18 |  | 1992-11-18 |  | Currently in Use | Gas (Historical Use) | 4000 | Cathodically Protected Steel | 1992-11-12 | Cathodically Protected | Pressurized
9080006 | 202073 |  | 1992-11-18 |  | 1992-11-18 |  | Currently in Use | Gas (Historical Use) | 4000 | Cathodically Protected Steel | 1992-11-12 | Cathodically Protected | Pressurized
9080006 | 202075 |  | 1992-11-18 |  | 1992-11-18 |  | Currently in Use | Gas (Historical Use) | 4000 | Cathodically Protected Steel | 1992-11-12 | Cathodically Protected | Pressurized
9080006 | 4 | [5 empty] | Permanently Out of Use - historical purposes | Gas (Historical Use) | 1000 | Not Marked/Unknown |  | Not Marked
9080006 | 5 | [5 empty] | Permanently Out of Use - historical purposes | Gas (Historical Use) | 1000 | Not Marked/Unknown |  | Not Marked
9080006 | 6 | [5 empty] | Permanently Out of Use - historical purposes | Gas (Historical Use) | 2000 | Not Marked/Unknown |  | Not Marked
9080007 | 1 |  | 1992-12-01 |  | 1992-12-01 |  | Currently in Use | Gas (Historical Use) | 10000 | Composite | 1992-12-01 | Fiberglass Reinforced Plastic | Pressurized
9080007 | 2 |  | 1992-12-01 |  | 1992-12-01 |  | Currently in Use | Gas (Historical Use) | 8000 | Composite | 1992-12-01 | Fiberglass Reinforced Plastic | Pressurized
9080007 | 3 |  | 1992-12-01 |  | 1992-12-01 |  | Currently in Use | Gas (Historical Use) | 8000 | Composite | 1992-12-01 | Fiberglass Reinforced Plastic | Pressurized
9080008 | 1 | [5 empty] | Removed from Ground | Diesel | 8000 | Not Marked/Unknown | 1993-06-01 | Not Marked
9080008 | 2 | [5 empty] | Removed from Ground | Gas (Historical Use) | 2000 | Not Marked/Unknown | 1993-06-01 | Not Marked
9080009 | 1 |  | 1992-10-02 |  | 1992-10-02 |  | Currently in Use | Diesel | 10000 | Composite | 1992-10-01 | Fiberglass Reinforced Plastic | Safe Suction (Euro)
9080009 | 2 |  | 1992-10-02 |  | 1992-10-02 |  | Currently in Use | Gas (Historical Use) | 5000 | Composite | 1992-10-01 | Fiberglass Reinforced Plastic | Safe Suction (Euro)
9080010 | 1 |  | 1993-02-05 |  | 1993-02-05 |  | Removed from Ground | Empty | 12000 | Composite Double Walled | 1993-02-05 | Double-Walled Flex | Pressurized
9080010 | 2 |  | 1993-02-05 |  | 1993-02-05 |  | Removed from Ground | Empty | 6000 | Composite Double Walled | 1993-02-05 | Double-Walled Flex | Pressurized
9080010 | 3 |  | 1993-02-05 |  | 1993-02-05 |  | Removed from Ground | Empty | 6000 | Composite Double Walled | 1993-02-05 | Double-Walled Flex | Pressurized
9080011 | 1 | [5 empty] | Removed from Ground | Gas (Historical Use) | 4000 | Bare Steel | 1994-02-28 | Galvanized Steel | Gravity Fed
9080012 | 1 | [5 empty] | Removed from Ground | Diesel | 10000 | Bare Steel | 1984-01-01 | Galvanized Steel | Safe Suction (Euro)
9080013 | 1 | Flapper Valve | 1998-10-01 | no | 1986-12-01 | no | Currently in Use | Diesel On Road | 5000 | Composite | 1986-12-01 | Fiberglass Reinforced Plastic | Pressurized
9080013 | 2 | Flapper Valve | 1998-10-01 | no | 1986-12-01 | no | Currently in Use | E-10 | 5000 | Composite | 1986-12-01 | Fiberglass Reinforced Plastic | Pressurized
9080013 | 3 | Flapper Valve | 1998-10-01 | no | 1986-12-01 | no | Currently in Use | E-0 | 5000 | Composite | 1986-12-01 | Fiberglass Reinforced Plastic | Pressurized
9080014 | 520G1 | [5 empty] | Removed from Ground | Gas (Historical Use) | 1000 | Bare Steel | 2004-03-11 | Galvanized Steel | Safe Suction (Euro)
9080015 | 1 |  | 1998-11-03 |  | 1998-11-03 |  | Removed from Ground | Diesel | 10000 | Steel-Impressed Current | 1986-01-01 | Cathodically Protected | Safe Suction (Euro)
9080016 | 1 | [5 empty] | Closed in Ground | Diesel | 1000 | Bare Steel | 1982-01-01 | Bare Steel
9080017 | 1 |  | 1998-11-01 |  | 1998-11-01 |  | Removed from Ground | Gas (Historical Use) | 1000 | Galvanic (STIP-3) | 1990-05-01 | Cathodically Protected | Safe Suction (Euro)
9080017 | 2 |  | 1998-11-01 |  | 1998-11-01 |  | Removed from Ground | Gas (Historical Use) | 1000 | Galvanic (STIP-3) | 1990-05-01 | Cathodically Protected | Safe Suction (Euro)
9080018 | 1 |  | 1998-07-31 |  | 1998-07-31 |  | Removed from Ground | Diesel | 10000 | Galvanic (STIP-3) | 1988-01-01 | Galvanized Steel | Suction (American)
9080019 | 1 | Flapper Valve | 1995-03-16 | no | 1995-03-16 | no | Currently in Use | Regular | 10000 | Fiberglass Double Walled | 1995-03-16 |  | Pressurized
9080019 | 2 | Flapper Valve | 1995-03-16 | no | 1995-03-16 | no | Currently in Use | Regular | 10000 | Fiberglass Double Walled | 1995-03-16 |  | Pressurized
9080019 | 3 | Flapper Valve | 1995-03-16 | no | 1995-03-16 | no | Currently in Use | Premium | 6000 | Fiberglass Double Walled | 1995-03-16 |  | Pressurized
9080019 | 4 | Flapper Valve | 1995-03-16 | no | 1995-03-16 | no | Currently in Use | Diesel Off Road | 1000 | Fiberglass Double Walled | 1995-03-16 |  | Safe Suction (Euro)
9080021 | 1 | Ball Float | 1994-01-01 | no | 1994-01-01 | no | Currently in Use | Regular | 8000 | Fiberglass | 1994-01-01 | Fiberglass Reinforced Plastic | Pressurized
9080021 | 2 | Ball Float | 1994-01-01 | no | 1994-01-01 | no | Currently in Use | Diesel | 8000 | Fiberglass | 1994-01-01 | Fiberglass Reinforced Plastic | Pressurized
9080021 | 3A | Ball Float | 1994-01-01 | no | 1994-01-01 | no | Temporarily out of use | Gas (Historical Use) | 4000 | Galvanic (STIP-3) | 1994-01-01 | Fiberglass Reinforced Plastic | Pressurized
9080021 | 3B | Ball Float | 1994-01-01 | no | 1994-01-01 | no | Temporarily out of use | Gas (Historical Use) | 4000 | Galvanic (STIP-3) | 1994-01-01 | Fiberglass Reinforced Plastic | Pressurized
9080022 | 1 | Flapper Valve | 1996-04-01 | no | 1996-04-01 | no | Currently in Use | Regular | 10000 | Composite Double Walled | 1996-04-01 | Double-Walled Flex | Pressurized
9080022 | 2 | Flapper Valve | 1996-04-01 | no | 1996-04-01 | no | Currently in Use | Premium | 10000 | Composite Double Walled | 1996-04-01 | Double-Walled Flex | Pressurized
9080023 | 1 | [5 empty] | Removed from Ground | Empty | 550 | Bare Steel | 1973-03-09 | Bare Steel | Safe Suction (Euro)
9080023 | 2 | [5 empty] | Removed from Ground | Empty | 550 | Bare Steel | 1973-03-09 | Bare Steel | Safe Suction (Euro)
9080024 | 1 | [5 empty] | Removed from Ground | Gas (Historical Use) | 1000 | Cathodically Protected Steel | 1986-04-15 | Galvanized Steel | Safe Suction (Euro)
9080025 | 1 |  | 1998-11-13 |  | 1998-11-13 |  | Removed from Ground | Gas (Historical Use) | 4000 | Galvanic (STIP-3) | 1987-07-10 | Fiberglass Reinforced Plastic | Safe Suction (Euro)
9080025 | 2 |  | 1998-11-13 |  | 1998-11-13 |  | Currently in Use | Gas (Historical Use) | 1000 | Galvanic (STIP-3) | 1987-01-10 | Cathodically Protected | Safe Suction (Euro)
9080025 | 3 |  | 1998-11-13 |  | 1998-11-13 |  | Currently in Use | Gas (Historical Use) | 1000 | Galvanic (STIP-3) | 1985-07-10 | Cathodically Protected | Safe Suction (Euro)
9080026 | 1 | Flapper Valve | 1998-08-25 |  | 1991-07-23 |  | Currently in Use | Gas (Historical Use) | 4000 | Galvanic (STIP-3) | 1990-06-01 | Fiberglass Reinforced Plastic | Suction (American)
9080026 | 2 | Flapper Valve | 1990-08-01 |  | 1990-08-01 |  | Currently in Use | Gas (Historical Use) | 2000 | Galvanic (STIP-3) | 1990-06-01 | Fiberglass Reinforced Plastic | Suction (American)
9080026 | 3 | Flapper Valve | 1990-08-01 |  | 1990-08-01 |  | Currently in Use | Diesel | 2000 | Galvanic (STIP-3) | 1990-06-01 | Fiberglass Reinforced Plastic | Suction (American)
9080028 | 1 | [5 empty] | Removed from Ground | Gas (Historical Use) | 3000 | Not Marked/Unknown | 1996-12-11 | Not Marked
9080028 | 2 | [5 empty] | Removed from Ground | Gas (Historical Use) | 3000 | Not Marked/Unknown | 1996-12-12 | Not Marked
9080029 | 1 | [5 empty] | Removed from Ground | Gas (Historical Use) | 500 | Not Marked/Unknown | 1997-01-08 | Not Marked
9080029 | 2 | [5 empty] | Removed from Ground | Gas (Historical Use) | 500 | Not Marked/Unknown | 1997-01-08 | Not Marked
9080030 | 1 | [5 empty] | Removed from Ground | Diesel | 8000 | Not Marked/Unknown | 1997-02-13 | Not Marked
9080031 | 1 |  | 1996-08-01 |  | 1996-08-01 |  | Currently in Use | Gas (Historical Use) | 5000 | Steel-Impressed Current | 1974-12-31 | Double Walled | Pressurized
9080031 | 2 |  | 1996-08-01 |  | 1996-08-01 |  | Currently in Use | Gas (Historical Use) | 5000 | Steel-Impressed Current | 1974-12-31 | Double Walled | Pressurized
9080031 | 3 |  | 1996-08-01 |  | 1996-08-01 |  | Currently in Use | Gas (Historical Use) | 6000 | Steel-Impressed Current | 1974-12-31 | Double Walled | Pressurized
9080033 | 1 |  | 1997-10-09 | no | 1997-10-09 | no | Temporarily out of use | Gas (Historical Use) | 1000 | Composite | 1997-10-08 | Fiberglass Reinforced Plastic | Safe Suction (Euro)
9080034 | 1 |  | 1998-01-01 |  | 1998-01-01 |  | Temporarily out of use | Gas (Historical Use) | 8000 | Composite | 1998-03-27 | Double Walled | Pressurized
9080034 | 2 |  | 1998-01-01 |  | 1998-01-01 |  | Temporarily out of use | Gas (Historical Use) | 12000 | Composite | 1998-03-27 | Double Walled | Pressurized
9080034 | 3 |  | 1998-01-01 |  | 1998-01-01 |  | Temporarily out of use | Diesel | 10000 | Composite | 1998-03-27 | Double Walled | Pressurized
9080034 | 4 |  | 1998-01-01 |  | 1998-01-01 |  | Temporarily out of use | Diesel | 10000 | Composite | 1998-03-27 | Double Walled | Pressurized
9080036 | 1 | [5 empty] | Removed from Ground | Other | 4000 | Not Marked/Unknown | 1998-05-11 | Not Marked
9080036 | 2 | [5 empty] | Removed from Ground | Other | 4000 | Not Marked/Unknown | 1998-05-11 | Not Marked
9080036 | 3 | [5 empty] | Removed from Ground | Other | 8000 | Not Marked/Unknown | 1998-05-11 | Not Marked
9080036 | 4 | [5 empty] | Removed from Ground | Other | 10000 | Not Marked/Unknown | 1998-05-11 | Not Marked
9080037 | 1 | [5 empty] | Currently in Use | Gas (Historical Use) | 4000 | Not Marked/Unknown |  | Not Marked
9080037 | 2 | [5 empty] | Currently in Use | Diesel | 4000 | Not Marked/Unknown |  | Not Marked
9080038 | 1 | [5 empty] | Currently in Use | Gas (Historical Use) | 6000 | Not Marked/Unknown |  | Not Marked
9080038 | 2 | [5 empty] | Currently in Use | Gas (Historical Use) | 6000 | Not Marked/Unknown |  | Not Marked
9080038 | 3 | [5 empty] | Currently in Use | Gas (Historical Use) | 6000 | Not Marked/Unknown |  | Not Marked
9080038 | 4 | [5 empty] | Currently in Use | Gas (Historical Use) | 4000 | Not Marked/Unknown |  | Not Marked
9080039 | 1 | Ball Float | 1999-11-01 | no | 1999-11-01 | no | Currently in Use | Diesel On Road | 12000 | Composite | 1999-11-01 | Double-Walled Flex | Pressurized
9080039 | 2 | Ball Float | 1999-11-01 | yes | 1999-11-01 | no | Currently in Use | Diesel On Road | 12000 | Composite | 1999-11-01 | Double-Walled Flex | Pressurized
9080039 | 3A | Ball Float | 1999-11-01 | no | 1999-11-01 | no | Currently in Use | Regular | 6000 | Composite | 1999-11-01 | Double-Walled Flex | Pressurized
9080039 | 3B | Ball Float | 1999-11-01 | no | 1999-11-01 | no | Currently in Use | Premium | 4000 | Composite | 1999-11-01 | Double-Walled Flex | Pressurized
9080040 | 1 |  | 1999-04-20 |  | 1999-04-20 |  | Currently in Use | Gas (Historical Use) | 8000 | Composite | 1999-04-13 | Fiberglass Reinforced Plastic | Pressurized
9080040 | 2 |  | 1999-04-20 |  | 1999-04-20 |  | Currently in Use | Diesel | 12000 | Composite | 1999-04-13 | Fiberglass Reinforced Plastic | Pressurized
9080041 | 1 |  | 2001-06-04 |  | 2001-06-04 |  | Currently in Use | Gas (Historical Use) | 12000 | Epoxy | 2001-10-04 | Fiberglass Reinforced Plastic | Pressurized
9081003 | 1 | [5 empty] | Closed in Ground | Empty | 550 | Bare Steel | 1960-01-01 | Not Marked
9081003 | 2 | [5 empty] | Closed in Ground | Empty | 550 | Bare Steel | 1960-01-01 | Not Marked
9081003 | 3 | [5 empty] | Closed in Ground | Empty | 550 | Bare Steel | 1960-01-01 | Not Marked
9081004 | 1 | Flapper Valve | 1998-11-01 | no | 1998-11-01 | no | Currently in Use | E-10 | 3000 | Steel-Impressed Current | 1979-01-01 | Fiberglass Reinforced Plastic | Pressurized
9081004 | 2 | Flapper Valve | 1998-11-01 | no | 1998-11-01 | no | Currently in Use | E-0 | 3000 | Steel-Impressed Current | 1979-01-01 | Fiberglass Reinforced Plastic | Pressurized
9081005 | 1 | [5 empty] | Removed from Ground | Gas (Historical Use) | 3000 | Not Marked/Unknown | 1994-08-02 | Not Marked
9081005 | 2 | [5 empty] | Removed from Ground | Gas (Historical Use) | 3000 | Not Marked/Unknown | 1994-08-02 | Not Marked
9081005 | 3 | [5 empty] | Removed from Ground | Diesel | 3000 | Not Marked/Unknown | 1994-08-02 | Not Marked
9081006 | 1 | Flapper Valve | 1998-12-20 |  | 1998-12-20 |  | Currently in Use | Gas (Historical Use) | 8000 | Galvanic (STIP-3) | 1991-12-01 | Fiberglass Reinforced Plastic | Pressurized
9081006 | 2 | Flapper Valve | 1998-12-20 |  | 1998-12-20 |  | Currently in Use | Gas (Historical Use) | 8000 | Galvanic (STIP-3) | 1991-12-01 | Fiberglass Reinforced Plastic | Pressurized
9081006 | 3 | Flapper Valve | 1998-12-20 |  | 1998-12-20 |  | Currently in Use | Diesel | 8000 | Galvanic (STIP-3) | 1991-12-01 | Fiberglass Reinforced Plastic | Pressurized
9081006 | 4 | Flapper Valve | 2006-03-01 |  | 2006-03-01 |  | Currently in Use | Diesel | 6000 | Composite | 2006-03-01 | Fiberglass Reinforced Plastic | Safe Suction (Euro)
9081007 | J-KERO | [5 empty] | Removed from Ground | Kerosene | 500 | Not Marked/Unknown | 1998-01-01 | Not Marked | Suction (American)
9081007 | M-PREM | [5 empty] | Removed from Ground | Gas (Historical Use) | 1000 | Not Marked/Unknown | 1998-01-01 | Not Marked | Suction (American)
9081007 | W-REG | [5 empty] | Removed from Ground | Gas (Historical Use) | 2000 | Not Marked/Unknown | 1998-01-01 | Not Marked | Suction (American)
9081008 | 1 | Flapper Valve | 1995-01-03 | no | 1995-01-03 | no | Currently in Use | Premium | 12000 | Fiberglass Double Walled | 1994-12-12 | Double-Walled Flex | Pressurized
9081008 | 2 | Flapper Valve | 1995-01-03 | no | 1995-01-03 | no | Currently in Use | Regular | 12000 | Fiberglass Double Walled | 1994-12-12 | Double-Walled Flex | Pressurized
9081008 | 3 | Flapper Valve | 1995-01-03 | no | 1995-01-03 | no | Currently in Use | Regular | 12000 | Fiberglass Double Walled | 1994-12-12 | Double-Walled Flex | Pressurized
9081008 | 4 | Flapper Valve | 1995-01-03 | no | 1995-01-03 | no | Currently in Use | Diesel On Road | 12000 | Fiberglass Double Walled | 1994-12-12 | Double-Walled Flex | Pressurized
9081008 | 5 | Flapper Valve | 2008-06-15 | no | 2008-06-15 | no | Currently in Use | Diesel Off Road | 12000 | Fiberglass Double Walled | 2008-06-15 | Double-Walled Flex | Pressurized
9081009 | 1 | Ball Float | 1990-04-01 | no | 1990-04-01 | no | Currently in Use | Regular | 8000 | Galvanic (STIP-3) | 1990-04-01 | Fiberglass Reinforced Plastic | Pressurized
9081009 | 2 | Ball Float | 1990-04-01 | no | 1990-04-01 | no | Currently in Use | Regular | 8000 | Galvanic (STIP-3) | 1990-04-01 | Fiberglass Reinforced Plastic | Pressurized
9081009 | 3 | Ball Float | 1990-04-01 | no | 1990-04-01 | no | Currently in Use | Premium | 8000 | Galvanic (STIP-3) | 1990-04-01 | Fiberglass Reinforced Plastic | Pressurized
9081010 | DIESEL |  | 1993-03-31 |  | 1993-03-31 |  | Removed from Ground | Diesel | 10000 | Cathodically Protected Steel | 1993-03-31 | Fiberglass Reinforced Plastic | Gravity Fed
9081011 | 1 | Flapper Valve | 1997-09-22 | no | 1997-09-22 | no | Currently in Use | Regular | 10000 | Steel-Impressed Current | 1983-01-01 | Fiberglass Reinforced Plastic | Pressurized
9081011 | 2 | Flapper Valve | 1997-09-22 | no | 1997-09-22 | no | Temporarily out of use | Premium | 10000 | Steel-Impressed Current | 1983-01-01 | Fiberglass Reinforced Plastic | Pressurized
9081011 | 3 | Flapper Valve | 1997-09-22 | no | 1997-09-22 | no | Currently in Use | Diesel On Road | 4000 | Steel-Impressed Current | 1983-01-01 | Fiberglass Reinforced Plastic | Safe Suction (Euro)
9081011 | 4 | Flapper Valve | 1997-09-22 | no | 1997-09-22 | no | Currently in Use | Diesel Off Road | 4000 | Steel-Impressed Current | 1983-01-01 | Fiberglass Reinforced Plastic | Pressurized
9081012 | 1 | Ball Float | 1993-06-01 | no | 1993-06-01 | no | Currently in Use | Regular | 10000 | Composite | 1993-06-25 | Fiberglass Reinforced Plastic | Pressurized
9081012 | 2 | Ball Float | 1993-06-01 | no | 1993-06-01 | no | Currently in Use | Diesel | 10000 | Composite | 1993-06-25 | Fiberglass Reinforced Plastic | Pressurized
9081013 | 1 |  | 1998-03-20 |  | 1998-03-20 |  | Removed from Ground | Gas (Historical Use) | 12000 | Steel-Impressed Current | 1979-02-04 | Steel (Impressed Current) | Pressurized
9081013 | 2 |  | 1998-03-20 |  | 1998-03-20 |  | Removed from Ground | Gas (Historical Use) | 12000 | Steel-Impressed Current | 1979-02-04 | Steel (Impressed Current) | Pressurized
9081013 | 3 |  | 1998-03-20 |  | 1998-03-20 |  | Removed from Ground | Gas (Historical Use) | 12000 | Steel-Impressed Current | 1979-02-04 | Steel (Impressed Current) | Pressurized
9081013 | 4 |  | 1998-03-20 |  | 1998-03-20 |  | Removed from Ground | Diesel | 12000 | Steel-Impressed Current | 1979-02-04 | Steel (Impressed Current) | Pressurized
9081015 | 1 | [5 empty] | Removed from Ground | Gas (Historical Use) | 2000 | Bare Steel | 1984-01-01 | Galvanized Steel | Suction (American)
9081015 | 2 | [5 empty] | Removed from Ground | Gas (Historical Use) | 6000 | Bare Steel | 1984-01-01 | Galvanized Steel | Suction (American)
9081015 | 3 | [5 empty] | Removed from Ground | Kerosene | 8000 | Bare Steel | 1984-01-01 | Galvanized Steel | Suction (American)
9081016 | 1 | [5 empty] | Removed from Ground | Diesel | 1500 | Bare Steel | 1980-01-01 | Galvanized Steel | Safe Suction (Euro)
9081017 | 1 |  | 1998-08-11 |  | 1998-08-11 |  | Removed from Ground | Gas (Historical Use) | 6000 | Steel-Impressed Current | 1979-01-01 | Cathodically Protected | Safe Suction (Euro)
9081017 | 2 |  | 1998-08-11 |  | 1998-08-11 |  | Removed from Ground | Gas (Historical Use) | 6000 | Steel-Impressed Current | 1979-01-01 | Cathodically Protected | Safe Suction (Euro)
9081018 | 1 |  | 1998-06-09 | no | 1998-06-09 | no | Currently in Use | Gas (Historical Use) | 10000 | Steel-Impressed Current | 1980-06-01 | Cathodically Protected | Safe Suction (Euro)
9081022 | 1 | Flapper Valve | 1999-08-30 | no | 2006-06-22 | no | Currently in Use | Regular | 8000 | Galvanic (STIP-3) | 2001-09-17 | Fiberglass Reinforced Plastic | Safe Suction (Euro)
9081022 | 2 | Flapper Valve | 1999-08-30 | no | 2006-06-22 | no | Currently in Use | Diesel | 8000 | Galvanic (STIP-3) | 2001-09-17 | Fiberglass Reinforced Plastic | Safe Suction (Euro)
9081023 | 1 | [5 empty] | Removed from Ground | Gas (Historical Use) | 500 | Not Marked/Unknown | 1998-08-10 | Not Marked
9081024 | 1 | [5 empty] | Permanently Out of Use - historical purposes | Gas (Historical Use) | 0 | Not Marked/Unknown |  | Not Marked
9081024 | 2 | [5 empty] | Permanently Out of Use - historical purposes | Gas (Historical Use) | 0 | Not Marked/Unknown |  | Not Marked
9081025 | 1 | [5 empty] | Temporarily out of use | Gas (Historical Use) | 0 | Not Marked/Unknown |  | Not Marked
9081026 | 1 | [5 empty] | Removed from Ground | Diesel | 1000 | Bare Steel | 1974-03-01 | Bare Steel | Suction (American)
9081027 | 1 |  | 1990-04-10 |  | 1990-04-10 |  | Removed from Ground | Gas (Historical Use) | 2000 | Bare Steel | 1998-12-21 | Bare Steel | Suction (American)
9081028 | 1 |  | 2000-04-12 | no | 2000-04-12 | no | Currently in Use | Gas (Historical Use) | 12000 | Fiberglass | 2000-04-12 | Fiberglass Reinforced Plastic | Pressurized
9081028 | 2 |  | 2000-04-12 | no | 2000-04-12 | no | Currently in Use | Gas (Historical Use) | 12000 | Fiberglass | 2000-04-12 | Fiberglass Reinforced Plastic | Pressurized
9081028 | 3 |  | 2000-04-12 | no | 2000-04-12 | no | Currently in Use | Gas (Historical Use) | 12000 | Fiberglass | 2000-04-12 | Fiberglass Reinforced Plastic | Pressurized
9081028 | 4A |  | 2000-04-12 | no | 2000-04-12 | no | Currently in Use | Diesel | 6000 | Fiberglass | 2000-04-12 | Fiberglass Reinforced Plastic | Pressurized
9081028 | 4B |  | 2000-04-12 | no | 2000-04-12 | no | Currently in Use | Diesel | 6000 | Fiberglass | 2000-04-12 | Fiberglass Reinforced Plastic | Pressurized
9081029 | 1 | Flapper Valve | 2000-05-01 | no | 2000-05-01 | no | Currently in Use | Regular | 10000 | Composite | 2000-05-01 | Fiberglass Reinforced Plastic | Safe Suction (Euro)
9081029 | 2 | Flapper Valve | 2000-05-01 | no | 2000-05-01 | no | Currently in Use | Diesel | 10000 | Composite | 2000-05-01 | Fiberglass Reinforced Plastic | Safe Suction (Euro)
9081030 | 1 | Flapper Valve | 2000-09-11 | no | 2000-09-11 | no | Currently in Use | Regular | 12000 | Epoxy | 2000-08-23 | Double-Walled Flex | Pressurized
9081030 | 2 | Flapper Valve | 2000-09-11 | no | 2000-09-11 | no | Currently in Use | Regular | 10000 | Epoxy | 2000-08-23 | Double-Walled Flex | Pressurized
9081030 | 3 | Ball Float | 2000-09-11 | no | 2000-09-11 | no | Currently in Use | Diesel | 15000 | Epoxy | 2000-08-23 | Double-Walled Flex | Pressurized
9081030 | 4 |  | 2013-07-01 | no | 2013-07-01 | no | Currently in Use | Diesel | 4000 | Fiberglass Double Walled | 2013-07-01 | Double-Walled Flex | Pressurized
9081031 | 1 | [5 empty] | Removed from Ground | Gas (Historical Use) | 3000 | Bare Steel | 1953-01-01 | Galvanized Steel | Suction (American)
9081031 | 2 | [5 empty] | Removed from Ground | Gas (Historical Use) | 3000 | Bare Steel | 1953-01-01 | Galvanized Steel | Suction (American)
9081031 | 3 | [5 empty] | Removed from Ground | Gas (Historical Use) | 3000 | Bare Steel | 1953-01-01 | Galvanized Steel | Suction (American)
9081031 | 4 | [5 empty] | Removed from Ground | Gas (Historical Use) | 1000 | Bare Steel | 1953-01-01 | Galvanized Steel | Suction (American)
9081031 | 5 | [5 empty] | Removed from Ground | Gas (Historical Use) | 1000 | Bare Steel | 1953-01-01 | Galvanized Steel | Suction (American)
9082002 | 1 | [5 empty] | Removed from Ground | Gas (Historical Use) | 2000 | Bare Steel | 1972-01-01 | Unknown
9082002 | 2 | [5 empty] | Removed from Ground | Gas (Historical Use) | 3000 | Bare Steel | 1956-01-01 | Unknown
9082002 | 3 | [5 empty] | Removed from Ground | Gas (Historical Use) | 3000 | Bare Steel | 1956-01-01 | Unknown
9082002 | 4 |  |  | yes |  | yes | Removed from Ground | Used Oil | 500 | Bare Steel | 1956-01-01 | Unknown
9082002 | 5 | [5 empty] | Removed from Ground | Gas (Historical Use) | 3000 | Bare Steel | 1972-01-01 | Unknown
9082003 | 1 | [5 empty] | Removed from Ground | Gas (Historical Use) | 8000 | Bare Steel | 1973-01-01 | Galvanized Steel | Pressurized
9082003 | 2 | [5 empty] | Removed from Ground | Gas (Historical Use) | 8000 | Bare Steel | 1973-01-01 | Galvanized Steel | Suction (American)
9082004 | 1 | [5 empty] | Removed from Ground | Gas (Historical Use) | 4000 | Bare Steel | 1994-11-01 | Galvanized Steel | Pressurized
9082004 | 2 | [5 empty] | Removed from Ground | Gas (Historical Use) | 3000 | Bare Steel | 1994-11-01 | Galvanized Steel | Pressurized
9082004 | 3 | [5 empty] | Removed from Ground | Gas (Historical Use) | 3000 | Bare Steel | 1994-11-01 | Galvanized Steel | Safe Suction (Euro)
9082004 | 4 |  | 1994-11-01 |  | 1994-11-01 |  | Removed from Ground | Gas (Historical Use) | 8000 | Composite | 1994-11-01 | Fiberglass Reinforced Plastic | Pressurized
9082004 | 5 |  | 1994-11-01 |  | 1994-11-01 |  | Removed from Ground | Gas (Historical Use) | 8000 | Composite | 1994-11-01 | Fiberglass Reinforced Plastic | Pressurized
9082004 | 6 |  | 1994-11-01 |  | 1994-11-01 |  | Removed from Ground | Gas (Historical Use) | 6000 | Composite | 1994-11-01 | Fiberglass Reinforced Plastic | Pressurized
9082004 | 7 |  | 1994-11-01 |  | 1994-11-01 |  | Removed from Ground | Kerosene | 2000 | Composite | 1994-11-01 | Fiberglass Reinforced Plastic | Pressurized
9082005 | 1 | [5 empty] | Removed from Ground | Diesel | 500 | Bare Steel | 1994-09-15 | Bare Steel | Safe Suction (Euro)
9082006 | 1 |  | 1992-10-01 |  | 1992-10-01 |  | Currently in Use | Gas (Historical Use) | 10000 | Composite | 1992-10-01 | Fiberglass Reinforced Plastic | Safe Suction (Euro)
9082006 | 2 |  | 1992-10-01 |  | 1992-10-01 |  | Currently in Use | Diesel | 10000 | Composite | 1992-10-01 | Fiberglass Reinforced Plastic | Safe Suction (Euro)
9082007 | 1 |  | 1997-07-01 |  | 1997-07-01 |  | Currently in Use | Gas (Historical Use) | 10000 | Cathodically Protected Steel | 2001-09-10 | Cathodically Protected | Pressurized
9082007 | 2 |  | 1997-07-01 |  | 1997-07-01 |  | Currently in Use | Gas (Historical Use) | 10000 | Cathodically Protected Steel | 2001-09-10 | Cathodically Protected | Pressurized
9082007 | 3 |  | 1997-07-01 |  | 1997-07-01 |  | Currently in Use | Diesel | 6000 | Cathodically Protected Steel | 2001-09-10 | Cathodically Protected | Pressurized
9082008 | 164908 |  | 1990-04-24 |  | 1990-04-24 | yes | Currently in Use | Gas (Historical Use) | 5000 | Galvanic (STIP-3) | 1990-04-24 | Cathodically Protected | Pressurized
9082008 | 164909 |  | 1990-04-24 |  | 1990-04-24 | yes | Currently in Use | Gas (Historical Use) | 5000 | Galvanic (STIP-3) | 1990-04-24 | Cathodically Protected | Pressurized
9082008 | 164910 |  | 1990-04-24 |  | 1990-04-24 | yes | Currently in Use | Gas (Historical Use) | 5000 | Galvanic (STIP-3) | 1990-04-24 | Cathodically Protected | Pressurized
9082009 | 1 | [5 empty] | Removed from Ground | Diesel | 1 | Bare Steel | 1987-10-15 | Galvanized Steel | Suction (American)
9082010 | 1 | [5 empty] | Removed from Ground | Gas (Historical Use) | 500 | Cathodically Protected Steel | 1997-10-03 | Galvanized Steel | Safe Suction (Euro)
9082010 | 2 |  | 1997-10-01 |  | 1997-10-01 |  | Removed from Ground | Gas (Historical Use) | 550 | Composite | 1997-10-01 | Fiberglass Reinforced Plastic | Safe Suction (Euro)
9082011 | 1 | [5 empty] | Removed from Ground | Gas (Historical Use) | 2000 | Bare Steel | 1980-01-01 | Galvanized Steel | Safe Suction (Euro)
9082012 | A | [5 empty] | Removed from Ground | Gas (Historical Use) | 550 | Bare Steel | 1975-01-01 | Bare Steel | Suction (American)
9082013 | 1 | [5 empty] | Temporarily out of use | Gas (Historical Use) | 3000 | Not Marked/Unknown | 1988-01-01 | Not Marked
9082013 | 2 | [5 empty] | Temporarily out of use | Diesel | 6000 | Not Marked/Unknown | 1988-01-01 | Not Marked
9082013 | 3 | [5 empty] | Temporarily out of use | Empty | 2000 | Not Marked/Unknown | 1988-01-01 | Not Marked
9082014 | 1 | [5 empty] | Permanently Out of Use - historical purposes | Gas (Historical Use) | 2000 | Bare Steel |  | Galvanized Steel | Safe Suction (Euro)
9082014 | 10 |  | 1998-09-01 |  | 1998-09-01 |  | Currently in Use | Diesel | 10000 | Composite | 1998-09-01 | Double Walled | Pressurized
9082014 | 11 |  | 1998-09-01 |  | 1998-09-01 |  | Currently in Use | Diesel | 2000 | Composite | 1998-09-01 | Double Walled | Pressurized
9082014 | 2 | [5 empty] | Permanently Out of Use - historical purposes | Gas (Historical Use) | 2000 | Bare Steel |  | Galvanized Steel | Safe Suction (Euro)
9082014 | 3 | [5 empty] | Permanently Out of Use - historical purposes | Gas (Historical Use) | 1000 | Bare Steel |  | Galvanized Steel | Safe Suction (Euro)
9082014 | 4 | [5 empty] | Permanently Out of Use - historical purposes | Gas (Historical Use) | 1000 | Bare Steel |  | Galvanized Steel | Safe Suction (Euro)
9082014 | 5 | [5 empty] | Permanently Out of Use - historical purposes | Gas (Historical Use) | 1000 | Bare Steel |  | Galvanized Steel | Safe Suction (Euro)
9082014 | 6 | [5 empty] | Permanently Out of Use - historical purposes | Kerosene | 1000 | Bare Steel |  | Galvanized Steel | Safe Suction (Euro)
9082014 | 7 | [5 empty] | Permanently Out of Use - historical purposes | Diesel | 1000 | Bare Steel |  | Galvanized Steel | Safe Suction (Euro)
9082014 | 8 |  | 1998-09-01 |  | 1998-09-01 |  | Currently in Use | Gas (Historical Use) | 8000 | Composite | 1998-09-01 | Double Walled | Pressurized
9082014 | 9 |  | 1998-09-01 |  | 1998-09-01 |  | Currently in Use | Gas (Historical Use) | 4000 | Composite | 1998-09-01 | Double Walled | Pressurized
9082015 | 3 | [5 empty] | Removed from Ground | Gas (Historical Use) | 3000 | Not Marked/Unknown | 1998-04-01 | Not Marked
9082017 | 1 | [5 empty] | Removed from Ground | Diesel | 10000 | Bare Steel | 1984-01-01 | Galvanized Steel | Suction (American)
9082018 | 1 | [5 empty] | Removed from Ground | Diesel | 10000 | Not Marked/Unknown | 1963-01-01 | Not Marked
9082018 | 2 | [5 empty] | Removed from Ground | Gas (Historical Use) | 6000 | Not Marked/Unknown | 1963-01-01 | Not Marked
9082018 | 3 | [5 empty] | Removed from Ground | Gas (Historical Use) | 1100 | Not Marked/Unknown | 1963-01-01 | Not Marked
9082019 | 1 | [5 empty] | Removed from Ground | Gas (Historical Use) | 1000 | Bare Steel | 1948-01-01 | Galvanized Steel | Suction (American)
9082019 | 2 | [5 empty] | Removed from Ground | Gas (Historical Use) | 1000 | Bare Steel | 1948-01-01 | Galvanized Steel | Suction (American)
9082019 | 3 | [5 empty] | Removed from Ground | Diesel | 1000 | Bare Steel | 1948-01-01 | Galvanized Steel | Suction (American)
9082020 | 1 | [5 empty] | Removed from Ground | Kerosene | 550 | Bare Steel | 1999-03-16 | Bare Steel | Safe Suction (Euro)
9083001 | 1 |  | 1990-01-01 | no | 1990-01-01 | no | Removed from Ground | Gas (Historical Use) | 550 | Galvanic (STIP-3) | 1989-01-01 |  | Safe Suction (Euro)