9083001 | 2 |  | 1990-01-01 | no | 1990-01-01 | no | Removed from Ground | Diesel | 1000 | Galvanic (STIP-3) | 1989-01-01 |  | Safe Suction (Euro)
9083001 | 3 | Flapper Valve | 2008-11-24 | no | 2008-11-24 | no | Currently in Use | Diesel | 2500 | Fiberglass Double Walled | 2008-11-24 | Double-Walled Fiberglass | Safe Suction (Euro)
9083002 | 10220-1 | [5 empty] | Removed from Ground | Gas (Historical Use) | 500 | Bare Steel | 1966-05-04 | Unknown
9083002 | 220D1 | [5 empty] | Removed from Ground | Diesel | 2000 | Cathodically Protected Steel | 1989-01-01 | Galvanized Steel | Suction (American)
9083002 | 220G1 | [5 empty] | Removed from Ground | Gas (Historical Use) | 1000 | Bare Steel | 1984-04-29 | Galvanized Steel | Suction (American)
9083003 | 1 |  | 1998-05-20 |  | 1998-05-20 |  | Temporarily out of use | Gas (Historical Use) | 8000 | Steel-Impressed Current | 1982-05-01 | Cathodically Protected | Pressurized
9083003 | 2 |  | 1998-05-20 | no | 1998-05-20 | no | Temporarily out of use | Gas (Historical Use) | 8000 | Steel-Impressed Current | 1982-05-01 | Cathodically Protected | Pressurized
9083003 | 3 |  | 1998-05-20 |  | 1998-05-20 |  | Temporarily out of use | Gas (Historical Use) | 3000 | Steel-Impressed Current | 1982-05-01 | Cathodically Protected | Pressurized
9083003 | 4 |  | 1998-05-20 |  | 1998-05-20 |  | Temporarily out of use | Diesel | 3000 | Steel-Impressed Current | 1982-05-01 | Cathodically Protected | Pressurized
9083004 | 1 | Flapper Valve | 1990-04-03 | no | 1990-04-03 | no | Currently in Use | Gas (Historical Use) | 8000 | Galvanic (STIP-3) | 1990-04-03 | Fiberglass Reinforced Plastic | Pressurized
9083004 | 2 | Flapper Valve | 1990-04-03 | no | 1990-04-03 | no | Currently in Use | Regular | 8000 | Galvanic (STIP-3) | 1990-04-03 | Fiberglass Reinforced Plastic | Pressurized
9083005 | 1 |  | 1998-03-01 | no | 1992-06-15 | no | Currently in Use | Regular | 8000 | Galvanic (STIP-3) | 1991-01-01 | Galvanized Steel | Pressurized
9083005 | 2 | Flapper Valve | 1998-03-01 | no | 1998-03-01 | no | Currently in Use | Premium | 6000 | Galvanic (STIP-3) | 1991-01-01 | Galvanized Steel | Pressurized
9083005 | 3 | Flapper Valve | 1998-03-01 | no | 1992-06-15 | no | Currently in Use | Plus | 6000 | Galvanic (STIP-3) | 1991-01-01 | Galvanized Steel | Pressurized
9083006 | 1 | Flapper Valve | 1998-12-01 | no | 1998-12-01 | no | Currently in Use | Diesel Off Road | 10000 | Steel-Impressed Current | 1963-01-01 | Steel (Impressed Current) | Suction (American)
9083006 | 2 | Flapper Valve | 1998-12-01 | no | 1998-12-01 | no | Currently in Use | Diesel On Road | 10000 | Steel-Impressed Current | 1963-01-01 | Steel (Impressed Current) | Suction (American)
9083006 | 3 | Flapper Valve | 1998-12-01 | no | 1998-12-01 | no | Currently in Use | E-0 | 10000 | Steel-Impressed Current | 1963-01-01 | Steel (Impressed Current) | Suction (American)
9083006 | 4 |  | 1998-12-01 | no | 1998-12-01 | no | Removed from Ground | Gas (Historical Use) | 3000 | Steel-Impressed Current | 1963-01-01 |  | Suction (American)
9083006 | 5 |  | 1998-12-01 | no | 1998-12-01 | no | Removed from Ground | Gas (Historical Use) | 1000 | Steel-Impressed Current | 1963-01-01 |  | Suction (American)
9083009 | 1 | [5 empty] | Closed in Ground | Gas (Historical Use) | 560 | Bare Steel | 1999-01-19 | Bare Steel | Suction (American)
9083010 | 1 | Flapper Valve | 1997-07-01 | no | 1997-07-01 | no | Currently in Use | Plus | 6000 | Steel-Impressed Current | 1976-01-01 | Fiberglass Reinforced Plastic | Pressurized
9083010 | 2 | Flapper Valve | 1997-07-01 | no | 1997-07-01 | no | Currently in Use | Regular | 6000 | Steel-Impressed Current | 1976-01-01 | Fiberglass Reinforced Plastic | Safe Suction (Euro)
9083010 | 3 | Flapper Valve | 1997-07-01 | no | 1997-07-01 | no | Currently in Use | Regular | 6000 | Steel-Impressed Current | 1976-01-01 | Fiberglass Reinforced Plastic | Suction (American)
9083010 | 4 | Flapper Valve | 2011-03-16 | no | 2011-03-11 | no | Currently in Use | Diesel | 6000 | Composite Double Walled | 2008-06-26 | Double-Walled Flex | Pressurized
9083011 | 1 |  | 1991-01-01 |  | 1991-01-01 |  | Removed from Ground | Gas (Historical Use) | 1000 | Cathodically Protected Steel | 1991-01-01 | Fiberglass Reinforced Plastic | Suction (American)
9083011 | 2 |  | 1991-01-01 |  | 1991-01-01 |  | Removed from Ground | Gas (Historical Use) | 2000 | Cathodically Protected Steel | 1991-01-01 | Fiberglass Reinforced Plastic | Suction (American)
9083011 | 3 |  | 1991-01-01 |  | 1991-01-01 |  | Permanently Out Of Use | Gas (Historical Use) | 1000 | Cathodically Protected Steel | 1991-01-01 | Fiberglass Reinforced Plastic | Suction (American)
9083012 | 1 | [5 empty] | Removed from Ground | Gas (Historical Use) | 0 | Not Marked/Unknown | 1997-03-14 | Not Marked
9083013 | 1 | [5 empty] | Removed from Ground | Gas (Historical Use) | 500 | Bare Steel | 1950-01-01 | Bare Steel | Pressurized
9084001 | 1 | [5 empty] | Removed from Ground | Gas (Historical Use) | 4000 | Marked Unknown | 1991-06-18 | Bare Steel | Suction (American)
9084001 | 2 | [5 empty] | Removed from Ground | Other | 6000 | Marked Unknown | 1991-06-18 | Bare Steel
9084002 | 1 | [5 empty] | Temporarily out of use | Other | 500 | Marked Unknown |  | Unknown
9084003 | 1 | [5 empty] | Removed from Ground | Gas (Historical Use) | 1000 | Marked Unknown | 1990-01-01 | Unknown
9084003 | 2 | [5 empty] | Removed from Ground | Gas (Historical Use) | 1000 | Marked Unknown | 1990-01-01 | Unknown
9084003 | 3 | [5 empty] | Removed from Ground | Diesel | 2000 | Marked Unknown | 1990-01-01 | Unknown
9084003 | 4 |  |  | yes |  | yes | Removed from Ground | Used Oil | 500 | Marked Unknown | 1990-01-01 | Unknown
9084004 | 1 | [5 empty] | Removed from Ground | Diesel | 500 | Bare Steel | 1968-01-01 | Galvanized Steel
9084004 | 2 | [5 empty] | Removed from Ground | Gas (Historical Use) | 1000 | Bare Steel | 1968-01-01 | Galvanized Steel
9084005 | 1 | Flapper Valve | 1989-01-01 | no | 1989-01-01 | no | Currently in Use | Gas (Historical Use) | 4000 | Galvanic (STIP-3) | 1989-01-01 | Fiberglass Reinforced Plastic | Safe Suction (Euro)
9084005 | 2 | Flapper Valve | 1989-01-01 | no | 1989-01-01 | no | Currently in Use | Gas (Historical Use) | 4000 | Galvanic (STIP-3) | 1989-01-01 | Fiberglass Reinforced Plastic | Safe Suction (Euro)
9084006 | 1 | [5 empty] | Removed from Ground | Empty | 2000 | Bare Steel | 1975-01-01 | Galvanized Steel
9084006 | 2 | [5 empty] | Removed from Ground | Empty | 560 | Bare Steel | 1955-01-01 | Galvanized Steel
9084006 | 3 | [5 empty] | Removed from Ground | Empty | 2000 | Cathodically Protected Steel | 1988-01-01 | Cathodically Protected
9084006 | 4 |  | 1990-01-01 |  | 1990-01-01 |  | Removed from Ground | Gas (Historical Use) | 2000 | Galvanic (STIP-3) | 1989-01-01 | Cathodically Protected | Safe Suction (Euro)
9084006 | 5 |  | 1990-01-01 |  | 1990-01-01 |  | Removed from Ground | Diesel | 1000 | Galvanic (STIP-3) | 1990-01-01 | Cathodically Protected | Safe Suction (Euro)
9084006 | 6 | Flapper Valve | 2003-02-26 | no | 2003-02-26 | no | Currently in Use | Regular | 2500 | Fiberglass Double Walled | 2003-06-26 | Fiberglass Reinforced Plastic | Safe Suction (Euro)
9084006 | 7 | Flapper Valve | 2003-02-26 | no | 2003-02-26 | no | Currently in Use | Diesel | 2500 | Fiberglass Double Walled | 2003-02-26 | Fiberglass Reinforced Plastic | Safe Suction (Euro)
9084007 | 56 |  | 1989-01-04 |  | 1989-01-04 |  | Removed from Ground | Diesel | 20000 | Galvanic (STIP-3) | 1989-01-04 | Fiberglass Reinforced Plastic | Pressurized
9084007 | 64 |  | 1989-01-04 |  | 1989-01-04 |  | Removed from Ground | Gas (Historical Use) | 4000 | Galvanic (STIP-3) | 1989-01-04 | Fiberglass Reinforced Plastic | Pressurized
9084007 | 1 |  | 2012-05-01 | no | 2012-05-01 | no | Currently in Use | Diesel | 20000 | Composite Double Walled | 2012-05-01 | Double-Walled Flex | Pressurized
9084007 | 2 |  | 2012-05-01 | no | 2012-05-01 | no | Currently in Use | Gas (Historical Use) | 4000 | Composite Double Walled | 2012-05-01 | Double-Walled Flex | Pressurized
9084008 | 1 | Flapper Valve | 1996-12-13 | no | 1996-12-13 | no | Currently in Use | Gas (Historical Use) | 10000 | Galvanic (STIP-3) | 1988-01-01 | Cathodically Protected | Pressurized
9084008 | 2 | Flapper Valve | 1996-12-13 |  | 1996-12-13 |  | Currently in Use | Diesel | 10000 | Galvanic (STIP-3) | 1988-01-01 | Cathodically Protected | Pressurized
9084010 | 42 |  | 1996-11-22 | no | 1996-11-22 | no | Currently in Use | Gas (Historical Use) | 4010 | Steel-Impressed Current | 1989-01-01 | Fiberglass Reinforced Plastic | Pressurized
9084010 | 43 |  | 1996-11-22 |  | 1996-11-22 |  | Currently in Use | Diesel | 12000 | Steel-Impressed Current | 1989-01-01 | Fiberglass Reinforced Plastic | Pressurized
9084011 | 1 | [5 empty] | Permanently Out of Use - historical purposes | Gas (Historical Use) | 1000 | Bare Steel | 1977-01-01 | Galvanized Steel
9084011 | 2 | [5 empty] | Permanently Out of Use - historical purposes | Gas (Historical Use) | 2000 | Bare Steel | 1977-01-01 | Galvanized Steel
9084011 | 3 | [5 empty] | Permanently Out of Use - historical purposes | Diesel | 550 | Bare Steel | 1977-01-01 | Galvanized Steel
9084012 | 1 | [5 empty] | Removed from Ground | Gas (Historical Use) | 2000 | Not Marked/Unknown |  | Not Marked
9084012 | 2 | [5 empty] | Removed from Ground | Gas (Historical Use) | 1000 | Not Marked/Unknown |  | Not Marked
9084012 | 3 | [5 empty] | Removed from Ground | Gas (Historical Use) | 1000 | Not Marked/Unknown |  | Not Marked
9084012 | 4 |  |  | yes |  | yes | Removed from Ground | Used Oil | 250 | Not Marked/Unknown |  | Not Marked
9084013 | 1 | Flapper Valve | 1997-09-29 | no | 1988-10-24 | yes | Currently in Use | Regular | 8000 | Steel-Impressed Current | 1978-01-01 | Fiberglass Reinforced Plastic | Pressurized
9084013 | 2 | Flapper Valve | 1997-09-29 | no | 1988-10-24 | yes | Currently in Use | Plus | 8000 | Steel-Impressed Current | 1978-01-01 | Fiberglass Reinforced Plastic | Pressurized
9084013 | 3 | Flapper Valve | 1997-09-29 | no | 1988-10-24 | yes | Removed from Ground |  | 5000 | Steel-Impressed Current | 1983-01-01 | Fiberglass Reinforced Plastic | Pressurized
9084014 | 1 | Flapper Valve | 1999-05-28 | no | 1999-05-28 | no | Temporarily out of use | Gas (Historical Use) | 4000 | Steel-Impressed Current | 1982-01-01 | Steel (Impressed Current) | Suction (American)
9084014 | 2 | Flapper Valve | 1999-05-28 | no | 1999-05-28 | no | Temporarily out of use | Diesel | 3000 | Steel-Impressed Current | 1982-01-01 | Steel (Impressed Current) | Safe Suction (Euro)
9084014 | 3 | Flapper Valve | 1999-05-28 | no | 1999-05-28 | no | Temporarily out of use | Gas (Historical Use) | 1000 | Steel-Impressed Current | 1982-01-01 | Steel (Impressed Current) | Safe Suction (Euro)
9084015 | 1 | Flapper Valve | 1998-08-12 | no | 1998-08-12 | no | Currently in Use | Regular | 6000 | Steel-Impressed Current | 1980-01-01 |  | Safe Suction (Euro)
9084015 | 2 | Flapper Valve | 1998-08-12 | no | 1998-08-12 | no | Currently in Use | Regular | 6000 | Steel-Impressed Current | 1980-01-01 |  | Safe Suction (Euro)
9084017 | 1 | [5 empty] | Removed from Ground | Gas (Historical Use) | 500 | Bare Steel | 1972-01-01 | Galvanized Steel | Safe Suction (Euro)
9084018 | 1SUPER | Flapper Valve | 1998-01-01 | no | 1998-01-01 | no | Currently in Use | Plus | 4000 | Steel-Impressed Current | 1985-01-01 |  | Pressurized
9084018 | 2PLUS | Flapper Valve | 1998-01-01 | no | 1998-01-01 | no | Currently in Use | Premium | 4000 | Steel-Impressed Current | 1985-01-01 |  | Pressurized
9084018 | 3NOLEAD |  | 1998-01-01 | no | 1998-01-01 | no | Currently in Use | Regular | 8000 | Steel-Impressed Current | 1985-01-01 |  | Pressurized
9084018 | 4NOLEAD |  | 1998-01-01 | no | 1998-01-01 | no | Currently in Use | Regular | 8000 | Steel-Impressed Current | 1990-01-01 |  | Pressurized
9084018 | 5DIESEL |  | 1998-01-01 | no | 1998-01-01 | no | Currently in Use | Diesel | 8000 | Steel-Impressed Current | 1986-01-01 |  | Pressurized
9084018 | 6 | Flapper Valve | 2000-03-20 | no | 2000-03-20 | no | Currently in Use | Kerosene | 2000 | Composite | 2000-03-01 | Fiberglass Reinforced Plastic | Safe Suction (Euro)
9084019 | 1 |  | 1992-03-01 | no | 2000-05-06 | no | Removed from Ground | Used Oil | 4000 | Steel-Impressed Current | 1984-04-01 | Galvanized Steel | Pressurized
9084019 | 2 |  | 1992-03-01 | no | 2000-05-06 | no | Removed from Ground | Diesel | 8000 | Steel-Impressed Current | 1970-12-01 | Galvanized Steel | Pressurized
9084019 | 3 |  | 1992-03-01 | no | 2000-05-06 | no | Removed from Ground | Gas (Historical Use) | 4000 | Steel-Impressed Current | 1984-04-01 | Galvanized Steel | Pressurized
9084019 | 4 |  | 1992-03-01 | no | 2000-05-06 | no | Removed from Ground | Gas (Historical Use) | 4000 | Steel-Impressed Current | 1984-04-01 | Galvanized Steel | Pressurized
9084019 | 5 |  | 1992-03-01 | no | 2000-05-06 | no | Removed from Ground | Kerosene | 1000 | Steel-Impressed Current | 1998-04-01 | Steel (Impressed Current) | Safe Suction (Euro)
9084019 | 6 |  | 1992-03-01 | no | 2000-05-06 | no | Removed from Ground | Used Oil | 4000 | Steel-Impressed Current | 1984-04-01 | Steel (Impressed Current) | Safe Suction (Euro)
9084020 | 1 |  | 1997-12-01 |  | 1997-12-01 |  | Removed from Ground | Gas (Historical Use) | 3000 | Steel-Impressed Current | 1984-01-01 | Cathodically Protected | Safe Suction (Euro)
9084020 | 2 |  | 1997-12-01 |  | 1997-12-01 |  | Removed from Ground | Gas (Historical Use) | 5000 | Steel-Impressed Current | 1984-01-01 | Cathodically Protected | Safe Suction (Euro)
9084020 | 3 |  | 1997-12-01 |  | 1997-12-01 |  | Removed from Ground | Gas (Historical Use) | 3000 | Steel-Impressed Current | 1984-01-01 | Cathodically Protected | Safe Suction (Euro)
9084021 | 1 |  | 1998-09-10 |  | 1998-09-10 |  | Currently in Use | Gas (Historical Use) | 6000 | Steel-Impressed Current | 1980-01-01 | Cathodically Protected | Safe Suction (Euro)
9084021 | 2 |  | 1998-09-10 |  | 1998-09-10 |  | Currently in Use | Gas (Historical Use) | 3000 | Steel-Impressed Current | 1980-01-01 | Cathodically Protected | Safe Suction (Euro)
9084021 | 3 |  | 1998-09-10 |  | 1998-09-10 |  | Currently in Use | Gas (Historical Use) | 3000 | Steel-Impressed Current | 1980-01-01 | Cathodically Protected | Safe Suction (Euro)
9084021 | 4 |  | 1998-09-10 |  | 1998-09-10 |  | Currently in Use | Gas (Historical Use) | 3000 | Steel-Impressed Current | 1980-01-01 | Cathodically Protected | Safe Suction (Euro)
9084021 | 5 |  | 1998-09-10 |  | 1998-09-10 |  | Currently in Use | Diesel | 4000 | Steel-Impressed Current | 1980-01-01 | Cathodically Protected | Safe Suction (Euro)
9084022 | 1 | [5 empty] | Removed from Ground | Gas (Historical Use) | 8000 | Bare Steel | 1976-10-01 | Not Marked
9084022 | 2 | [5 empty] | Removed from Ground | Gas (Historical Use) | 3000 | Bare Steel | 1976-10-01 | Not Marked
9084022 | 3 | [5 empty] | Removed from Ground | Gas (Historical Use) | 3000 | Bare Steel | 1976-10-01 | Not Marked
9084022 | 4 | Ball Float | 1993-08-01 |  | 1993-08-01 |  | Currently in Use | Diesel | 4000 | Galvanic (STIP-3) | 1993-10-01 | Fiberglass Reinforced Plastic | Pressurized
9084022 | 5A | Ball Float | 1995-10-01 |  | 1995-10-01 |  | Currently in Use | Gas (Historical Use) | 8000 | Composite | 1995-10-01 | Fiberglass Reinforced Plastic | Pressurized
9084022 | 5B | Ball Float | 1995-10-01 |  | 1995-10-01 |  | Currently in Use | Gas (Historical Use) | 4000 | Composite | 1995-10-01 | Fiberglass Reinforced Plastic | Pressurized
9084022 | 6 | Ball Float | 1995-10-01 |  | 1995-10-01 |  | Currently in Use | Gas (Historical Use) | 2000 | Composite | 1995-10-01 | Fiberglass Reinforced Plastic | Pressurized
9084023 | 1 | [5 empty] | Removed from Ground | Gas (Historical Use) | 6000 | Bare Steel | 1981-01-01 | Galvanized Steel | Pressurized
9084023 | 2 | [5 empty] | Removed from Ground | Gas (Historical Use) | 6000 | Bare Steel | 1981-01-01 | Galvanized Steel | Pressurized
9084023 | 3 | [5 empty] | Removed from Ground | Diesel | 6000 | Bare Steel | 1981-01-01 | Galvanized Steel | Pressurized
9084030 | 1 | [5 empty] | Removed from Ground | Gas (Historical Use) | 8000 | Bare Steel | 1968-01-01 | Bare Steel
9084030 | 2 | [5 empty] | Removed from Ground | Diesel | 8000 | Bare Steel | 1968-01-01 | Bare Steel
9084031 | 1 | Ball Float | 1993-04-01 |  | 1993-04-01 |  | Currently in Use | Gas (Historical Use) | 8000 | Galvanic (STIP-3) | 1993-04-22 | Fiberglass Reinforced Plastic | Pressurized
9084031 | 2 | Ball Float | 1993-04-01 |  | 1993-04-01 |  | Currently in Use | Gas (Historical Use) | 8000 | Galvanic (STIP-3) | 1993-04-22 | Fiberglass Reinforced Plastic | Pressurized
9084031 | 3 | Ball Float | 1993-04-01 |  | 1993-04-01 |  | Currently in Use | Diesel | 8000 | Galvanic (STIP-3) | 1993-04-22 | Fiberglass Reinforced Plastic | Pressurized
9084031 | 4 | Ball Float | 1993-04-01 |  | 1993-04-01 |  | Currently in Use | Gas (Historical Use) | 6000 | Galvanic (STIP-3) | 1993-04-22 | Fiberglass Reinforced Plastic | Pressurized
9084031 | 5 | Flapper Valve | 1993-04-01 |  | 1993-04-01 |  | Currently in Use | Kerosene | 1000 | Galvanic (STIP-3) | 1993-04-22 | Fiberglass Reinforced Plastic | Safe Suction (Euro)
9084031 | 6 | Flapper Valve | 1993-04-01 | no | 1993-04-01 | no | Currently in Use | Diesel | 6000 | Galvanic (STIP-3) | 1993-04-22 | Fiberglass Reinforced Plastic | Safe Suction (Euro)
9084032 | 1 | [5 empty] | Installed | Gas (Historical Use) | 0 | Not Marked/Unknown |  | Not Marked
9084032 | 2 | [5 empty] | Installed | Gas (Historical Use) | 0 | Not Marked/Unknown |  | Not Marked
9084033 | 1 | Ball Float | 1996-08-01 | no | 1996-08-01 | no | Currently in Use | Plus | 12000 | Fiberglass | 1996-08-12 | Fiberglass Reinforced Plastic | Pressurized
9084033 | 2 | Ball Float | 1996-08-01 | no | 1996-08-01 | no | Currently in Use | Regular | 12000 | Fiberglass | 1996-08-12 | Fiberglass Reinforced Plastic | Pressurized
9084034 | 1 |  | 1997-05-01 |  | 1997-05-01 |  | Currently in Use | Diesel | 10000 | Galvanic (STIP-3) | 1997-05-01 | Fiberglass Reinforced Plastic | Pressurized
9084034 | 2 |  | 1997-05-01 |  | 1997-05-01 |  | Currently in Use | Diesel | 7000 | Galvanic (STIP-3) | 1997-05-01 | Fiberglass Reinforced Plastic | Pressurized
9084034 | 3 |  | 1997-05-01 |  | 1997-05-01 |  | Currently in Use | Gas (Historical Use) | 3000 | Galvanic (STIP-3) | 1997-05-01 | Fiberglass Reinforced Plastic | Pressurized
9084035 | 1 |  | 1996-09-13 |  | 1996-09-13 |  | Currently in Use | Diesel | 12000 | Fiberglass | 1996-09-13 | Double-Walled Fiberglass | Pressurized
9084035 | 2 |  | 1996-09-13 |  | 1996-09-13 |  | Currently in Use | Gas (Historical Use) | 5000 | Fiberglass | 1996-09-13 | Double-Walled Fiberglass | Pressurized
9084035 | 3 |  | 2009-01-20 | no | 2009-04-20 | no | Currently in Use | Diesel | 10000 | Composite Double Walled | 2009-04-20 | Double-Walled Fiberglass | Pressurized
9084036 | 1 | Flapper Valve | 1997-06-01 |  | 1997-06-01 |  | Currently in Use | Gas (Historical Use) | 8000 | Steel-Impressed Current | 1980-01-01 | Steel (Impressed Current) | Pressurized
9084036 | 2 | Flapper Valve | 1997-06-01 |  | 1997-06-01 |  | Currently in Use | Gas (Historical Use) | 8000 | Steel-Impressed Current | 1980-01-01 | Steel (Impressed Current) | Pressurized
9084036 | 3 | Flapper Valve | 1997-06-01 | no | 1997-06-01 | no | Currently in Use | Gas (Historical Use) | 10000 | Steel-Impressed Current | 1980-01-01 | Steel (Impressed Current) | Pressurized
9084036 | 4 | Flapper Valve | 1997-06-01 |  | 1997-06-01 |  | Currently in Use | Diesel | 10000 | Steel-Impressed Current | 1980-01-01 | Steel (Impressed Current) | Pressurized
9084036 | 5 | Flapper Valve | 1997-06-01 |  | 1997-06-01 |  | Currently in Use | Other | 2000 | Steel-Impressed Current | 1980-01-01 | Steel (Impressed Current) | Pressurized
9084037 | 1A |  | 1999-08-27 | no | 1999-08-26 | no | Temporarily out of use | Gas (Historical Use) | 8000 | Composite | 1999-08-20 |  | Safe Suction (Euro)
9084037 | 1B |  | 1999-08-27 | no | 1999-08-26 | no | Temporarily out of use | Gas (Historical Use) | 4000 | Composite | 1999-08-20 |  | Safe Suction (Euro)
9084038 | 1 | Ball Float | 2000-08-30 | no | 2000-08-30 | no | Currently in Use | Regular | 12000 | Composite | 2000-08-30 | Fiberglass Reinforced Plastic | Pressurized
9084038 | 2 | Ball Float | 2000-08-30 | no | 2000-08-30 | no | Currently in Use | Premium | 12000 | Composite | 2000-08-30 | Fiberglass Reinforced Plastic | Pressurized
9084038 | 3 | Ball Float | 2000-08-30 | no | 2000-08-30 | no | Currently in Use | Diesel | 6000 | Composite | 2000-08-30 | Fiberglass Reinforced Plastic | Pressurized
9084039 | 1 |  | 1999-04-01 |  | 1999-04-01 |  | Currently in Use | Gas (Historical Use) | 10000 | Composite | 1999-04-01 | Double Walled | Pressurized
9084039 | 2 |  | 1999-04-01 |  | 1999-04-01 |  | Currently in Use | Gas (Historical Use) | 6000 | Composite | 1999-04-01 | Double Walled | Pressurized
9084040 | 1A |  | 1994-11-01 | no | 1994-11-01 | no | Currently in Use | Gas (Historical Use) | 8000 | Composite | 1994-11-01 | Double-Walled Fiberglass | Pressurized
9084040 | 1B |  | 1994-11-01 | no | 1994-11-01 | no | Currently in Use | Gas (Historical Use) | 4000 | Composite | 1994-11-01 | Double-Walled Fiberglass | Pressurized
9085001 | 1 | [5 empty] | Removed from Ground | Gas (Historical Use) | 550 | Bare Steel | 1991-08-09 | Unknown
9085003 | 1 | [5 empty] | Removed from Ground | Diesel | 1000 | Marked Unknown | 1992-04-03 | Unknown
9085004 | 1 |  | 1993-05-01 |  | 1993-05-01 |  | Currently in Use | Gas (Historical Use) | 10000 | Galvanic (STIP-3) | 1989-01-01 | Fiberglass Reinforced Plastic
9085004 | 2 |  | 1993-05-01 |  | 1993-05-01 |  | Currently in Use | Gas (Historical Use) | 10000 | Galvanic (STIP-3) | 1989-01-01 | Fiberglass Reinforced Plastic
9085004 | 3 |  | 1993-05-01 |  | 1993-05-01 |  | Currently in Use | Gas (Historical Use) | 6000 | Galvanic (STIP-3) | 1989-01-01 | Fiberglass Reinforced Plastic
9085005 | 1 |  | 1994-02-16 |  | 1994-02-16 |  | Currently in Use | Gas (Historical Use) | 15000 | Composite | 1994-02-16 | Fiberglass Reinforced Plastic | Pressurized
9085005 | 2 |  | 1994-02-16 |  | 1994-02-16 |  | Currently in Use | Gas (Historical Use) | 8000 | Composite | 1994-02-16 | Fiberglass Reinforced Plastic | Pressurized
9085005 | 3 |  | 1994-02-16 |  | 1994-02-16 |  | Currently in Use | Diesel | 8000 | Composite | 1994-02-16 | Fiberglass Reinforced Plastic | Pressurized
9085005 | 4 |  | 1994-02-16 |  | 1994-02-16 |  | Temporarily out of use | Diesel | 8000 | Composite | 1994-02-16 | Fiberglass Reinforced Plastic | Pressurized
9085005 | 5 |  | 1994-02-16 |  | 1994-02-16 |  | Temporarily out of use | Kerosene | 12000 | Composite | 1994-02-16 | Fiberglass Reinforced Plastic | Pressurized
9085007 | 1 | [5 empty] | Removed from Ground | Gas (Historical Use) | 6000 | Bare Steel | 2000-01-11 | Galvanized Steel | Safe Suction (Euro)
9085007 | 2 | [5 empty] | Removed from Ground | Gas (Historical Use) | 6000 | Bare Steel | 2000-01-11 | Galvanized Steel | Safe Suction (Euro)
9085007 | 3 | [5 empty] | Removed from Ground | Gas (Historical Use) | 4000 | Bare Steel | 2000-01-11 | Galvanized Steel | Safe Suction (Euro)
9085007 | 4 | [5 empty] | Removed from Ground | Diesel | 4000 | Bare Steel | 2000-01-11 | Galvanized Steel | Safe Suction (Euro)
9085008 | 1 |  | 1989-06-01 |  | 1989-06-01 |  | Currently in Use | Gas (Historical Use) | 8000 | Galvanic (STIP-3) | 1989-06-01 | Fiberglass Reinforced Plastic | Pressurized
9085008 | 2 |  | 1989-06-01 |  | 1989-06-01 |  | Currently in Use | Gas (Historical Use) | 8000 | Galvanic (STIP-3) | 1989-06-01 | Fiberglass Reinforced Plastic | Pressurized
9085008 | 3 |  | 1989-06-01 |  | 1989-06-01 |  | Currently in Use | Diesel | 4000 | Galvanic (STIP-3) | 1989-06-01 | Fiberglass Reinforced Plastic | Pressurized
9085009 | 1A |  | 1993-08-20 | no | 1993-08-20 | no | Currently in Use | Diesel | 2000 | Epoxy | 1993-08-20 | Fiberglass Reinforced Plastic | Safe Suction (Euro)
9085009 | 1B |  | 1992-08-20 | no | 1993-08-20 | no | Currently in Use | Gas (Historical Use) | 10000 | Epoxy | 1993-08-20 | Fiberglass Reinforced Plastic | Pressurized
9085011 | 1 |  | 1998-11-01 |  | 1998-11-01 |  | Temporarily out of use | Gas (Historical Use) | 4000 | Steel-Impressed Current | 1998-12-01 | Cathodically Protected | Safe Suction (Euro)
9085011 | 2 |  | 1998-11-01 |  | 1998-11-01 |  | Temporarily out of use | Gas (Historical Use) | 4000 | Steel-Impressed Current | 1998-12-01 | Cathodically Protected | Safe Suction (Euro)
9085011 | 3 |  | 1998-11-01 |  | 1998-11-01 |  | Temporarily out of use | Gas (Historical Use) | 4000 | Steel-Impressed Current | 1998-12-01 | Cathodically Protected | Safe Suction (Euro)
9085011 | KERO | [5 empty] | Removed from Ground | Kerosene | 550 | Not Marked/Unknown | 1999-01-14 | Not Marked
9085011 | OIL |  |  | yes |  | yes | Removed from Ground | Used Oil | 550 | Not Marked/Unknown | 1999-01-14 | Not Marked
9085012 | 1 | Ball Float | 1994-02-28 |  | 1994-02-28 |  | Currently in Use | Gas (Historical Use) | 8000 | Composite | 1994-02-28 | Fiberglass Reinforced Plastic | Pressurized
9085012 | 2 | Ball Float | 1994-02-28 |  | 1994-02-28 |  | Currently in Use | Gas (Historical Use) | 6000 | Composite | 1994-02-28 | Fiberglass Reinforced Plastic | Pressurized
9085012 | 3 | Ball Float | 1994-02-28 |  | 1994-02-28 |  | Currently in Use | Gas (Historical Use) | 6000 | Composite | 1994-02-28 | Fiberglass Reinforced Plastic | Pressurized
9085012 | 4 | Ball Float | 1994-02-28 |  | 1994-02-28 |  | Currently in Use | Diesel | 6000 | Composite | 1994-02-28 | Fiberglass Reinforced Plastic | Pressurized
9085012 | 5 | Flapper Valve | 1994-02-28 |  | 1994-02-28 |  | Temporarily out of use | Diesel | 2000 | Composite | 1994-02-28 | Fiberglass Reinforced Plastic | Safe Suction (Euro)
9085013 | 1 |  | 1998-07-31 |  | 1998-07-31 |  | Temporarily out of use | Gas (Historical Use) | 2000 | Cathodically Protected Steel | 1989-01-01 | Cathodically Protected | Suction (American)
9085013 | 2 |  | 1998-07-31 |  | 1998-07-31 |  | Temporarily out of use | Gas (Historical Use) | 2000 | Cathodically Protected Steel | 1989-01-01 | Cathodically Protected | Suction (American)
9085013 | 3 |  | 1998-07-31 |  | 1998-07-31 |  | Temporarily out of use | Gas (Historical Use) | 1000 | Cathodically Protected Steel | 1989-01-01 | Cathodically Protected | Safe Suction (Euro)
9085013 | 4 |  | 1998-07-31 | yes | 1998-07-31 | yes | Temporarily out of use | Used Oil | 500 | Steel-Impressed Current | 1989-01-01 | Steel (Impressed Current) | Gravity Fed
9085014 | 1 | [5 empty] | Removed from Ground | Diesel | 0 | Not Marked/Unknown | 1997-11-19 | Not Marked
9085015 | 1 |  | 1998-09-08 |  | 1992-10-01 |  | Removed from Ground | Gas (Historical Use) | 3000 | Steel-Impressed Current | 1992-10-01 | Fiberglass Reinforced Plastic | Pressurized
9085016 | 1 | [5 empty] | Removed from Ground | Gas (Historical Use) | 10000 | Not Marked/Unknown |  | Not Marked
9085016 | 2 | [5 empty] | Removed from Ground | Diesel | 10000 | Not Marked/Unknown |  | Not Marked
9085016 | 3 |  | 1997-10-20 |  | 1997-10-20 |  | Currently in Use | Gas (Historical Use) | 10000 | Epoxy | 1997-10-20 | Fiberglass Reinforced Plastic | Safe Suction (Euro)
9085016 | 4 |  | 1997-10-20 |  | 1997-10-20 |  | Currently in Use | Diesel | 10000 | Epoxy | 1997-10-20 | Fiberglass Reinforced Plastic | Safe Suction (Euro)
9085018 | 1 | [5 empty] | Removed from Ground | Gas (Historical Use) | 1000 | Marked Unknown | 1998-03-12 | Galvanized Steel | Safe Suction (Euro)
9085018 | 2 | [5 empty] | Removed from Ground | Diesel | 550 | Marked Unknown | 1998-03-12 | Galvanized Steel | Safe Suction (Euro)
9085019 | 1 |  | 1998-11-09 |  | 1998-11-09 |  | Removed from Ground | Diesel | 20000 | Steel-Impressed Current | 1983-12-01 | Cathodically Protected | Pressurized
9085020 | 1 | [5 empty] | Removed from Ground | Gas (Historical Use) | 10000 | Not Marked/Unknown | 1986-01-01 | Not Marked
9085020 | 2 | [5 empty] | Removed from Ground | Diesel | 2000 | Not Marked/Unknown | 1986-01-01 | Not Marked
9086001 | 1 | [5 empty] | Removed from Ground | Other | 550 | Bare Steel | 1994-09-29 | Copper | Suction (American)
9086002 | 1 | Flapper Valve | 1998-04-01 | no | 1998-04-01 | no | Currently in Use | Gas (Historical Use) | 8000 | Galvanic (STIP-3) | 1987-08-30 | Fiberglass Reinforced Plastic | Pressurized
9086002 | 2 |  | 1998-04-01 | no | 1998-04-01 | no | Currently in Use | Gas (Historical Use) | 8000 | Galvanic (STIP-3) | 1987-08-30 | Fiberglass Reinforced Plastic | Pressurized
9086002 | 3 |  | 1998-04-01 | no | 1998-04-01 | no | Currently in Use | Gas (Historical Use) | 6000 | Galvanic (STIP-3) | 1987-08-30 | Fiberglass Reinforced Plastic | Pressurized
9086003 | 1 | Flapper Valve | 1998-07-15 | no | 1998-07-15 | no | Currently in Use | Regular | 10000 | Galvanic (STIP-3) | 1989-06-30 | Fiberglass Reinforced Plastic | Pressurized
9086003 | 2 |  | 1998-07-15 | no | 1998-07-15 | no | Currently in Use | Regular | 8000 | Galvanic (STIP-3) | 1989-06-30 | Fiberglass Reinforced Plastic | Pressurized
9086003 | 3 |  | 1998-07-15 | no | 1998-07-15 | no | Currently in Use | Diesel | 8000 | Galvanic (STIP-3) | 1989-06-30 | Fiberglass Reinforced Plastic | Pressurized
9086004 | 1 |  | 1991-12-01 | no | 1991-12-01 | no | Currently in Use | Regular | 10000 | Fiberglass | 1991-11-01 |  | Pressurized
9086004 | 2 |  | 1991-12-01 | no | 1991-12-01 | no | Currently in Use | Regular | 10000 | Fiberglass | 1991-11-01 |  | Pressurized
9086004 | 3 |  | 1991-12-01 | no | 1991-12-01 | no | Currently in Use | Diesel | 10000 | Fiberglass | 1991-11-01 |  | Pressurized
9086004 | 4 |  |  | no | 1991-12-01 | no | Closed in Ground | Gas (Historical Use) | 10000 | Fiberglass | 1991-11-01 | Galvanized Steel | Pressurized
9086005 | 1 | [5 empty] | Currently in Use | Gas (Historical Use) | 1000 | Not Marked/Unknown |  | Not Marked
9086005 | 2 | [5 empty] | Currently in Use | Gas (Historical Use) | 1000 | Not Marked/Unknown |  | Not Marked
9087001 | 1 |  | 1991-06-01 |  | 1991-06-01 |  | Currently in Use | Diesel | 8000 | Cathodically Protected Steel | 1990-01-01 | Galvanized Steel | Pressurized
9087001 | 2 |  | 1991-06-01 |  | 1991-06-01 |  | Currently in Use | Diesel | 6000 | Cathodically Protected Steel | 1991-06-01 | Galvanized Steel | Pressurized
9087001 | 3 |  | 1991-06-01 |  | 1991-06-01 |  | Currently in Use | Gas (Historical Use) | 6000 | Steel-Impressed Current | 1991-06-01 | Cathodically Protected | Suction (American)
9087001 | 4 |  | 1991-06-01 |  | 1991-06-01 |  | Currently in Use | Diesel | 6000 | Steel-Impressed Current | 1991-06-01 | Cathodically Protected | Suction (American)
9087001 | 5 |  | 1991-06-01 |  | 1991-06-01 |  | Currently in Use | Gas (Historical Use) | 6000 | Steel-Impressed Current | 1991-06-01 | Cathodically Protected | Suction (American)
9087002 | 1 | [5 empty] | Removed from Ground | Gas (Historical Use) | 1000 | Bare Steel | 1990-10-25 | Galvanized Steel
9087002 | 2 | [5 empty] | Removed from Ground | Gas (Historical Use) | 1000 | Bare Steel | 1992-03-17 | Galvanized Steel
9087002 | 3 | [5 empty] | Removed from Ground | Diesel | 1000 | Bare Steel | 1992-03-17 | Galvanized Steel
9087002 | 4 |  |  | yes |  | yes | Currently in Use | Used Oil | 1000 | Not Marked/Unknown |  | Not Marked
9087002 | 5 |  |  | yes |  | yes | Currently in Use | Used Oil | 1000 | Not Marked/Unknown |  | Not Marked
9087004 | 1 |  | 1989-05-01 |  | 1989-05-01 |  | Removed from Ground | Gas (Historical Use) | 10000 | Galvanic (STIP-3) | 1989-05-01 | Fiberglass Reinforced Plastic | Pressurized
9087004 | 2 |  | 1989-05-01 |  | 1989-05-01 |  | Removed from Ground | Gas (Historical Use) | 10000 | Galvanic (STIP-3) | 1989-05-01 | Fiberglass Reinforced Plastic | Pressurized
9087004 | 3 |  | 1989-05-01 |  | 1989-05-01 |  | Removed from Ground | Gas (Historical Use) | 10000 | Galvanic (STIP-3) | 1989-05-01 | Fiberglass Reinforced Plastic | Pressurized
9087004 | 4 |  | 2003-01-24 | no | 2003-01-24 | no | Currently in Use | Gas (Historical Use) | 15000 | Composite | 2003-01-24 | Double-Walled Flex | Pressurized
9087004 | 5 |  | 2003-01-24 | no | 2003-01-24 | no | Currently in Use | Gas (Historical Use) | 15000 | Composite | 2003-01-24 | Double-Walled Flex | Pressurized
9087005 | 1 | Ball Float | 1988-12-01 | no | 1988-12-01 | no | Temporarily out of use | E-10 | 6000 | Galvanic (STIP-3) | 1989-01-01 | Steel/Sacrificial Anodes | Pressurized
9087005 | 2 | Ball Float | 1988-12-01 | no | 1988-12-01 | no | Temporarily out of use | E-10 | 6000 | Galvanic (STIP-3) | 1989-01-01 | Steel/Sacrificial Anodes | Pressurized
9087005 | 3 | Ball Float | 1988-12-01 | no | 1988-12-01 | no | Temporarily out of use | Diesel | 6000 | Galvanic (STIP-3) | 1989-01-01 | Steel/Sacrificial Anodes | Pressurized
9087006 | 1 |  | 1994-05-01 |  | 1994-05-01 |  | Temporarily out of use | Gas (Historical Use) | 6000 | Cathodically Protected Steel | 1994-05-01 | Fiberglass Reinforced Plastic | Safe Suction (Euro)
9087007 | 1 | [5 empty] | Removed from Ground | Gas (Historical Use) | 500 | Bare Steel | 1973-01-01 | Bare Steel
9087009 | 1 |  | 1990-06-09 |  | 1990-06-09 |  | Currently in Use | Gas (Historical Use) | 8000 | Steel-Impressed Current | 1990-06-04 | Fiberglass Reinforced Plastic | Pressurized
9087009 | 2 |  | 1990-06-09 |  | 1990-06-09 |  | Currently in Use | Gas (Historical Use) | 8000 | Steel-Impressed Current | 1990-06-04 | Fiberglass Reinforced Plastic | Pressurized
9087009 | 3 |  | 1990-06-09 |  | 1990-06-09 |  | Currently in Use | Gas (Historical Use) | 8000 | Steel-Impressed Current | 1990-06-04 | Fiberglass Reinforced Plastic | Pressurized
9087010 | 1 | [5 empty] | Removed from Ground | Gas (Historical Use) | 6000 | Marked Unknown | 1993-06-15 | Unknown | Safe Suction (Euro)
9087011 | 1 |  | 1998-09-01 | no | 1998-09-01 | no | Currently in Use | Diesel | 4000 | Galvanic (STIP-3) | 1989-01-01 | Galvanized Steel | Pressurized
9087011 | 2 |  | 1998-09-01 |  | 1998-09-01 |  | Currently in Use | Gas (Historical Use) | 4000 | Galvanic (STIP-3) | 1989-01-01 | Galvanized Steel | Pressurized
9087011 | 3 |  | 1998-09-01 |  | 1998-09-01 |  | Currently in Use | Gas (Historical Use) | 6000 | Galvanic (STIP-3) | 1989-01-01 | Galvanized Steel | Pressurized
9087011 | 4 |  | 1998-09-01 |  | 1998-09-01 |  | Currently in Use | Diesel | 6000 | Galvanic (STIP-3) | 1989-01-01 | Galvanized Steel | Pressurized
9087011 | 5 |  | 1998-09-01 |  | 1998-09-01 |  | Temporarily out of use | Kerosene | 2000 | Galvanic (STIP-3) | 1989-01-01 | Galvanized Steel | Pressurized
9087012 | 1 |  | 1997-11-01 |  | 1997-11-01 |  | Currently in Use | Gas (Historical Use) | 6000 | Cathodically Protected Steel | 1987-01-01 | Fiberglass Reinforced Plastic | Pressurized
9087012 | 2 |  | 1997-11-01 |  | 1997-11-01 |  | Currently in Use | Gas (Historical Use) | 4000 | Cathodically Protected Steel | 1987-01-01 | Fiberglass Reinforced Plastic | Pressurized
9087012 | 3 |  | 1997-11-01 |  | 1997-11-01 |  | Currently in Use | Gas (Historical Use) | 6000 | Cathodically Protected Steel | 1987-01-01 | Fiberglass Reinforced Plastic | Pressurized
9087012 | 4 |  | 1997-11-01 |  | 1997-11-01 |  | Currently in Use | Diesel | 2000 | Galvanic (STIP-3) | 1987-01-01 | Fiberglass Reinforced Plastic | Pressurized
9087012 | 5 |  | 1997-11-01 |  | 1997-11-01 |  | Temporarily out of use | Kerosene | 2000 | Cathodically Protected Steel | 1987-01-01 | Bare Steel | Pressurized
9087013 | 1 | [5 empty] | Removed from Ground | Diesel | 500 | Bare Steel | 1979-01-01 | Galvanized Steel | Suction (American)
9087013 | 2 | [5 empty] | Removed from Ground | Gas (Historical Use) | 500 | Bare Steel | 1979-01-01 | Bare Steel | Suction (American)
9087014 | 1 |  | 1997-06-01 |  | 1997-06-01 |  | Currently in Use | Gas (Historical Use) | 6000 | Cathodically Protected Steel | 1985-01-01 | Cathodically Protected | Pressurized
9087014 | 2 |  | 1997-06-01 |  | 1997-06-01 |  | Currently in Use | Gas (Historical Use) | 6000 | Cathodically Protected Steel | 1985-01-01 | Cathodically Protected | Pressurized
9087014 | 3 |  | 1997-06-01 |  | 1997-06-01 |  | Currently in Use | Gas (Historical Use) | 6000 | Cathodically Protected Steel | 1985-01-01 | Cathodically Protected | Pressurized
9087014 | 4 |  | 1997-06-01 |  | 1997-06-01 |  | Temporarily out of use | Kerosene | 4000 | Cathodically Protected Steel | 1985-01-01 | Cathodically Protected | Pressurized
9087015 | 1 |  | 1991-07-01 |  | 1991-07-01 |  | Currently in Use | Gas (Historical Use) | 8000 | Fiberglass | 1989-07-01 | Fiberglass Reinforced Plastic | Pressurized
9087015 | 2 |  | 1991-07-01 |  | 1991-07-01 |  | Currently in Use | Gas (Historical Use) | 8000 | Fiberglass | 1989-07-01 | Fiberglass Reinforced Plastic | Pressurized
9087015 | 3 |  | 1991-07-01 |  | 1991-07-01 |  | Currently in Use | Gas (Historical Use) | 8000 | Fiberglass | 1989-07-01 | Fiberglass Reinforced Plastic | Pressurized
9087016 | 1 |  | 1995-06-06 |  | 1995-06-06 |  | Currently in Use | Gas (Historical Use) | 8000 | Cathodically Protected Steel | 1970-05-11 | Cathodically Protected | Pressurized
9087016 | 2 |  | 1995-06-06 |  | 1995-06-06 |  | Currently in Use | Gas (Historical Use) | 8000 | Cathodically Protected Steel | 1975-05-10 | Cathodically Protected | Pressurized
9087016 | 3 |  | 1995-06-06 |  | 1995-06-05 |  | Currently in Use | Gas (Historical Use) | 6000 | Cathodically Protected Steel | 1970-05-11 | Cathodically Protected | Pressurized
9087016 | 4 |  | 1995-06-06 |  | 1995-06-06 |  | Currently in Use | Gas (Historical Use) | 6000 | Cathodically Protected Steel | 1970-05-11 | Cathodically Protected | Pressurized
9087017 | 1 | [5 empty] | Removed from Ground | Diesel | 1000 | Bare Steel | 1992-05-15 | Galvanized Steel | Safe Suction (Euro)
9087019 | 1 |  | 1994-01-01 | no | 1994-01-01 | no | Currently in Use | Diesel | 10000 |  | 1994-01-01 | Fiberglass Reinforced Plastic | Safe Suction (Euro)
9087019 | 2 |  | 1999-05-05 | no | 1999-05-05 | no | Currently in Use | Gas (Historical Use) | 4000 |  | 1999-05-05 | Fiberglass Reinforced Plastic | Safe Suction (Euro)
9087020 | 1 | [5 empty] | Removed from Ground | Gas (Historical Use) | 500 | Bare Steel | 1958-06-09 | Galvanized Steel | Safe Suction (Euro)
9087020 | 2 | [5 empty] | Removed from Ground | Diesel | 1000 | Bare Steel | 1994-09-22 | Galvanized Steel | Safe Suction (Euro)
9087021 | 1 | [5 empty] | Removed from Ground | Other | 10000 | Not Marked/Unknown | 1986-01-14 | Not Marked
9087021 | 2 | [5 empty] | Removed from Ground | Propane | 250 | Not Marked/Unknown | 1986-01-14 | Not Marked
9087021 | 3 | [5 empty] | Removed from Ground | Other | 250 | Not Marked/Unknown | 1986-01-14 | Not Marked
9087024 | 1 |  | 1990-01-01 |  | 1990-01-01 |  | Currently in Use | Gas (Historical Use) | 6000 | Cathodically Protected Steel | 1990-01-01 | Fiberglass Reinforced Plastic | Pressurized
9087024 | 2 |  | 1990-01-01 |  | 1990-01-01 |  | Currently in Use | Gas (Historical Use) | 6000 | Cathodically Protected Steel | 1990-01-01 | Fiberglass Reinforced Plastic | Pressurized
9087024 | 3 |  | 1990-01-01 |  | 1990-01-01 |  | Currently in Use | Gas (Historical Use) | 6000 | Cathodically Protected Steel | 1990-01-01 | Fiberglass Reinforced Plastic | Pressurized
9087024 | A | [5 empty] | Removed from Ground | Gas (Historical Use) | 560 | Bare Steel | 1976-05-08 | Galvanized Steel
9087024 | B | [5 empty] | Removed from Ground | Gas (Historical Use) | 560 | Bare Steel | 1976-05-08 | Galvanized Steel
9087024 | C | [5 empty] | Removed from Ground | Gas (Historical Use) | 560 | Bare Steel | 1976-05-08 | Galvanized Steel
9087024 | D | [5 empty] | Removed from Ground | Diesel | 560 | Bare Steel | 1983-05-07 | Galvanized Steel
9087025 | 1 |  | 1998-11-11 |  | 1998-11-11 |  | Temporarily out of use | Gas (Historical Use) | 8000 | Galvanic (STIP-3) | 1989-01-01 | Fiberglass Reinforced Plastic | Pressurized
9087025 | 2 |  | 1998-11-11 |  | 1998-11-11 |  | Temporarily out of use | Gas (Historical Use) | 8000 | Galvanic (STIP-3) | 1989-01-01 | Fiberglass Reinforced Plastic | Pressurized
9087025 | 3 |  | 1998-11-11 |  | 1998-11-11 |  | Temporarily out of use | Gas (Historical Use) | 8000 | Galvanic (STIP-3) | 1989-01-01 | Fiberglass Reinforced Plastic | Pressurized
9087026 | 1 |  | 1989-03-05 |  | 1989-03-05 |  | Currently in Use | Gas (Historical Use) | 6000 | Steel-Impressed Current | 1989-03-05 | Cathodically Protected | Pressurized
9087026 | 2 |  | 1989-03-05 |  | 1989-03-05 |  | Currently in Use | Gas (Historical Use) | 6000 | Steel-Impressed Current | 1989-03-05 | Cathodically Protected | Pressurized
9087026 | 3 |  | 1989-03-05 |  | 1989-03-05 |  | Currently in Use | Diesel | 6000 | Steel-Impressed Current | 1989-03-05 | Cathodically Protected | Pressurized
9087027 | 1 | [5 empty] | Removed from Ground | Other | 0 | Marked Unknown | 1997-04-15 | Unknown
9087027 | 2 | [5 empty] | Removed from Ground | Other | 0 | Marked Unknown | 1997-04-17 | Unknown
9087027 | 3 | [5 empty] | Removed from Ground | Other | 0 | Marked Unknown | 1997-04-15 | Unknown
9087027 | 4 | [5 empty] | Removed from Ground | Other | 0 | Marked Unknown | 1997-04-15 | Unknown
9087027 | 5 | [5 empty] | Removed from Ground | Other | 0 | Marked Unknown | 1997-04-15 | Unknown
9087027 | 6 | [5 empty] | Removed from Ground | Other | 0 | Marked Unknown | 1997-04-15 | Unknown
9087028 | 1 |  | 1990-05-01 |  | 1990-05-01 |  | Currently in Use | Gas (Historical Use) | 8000 | Cathodically Protected Steel | 1990-05-01 | Fiberglass Reinforced Plastic | Pressurized
9087028 | 2 |  | 1990-05-01 |  | 1990-05-01 |  | Currently in Use | Gas (Historical Use) | 8000 | Cathodically Protected Steel | 1990-05-01 | Fiberglass Reinforced Plastic | Pressurized
9087028 | 3 |  | 1990-05-01 |  | 1990-05-01 |  | Currently in Use | Gas (Historical Use) | 8000 | Cathodically Protected Steel | 1990-05-01 | Fiberglass Reinforced Plastic | Pressurized
9087029 | 1 |  | 1992-01-01 |  | 1992-01-01 |  | Currently in Use | Gas (Historical Use) | 8000 | Galvanic (STIP-3) | 1992-01-01 | Fiberglass Reinforced Plastic | Pressurized
9087029 | 2 |  | 1992-01-01 |  | 1992-01-01 |  | Currently in Use | Gas (Historical Use) | 8000 | Galvanic (STIP-3) | 1992-01-01 | Fiberglass Reinforced Plastic | Pressurized
9087029 | 3 |  | 1992-01-01 |  | 1992-01-01 |  | Currently in Use | Gas (Historical Use) | 8000 | Galvanic (STIP-3) | 1992-01-01 | Fiberglass Reinforced Plastic | Pressurized
9087031 | 8 |  | 1999-03-01 |  | 1999-03-01 |  | Temporarily out of use | Gas (Historical Use) | 12000 | Fiberglass | 1999-02-01 | Double Walled | Pressurized
9087031 | FUEL1 | [5 empty] | Removed from Ground | Diesel | 18000 | Bare Steel | 1999-02-01 | Bare Steel | Safe Suction (Euro)
9087031 | FUEL2 | [5 empty] | Removed from Ground | Diesel | 8000 | Bare Steel | 1999-02-01 | Bare Steel | Safe Suction (Euro)
9087031 | GAS1 | [5 empty] | Removed from Ground | Gas (Historical Use) | 6000 | Bare Steel | 1999-02-01 | Bare Steel | Safe Suction (Euro)
9087031 | GAS2 | [5 empty] | Removed from Ground | Gas (Historical Use) | 6000 | Bare Steel | 1999-02-01 | Bare Steel | Safe Suction (Euro)
9087031 | OIL1 |  | 1999-03-22 |  | 1999-03-22 |  | Temporarily out of use | Other | 4000 | Cathodically Protected Steel | 1999-03-22 | Cathodically Protected | Safe Suction (Euro)
9087031 | OIL2 |  | 1999-03-22 |  | 1999-03-22 |  | Temporarily out of use | Other | 4000 | Cathodically Protected Steel | 1999-03-22 | Cathodically Protected | Safe Suction (Euro)
9087031 | OIL3 |  | 1999-03-22 |  | 1999-03-22 |  | Temporarily out of use | Other | 2000 | Cathodically Protected Steel | 1999-03-22 | Cathodically Protected | Safe Suction (Euro)
9087032 | 1 |  | 1998-12-15 |  | 1998-12-15 |  | Removed from Ground | Diesel | 1000 | Cathodically Protected Steel | 1995-05-01 | Cathodically Protected | Suction (American)
9087032 | 2 |  | 1998-12-15 |  | 1998-12-15 |  | Removed from Ground | Gas (Historical Use) | 1000 | Cathodically Protected Steel | 1995-05-01 | Cathodically Protected | Suction (American)
9087033 | 1 | [5 empty] | Removed from Ground | Gas (Historical Use) | 1000 | Bare Steel | 1966-01-01 | Unknown
9087033 | 2 | [5 empty] | Removed from Ground | Diesel | 1500 | Bare Steel | 1966-01-01 | Unknown
9087034 | 1 |  | 1998-11-01 | no | 1988-06-09 | no | Currently in Use | Gas (Historical Use) | 12000 | Galvanic (STIP-3) | 1988-06-09 | Fiberglass Reinforced Plastic | Pressurized
9087034 | 2 |  | 1998-11-01 | no | 1988-06-09 | no | Currently in Use | Diesel | 12000 | Galvanic (STIP-3) | 1988-06-09 | Fiberglass Reinforced Plastic | Pressurized
9087035 | 1 |  | 1991-06-19 | no | 1991-06-19 | no | Currently in Use | Gas (Historical Use) | 12000 | Galvanic (STIP-3) | 1991-06-19 |  | Pressurized
9087036 | 1 | [5 empty] | Removed from Ground | Gas (Historical Use) | 560 | Bare Steel | 1966-05-11 | Bare Steel | Suction (American)
9087036 | 2 | [5 empty] | Removed from Ground | Gas (Historical Use) | 5000 | Bare Steel | 1966-05-11 | Bare Steel | Suction (American)
9087036 | 3 | [5 empty] | Removed from Ground | Gas (Historical Use) | 3000 | Bare Steel | 1966-05-11 | Bare Steel | Suction (American)
9087036 | 4 | [5 empty] | Removed from Ground | Gas (Historical Use) | 3000 | Bare Steel | 1998-11-02 | Not Marked
9087036 | 5 | [5 empty] | Removed from Ground | Kerosene | 1060 | Bare Steel | 1998-11-02 | Not Marked
9087036 | 6 | [5 empty] | Removed from Ground | Gas (Historical Use) | 5000 | Bare Steel | 1998-11-03 | Not Marked
9087037 | 1 | [5 empty] | Removed from Ground | Gas (Historical Use) | 8000 | Bare Steel | 1980-01-01 | Galvanized Steel | Pressurized
9087037 | 2 | [5 empty] | Removed from Ground | Gas (Historical Use) | 8000 | Bare Steel | 1980-01-01 | Galvanized Steel | Pressurized
9087037 | 3 | [5 empty] | Removed from Ground | Gas (Historical Use) | 8000 | Bare Steel | 1980-01-01 | Galvanized Steel | Pressurized
9087037 | 4 | [5 empty] | Removed from Ground | Diesel | 10000 | Bare Steel | 1980-01-01 | Galvanized Steel | Pressurized
9087037 | 5 |  | 1995-07-01 |  | 1995-07-01 |  | Currently in Use | Gas (Historical Use) | 10000 | Composite | 1995-07-01 | Fiberglass Reinforced Plastic | Pressurized
9087037 | 6 |  | 1995-07-01 |  | 1995-07-01 |  | Currently in Use | Gas (Historical Use) | 8000 | Composite | 1995-07-01 | Fiberglass Reinforced Plastic | Pressurized
9087037 | 7 |  | 1995-07-01 |  | 1995-07-01 |  | Currently in Use | Gas (Historical Use) | 8000 | Composite | 1995-07-01 | Fiberglass Reinforced Plastic | Pressurized
9087037 | 8 |  | 1995-07-01 |  | 1995-07-01 |  | Currently in Use | Diesel | 10000 | Composite | 1995-07-01 | Fiberglass Reinforced Plastic | Pressurized
9087037 | 9 |  | 1995-07-01 |  | 1995-07-01 |  | Currently in Use | Diesel | 10000 | Composite | 1995-07-01 | Fiberglass Reinforced Plastic | Pressurized
9087038 | 1 |  | 1995-04-01 |  | 1995-04-01 |  | Currently in Use | Gas (Historical Use) | 8000 | Composite | 1995-04-01 | Double Walled | Pressurized
9087038 | 2 |  | 1995-04-01 |  | 1995-04-01 |  | Temporarily out of use | Gas (Historical Use) | 4000 | Composite | 1995-04-01 | Double Walled | Pressurized
9087039 | 1 |  | 1998-07-01 |  | 1998-07-01 |  | Currently in Use | Gas (Historical Use) | 6000 | Cathodically Protected Steel | 1987-01-01 | Cathodically Protected | Pressurized
9087039 | 2 |  | 1998-02-01 |  | 1998-02-01 |  | Currently in Use | Gas (Historical Use) | 4000 | Cathodically Protected Steel | 1987-01-01 | Cathodically Protected | Pressurized
9087039 | 3 |  | 1988-07-01 |  | 1998-07-01 |  | Currently in Use | Gas (Historical Use) | 6000 | Cathodically Protected Steel | 1987-01-01 | Cathodically Protected | Pressurized
9087039 | 4 |  | 1998-07-01 |  | 1998-07-01 |  | Currently in Use | Diesel | 2000 | Cathodically Protected Steel | 1987-01-01 | Cathodically Protected | Pressurized
9087039 | 5 |  | 1998-07-01 |  | 1998-07-01 |  | Currently in Use | Kerosene | 2000 | Cathodically Protected Steel | 1987-01-01 | Cathodically Protected | Pressurized
9087040 | 1 |  | 1992-01-01 |  |  |  | Removed from Ground | Gas (Historical Use) | 8000 | Galvanic (STIP-3) | 1986-01-01 | Fiberglass Reinforced Plastic | Suction (American)
9087040 | 2 |  | 1992-01-01 |  |  |  | Removed from Ground | Gas (Historical Use) | 8000 | Galvanic (STIP-3) | 1986-01-01 | Fiberglass Reinforced Plastic | Suction (American)
9087040 | 3 |  | 1992-01-01 |  |  |  | Removed from Ground | Gas (Historical Use) | 2000 | Galvanic (STIP-3) | 1986-01-01 | Fiberglass Reinforced Plastic | Suction (American)
9087041 | 1 |  | 1995-08-01 |  | 1995-08-01 |  | Currently in Use | Gas (Historical Use) | 12000 | Composite | 1995-07-15 | Double Walled | Pressurized
9087041 | 2 |  | 1995-08-01 |  | 1995-08-01 |  | Currently in Use | Gas (Historical Use) | 12000 | Composite | 1995-07-15 | Double Walled | Pressurized
9087042 | 1 | [5 empty] | Removed from Ground | Gas (Historical Use) | 6000 | Not Marked/Unknown | 1982-01-01 | Not Marked
9087042 | 2 | [5 empty] | Removed from Ground | Gas (Historical Use) | 5000 | Not Marked/Unknown | 1982-01-01 | Not Marked
9087042 | 3 | [5 empty] | Removed from Ground | Gas (Historical Use) | 1000 | Not Marked/Unknown | 1982-01-01 | Not Marked
9087042 | 4 | [5 empty] | Removed from Ground | Gas (Historical Use) | 1000 | Not Marked/Unknown | 1982-01-01 | Not Marked
9087042 | 5 | [5 empty] | Removed from Ground | Diesel | 2000 | Not Marked/Unknown | 1982-01-01 | Not Marked
9087045 | 1 | [5 empty] | Removed from Ground | Gas (Historical Use) | 4000 | Bare Steel | 1993-06-01 | Bare Steel | Suction (American)
9087045 | 2 | [5 empty] | Removed from Ground | Gas (Historical Use) | 2000 | Bare Steel | 1993-06-01 | Bare Steel | Suction (American)
9087046 | 1 | [5 empty] | Permanently Out of Use - historical purposes | Gas (Historical Use) | 10000 | Bare Steel | 1977-01-01 | Not Marked
9087046 | 2 | [5 empty] | Permanently Out of Use - historical purposes | Gas (Historical Use) | 10000 | Bare Steel | 1977-01-01 | Not Marked
9087046 | 3 |  | 1996-05-01 | no | 1996-05-01 | no | Currently in Use | Gas (Historical Use) | 10000 | Composite | 1996-05-01 | Double-Walled Fiberglass | Pressurized
9087046 | 4 |  | 1996-05-01 | no | 1996-05-01 | no | Currently in Use | Diesel | 5000 | Composite | 1996-05-01 | Double-Walled Fiberglass | Pressurized
9087047 | 1 | [5 empty] | Removed from Ground | Gas (Historical Use) | 1000 | Not Marked/Unknown | 1996-09-08 | Not Marked
9087047 | 2 | [5 empty] | Removed from Ground | Kerosene | 1000 | Not Marked/Unknown | 1996-09-08 | Not Marked
9087047 | 3 | [5 empty] | Removed from Ground | Empty | 1000 | Not Marked/Unknown | 1996-09-08 | Not Marked
9087048 | 1 |  | 1998-09-28 |  | 1998-09-28 |  | Removed from Ground | Diesel | 10000 | Cathodically Protected Steel | 1986-06-03 | Cathodically Protected | Suction (American)
9087048 | 2 |  |  | yes |  | yes | Closed in Ground | Used Oil | 1000 | Marked Unknown | 1988-03-22 | Galvanized Steel | Gravity Fed
9087049 | 1 |  | 1990-01-01 | no | 1990-01-01 | no | Temporarily out of use | Gas (Historical Use) | 1000 | Galvanic (STIP-3) | 1990-01-01 | Fiberglass Reinforced Plastic | Suction (American)
9087049 | 2 |  | 1990-01-01 | no | 1990-01-01 | no | Temporarily out of use | Gas (Historical Use) | 1000 | Galvanic (STIP-3) | 1990-01-01 | Fiberglass Reinforced Plastic | Suction (American)
9087050 | 1 | [5 empty] | Removed from Ground | Gas (Historical Use) | 3000 | Bare Steel | 1999-01-15 | Bare Steel | Suction (American)
9087050 | 2 | [5 empty] | Removed from Ground | Gas (Historical Use) | 2000 | Bare Steel | 1999-01-15 | Bare Steel | Suction (American)
9087050 | 3 | [5 empty] | Removed from Ground | Gas (Historical Use) | 2000 | Bare Steel | 1999-01-15 | Bare Steel | Suction (American)
9087050 | 4 |  |  | yes |  | yes | Removed from Ground | Used Oil | 0 | Not Marked/Unknown | 1999-01-15 | Not Marked
9087051 | 1 | [5 empty] | Removed from Ground | Gas (Historical Use) | 560 | Bare Steel | 1976-05-08 | Galvanized Steel
9087051 | 2 | [5 empty] | Removed from Ground | Gas (Historical Use) | 1060 | Bare Steel | 1976-05-08 | Galvanized Steel
9087051 | 3 |  | 1994-01-01 |  | 1994-01-01 |  | Removed from Ground | Gas (Historical Use) | 1000 | Cathodically Protected Steel | 1994-01-01 | Fiberglass Reinforced Plastic | Suction (American)
9087051 | 4 |  | 1994-01-01 |  | 1994-01-01 |  | Removed from Ground | Gas (Historical Use) | 4000 | Cathodically Protected Steel | 1994-01-01 | Fiberglass Reinforced Plastic | Suction (American)
9087052 | 1 | [5 empty] | Removed from Ground | Gas (Historical Use) | 2000 | Bare Steel | 1998-12-21 | Bare Steel | Suction (American)
9087052 | 2 | [5 empty] | Removed from Ground | Gas (Historical Use) | 2000 | Bare Steel | 1998-12-21 | Bare Steel | Suction (American)
9087052 | 3 | [5 empty] | Removed from Ground | Gas (Historical Use) | 2000 | Bare Steel | 1998-12-21 | Bare Steel | Suction (American)
9087053 | 1 | [5 empty] | Removed from Ground | Gas (Historical Use) | 560 | Bare Steel | 1999-04-01 | Bare Steel | Suction (American)
9087053 | 2 | [5 empty] | Removed from Ground | Gas (Historical Use) | 560 | Bare Steel | 1999-04-01 | Bare Steel | Suction (American)
9087053 | 3A |  | 1999-03-30 |  | 1999-03-30 |  | Currently in Use | Gas (Historical Use) | 2000 | Composite | 1999-03-30 | Fiberglass Reinforced Plastic | Safe Suction (Euro)
9087053 | 3B |  | 1999-03-30 |  | 1999-03-30 |  | Currently in Use | Gas (Historical Use) | 2000 | Composite | 1999-03-30 | Fiberglass Reinforced Plastic | Safe Suction (Euro)
9087054 | 1 | [5 empty] | Currently in Use | Gas (Historical Use) | 1000 | Bare Steel |  | Bare Steel | Suction (American)
9087054 | 2 | [5 empty] | Currently in Use | Gas (Historical Use) | 1000 | Bare Steel |  | Bare Steel | Suction (American)
9087054 | 3 | [5 empty] | Currently in Use | Gas (Historical Use) | 1000 | Bare Steel |  | Bare Steel | Suction (American)
9087055 | 1 | [5 empty] | Removed from Ground | Gas (Historical Use) | 560 | Bare Steel | 1982-05-07 | Galvanized Steel
9087055 | 2 | [5 empty] | Removed from Ground | Gas (Historical Use) | 560 | Bare Steel | 1982-05-07 | Galvanized Steel
9087056 | 1 |  | 1998-12-04 |  | 1998-12-04 |  | Removed from Ground | Gas (Historical Use) | 3000 | Cathodically Protected Steel | 1998-12-04 | Cathodically Protected | Safe Suction (Euro)
9087056 | 2 |  | 1998-12-04 |  | 1998-12-04 |  | Removed from Ground | Gas (Historical Use) | 3000 | Cathodically Protected Steel | 1998-12-04 | Cathodically Protected | Safe Suction (Euro)
9087056 | 3 |  | 1998-12-04 |  | 1998-12-04 |  | Removed from Ground | Gas (Historical Use) | 6000 | Cathodically Protected Steel | 1998-12-04 | Cathodically Protected | Safe Suction (Euro)
9087056 | 4A |  | 2005-01-01 | no | 2005-01-01 | no | Currently in Use | Gas (Historical Use) | 15000 | Composite | 2005-01-01 | Double Walled | Pressurized
9087056 | 4B |  | 2005-01-01 | no | 2005-01-01 | no | Currently in Use | Gas (Historical Use) | 5000 | Composite | 2005-01-01 | Double Walled | Pressurized
9087057 | 1 |  | 1991-01-01 |  | 1991-01-01 |  | Currently in Use | Gas (Historical Use) | 4000 | Cathodically Protected Steel | 1991-01-01 | Fiberglass Reinforced Plastic | Safe Suction (Euro)
9087057 | 2 |  | 1991-01-01 |  | 1991-01-01 |  | Currently in Use | Gas (Historical Use) | 6000 | Cathodically Protected Steel | 1991-01-01 | Fiberglass Reinforced Plastic | Safe Suction (Euro)
9087058 | 1 | [5 empty] | Removed from Ground | Gas (Historical Use) | 1000 | Bare Steel | 1999-02-05 | Bare Steel | Suction (American)
9087058 | 2 | [5 empty] | Removed from Ground | Gas (Historical Use) | 1000 | Bare Steel | 1999-02-05 | Bare Steel | Suction (American)
9087058 | 3 | [5 empty] | Removed from Ground | Gas (Historical Use) | 1000 | Bare Steel | 1999-02-05 | Bare Steel | Suction (American)
9087058 | 4A |  | 1999-09-10 |  | 1999-09-10 |  | Currently in Use | Gas (Historical Use) | 6000 | Composite | 1999-09-10 | Fiberglass Reinforced Plastic | Pressurized
9087058 | 4B |  | 1999-09-10 |  | 1999-09-10 |  | Currently in Use | Gas (Historical Use) | 6000 | Composite | 1999-09-10 | Fiberglass Reinforced Plastic | Pressurized
9087059 | 1 |  | 1997-10-12 |  | 1997-10-12 |  | Currently in Use | Diesel | 10000 | Cathodically Protected Steel | 1988-10-01 | Cathodically Protected | Pressurized
9087059 | 2 |  | 1997-10-12 |  | 1997-10-12 |  | Currently in Use | Gas (Historical Use) | 10000 | Cathodically Protected Steel | 1988-10-01 | Cathodically Protected | Pressurized
9087059 | 3 |  | 1997-10-12 |  | 1997-10-12 |  | Currently in Use | Gas (Historical Use) | 8000 | Cathodically Protected Steel | 1978-10-01 | Cathodically Protected | Pressurized
9087059 | 4 |  | 1997-10-12 |  | 1997-10-12 |  | Currently in Use | Diesel | 8000 | Cathodically Protected Steel | 1978-10-01 | Cathodically Protected | Pressurized
9087059 | 5 |  | 1997-10-12 |  | 1997-10-12 |  | Currently in Use | Gas (Historical Use) | 4000 | Cathodically Protected Steel | 1978-10-01 | Cathodically Protected | Pressurized
9087059 | 6 |  | 1997-10-12 |  | 1997-10-12 |  | Currently in Use | Other | 4000 | Cathodically Protected Steel | 1978-10-01 | Cathodically Protected | Pressurized
9087059 | 7 | [5 empty] | Permanently Out of Use - historical purposes | Other | 0 | Marked Unknown |  | Unknown
9087060 | 1 |  | 1997-03-01 |  | 1997-03-01 |  | Currently in Use | Gas (Historical Use) | 12000 | Composite | 1997-03-01 | Double Walled | Pressurized
9087060 | 2 |  | 1997-03-01 |  | 1997-03-01 |  | Currently in Use | Gas (Historical Use) | 12000 | Composite | 1997-03-01 | Double Walled | Pressurized
9087061 | 1 |  | 1997-07-01 |  | 1997-07-01 |  | Currently in Use | Gas (Historical Use) | 12000 | Composite | 1997-06-01 | Double Walled | Pressurized
9087061 | 2 |  | 1997-07-01 |  | 1997-07-01 |  | Currently in Use | Gas (Historical Use) | 12000 | Composite | 1997-06-01 | Double Walled | Pressurized
9087062 | 1 |  | 1991-01-01 |  | 1991-01-01 |  | Currently in Use | Diesel | 2000 | Galvanic (STIP-3) | 1991-01-01 | Cathodically Protected | Safe Suction (Euro)
9087062 | 2 |  | 1991-01-01 | no | 1991-01-01 | no | Temporarily out of use |  | 2000 | Galvanic (STIP-3) | 1991-01-01 | Cathodically Protected | Safe Suction (Euro)
9087062 | 3 | [5 empty] | Permanently Out of Use - historical purposes | Gas (Historical Use) | 1000 | Cathodically Protected Steel | 1980-01-01 | Cathodically Protected | Safe Suction (Euro)
9087062 | 4 | [5 empty] | Permanently Out of Use - historical purposes | Gas (Historical Use) | 560 | Cathodically Protected Steel | 1980-01-01 | Cathodically Protected | Safe Suction (Euro)
9087062 | 5A |  | 1999-06-06 |  | 1999-06-06 |  | Currently in Use | Gas (Historical Use) | 7000 | Composite | 1999-06-06 | Fiberglass Reinforced Plastic | Suction (American)
9087062 | 5B |  | 1999-06-06 |  | 1999-06-06 |  | Currently in Use | Gas (Historical Use) | 5000 | Composite | 1999-06-06 | Fiberglass Reinforced Plastic | Suction (American)
9087063 | 0 | [5 empty] | Currently in Use | Gas (Historical Use) | 0 | Not Marked/Unknown |  | Not Marked
9087064 | 1 |  | 1997-12-17 |  | 1997-12-17 |  | Currently in Use | Diesel | 25000 | Double Walled | 1997-12-16 | Fiberglass Reinforced Plastic | Pressurized
9087065 | 1 |  | 1998-01-01 |  | 1998-01-01 |  | Currently in Use | Gas (Historical Use) | 10000 | Composite | 1998-01-01 | Double Walled | Pressurized
9087065 | 2 |  | 1998-01-01 |  | 1998-01-01 |  | Currently in Use | Gas (Historical Use) | 10000 | Composite | 1998-01-01 | Double Walled | Pressurized
9087066 | 1 |  | 1998-10-01 |  | 1998-10-01 |  | Currently in Use | Gas (Historical Use) | 12000 | Composite | 1998-10-01 | Double-Walled Fiberglass | Pressurized
9087066 | 2 |  | 1998-10-01 |  | 1998-10-01 |  | Currently in Use | Gas (Historical Use) | 8000 | Composite | 1998-10-01 | Double-Walled Fiberglass | Pressurized
9087070 | 1 | [5 empty] | Removed from Ground | Gas (Historical Use) | 2000 | Bare Steel | 1998-12-15 | Galvanized Steel
9087071 | 1 | [5 empty] | Removed from Ground | Diesel | 2000 | Bare Steel | 1999-02-18 | Galvanized Steel | Suction (American)
9087072 | 1 |  | 1998-12-01 |  | 1998-12-01 |  | Currently in Use | Gas (Historical Use) | 8000 | Cathodically Protected Steel | 1990-03-27 | Cathodically Protected | Pressurized
9087072 | 2 |  | 1998-12-01 |  | 1998-12-01 |  | Temporarily out of use | Gas (Historical Use) | 8000 | Cathodically Protected Steel | 1990-03-27 | Cathodically Protected | Pressurized
9087072 | 3 |  | 1998-12-01 |  | 1998-12-01 |  | Temporarily out of use | Diesel | 8000 | Cathodically Protected Steel | 1990-03-27 | Cathodically Protected | Pressurized
9087073 | 1 | [5 empty] | Removed from Ground | Gas (Historical Use) | 10000 | Marked Unknown | 1999-06-09 | Unknown
9087074 | 1 | [5 empty] | Removed from Ground | Diesel | 2000 | Bare Steel | 1998-12-17 | Bare Steel | Suction (American)
9087074 | 2 | [5 empty] | Removed from Ground | Other | 1000 | Bare Steel | 1960-01-01 | Bare Steel
9087074 | 3 | [5 empty] | Removed from Ground | Other | 1000 | Bare Steel | 1960-01-01 | Bare Steel
9087074 | 4 | [5 empty] | Removed from Ground | Other | 500 | Bare Steel | 1948-01-01 | Bare Steel
9087074 | 5 | [5 empty] | Removed from Ground | Other | 350 | Bare Steel | 1948-01-01 | Bare Steel
9087074 | 6 | [5 empty] | Removed from Ground | Other | 0 | Bare Steel | 1948-01-01 | Not Marked
9087074 | 7 |  | 1999-01-18 |  | 1999-01-18 |  | Currently in Use | Gas (Historical Use) | 4000 | Composite | 1999-01-22 | Double Walled | Pressurized
9087074 | 8 |  | 1999-01-18 |  | 1999-01-18 |  | Currently in Use | Gas (Historical Use) | 8000 | Composite | 1999-01-22 | Double Walled | Pressurized
9087074 | 9 |  | 1999-01-18 |  | 1999-01-18 |  | Currently in Use | Diesel | 10000 | Composite | 1999-01-22 | Double Walled | Pressurized
9087075 | 1 |  |  | yes |  | yes | Removed from Ground | Used Oil | 250 | Bare Steel |  | Bare Steel | Gravity Fed
9087076 | 1 | [5 empty] | Removed from Ground | Diesel | 2000 | Bare Steel | 1973-01-01 | Bare Steel | Safe Suction (Euro)
9087076 | 2 | [5 empty] | Removed from Ground | Gas (Historical Use) | 1000 | Bare Steel | 1973-01-01 | Bare Steel | Safe Suction (Euro)
9087077 | 1 |  | 1999-10-20 |  | 1999-10-20 |  | Currently in Use | Gas (Historical Use) | 12000 | Composite | 1999-10-15 | Fiberglass Reinforced Plastic | Pressurized
9087077 | 2 |  | 1999-10-20 |  | 1999-10-20 |  | Currently in Use | Gas (Historical Use) | 12000 | Composite | 1999-10-15 | Fiberglass Reinforced Plastic | Pressurized
9087078 | 1 |  | 1999-12-01 |  | 1999-12-01 |  | Currently in Use | Gas (Historical Use) | 12000 | Composite Double Walled | 1999-12-01 | Cathodically Protected | Pressurized
9087078 | 2 |  | 1999-12-01 |  | 1999-12-01 |  | Currently in Use | Gas (Historical Use) | 12000 | Composite Double Walled | 1999-12-01 | Cathodically Protected | Pressurized
9087079 | 1 |  | 1999-12-01 |  | 1999-12-01 |  | Currently in Use | Gas (Historical Use) | 12000 | Composite | 1999-12-01 | Flex | Pressurized
9087079 | 2 |  | 1999-12-01 |  | 1999-12-01 |  | Currently in Use | Gas (Historical Use) | 10000 | Composite | 1999-12-01 | Flex | Pressurized
9087079 | 3 |  | 1999-12-01 |  | 1999-12-01 |  | Currently in Use | Diesel | 12000 | Composite | 1999-12-01 | Flex | Pressurized
9087080 | 1 | [5 empty] | Removed from Ground | Gas (Historical Use) | 2000 | Bare Steel | 2001-07-31 | Bare Steel
9087080 | 2 | [5 empty] | Removed from Ground | Gas (Historical Use) | 2000 | Bare Steel | 2001-07-31 | Bare Steel
9088001 | 1 | [5 empty] | Removed from Ground | Diesel | 0 | Marked Unknown | 1985-01-01 | Unknown
9088002 | 1 | [5 empty] | Removed from Ground | Gas (Historical Use) | 500 | Marked Unknown | 1990-12-31 | Unknown
9088002 | 2 | [5 empty] | Removed from Ground | Gas (Historical Use) | 500 | Marked Unknown | 1990-12-31 | Unknown
9088002 | 3 | [5 empty] | Removed from Ground | Gas (Historical Use) | 0 | Marked Unknown | 1990-12-31 | Unknown
9088002 | 4 | [5 empty] | Removed from Ground | Gas (Historical Use) | 0 | Marked Unknown | 1990-12-31 | Unknown
9088003 | 1 | [5 empty] | Removed from Ground | Diesel | 1000 | Bare Steel | 1969-01-01 | Galvanized Steel
9088003 | 2 | [5 empty] | Removed from Ground | Gas (Historical Use) | 1000 | Bare Steel | 1969-01-01 | Galvanized Steel
9088004 | 1 | [5 empty] | Removed from Ground | Gas (Historical Use) | 1500 | Bare Steel | 1979-01-01 | Galvanized Steel
9088004 | 2 | [5 empty] | Removed from Ground | Gas (Historical Use) | 2000 | Bare Steel | 1979-01-01 | Galvanized Steel
9088004 | 3 | [5 empty] | Removed from Ground | Diesel | 10000 | Bare Steel | 1980-01-01 | Galvanized Steel
9088005 | 1 |  | 1986-12-01 |  | 1986-12-01 |  | Currently in Use | Gas (Historical Use) | 8000 | Galvanic (STIP-3) | 1986-12-01 | Fiberglass Reinforced Plastic | Pressurized
9088005 | 2 |  | 1986-12-01 |  | 1986-12-01 |  | Currently in Use | Gas (Historical Use) | 8000 | Galvanic (STIP-3) | 1986-12-01 | Fiberglass Reinforced Plastic | Pressurized
9088005 | 3 |  | 1986-12-01 |  | 1986-12-01 |  | Currently in Use | Diesel | 6000 | Galvanic (STIP-3) | 1986-12-01 | Fiberglass Reinforced Plastic | Pressurized
9088006 | 1 | [5 empty] | Removed from Ground | Diesel | 4000 | Cathodically Protected Steel | 1986-01-01 | Galvanized Steel
9088007 | 1 | [5 empty] | Removed from Ground | Gas (Historical Use) | 8000 | Bare Steel | 1982-01-01 | Galvanized Steel | Pressurized
9088007 | 2 | [5 empty] | Removed from Ground | Gas (Historical Use) | 8000 | Bare Steel | 1982-01-01 | Galvanized Steel | Pressurized
9088007 | 3 | [5 empty] | Removed from Ground | Gas (Historical Use) | 4000 | Bare Steel | 1982-01-01 | Galvanized Steel | Pressurized
9088007 | 4 | [5 empty] | Removed from Ground | Diesel | 4000 | Bare Steel | 1982-01-01 | Galvanized Steel | Pressurized
9088007 | 5 |  | 1997-03-01 |  | 1997-03-01 |  | Currently in Use | Gas (Historical Use) | 10000 | Galvanic (STIP-3) | 1997-03-01 | Double Walled | Pressurized
9088007 | 6A |  | 1997-03-01 |  | 1997-03-01 |  | Currently in Use | Gas (Historical Use) | 6000 | Galvanic (STIP-3) | 1997-03-01 | Double Walled | Pressurized
9088007 | 6B |  | 1997-03-01 |  | 1997-03-01 |  | Currently in Use | Diesel | 4000 | Galvanic (STIP-3) | 1997-03-01 | Double Walled | Pressurized
9088007 | 7 |  | 1997-03-01 | no | 1997-03-01 | no | Currently in Use | Gas (Historical Use) | 10000 | Galvanic (STIP-3) | 1997-03-01 | Not Marked | Pressurized
9088008 | 196967 |  | 1992-02-04 |  | 1992-02-04 |  | Currently in Use | Gas (Historical Use) | 8000 | Galvanic (STIP-3) | 1992-02-04 | Double Walled | Pressurized
9088008 | 196970 |  | 1992-02-04 |  | 1992-02-04 |  | Currently in Use | Gas (Historical Use) | 8000 | Galvanic (STIP-3) | 1992-02-04 | Double Walled | Pressurized
9088008 | 196990 |  | 1992-02-04 |  | 1992-02-04 |  | Currently in Use | Gas (Historical Use) | 8000 | Galvanic (STIP-3) | 1992-02-04 | Double Walled | Pressurized
9088008 | T1 | [5 empty] | Removed from Ground | Gas (Historical Use) | 6000 | Bare Steel | 1978-10-01 | Galvanized Steel | Suction (American)
9088008 | T2 | [5 empty] | Removed from Ground | Gas (Historical Use) | 6000 | Bare Steel | 1978-10-01 | Galvanized Steel | Suction (American)
9088008 | T3 | [5 empty] | Removed from Ground | Gas (Historical Use) | 6000 | Bare Steel | 1978-10-01 | Galvanized Steel | Suction (American)
9088009 | 1 |  | 1988-01-01 |  | 1988-01-01 |  | Currently in Use | Gas (Historical Use) | 8068 | Cathodically Protected Steel | 1981-04-01 | Cathodically Protected | Pressurized
9088009 | 2 |  | 1988-01-01 |  | 1988-01-01 |  | Currently in Use | Gas (Historical Use) | 8068 | Cathodically Protected Steel | 1981-04-01 | Cathodically Protected | Pressurized
9088009 | 3 |  | 1988-01-01 |  | 1988-01-01 |  | Currently in Use | Gas (Historical Use) | 6048 | Cathodically Protected Steel | 1981-04-01 | Cathodically Protected | Pressurized
9088010 | 1 | [5 empty] | Removed from Ground | Gas (Historical Use) | 2000 | Bare Steel | 1981-01-01 | Galvanized Steel | Safe Suction (Euro)
9088010 | 2 | [5 empty] | Removed from Ground | Diesel | 560 | Bare Steel | 1975-01-01 | Galvanized Steel | Safe Suction (Euro)
9088010 | 246871 |  | 1993-03-22 |  | 1993-03-22 |  | Removed from Ground | Gas (Historical Use) | 1000 | Galvanic (STIP-3) | 1993-03-22 | Cathodically Protected | Safe Suction (Euro)
9088010 | 246872 |  | 1993-03-22 |  | 1993-03-22 |  | Removed from Ground | Diesel | 1000 | Galvanic (STIP-3) | 1993-03-22 | Cathodically Protected | Safe Suction (Euro)
9088010 | 3 | [5 empty] | Removed from Ground | Propane | 250 | Bare Steel | 1970-01-01 | Galvanized Steel
9088011 | 1 | [5 empty] | Removed from Ground | Diesel | 3000 | Marked Unknown | 1993-02-02 | Unknown
9088011 | 2 | [5 empty] | Removed from Ground | Diesel | 3000 | Marked Unknown | 1993-02-02 | Unknown
9088011 | 3 | [5 empty] | Removed from Ground | Diesel | 3000 | Marked Unknown | 1993-02-02 | Unknown
9088011 | 4 | [5 empty] | Removed from Ground | Diesel | 3000 | Marked Unknown | 1993-02-02 | Unknown
9088011 | 5 | [5 empty] | Removed from Ground | Gas (Historical Use) | 6000 | Marked Unknown | 1993-02-02 | Unknown
9088011 | 6 | [5 empty] | Removed from Ground | Gas (Historical Use) | 18000 | Marked Unknown | 1993-02-02 | Unknown
9088011 | 7 | [5 empty] | Removed from Ground | Diesel | 22000 | Marked Unknown | 1993-02-02 | Unknown
9088011 | 8 |  |  | no |  | no | Removed from Ground | Diesel | 1000 | Bare Steel | 1970-01-01 | Bare Steel
9088011 | 9 |  |  | no |  | no | Removed from Ground | Diesel | 1000 | Bare Steel | 1970-01-01 | Bare Steel
9088013 | 1 |  | 1985-05-01 |  | 1985-05-01 |  | Currently in Use | Gas (Historical Use) | 8000 | Cathodically Protected Steel | 1985-05-01 | Fiberglass Reinforced Plastic | Pressurized
9088013 | 2 |  | 1985-05-01 | no | 1985-05-01 | no | Currently in Use | Gas (Historical Use) | 8000 |  | 1985-05-01 | Fiberglass Reinforced Plastic | Pressurized
9088013 | 3 |  | 1985-05-01 |  | 1985-05-01 |  | Temporarily out of use | Gas (Historical Use) | 8000 | Cathodically Protected Steel | 1985-05-01 | Fiberglass Reinforced Plastic | Pressurized
9088014 | D-1 | [5 empty] | Currently in Use | Diesel | 2000 | Bare Steel | 1977-01-01 | Galvanized Steel | Safe Suction (Euro)
9088014 | D-2 | [5 empty] | Currently in Use | Diesel | 10000 | Bare Steel | 1978-01-01 | Galvanized Steel | Safe Suction (Euro)
9088014 | RU-1 | [5 empty] | Currently in Use | Gas (Historical Use) | 3000 | Bare Steel | 1979-01-01 | Galvanized Steel | Safe Suction (Euro)
9088015 | 1 | [5 empty] | Removed from Ground | Gas (Historical Use) | 0 | Not Marked/Unknown | 1993-09-07 | Not Marked
9088016 | 428D1 | [5 empty] | Removed from Ground | Diesel | 550 | Bare Steel | 1994-01-24 | Galvanized Steel | Safe Suction (Euro)
9088016 | 428D2 |  | 1994-01-20 |  | 1994-01-20 |  | Removed from Ground | Diesel | 1000 | Tank Jacket | 1994-01-24 | Fiberglass Reinforced Plastic | Pressurized
9088016 | 428G1 | [5 empty] | Removed from Ground | Gas (Historical Use) | 1080 | Bare Steel | 1994-01-24 | Galvanized Steel | Safe Suction (Euro)
9088016 | 428G2 |  | 1994-01-20 |  | 1994-01-20 |  | Removed from Ground | Gas (Historical Use) | 1000 | Tank Jacket | 1994-01-24 | Fiberglass Reinforced Plastic | Pressurized
9088017 | 1 | [5 empty] | Removed from Ground | Gas (Historical Use) | 10000 | Bare Steel | 1994-01-11 | Bare Steel | Suction (American)
9088017 | 2 | [5 empty] | Removed from Ground | Diesel | 10000 | Bare Steel | 1994-01-11 | Bare Steel | Suction (American)
9088017 | 3 |  |  | yes |  | yes | Removed from Ground | Used Oil | 500 | Bare Steel | 1994-01-11 | Bare Steel | Suction (American)
9088019 | 1 |  | 1998-11-17 |  | 1998-11-17 |  | Removed from Ground | Gas (Historical Use) | 6000 | Steel-Impressed Current | 1979-01-01 | Cathodically Protected | Suction (American)
9088019 | 2 |  | 1998-11-17 |  | 1998-11-17 |  | Removed from Ground | Gas (Historical Use) | 8000 | Steel-Impressed Current | 1979-01-01 | Cathodically Protected | Suction (American)
9088019 | 3 |  | 1998-11-17 |  | 1998-11-17 |  | Removed from Ground | Gas (Historical Use) | 6000 | Steel-Impressed Current | 1979-01-01 | Cathodically Protected | Suction (American)
9088020 | 1 |  | 1997-11-01 |  | 1997-11-01 |  | Currently in Use | Gas (Historical Use) | 6000 | Galvanic (STIP-3) | 1988-03-31 | Fiberglass Reinforced Plastic | Pressurized
9088020 | 2 |  | 1997-11-12 |  | 1997-11-12 |  | Currently in Use | Diesel | 6000 | Galvanic (STIP-3) | 1988-03-31 | Fiberglass Reinforced Plastic | Pressurized
9088020 | 3 |  | 1988-03-31 |  | 1988-03-31 |  | Currently in Use | Gas (Historical Use) | 6000 | Galvanic (STIP-3) | 1988-03-31 | Fiberglass Reinforced Plastic | Pressurized
9088020 | 4 |  | 1997-11-01 |  | 1997-11-01 |  | Currently in Use | Gas (Historical Use) | 12000 | Epoxy | 1997-11-07 | Fiberglass Reinforced Plastic | Pressurized
9088021 | 1 |  | 1994-01-03 |  | 1994-01-03 |  | Currently in Use | Gas (Historical Use) | 12000 | Composite | 1994-01-03 | Double Walled | Pressurized
9088021 | 2 |  | 1994-01-03 |  | 1994-01-03 |  | Currently in Use | Gas (Historical Use) | 12000 | Composite | 1994-01-03 | Double Walled | Pressurized
9088021 | 3 |  | 1994-01-03 |  | 1994-01-03 |  | Currently in Use | Diesel | 4000 | Composite | 1994-01-03 | Double Walled | Pressurized
9088022 | 1 | [5 empty] | Removed from Ground | Diesel | 1500 | Bare Steel | 1991-09-01 | Galvanized Steel
9088025 | 1 | [5 empty] | Removed from Ground | Diesel | 10000 | Bare Steel | 1973-01-01 | Galvanized Steel
9088025 | 2 | [5 empty] | Removed from Ground | Diesel | 10000 | Bare Steel | 1973-01-01 | Galvanized Steel
9088025 | 3 | [5 empty] | Removed from Ground | Other | 6000 | Bare Steel | 1973-01-01 | Galvanized Steel
9088025 | 4 |  |  | yes |  | yes | Removed from Ground | Used Oil | 1000 | Bare Steel | 1973-01-01 | Galvanized Steel
9088025 | 5 |  |  | yes |  | yes | Removed from Ground | Used Oil | 1000 | Bare Steel | 1973-01-01 | Galvanized Steel
9088026 | 1 | [5 empty] | Closed in Ground | Gas (Historical Use) | 1000 | Bare Steel | 1971-01-01 | Galvanized Steel
9088026 | 2 | [5 empty] | Closed in Ground | Gas (Historical Use) | 1000 | Bare Steel | 1971-01-01 | Galvanized Steel
9088026 | 3 | [5 empty] | Closed in Ground | Gas (Historical Use) | 1000 | Bare Steel | 1971-01-01 | Galvanized Steel
9088028 | 1 | [5 empty] | Removed from Ground | Gas (Historical Use) | 8000 | Bare Steel | 1980-01-01 | Fiberglass Reinforced Plastic | Pressurized
9088028 | 2 | [5 empty] | Removed from Ground | Gas (Historical Use) | 8000 | Bare Steel | 1980-01-01 | Fiberglass Reinforced Plastic | Pressurized
9088028 | 3 |  | 1996-12-01 |  | 1996-12-01 |  | Currently in Use | Gas (Historical Use) | 12000 | Epoxy | 1996-11-01 | Double Walled | Pressurized
9088028 | 4 |  | 1996-12-01 |  | 1996-12-01 |  | Currently in Use | Gas (Historical Use) | 8000 | Epoxy | 1996-11-01 | Double Walled | Pressurized
9088028 | 5 |  | 1996-12-01 |  | 1996-12-01 |  | Currently in Use | Diesel | 8000 | Epoxy | 1996-11-01 | Double Walled | Pressurized
9088029 | 1 |  | 1998-12-08 |  | 1998-12-08 |  | Removed from Ground | Gas (Historical Use) | 2000 | Steel-Impressed Current | 1988-04-25 | Cathodically Protected | Safe Suction (Euro)
9088029 | 2 |  | 1998-12-08 |  | 1998-12-08 |  | Removed from Ground | Gas (Historical Use) | 2000 | Steel-Impressed Current | 1988-04-25 | Cathodically Protected | Safe Suction (Euro)
9088029 | 3 |  | 1998-12-08 |  | 1998-12-08 |  | Removed from Ground | Gas (Historical Use) | 2000 | Steel-Impressed Current | 1988-04-25 | Cathodically Protected | Safe Suction (Euro)
9088029 | 4 |  | 1998-12-08 |  | 1998-12-08 |  | Removed from Ground | Gas (Historical Use) | 2000 | Steel-Impressed Current | 1988-04-25 | Cathodically Protected | Safe Suction (Euro)
9088029 | 5 |  | 1998-12-08 |  | 1998-12-08 |  | Removed from Ground | Diesel | 4000 | Steel-Impressed Current | 1988-04-25 | Cathodically Protected | Safe Suction (Euro)
9088030 | 1 |  | 1996-07-01 |  | 1996-07-01 |  | Temporarily out of use | Gas (Historical Use) | 3000 | Steel-Impressed Current | 1987-01-01 | Cathodically Protected | Suction (American)
9088030 | 2 |  | 1996-07-01 |  | 1996-07-01 |  | Temporarily out of use | Diesel | 3000 | Steel-Impressed Current | 1987-01-01 | Cathodically Protected | Suction (American)
9088030 | 3 |  | 1996-07-01 |  | 1996-07-01 |  | Temporarily out of use | Gas (Historical Use) | 3000 | Steel-Impressed Current | 1987-01-01 | Cathodically Protected | Suction (American)
9088030 | 4 |  | 1996-07-01 |  | 1996-07-01 |  | Temporarily out of use | Gas (Historical Use) | 4000 | Steel-Impressed Current | 1987-01-01 | Cathodically Protected | Suction (American)
9088030 | 5 |  | 1996-07-01 |  | 1996-07-01 |  | Temporarily out of use | Gas (Historical Use) | 6000 | Steel-Impressed Current | 1989-01-01 | Cathodically Protected | Suction (American)
9088032 | 1 | [5 empty] | Removed from Ground | Diesel | 3000 | Bare Steel | 1995-09-21 | Galvanized Steel | Suction (American)
9088033 | 1 |  | 1993-07-01 | no | 1993-07-01 | no | Currently in Use | Gas (Historical Use) | 10000 | Galvanic (STIP-3) | 1993-07-01 | Double-Walled Flex | Pressurized
9088033 | 2 |  | 1993-07-11 | no | 1993-07-01 | no | Currently in Use | Gas (Historical Use) | 10000 | Galvanic (STIP-3) | 1993-07-01 | Double-Walled Flex | Pressurized
9088033 | 3 |  | 1993-07-01 | no | 1993-07-01 | no | Currently in Use | Gas (Historical Use) | 10000 | Galvanic (STIP-3) | 1993-07-01 | Double-Walled Flex | Pressurized
9088033 | 4 |  | 1993-07-01 | no | 1993-07-01 | no | Currently in Use | Diesel | 10000 | Galvanic (STIP-3) | 1993-07-01 | Double-Walled Flex | Pressurized
9088034 | 1 |  | 1994-08-01 |  | 1994-08-01 |  | Currently in Use | Gas (Historical Use) | 5000 | Composite | 1994-08-01 | Double-Walled Flex | Pressurized
9088034 | 2 |  | 1994-08-01 |  | 1994-08-01 |  | Currently in Use | Gas (Historical Use) | 10000 | Composite | 1994-08-01 | Double-Walled Flex | Pressurized
9088034 | 3 |  | 1994-08-01 |  | 1994-08-01 |  | Currently in Use | Gas (Historical Use) | 10000 | Composite | 1994-08-01 | Double-Walled Flex | Pressurized
9088034 | 4 |  | 1994-08-01 |  | 1994-08-01 |  | Currently in Use | Diesel | 3000 | Composite | 1994-08-01 | Double-Walled Flex | Pressurized
9088034 | 5 |  | 1994-08-01 |  | 1994-08-01 |  | Currently in Use | Diesel | 1000 | Composite | 1994-08-01 | Double-Walled Flex | Pressurized
9088035 | 1 |  | 1993-07-01 |  | 1993-07-01 |  | Currently in Use | Diesel | 5000 | Epoxy | 1993-07-01 | Fiberglass Reinforced Plastic | Pressurized
9088035 | 2 |  | 1993-07-01 |  | 1993-07-01 |  | Currently in Use | Gas (Historical Use) | 10000 | Epoxy | 1993-07-01 | Fiberglass Reinforced Plastic | Pressurized
9088035 | 3 |  | 1993-07-01 |  | 1993-07-01 |  | Currently in Use | Gas (Historical Use) | 10000 | Epoxy | 1993-07-01 | Fiberglass Reinforced Plastic | Pressurized
9088035 | 4 |  | 1993-07-01 |  | 1993-07-01 |  | Currently in Use | Gas (Historical Use) | 5000 | Epoxy | 1993-07-01 | Fiberglass Reinforced Plastic | Pressurized
9088037 | 1 |  | 1998-11-01 |  | 1990-04-01 | yes | Currently in Use | Diesel | 12000 | Steel-Impressed Current | 1990-04-17 | Fiberglass Reinforced Plastic | Safe Suction (Euro)
9088037 | 2 |  | 1998-11-01 |  | 1990-04-01 | yes | Currently in Use | Gas (Historical Use) | 4000 | Steel-Impressed Current | 1990-04-17 | Fiberglass Reinforced Plastic | Suction (American)
9088038 | 1 |  | 1998-07-01 |  | 1998-07-01 |  | Currently in Use | Gas (Historical Use) | 1100 | Steel-Impressed Current | 1987-01-01 | Cathodically Protected | Safe Suction (Euro)
9088038 | 2 |  | 1998-07-01 |  | 1998-07-01 |  | Currently in Use | Gas (Historical Use) | 1100 | Steel-Impressed Current | 1987-01-01 | Cathodically Protected | Safe Suction (Euro)
9088038 | 3 | [5 empty] | Removed from Ground | Empty | 1000 | Bare Steel | 1976-05-10 | Galvanized Steel
9088038 | 4 | [5 empty] | Removed from Ground | Empty | 1000 | Bare Steel | 1976-05-10 | Galvanized Steel
9088038 | 5 | [5 empty] | Removed from Ground | Empty | 550 | Bare Steel | 1976-05-10 | Galvanized Steel
9088039 | 1 | [5 empty] | Removed from Ground | Diesel | 500 | Marked Unknown | 1998-02-09 | Galvanized Steel | Safe Suction (Euro)
9088039 | 2 | [5 empty] | Removed from Ground | Gas (Historical Use) | 1000 | Marked Unknown | 1998-02-09 | Galvanized Steel | Safe Suction (Euro)
9088040 | 1 | [5 empty] | Removed from Ground | Diesel | 10000 | Bare Steel | 1985-01-01 | Bare Steel | Safe Suction (Euro)
9088041 | 1AST | [5 empty] | Currently in Use | Diesel | 0 | Not Marked/Unknown |  | Not Marked
9088044 | 1 | [5 empty] | Removed from Ground | Gas (Historical Use) | 0 | Not Marked/Unknown | 1996-11-11 | Not Marked
9088044 | 2 | [5 empty] | Removed from Ground | Gas (Historical Use) | 0 | Not Marked/Unknown | 1996-11-11 | Not Marked
9088044 | 3 | [5 empty] | Removed from Ground | Gas (Historical Use) | 0 | Not Marked/Unknown | 1996-11-11 | Not Marked
9088045 | 1 |  | 1996-08-07 | no | 1996-08-07 | no | Temporarily out of use | Diesel | 12000 | Composite | 1996-08-07 | Double-Walled Fiberglass | Safe Suction (Euro)
9088046 | 1 | [5 empty] | Removed from Ground | Gas (Historical Use) | 20000 | Not Marked/Unknown | 1997-09-24 | Not Marked
9088046 | 2 | [5 empty] | Removed from Ground | Diesel | 20000 | Not Marked/Unknown | 1997-09-24 | Not Marked
9088052 | 1A |  | 1997-01-01 |  | 1997-01-01 |  | Currently in Use | Gas (Historical Use) | 6000 | Epoxy | 1997-01-01 | Double-Walled Flex | Suction (American)
9088052 | 1B |  | 1997-01-01 |  | 1997-01-01 |  | Currently in Use | Diesel | 4000 | Epoxy | 1997-01-01 | Double-Walled Flex | Suction (American)
9088052 | 2 |  | 1997-01-01 |  | 1997-01-01 |  | Currently in Use | Gas (Historical Use) | 10000 | Epoxy | 1997-01-01 | Double-Walled Flex | Suction (American)
9088052 | 3 |  | 1997-01-01 |  | 1997-01-01 |  | Currently in Use | Gas (Historical Use) | 10000 | Epoxy | 1997-01-01 | Double-Walled Flex | Suction (American)
9088053 | 1 |  | 1996-11-11 | yes | 1996-11-11 |  | Currently in Use | Gas (Historical Use) | 10000 | Composite | 1996-11-11 | Double Walled | Pressurized
9088053 | 2 |  | 1996-11-11 | yes | 1996-11-11 |  | Closed in Ground | Gas (Historical Use) | 10000 | Composite | 1996-11-11 | Double Walled | Pressurized
9088053 | 3 |  | 1996-11-11 | yes | 1996-11-11 |  | Currently in Use | Diesel | 10000 | Composite | 1996-11-11 | Double Walled | Pressurized
9088053 | 4 | Ball Float | 2006-10-10 | no | 2006-10-10 | no | Currently in Use | Gas (Historical Use) | 20000 | Fiberglass Double Walled | 2006-09-25 | Double-Walled Flex | Pressurized
9088054 | 1 | [5 empty] | Removed from Ground | Gas (Historical Use) | 0 | Bare Steel | 1979-01-01 | Galvanized Steel | Suction (American)
9088054 | 2 | [5 empty] | Removed from Ground | Gas (Historical Use) | 0 | Bare Steel | 1979-01-01 | Galvanized Steel | Suction (American)
9088054 | 3 | [5 empty] | Removed from Ground | Gas (Historical Use) | 0 | Bare Steel | 1979-01-01 | Galvanized Steel | Suction (American)
9088054 | 4 | [5 empty] | Removed from Ground | Gas (Historical Use) | 0 | Bare Steel | 1979-01-01 | Galvanized Steel | Suction (American)
9088054 | 5 | [5 empty] | Removed from Ground | Gas (Historical Use) | 0 | Bare Steel | 1979-01-01 | Galvanized Steel | Suction (American)
9088054 | 6 | [5 empty] | Removed from Ground | Diesel | 0 | Bare Steel | 1979-01-01 | Galvanized Steel | Suction (American)
9088054 | 7 | [5 empty] | Removed from Ground | Diesel | 0 | Bare Steel | 1979-01-01 | Galvanized Steel | Suction (American)
9088054 | 8 | [5 empty] | Removed from Ground | Kerosene | 0 | Bare Steel | 1979-01-01 | Galvanized Steel | Suction (American)
9088055 | 1 | [5 empty] | Removed from Ground | Diesel | 3000 | Bare Steel | 2000-04-10 | Galvanized Steel | Suction (American)
9088057 | 1 | [5 empty] | Removed from Ground | Gas (Historical Use) | 3000 | Bare Steel | 2000-10-13 | Bare Steel
9088057 | 2 | [5 empty] | Removed from Ground | Gas (Historical Use) | 1000 | Bare Steel | 2000-10-13 | Bare Steel
9088058 | 1 |  | 2000-11-16 |  | 2000-11-14 |  | Currently in Use | Gas (Historical Use) | 12000 | Fiberglass Double Walled | 2000-11-01 | Double-Walled Flex | Pressurized
9088058 | 2 |  | 2000-11-16 |  | 2000-11-14 |  | Currently in Use | Gas (Historical Use) | 12000 | Fiberglass Double Walled | 2000-11-01 | Double-Walled Flex | Pressurized
9088058 | 3A |  | 2000-11-16 |  | 2000-11-14 |  | Currently in Use | Gas (Historical Use) | 6000 | Fiberglass Double Walled | 2000-11-01 | Double-Walled Flex | Pressurized
9088058 | 3B |  | 2000-11-16 |  | 2000-11-14 |  | Currently in Use | Diesel | 6000 | Fiberglass Double Walled | 2000-11-01 | Double-Walled Flex | Pressurized
9088059 | 1 | [5 empty] | Removed from Ground | Gas (Historical Use) | 500 | Not Marked/Unknown | 1997-09-01 | Not Marked
9088059 | 2 | [5 empty] | Removed from Ground | Gas (Historical Use) | 500 | Not Marked/Unknown | 1997-09-01 | Not Marked
9088059 | 3 | [5 empty] | Removed from Ground | Gas (Historical Use) | 500 | Not Marked/Unknown | 1997-09-01 | Not Marked
9088060 | 1 |  | 1998-09-09 | no | 1998-09-09 | no | Currently in Use | Gas (Historical Use) | 10000 | Composite | 1998-09-09 |  | Pressurized
9088060 | 2 |  | 1998-09-09 | no | 1998-09-09 | no | Currently in Use | Diesel | 10000 | Composite | 1998-09-09 | Double Walled | Pressurized
9088060 | 3 |  | 2008-08-07 | no | 1998-09-09 | no | Currently in Use | Used Oil | 300 | Composite | 1998-09-09 | Fiberglass Reinforced Plastic | Gravity Fed
9089001 | 1 | [5 empty] | Removed from Ground | Diesel | 500 | Marked Unknown | 1986-01-01 | Bare Steel
9089001 | 2 | Ball Float | 1993-12-01 | no | 1993-12-01 | no | Currently in Use | Diesel | 600 | Fiberglass Double Walled | 1993-12-09 | Double-Walled Fiberglass | Safe Suction (Euro)
9089002 | 1 | [5 empty] | Removed from Ground | Diesel | 2000 | Bare Steel | 1973-01-01 | Bare Steel
9089002 | 2 | [5 empty] | Removed from Ground | Diesel | 560 | Bare Steel | 1953-01-01 | Bare Steel
9089002 | 3 | [5 empty] | Removed from Ground | Diesel | 560 | Bare Steel | 1953-01-01 | Bare Steel
9089002 | 4 |  | 1990-01-01 |  | 1990-01-01 |  | Removed from Ground | Gas (Historical Use) | 1000 | Galvanic (STIP-3) | 1990-01-01 | Cathodically Protected | Safe Suction (Euro)
9089002 | 5 |  | 1990-01-01 |  | 1990-01-01 |  | Removed from Ground | Diesel | 1000 | Galvanic (STIP-3) | 1990-01-01 | Cathodically Protected | Safe Suction (Euro)
9089004 | 1 |  | 1990-03-01 |  | 1990-03-01 |  | Currently in Use | Gas (Historical Use) | 10000 | Galvanic (STIP-3) | 1990-03-01 | Fiberglass Reinforced Plastic | Pressurized
9089004 | 2 |  | 1990-03-01 |  | 1990-03-01 |  | Currently in Use | Gas (Historical Use) | 10000 | Galvanic (STIP-3) | 1990-03-01 | Fiberglass Reinforced Plastic | Pressurized
9089004 | 3 |  | 1990-03-01 |  | 1990-03-01 |  | Currently in Use | Gas (Historical Use) | 10000 | Galvanic (STIP-3) | 1990-03-01 | Fiberglass Reinforced Plastic | Pressurized
9089005 | 1 | [5 empty] | Permanently Out of Use - historical purposes | Diesel | 3000 | Bare Steel | 1960-01-01 | Galvanized Steel
9089005 | 2 | [5 empty] | Permanently Out of Use - historical purposes | Diesel | 3000 | Not Marked/Unknown |  | Not Marked
9089006 | 1 | [5 empty] | Removed from Ground | Gas (Historical Use) | 560 | Bare Steel | 1962-01-01 | Galvanized Steel
9089007 | 1 |  | 1995-06-01 |  | 1995-06-01 |  | Removed from Ground | Gas (Historical Use) | 12000 | Steel-Impressed Current | 1980-11-01 | Cathodically Protected | Pressurized
9089007 | 2 |  | 1995-06-01 |  | 1995-06-01 |  | Removed from Ground | Gas (Historical Use) | 12000 | Steel-Impressed Current | 1980-11-01 | Cathodically Protected | Pressurized
9089007 | 3 |  | 1995-06-01 |  | 1995-06-01 |  | Removed from Ground | Gas (Historical Use) | 12000 | Steel-Impressed Current | 1980-11-01 | Cathodically Protected | Pressurized
9089007 | 4 |  | 1995-06-01 |  | 1995-06-01 |  | Removed from Ground | Diesel | 12000 | Steel-Impressed Current | 1980-11-01 | Cathodically Protected | Pressurized
9089007 | 5 |  | 1999-11-30 | no | 1999-11-30 | no | Removed from Ground | Gas (Historical Use) | 15000 | Fiberglass Double Walled | 1999-11-30 | Double-Walled Fiberglass | Pressurized
9089007 | 6A |  | 1999-11-30 | no | 1999-11-30 | no | Removed from Ground | Gas (Historical Use) | 8000 | Fiberglass Double Walled | 1999-11-30 | Double-Walled Fiberglass | Pressurized
9089007 | 6B |  | 1999-11-30 | no | 1999-11-30 | no | Removed from Ground | Diesel | 7000 | Fiberglass Double Walled | 1999-11-30 | Double-Walled Fiberglass | Pressurized
9089008 | 1 | [5 empty] | Closed in Ground | Gas (Historical Use) | 6000 | Bare Steel | 1962-01-01 | Galvanized Steel
9089008 | 2 | [5 empty] | Closed in Ground | Gas (Historical Use) | 6000 | Bare Steel | 1962-01-01 | Galvanized Steel
9089008 | 3 | [5 empty] | Closed in Ground | Gas (Historical Use) | 6000 | Bare Steel | 1962-01-01 | Galvanized Steel
9089008 | 4 |  |  | yes |  | yes | Removed from Ground | Used Oil | 550 | Bare Steel | 1962-01-01 | Galvanized Steel
9089009 | 1 |  | 1995-03-01 |  | 1995-03-01 |  | Currently in Use | Gas (Historical Use) | 10000 | Cathodically Protected Steel | 1987-03-10 | Fiberglass Reinforced Plastic | Pressurized
9089009 | 2 |  | 1995-03-01 |  | 1995-03-01 |  | Currently in Use | Gas (Historical Use) | 10000 | Cathodically Protected Steel | 1987-03-10 | Fiberglass Reinforced Plastic | Pressurized
9089009 | 3 |  | 1995-03-01 |  | 1995-03-01 |  | Currently in Use | Gas (Historical Use) | 10000 | Cathodically Protected Steel | 1987-03-10 | Fiberglass Reinforced Plastic | Pressurized
9089009 | 4 |  | 1995-03-01 |  | 1995-03-01 |  | Currently in Use | Gas (Historical Use) | 6000 | Cathodically Protected Steel | 1987-03-10 | Fiberglass Reinforced Plastic | Pressurized
9089010 | 1 |  | 1993-01-01 |  | 1993-01-01 |  | Currently in Use | Diesel | 10000 | Epoxy | 1993-02-10 | Fiberglass Reinforced Plastic | Pressurized
9089010 | 2 |  | 1993-01-01 |  | 1993-01-01 |  | Currently in Use | Gas (Historical Use) | 10000 | Epoxy | 1993-02-10 | Fiberglass Reinforced Plastic | Pressurized
9089010 | 3 |  | 1993-01-01 |  | 1993-01-01 |  | Currently in Use | Gas (Historical Use) | 12000 | Epoxy | 1993-02-10 | Fiberglass Reinforced Plastic | Pressurized
9089010 | 4 | [5 empty] | Removed from Ground | Gas (Historical Use) | 6000 | Not Marked/Unknown | 1993-02-10 | Not Marked
9089010 | 5 | [5 empty] | Removed from Ground | Gas (Historical Use) | 6000 | Not Marked/Unknown | 1993-02-10 | Not Marked
9089010 | 6 | [5 empty] | Removed from Ground | Gas (Historical Use) | 10000 | Not Marked/Unknown | 1993-02-10 | Not Marked
9089095 | 1 | [5 empty] | Removed from Ground | Gas (Historical Use) | 6000 | Bare Steel | 1980-05-10 | Galvanized Steel | Pressurized
9089095 | 2 | [5 empty] | Removed from Ground | Gas (Historical Use) | 6000 | Bare Steel | 1980-05-10 | Galvanized Steel | Pressurized
9089095 | 3 | [5 empty] | Removed from Ground | Gas (Historical Use) | 6000 | Bare Steel | 1980-05-10 | Galvanized Steel | Pressurized
9089095 | 4 |  |  | yes |  | yes | Removed from Ground | Used Oil | 560 | Bare Steel | 1980-05-10 | Galvanized Steel | Pressurized
9089097 | 1 | [5 empty] | Removed from Ground | Diesel | 1000 | Bare Steel | 2002-02-18 | Galvanized Steel | Safe Suction (Euro)
9089097 | 2 |  |  | no |  | no | Removed from Ground | Gas (Historical Use) | 560 | Bare Steel | 2002-02-18 | Galvanized Steel
9089098 | 1 |  | 1994-05-01 |  | 1994-05-01 |  | Currently in Use | Gas (Historical Use) | 8000 | Composite | 1994-05-01 | Fiberglass Reinforced Plastic | Pressurized
9089098 | 2 |  | 1994-05-01 |  | 1994-05-01 |  | Currently in Use | Gas (Historical Use) | 6000 | Composite | 1994-05-01 | Fiberglass Reinforced Plastic | Pressurized
9089098 | 3 |  | 1994-05-01 |  | 1994-05-01 |  | Currently in Use | Gas (Historical Use) | 6000 | Composite | 1994-05-01 | Fiberglass Reinforced Plastic | Pressurized
9089098 | 4 |  | 1994-05-01 |  | 1994-05-01 |  | Currently in Use | Kerosene | 1000 | Composite | 1994-05-01 | Fiberglass Reinforced Plastic | Suction (American)
9089101 | 1 | [5 empty] | Removed from Ground | Other | 4000 | Not Marked/Unknown | 1992-03-01 | Not Marked
9089101 | 2 | [5 empty] | Removed from Ground | Other | 2000 | Not Marked/Unknown | 1992-03-01 | Not Marked
9089101 | 3 | [5 empty] | Removed from Ground | Other | 1000 | Not Marked/Unknown | 1992-03-01 | Not Marked
9089102 | 1 | [5 empty] | Removed from Ground | Empty | 1000 | Not Marked/Unknown | 1979-01-01 | Not Marked
9089102 | 2 | [5 empty] | Removed from Ground | Empty | 1000 | Not Marked/Unknown | 1979-01-01 | Not Marked
9089102 | 3 | [5 empty] | Removed from Ground | Empty | 1000 | Not Marked/Unknown | 1979-01-01 | Not Marked
9089103 | 1 | [5 empty] | Removed from Ground | Used Oil | 800 | Not Marked/Unknown |  | Not Marked
9089118 | 257 | [5 empty] | Removed from Ground | Gas (Historical Use) | 10000 | Bare Steel | 1972-01-01 | Galvanized Steel
9089118 | 258 | [5 empty] | Removed from Ground | Gas (Historical Use) | 10000 | Bare Steel | 1972-01-01 | Galvanized Steel
9089118 | 259 | [5 empty] | Removed from Ground | Gas (Historical Use) | 10000 | Bare Steel | 1972-01-01 | Galvanized Steel
9089118 | 260 | [5 empty] | Removed from Ground | Gas (Historical Use) | 10000 | Bare Steel | 1972-01-01 | Galvanized Steel
9089118 | 261 |  |  | yes |  | yes | Removed from Ground | Used Oil | 500 | Bare Steel | 1972-01-01 | Galvanized Steel
9089119 | 1 | [5 empty] | Removed from Ground | Empty | 550 | Bare Steel | 1955-01-01 | Bare Steel | Safe Suction (Euro)
9089119 | 2 | [5 empty] | Removed from Ground | Empty | 1000 | Bare Steel | 1955-01-01 | Bare Steel | Safe Suction (Euro)
9089122 | 1 |  | 1997-01-01 |  | 1997-01-01 |  | Currently in Use | Gas (Historical Use) | 6000 | Steel-Impressed Current | 1986-01-01 | Fiberglass Reinforced Plastic | Pressurized
9089122 | 2 |  | 1997-01-01 |  | 1997-01-01 |  | Currently in Use | Gas (Historical Use) | 6000 | Steel-Impressed Current | 1986-01-01 | Fiberglass Reinforced Plastic | Pressurized
9089122 | 3 |  | 1997-01-01 |  | 1997-01-01 |  | Currently in Use | Gas (Historical Use) | 8000 | Steel-Impressed Current | 1986-01-01 | Fiberglass Reinforced Plastic | Pressurized
9089122 | 4 |  | 1997-01-01 |  | 1997-01-01 |  | Currently in Use | Diesel | 3000 | Steel-Impressed Current | 1986-01-01 | Fiberglass Reinforced Plastic | Suction (American)
9089122 | 5 |  | 1997-01-01 |  | 1997-01-01 |  | Currently in Use | Diesel | 2000 | Steel-Impressed Current | 1986-01-01 | Fiberglass Reinforced Plastic | Suction (American)
9089123 | 1 |  | 1991-01-01 |  | 1991-01-01 |  | Removed from Ground | Gas (Historical Use) | 6000 | Galvanic (STIP-3) | 1991-01-01 | Fiberglass Reinforced Plastic | Pressurized
9089123 | 2 |  | 1991-01-01 |  | 1991-01-01 |  | Removed from Ground | Gas (Historical Use) | 6000 | Galvanic (STIP-3) | 1991-01-01 | Fiberglass Reinforced Plastic | Pressurized
9089123 | 3 |  | 1991-01-01 |  | 1991-01-01 |  | Removed from Ground | Gas (Historical Use) | 6000 | Galvanic (STIP-3) | 1991-01-01 | Fiberglass Reinforced Plastic | Pressurized
9089123 | 4 |  | 1991-01-01 |  | 1991-01-01 |  | Removed from Ground | Diesel | 6000 | Galvanic (STIP-3) | 1991-01-01 | Fiberglass Reinforced Plastic | Pressurized
9089123 | 5 |  | 2008-03-01 | no | 2008-03-01 | no | Currently in Use | Gas (Historical Use) | 12000 | Composite Double Walled | 2008-03-01 | Double-Walled Fiberglass | Pressurized
9089123 | 6A |  | 2008-03-01 | no | 2008-03-01 | no | Currently in Use | Gas (Historical Use) | 4000 | Composite Double Walled | 2008-03-01 | Double-Walled Fiberglass | Pressurized
9089123 | 6B |  | 2008-03-01 | no | 2008-03-01 | no | Currently in Use | Diesel | 8000 | Composite Double Walled | 2008-03-01 | Double-Walled Fiberglass | Pressurized
9089124 | 1 |  | 1995-05-01 |  | 1995-05-01 |  | Temporarily out of use | Diesel | 6000 | Epoxy | 1989-05-01 | Fiberglass Reinforced Plastic | Pressurized
9089124 | 2 | Ball Float | 2008-02-01 |  | 2008-02-01 |  | Currently in Use | Diesel | 5000 | Galvanic (STIP-3) | 1989-05-01 | Fiberglass Reinforced Plastic | Pressurized
9089124 | 3 | Ball Float | 2008-02-01 |  | 2008-02-01 |  | Currently in Use | Gas (Historical Use) | 5000 | Galvanic (STIP-3) | 1989-05-01 | Fiberglass Reinforced Plastic | Pressurized
9089124 | 4 | Ball Float | 2008-02-01 |  | 2008-02-01 |  | Currently in Use | Gas (Historical Use) | 5000 | Galvanic (STIP-3) | 1989-05-01 | Fiberglass Reinforced Plastic | Pressurized
9089124 | 5 | Ball Float | 2008-02-01 |  | 2008-02-01 |  | Currently in Use | Gas (Historical Use) | 5000 | Galvanic (STIP-3) | 1989-05-01 | Fiberglass Reinforced Plastic | Pressurized
9089124 | 6A |  | 1995-05-01 |  | 1995-05-01 |  | Temporarily out of use | Gas (Historical Use) | 6000 | Cathodically Protected Steel | 1995-12-01 | Fiberglass Reinforced Plastic | Pressurized
9089124 | 6B |  | 1995-05-01 |  | 1995-05-01 |  | Temporarily out of use | Gas (Historical Use) | 6000 | Cathodically Protected Steel | 1995-12-01 | Fiberglass Reinforced Plastic | Pressurized
9089125 | 1 |  | 1989-05-01 |  | 1989-05-01 |  | Currently in Use | Gas (Historical Use) | 10000 | Galvanic (STIP-3) | 1989-05-01 | Fiberglass Reinforced Plastic | Pressurized
9089125 | 2 |  | 1989-05-01 |  | 1989-05-01 |  | Currently in Use | Gas (Historical Use) | 10000 | Galvanic (STIP-3) | 1989-05-01 | Fiberglass Reinforced Plastic | Pressurized
9089125 | 3 |  | 1989-05-01 |  | 1989-05-01 |  | Currently in Use | Gas (Historical Use) | 10000 | Galvanic (STIP-3) | 1989-05-01 | Fiberglass Reinforced Plastic | Pressurized
9089125 | 4 |  | 1989-05-01 |  | 1989-05-01 |  | Currently in Use | Diesel | 10000 | Galvanic (STIP-3) | 1989-05-01 | Fiberglass Reinforced Plastic | Pressurized
9089125 | 5 |  | 1989-05-01 |  | 1989-05-01 |  | Currently in Use | Diesel | 10000 | Galvanic (STIP-3) | 1989-05-01 | Fiberglass Reinforced Plastic | Pressurized
9089126 | 1UL |  | 1998-11-01 |  | 1998-11-01 |  | Removed from Ground | Gas (Historical Use) | 8000 | Steel-Impressed Current | 1983-01-01 | Cathodically Protected | Safe Suction (Euro)
9089126 | 2PLUS |  | 1998-11-01 |  | 1998-11-01 |  | Removed from Ground | Gas (Historical Use) | 8000 | Steel-Impressed Current | 1983-01-01 | Cathodically Protected | Safe Suction (Euro)
9089126 | 3PREM |  | 1998-11-01 |  | 1998-11-01 |  | Removed from Ground | Gas (Historical Use) | 7896 | Steel-Impressed Current | 1983-01-01 | Cathodically Protected | Safe Suction (Euro)
9089126 | 4a |  | 2009-07-01 | no | 2009-07-01 | no | Currently in Use | Gas (Historical Use) | 8500 | Composite Double Walled | 2009-07-01 | Double-Walled Fiberglass | Pressurized
9089126 | 4b |  | 2009-07-01 | no | 2009-07-01 | no | Currently in Use | Gas (Historical Use) | 3500 | Composite Double Walled | 2009-07-01 | Double-Walled Fiberglass | Pressurized
9089127 | 1UL |  | 1998-11-01 |  | 1998-11-01 |  | Removed from Ground | Gas (Historical Use) | 7896 | Cathodically Protected Steel | 1986-12-01 | Cathodically Protected | Pressurized
9089127 | 2PLUS |  | 1998-11-01 |  | 1998-11-01 |  | Removed from Ground | Gas (Historical Use) | 6000 | Cathodically Protected Steel | 1986-12-01 | Cathodically Protected | Pressurized
9089127 | 3PREM |  | 1998-11-01 |  | 1998-11-01 |  | Removed from Ground | Gas (Historical Use) | 6000 | Cathodically Protected Steel | 1986-12-01 | Cathodically Protected | Pressurized
9089128 | 1 |  | 1990-12-20 |  | 1990-12-20 |  | Removed from Ground | Gas (Historical Use) | 10000 | Tank Jacket | 1990-12-08 | Fiberglass Reinforced Plastic | Pressurized
9089128 | 2 |  | 1990-12-20 |  | 1990-12-20 |  | Removed from Ground | Diesel | 2000 | Tank Jacket | 1990-12-08 | Fiberglass Reinforced Plastic | Pressurized
9089129 | 3 |  | 2013-06-01 | no | 2013-06-01 | no | Currently in Use | Gas (Historical Use) | 10000 | Composite Double Walled | 2013-06-01 | Double-Walled Fiberglass | Pressurized
9089129 | 4 |  | 2013-06-01 | no | 2013-06-01 | no | Currently in Use | Diesel | 10000 | Composite Double Walled | 2013-06-01 | Double-Walled Fiberglass | Pressurized
9089129 | ROAD1 |  | 1998-07-22 |  | 1998-07-22 |  | Removed from Ground | Gas (Historical Use) | 5000 | Lined Interior | 1974-01-01 | Fiberglass Reinforced Plastic | Safe Suction (Euro)
9089129 | ROAD2 |  | 1998-07-22 |  | 1998-07-22 |  | Removed from Ground | Diesel | 5000 | Lined Interior | 1974-01-01 | Fiberglass Reinforced Plastic | Safe Suction (Euro)
9089130 | 1 |  | 1996-12-01 |  | 1996-12-01 |  | Removed from Ground | Gas (Historical Use) | 6000 | Steel-Impressed Current | 1997-03-01 | Double Walled | Pressurized
9089130 | 2 |  | 1996-12-01 |  | 1996-12-01 |  | Removed from Ground | Gas (Historical Use) | 6000 | Steel-Impressed Current | 1997-03-01 | Double Walled | Pressurized
9089130 | 3 |  | 1996-12-01 |  | 1996-12-01 |  | Removed from Ground | Gas (Historical Use) | 400 | Cathodically Protected Steel | 1999-09-14 | Double Walled | Pressurized
9089131 | 1 | [5 empty] | Temporarily out of use | Gas (Historical Use) | 1000 | Bare Steel | 1971-05-11 | Galvanized Steel | Suction (American)
9089131 | 2 | [5 empty] | Currently in Use | Gas (Historical Use) | 1000 | Bare Steel | 1971-05-11 | Galvanized Steel | Suction (American)
9089132 | T-1 | [5 empty] | Removed from Ground | Gas (Historical Use) | 3000 | Bare Steel | 1997-02-01 | Galvanized Steel | Suction (American)
9089132 | T-2 | [5 empty] | Removed from Ground | Gas (Historical Use) | 4000 | Bare Steel | 1997-02-01 | Galvanized Steel | Suction (American)
9089132 | T-3 | [5 empty] | Removed from Ground | Gas (Historical Use) | 3000 | Bare Steel | 1997-02-01 | Galvanized Steel | Suction (American)
9089132 | T-4 | [5 empty] | Removed from Ground | Diesel | 4000 | Bare Steel | 1997-02-01 | Galvanized Steel | Suction (American)
9089132 | T-5 |  | 1997-02-01 |  | 1997-02-01 |  | Currently in Use | Gas (Historical Use) | 12000 | Composite | 1997-02-01 | Double Walled | Pressurized
9089132 | T-6 |  | 1997-02-01 |  | 1997-02-01 |  | Currently in Use | Gas (Historical Use) | 6000 | Composite | 1997-02-01 | Double Walled | Pressurized
9089132 | T-6A |  | 1997-02-01 |  | 1997-02-01 |  | Currently in Use | Diesel | 4000 | Composite | 1997-02-01 | Double Walled | Pressurized
9089132 | T-6B |  | 1997-02-01 |  | 1997-02-01 |  | Currently in Use | Kerosene | 2000 | Composite | 1997-02-01 | Double Walled | Pressurized
9089133 | 1 | Flapper Valve | 1992-01-01 | no | 1992-01-01 | no | Temporarily out of use | Plus | 2000 |  | 1992-01-01 | Fiberglass Reinforced Plastic | Safe Suction (Euro)
9089134 | 1 |  | 1990-01-01 |  | 1990-01-01 |  | Currently in Use | Gas (Historical Use) | 8000 | Galvanic (STIP-3) | 1990-01-01 | Fiberglass Reinforced Plastic | Pressurized
9089134 | 2 |  | 1990-01-01 |  | 1990-01-01 |  | Currently in Use | Gas (Historical Use) | 8000 | Galvanic (STIP-3) | 1990-01-01 | Fiberglass Reinforced Plastic | Pressurized
9089134 | 3 |  | 1990-01-01 |  | 1990-01-01 |  | Currently in Use | Gas (Historical Use) | 8000 | Galvanic (STIP-3) | 1990-01-01 | Fiberglass Reinforced Plastic | Pressurized
9089135 | 1 |  | 1996-12-15 |  | 1996-12-15 |  | Currently in Use | Gas (Historical Use) | 4000 | Lined Interior |  | Fiberglass Reinforced Plastic | Safe Suction (Euro)
9089135 | 2 |  | 1996-12-15 |  | 1996-12-15 |  | Currently in Use | Diesel | 4000 | Lined Interior |  | Fiberglass Reinforced Plastic | Safe Suction (Euro)
9089138 | 1 |  | 1989-01-01 |  | 1989-01-01 |  | Removed from Ground | Diesel | 1000 | Double Walled | 1989-01-01 | Double Walled | Safe Suction (Euro)
9089141 | 1 | [5 empty] | Removed from Ground | Gas (Historical Use) | 5000 | Bare Steel | 1977-03-07 | Galvanized Steel
9089141 | 2 | [5 empty] | Removed from Ground | Gas (Historical Use) | 5000 | Bare Steel | 1977-03-07 | Galvanized Steel
9089141 | 3 | [5 empty] | Removed from Ground | Diesel | 1000 | Bare Steel | 1977-03-07 | Galvanized Steel
9089142 | 1 |  | 1983-01-01 |  | 1983-01-01 |  | Currently in Use | Gas (Historical Use) | 8000 | Steel-Impressed Current | 1981-01-01 | Cathodically Protected | Pressurized
9089142 | 2 |  | 1983-01-01 |  | 1983-01-01 |  | Currently in Use | Gas (Historical Use) | 4000 | Steel-Impressed Current | 1981-01-01 | Cathodically Protected | Pressurized
9089142 | 3 |  | 1983-01-01 |  | 1983-01-01 |  | Currently in Use | Gas (Historical Use) | 4000 | Steel-Impressed Current | 1981-01-01 | Cathodically Protected | Pressurized
9089143 | 1 |  | 1995-11-25 |  | 1995-11-25 | yes | Currently in Use | Gas (Historical Use) | 6000 | Galvanic (STIP-3) | 1991-11-29 | Fiberglass Reinforced Plastic | Pressurized
9089143 | 2 |  | 1995-11-25 |  | 1995-11-25 | yes | Currently in Use | Gas (Historical Use) | 6000 | Galvanic (STIP-3) | 1991-11-19 | Fiberglass Reinforced Plastic | Pressurized
9089143 | 3 |  | 1991-11-25 |  | 1995-11-21 | yes | Currently in Use | Gas (Historical Use) | 8000 | Galvanic (STIP-3) | 1991-11-19 | Fiberglass Reinforced Plastic | Pressurized
9089153 | 1 |  | 1995-08-15 |  | 1995-08-15 |  | Currently in Use | Gas (Historical Use) | 10000 | Composite | 1995-08-15 | Fiberglass Reinforced Plastic | Pressurized
9089153 | 2A |  | 1995-08-15 |  | 1995-08-15 |  | Currently in Use | Gas (Historical Use) | 5000 | Composite | 1995-08-15 | Fiberglass Reinforced Plastic | Pressurized
9089153 | 2B |  | 1995-08-15 |  | 1995-08-15 |  | Currently in Use | Gas (Historical Use) | 5000 | Composite | 1995-08-15 | Fiberglass Reinforced Plastic | Pressurized
9089159 | 1 | Ball Float | 1996-11-15 | no | 1996-11-15 | no | Currently in Use | Gas (Historical Use) | 6000 | Composite | 1996-11-12 | Double-Walled Flex | Pressurized
9089159 | 2 | Ball Float | 1996-11-15 | no | 1996-11-15 | no | Currently in Use | Gas (Historical Use) | 12000 | Composite | 1996-11-12 | Double-Walled Flex | Pressurized
9089159 | 3 | Ball Float | 1996-11-15 | no | 1996-11-15 | no | Currently in Use | Gas (Historical Use) | 6000 | Composite | 1996-11-12 | Double-Walled Flex | Pressurized
9089162 | 1 | [5 empty] | Removed from Ground | Gas (Historical Use) | 6000 | Cathodically Protected Steel | 1987-03-01 | Galvanized Steel | Suction (American)
9089162 | 2 | [5 empty] | Removed from Ground | Gas (Historical Use) | 8000 | Cathodically Protected Steel | 1987-03-01 | Galvanized Steel | Suction (American)
9089162 | 3 | [5 empty] | Removed from Ground | Diesel | 4000 | Cathodically Protected Steel | 1987-03-01 | Galvanized Steel | Suction (American)
9089163 | 1 | [5 empty] | Removed from Ground | Gas (Historical Use) | 550 | Not Marked/Unknown | 1964-01-01 | Not Marked
9089163 | 2 |  |  | no |  | no | Removed from Ground | Gas (Historical Use) | 550 | Unknown | 1964-01-01 | Unknown
9089163 | 3 |  |  | no |  | no | Removed from Ground | Gas (Historical Use) | 550 | Unknown | 1964-01-01 | Unknown
9089164 | 1 | Flapper Valve | 1996-10-30 | no | 1996-10-30 | no | Currently in Use | Regular | 10000 | Composite Double Walled | 1996-10-25 | Double-Walled Flex | Pressurized
9089164 | 2 | Flapper Valve | 1996-10-30 | no | 1996-10-30 | no | Currently in Use | Premium | 10000 | Composite Double Walled | 1996-10-25 | Double-Walled Flex | Pressurized
9089164 | 3 | Flapper Valve | 1996-10-30 | no | 1996-10-30 | no | Currently in Use | Diesel | 6000 | Composite Double Walled | 1996-10-25 | Double-Walled Flex | Pressurized
9089165 | 1A |  | 1997-02-15 |  | 1997-02-15 |  | Currently in Use | Gas (Historical Use) | 12000 | Composite | 1997-02-15 | Double-Walled Flex | Pressurized
9089165 | 1B |  | 1997-02-15 | no | 1997-02-15 | no | Currently in Use | Gas (Historical Use) | 8000 | Composite | 1997-02-15 | Double-Walled Flex | Pressurized
9089166 | 1 |  | 1997-03-01 |  | 1997-03-01 |  | Currently in Use | Gas (Historical Use) | 10000 | Composite | 1997-03-01 | Fiberglass Reinforced Plastic | Pressurized
9089166 | 2 |  | 1997-03-01 |  | 1997-03-01 |  | Currently in Use | Gas (Historical Use) | 12000 | Composite | 1997-03-01 | Fiberglass Reinforced Plastic | Pressurized
9089167 | 1A |  | 1997-12-01 |  | 1997-12-01 |  | Currently in Use | Gas (Historical Use) | 12000 | Composite | 1997-12-01 | Double-Walled Flex | Pressurized
9089167 | 1B |  | 1997-12-01 | no | 1997-12-01 | no | Currently in Use | Gas (Historical Use) | 8000 | Composite | 1997-12-01 | Double-Walled Flex | Pressurized
9089170 | 1 | Ball Float | 1998-05-16 | no | 1998-05-16 | no | Currently in Use | Regular | 10000 | Galvanic (STIP-3) | 1988-05-16 | Fiberglass Reinforced Plastic | Pressurized
9089170 | 2 | Ball Float | 1998-05-16 | no | 1998-05-16 | no | Currently in Use | Diesel | 10000 | Galvanic (STIP-3) | 1988-05-16 | Fiberglass Reinforced Plastic | Pressurized
9089172 | 1 |  | 2000-04-18 |  | 2000-04-18 |  | Currently in Use | Gas (Historical Use) | 12000 | Composite Double Walled | 2000-04-18 | Double-Walled Flex | Pressurized
9089172 | 2 |  | 2000-04-18 |  | 2000-04-18 |  | Currently in Use | Gas (Historical Use) | 12000 | Composite Double Walled | 2000-04-18 | Double-Walled Flex | Pressurized
9090001 | 1 |  | 1988-04-01 |  | 1988-04-01 |  | Currently in Use | Gas (Historical Use) | 8000 | Cathodically Protected Steel | 1988-01-01 | Fiberglass Reinforced Plastic | Pressurized
9090001 | 10 |  |  | yes |  | yes | Removed from Ground | Used Oil | 560 | Bare Steel | 1966-05-12 | Galvanized Steel
9090001 | 2 |  | 1988-04-01 |  | 1988-04-01 |  | Currently in Use | Gas (Historical Use) | 8000 | Cathodically Protected Steel | 1988-01-01 | Fiberglass Reinforced Plastic | Pressurized
9090001 | 3 |  | 1988-04-01 |  | 1988-04-01 |  | Currently in Use | Gas (Historical Use) | 8000 | Cathodically Protected Steel | 1988-01-01 | Fiberglass Reinforced Plastic | Pressurized
9090001 | 4 |  | 1988-04-01 |  | 1988-04-01 |  | Currently in Use | Diesel | 8000 | Cathodically Protected Steel | 1988-01-01 | Fiberglass Reinforced Plastic | Pressurized
9090001 | 5 |  | 1994-12-20 | no | 1994-12-20 | no | Currently in Use | Diesel | 8000 | Cathodically Protected Steel | 1991-05-24 | Fiberglass Reinforced Plastic | Pressurized
9090001 | 6 |  | 1994-12-20 | no | 1994-12-20 | no | Currently in Use | Kerosene | 1000 | Epoxy | 1994-12-20 | Cathodically Protected | Safe Suction (Euro)
9090001 | 7 | [5 empty] | Removed from Ground | Gas (Historical Use) | 4000 | Bare Steel | 1966-05-12 | Galvanized Steel
9090001 | 8 | [5 empty] | Removed from Ground | Gas (Historical Use) | 6000 | Bare Steel | 1966-05-12 | Galvanized Steel
9090001 | 9 | [5 empty] | Removed from Ground | Diesel | 9000 | Bare Steel | 1975-05-10 | Galvanized Steel
9090004 | 1 |  | 1992-06-01 |  | 1992-06-01 |  | Temporarily out of use | Diesel | 10000 | Galvanic (STIP-3) | 1992-06-01 | Fiberglass Reinforced Plastic | Pressurized
9090004 | 2 |  | 1992-06-01 |  | 1992-06-01 |  | Temporarily out of use | Gas (Historical Use) | 2000 | Galvanic (STIP-3) | 1992-06-01 | Fiberglass Reinforced Plastic | Safe Suction (Euro)
9090005 | 1 |  | 1993-03-31 |  | 1993-03-31 |  | Removed from Ground | Diesel | 10000 | Cathodically Protected Steel | 1993-03-31 | Fiberglass Reinforced Plastic | Pressurized
9090006 | 1 |  | 1995-08-31 |  | 1995-08-31 |  | Removed from Ground | Diesel | 12000 | Steel-Impressed Current | 1987-01-01 | Fiberglass Reinforced Plastic | Pressurized
9090006 | 2 | [5 empty] | Removed from Ground | Gas (Historical Use) | 3000 | Bare Steel | 1987-01-01 | Galvanized Steel | Pressurized
9090006 | 3 |  | 1995-08-31 |  | 1995-08-31 |  | Removed from Ground | Gas (Historical Use) | 2000 | Steel-Impressed Current | 1995-08-31 | Fiberglass Reinforced Plastic | Pressurized
9090007 | 3 |  | 1998-06-18 | no | 1998-06-18 | no | Currently in Use | Gas (Historical Use) | 4010 | Composite | 1998-06-18 | Fiberglass Reinforced Plastic | Safe Suction (Euro)
9090007 | PREM | [5 empty] | Removed from Ground | Gas (Historical Use) | 1000 | Not Marked/Unknown | 1998-06-01 | Not Marked
9090007 | REG | [5 empty] | Removed from Ground | Gas (Historical Use) | 1000 | Not Marked/Unknown | 1998-06-01 | Not Marked
9090008 | 3 |  | 2001-04-19 |  | 2001-04-19 |  | Removed from Ground | Gas (Historical Use) | 1000 | Composite | 2001-04-19 | Fiberglass Reinforced Plastic | Safe Suction (Euro)
9090008 | F135199 |  | 1998-11-20 |  | 1998-11-20 |  | Removed from Ground | Gas (Historical Use) | 1000 | Steel-Impressed Current | 1997-09-28 | Fiberglass Reinforced Plastic | Suction (American)
9090008 | F334193 |  | 1998-11-20 |  | 1998-11-20 |  | Removed from Ground | Gas (Historical Use) | 500 | Steel-Impressed Current | 1997-09-28 | Cathodically Protected | Suction (American)
9090009 | 1 | [5 empty] | Removed from Ground | Gas (Historical Use) | 1000 | Bare Steel | 2004-07-01 | Bare Steel
9090009 | 2 | [5 empty] | Removed from Ground | Gas (Historical Use) | 1000 | Bare Steel | 2004-07-01 | Bare Steel
9090009 | 3 | [5 empty] | Removed from Ground | Gas (Historical Use) | 2000 | Bare Steel | 2004-07-01 | Bare Steel
9090010 | 1 |  | 1998-03-01 |  | 1998-03-01 |  | Currently in Use | Gas (Historical Use) | 8000 | Cathodically Protected Steel | 1987-11-30 | Cathodically Protected | Pressurized
9090010 | 2 |  | 1998-03-01 |  | 1998-03-01 |  | Currently in Use | Gas (Historical Use) | 8000 | Cathodically Protected Steel | 1987-11-30 | Cathodically Protected | Pressurized
9090010 | 3 |  | 1998-03-01 |  | 1998-03-01 |  | Currently in Use | Gas (Historical Use) | 8000 | Cathodically Protected Steel | 1987-11-30 | Cathodically Protected | Pressurized
9090010 | 4 |  | 1998-03-01 |  | 1998-03-01 |  | Currently in Use | Diesel | 8000 | Cathodically Protected Steel | 1987-11-30 | Cathodically Protected | Pressurized
9090011 | 1 |  | 1998-10-26 |  | 1998-10-26 |  | Removed from Ground | Gas (Historical Use) | 6000 | Epoxy | 1986-08-01 | Fiberglass Reinforced Plastic
9090011 | 2 |  | 1998-10-26 |  | 1998-10-26 |  | Removed from Ground | Gas (Historical Use) | 5000 | Epoxy | 1986-08-01 | Fiberglass Reinforced Plastic
9090011 | 3 |  | 2008-04-07 | no | 2008-04-07 | no | Currently in Use | Gas (Historical Use) | 5000 | Fiberglass Double Walled | 2008-04-07 | Double-Walled Fiberglass | Safe Suction (Euro)
9090015 | 1 | [5 empty] | Removed from Ground | Gas (Historical Use) | 560 | Bare Steel | 1962-01-01 | Unknown
9090015 | 2 | [5 empty] | Removed from Ground | Gas (Historical Use) | 1000 | Bare Steel | 1999-01-16 | Not Marked
9090015 | 3 | [5 empty] | Removed from Ground | Gas (Historical Use) | 2000 | Bare Steel | 1999-01-16 | Not Marked
9090015 | 4 |  | 1999-01-17 |  | 1999-01-17 |  | Temporarily out of use | Gas (Historical Use) | 10000 | Fiberglass | 1999-01-17 | Fiberglass Reinforced Plastic | Safe Suction (Euro)
9090016 | 1 | [5 empty] | Removed from Ground | Gas (Historical Use) | 3000 | Bare Steel | 1998-03-06 | Galvanized Steel | Safe Suction (Euro)
9090016 | 2 | [5 empty] | Removed from Ground | Gas (Historical Use) | 3000 | Bare Steel | 1998-03-06 | Galvanized Steel | Safe Suction (Euro)
9090016 | 3 |  | 1998-04-02 | no | 1998-04-02 | no | Closed in Ground | Gas (Historical Use) | 4000 | Epoxy | 1998-04-02 | Fiberglass Reinforced Plastic | Suction (American)
9090017 | 1 | [5 empty] | Temporarily out of use | Gas (Historical Use) | 2000 | Marked Unknown | 2004-10-01 | Galvanized Steel | Safe Suction (Euro)
9090018 | 1 | [5 empty] | Removed from Ground | Gas (Historical Use) | 2000 | Bare Steel | 1998-12-28 | Bare Steel | Suction (American)
9090018 | 2 | [5 empty] | Removed from Ground | Diesel | 2000 | Bare Steel | 1998-12-28 | Bare Steel | Suction (American)
9090020 | 1 | [5 empty] | Removed from Ground | Gas (Historical Use) | 550 | Not Marked/Unknown | 1996-05-08 | Not Marked
9090020 | 2 | [5 empty] | Removed from Ground | Gas (Historical Use) | 550 | Not Marked/Unknown | 1996-05-08 | Not Marked
9090020 | 3 | [5 empty] | Removed from Ground | Gas (Historical Use) | 550 | Not Marked/Unknown | 1996-05-08 | Not Marked
9090021 | 1 |  | 1996-09-13 |  | 1996-09-13 |  | Temporarily out of use | Diesel | 8000 | Galvanic (STIP-3) | 1996-09-12 | Fiberglass Reinforced Plastic | Safe Suction (Euro)
9090021 | 2 |  | 1996-09-13 |  | 1996-09-13 |  | Temporarily out of use | Diesel | 4000 | Galvanic (STIP-3) | 1996-09-12 | Fiberglass Reinforced Plastic | Safe Suction (Euro)
9090021 | 3 |  | 1996-09-13 |  | 1996-09-13 |  | Temporarily out of use | Gas (Historical Use) | 2000 | Galvanic (STIP-3) | 1996-09-12 | Fiberglass Reinforced Plastic | Safe Suction (Euro)
9090022 | 1 | Flapper Valve | 1993-01-01 | no | 1993-01-01 | yes | Currently in Use | Regular | 10000 | Galvanic (STIP-3) | 2001-09-10 | Galvanized Steel | Suction (American)
9090022 | 2 | Flapper Valve | 1993-01-01 | no | 1993-01-01 | yes | Currently in Use | Diesel | 10000 | Galvanic (STIP-3) | 2001-09-10 | Galvanized Steel | Suction (American)
9090023 | 1 |  | 1993-03-01 |  | 1993-03-01 |  | Removed from Ground | Diesel | 10000 | Cathodically Protected Steel | 1993-03-01 | Fiberglass Reinforced Plastic | Pressurized
9090024 | 1 |  | 1999-01-15 |  | 1999-01-15 |  | Currently in Use | Gas (Historical Use) | 10000 | Composite | 1998-12-15 | Fiberglass Reinforced Plastic | Pressurized
9090024 | 2 |  | 1999-01-15 |  | 1999-01-15 |  | Currently in Use | Gas (Historical Use) | 8000 | Composite | 1998-12-15 | Fiberglass Reinforced Plastic | Pressurized
9090024 | 3A |  | 1998-12-01 | no | 1998-12-01 | no | Currently in Use | Diesel | 600 | Composite | 1999-01-01 | Fiberglass Reinforced Plastic | Pressurized
9090024 | 3B |  | 1998-12-01 | no | 1998-12-01 | no | Currently in Use | Diesel | 4000 | Composite | 1999-01-01 | Fiberglass Reinforced Plastic | Pressurized
9090025 | 1 | Flapper Valve | 1999-07-01 | no | 1999-07-01 | no | Currently in Use | Regular | 2000 | Composite | 1999-07-01 | Fiberglass Reinforced Plastic | Safe Suction (Euro)
9090025 | 2 |  | 1999-07-01 | no | 1999-07-01 | no | Currently in Use | Diesel | 10000 | Composite | 1999-07-01 | Fiberglass Reinforced Plastic | Safe Suction (Euro)
9090025 | 3 | Flapper Valve | 1999-07-01 | no | 1999-07-01 | no | Currently in Use | Diesel | 10000 | Composite | 1999-07-01 | Fiberglass Reinforced Plastic | Pressurized
9090026 | 1 |  | 2001-11-16 |  | 2001-11-16 |  | Temporarily out of use | Diesel | 12000 | Composite | 2001-11-16 | Fiberglass Reinforced Plastic | Safe Suction (Euro)
9091002 | 1 | [5 empty] | Removed from Ground | Gas (Historical Use) | 3000 | Bare Steel | 1967-01-01 | Galvanized Steel
9091002 | 2 | [5 empty] | Removed from Ground | Gas (Historical Use) | 3000 | Bare Steel | 1967-01-01 | Galvanized Steel
9091002 | 3 | [5 empty] | Removed from Ground | Gas (Historical Use) | 4000 | Bare Steel | 1967-01-01 | Galvanized Steel
9091002 | 4 |  |  | yes |  | yes | Removed from Ground | Used Oil | 560 | Bare Steel | 1967-01-01 | Galvanized Steel
9091003 | 1 | [5 empty] | Closed in Ground | Gas (Historical Use) | 1000 | Bare Steel | 1956-01-01 | Galvanized Steel
9091003 | 2 | [5 empty] | Closed in Ground | Gas (Historical Use) | 560 | Bare Steel | 1956-01-01 | Galvanized Steel
9091004 | 1 | [5 empty] | Removed from Ground | Gas (Historical Use) | 5000 | Bare Steel | 1961-01-01 | Galvanized Steel
9091004 | 2 | [5 empty] | Removed from Ground | Gas (Historical Use) | 3000 | Bare Steel | 1961-01-01 | Galvanized Steel
9091006 | 1 | [5 empty] | Removed from Ground | Gas (Historical Use) | 1000 | Not Marked/Unknown | 1980-01-01 | Not Marked
9091006 | 2 | [5 empty] | Removed from Ground | Gas (Historical Use) | 1000 | Not Marked/Unknown | 1980-01-01 | Not Marked
9091007 | 1 | [5 empty] | Closed in Ground | Diesel | 500 | Marked Unknown | 1986-01-01 | Bare Steel
9091007 | 2 | Ball Float | 1993-12-01 | no | 1993-12-01 | no | Currently in Use | Diesel | 600 |  | 1993-12-09 | Fiberglass Reinforced Plastic | Suction (American)
9091008 | 1 | [5 empty] | Removed from Ground | Other | 200 | Cathodically Protected Steel | 1994-09-14 | Copper | Suction (American)
9091009 | 1 | [5 empty] | Removed from Ground | Gas (Historical Use) | 1000 | Bare Steel | 1992-09-17 | Galvanized Steel | Suction (American)
9091009 | 2 | [5 empty] | Removed from Ground | Gas (Historical Use) | 1000 | Bare Steel | 1992-09-17 | Galvanized Steel | Suction (American)
9091009 | 3 | [5 empty] | Removed from Ground | Gas (Historical Use) | 2000 | Bare Steel | 1992-09-17 | Galvanized Steel | Suction (American)
9091010 | 524G1 | [5 empty] | Removed from Ground | Gas (Historical Use) | 1000 | Bare Steel | 1998-12-28 | Galvanized Steel | Safe Suction (Euro)
9091012 | BLUE |  | 1994-11-01 |  | 1994-11-01 | yes | Currently in Use | Gas (Historical Use) | 8000 | Composite | 1994-11-01 | Fiberglass Reinforced Plastic | Pressurized
9091012 | RED |  | 1994-11-01 |  | 1994-11-01 | yes | Currently in Use | Gas (Historical Use) | 8000 | Composite | 1994-11-01 | Fiberglass Reinforced Plastic
9091012 | WHITE |  | 1994-11-01 |  | 1994-11-01 | yes | Currently in Use | Gas (Historical Use) | 10000 | Composite | 1994-11-01 | Fiberglass Reinforced Plastic | Pressurized
9091012 | YELLOW |  | 1994-11-01 |  | 1994-11-01 | yes | Currently in Use | Diesel | 12000 | Composite | 1994-11-01 | Fiberglass Reinforced Plastic | Pressurized
9092001 | 1 | [5 empty] | Removed from Ground | Diesel | 6000 | Bare Steel | 1990-06-26 | Galvanized Steel | Pressurized
9092001 | 2 | [5 empty] | Removed from Ground | E-10 | 5000 | Bare Steel | 1990-06-26 | Galvanized Steel | Pressurized
9092001 | 3 | [5 empty] | Removed from Ground | Other | 3000 | Bare Steel | 1993-02-16 | Unknown
9092002 | 1 | [5 empty] | Removed from Ground | Diesel | 2000 | Cathodically Protected Steel | 1986-04-01 | Galvanized Steel | Safe Suction (Euro)
9092002 | 2 | [5 empty] | Removed from Ground | Diesel | 1000 | Bare Steel | 1983-05-03 | Galvanized Steel | Safe Suction (Euro)
9092002 | 3 | [5 empty] | Removed from Ground | Gas (Historical Use) | 2000 | Cathodically Protected Steel | 1961-05-01 | Galvanized Steel | Safe Suction (Euro)
9092002 | 4 | [5 empty] | Removed from Ground | Gas (Historical Use) | 2000 | Bare Steel | 1987-12-20 | Galvanized Steel | Safe Suction (Euro)
9092003 | 1 | [5 empty] | Removed from Ground | Gas (Historical Use) | 6000 | Marked Unknown | 1992-01-01 | Unknown
9092003 | 2 | [5 empty] | Removed from Ground | Gas (Historical Use) | 6000 | Marked Unknown | 1992-01-01 | Unknown
9092003 | 3 | [5 empty] | Removed from Ground | Other | 6000 | Marked Unknown | 1992-01-01 | Unknown
9092003 | 4 | [5 empty] | Removed from Ground | Other | 6000 | Marked Unknown | 1992-01-01 | Unknown
9092003 | 5 | [5 empty] | Removed from Ground | Other | 6000 | Marked Unknown | 1992-01-01 | Unknown
9092003 | 6 |  |  | yes |  | yes | Removed from Ground | Used Oil | 500 | Marked Unknown | 1992-01-01 | Unknown
9092003 | 7 |  |  | yes |  | yes | Removed from Ground | Used Oil | 500 | Marked Unknown | 1992-01-01 | Unknown
9092004 | 1 | [5 empty] | Removed from Ground | Diesel | 10000 | Bare Steel | 1971-01-01 | Galvanized Steel
9092004 | 2 | [5 empty] | Removed from Ground | Gas (Historical Use) | 3000 | Marked Unknown | 1971-01-01 | Unknown
9092005 | 1 |  |  | yes |  | yes | Removed from Ground | Used Oil | 1000 | Bare Steel | 1973-01-01 | Galvanized Steel
9092006 | 1 |  | 1994-03-01 |  | 1994-03-01 |  | Currently in Use | Gas (Historical Use) | 8000 | Cathodically Protected Steel | 1980-09-01 | Fiberglass Reinforced Plastic | Pressurized
9092006 | 2 |  | 1994-03-01 |  | 1994-03-01 |  | Currently in Use | Gas (Historical Use) | 8000 | Cathodically Protected Steel | 1980-09-01 | Fiberglass Reinforced Plastic | Pressurized
9092007 | 1 | [5 empty] | Removed from Ground | Gas (Historical Use) | 8000 | Bare Steel | 1971-01-01 | Bare Steel
9092009 | 1 |  |  | yes |  | yes | Removed from Ground | Used Oil | 500 | Marked Unknown | 1990-03-01 | Unknown
9092009 | 2 | [5 empty] | Removed from Ground | Kerosene | 500 | Marked Unknown | 1990-03-01 | Unknown
9092009 | 3 | [5 empty] | Removed from Ground | Gas (Historical Use) | 3000 | Marked Unknown | 1990-03-01 | Unknown
9092009 | 4 | [5 empty] | Removed from Ground | Gas (Historical Use) | 3000 | Marked Unknown | 1990-03-01 | Unknown
9092009 | 5 | [5 empty] | Removed from Ground | Gas (Historical Use) | 3000 | Marked Unknown | 1990-03-01 | Unknown
9092009 | 6 | [5 empty] | Removed from Ground | Gas (Historical Use) | 3000 | Marked Unknown | 1990-02-01 | Unknown
9092009 | 7 | [5 empty] | Removed from Ground | Gas (Historical Use) | 3000 | Marked Unknown | 1990-02-01 | Unknown
9092011 | 1 | [5 empty] | Removed from Ground | Gas (Historical Use) | 6000 | Bare Steel | 1977-01-01 | Fiberglass Reinforced Plastic | Safe Suction (Euro)
9092011 | 2 | [5 empty] | Removed from Ground | Gas (Historical Use) | 6000 | Bare Steel | 1977-01-01 | Fiberglass Reinforced Plastic | Safe Suction (Euro)
9092011 | 3 | [5 empty] | Removed from Ground | Gas (Historical Use) | 6000 | Bare Steel | 1977-01-01 | Fiberglass Reinforced Plastic | Safe Suction (Euro)
9092011 | 4 |  | 1995-08-10 | no | 1995-08-10 | no | Currently in Use | E-10 | 10000 | Composite | 1995-08-10 | Fiberglass Reinforced Plastic | Pressurized
9092011 | 5 | Flapper Valve | 1995-08-10 | no | 1995-08-10 | no | Currently in Use | Premium | 10000 | Composite | 1995-08-10 |  | Pressurized
9092012 | 1 |  | 1998-11-06 |  | 1988-06-15 |  | Removed from Ground | Gas (Historical Use) | 8000 | Galvanic (STIP-3) | 1988-01-01 | Fiberglass Reinforced Plastic | Pressurized
9092012 | 2 |  | 1998-11-16 |  | 1988-06-15 |  | Removed from Ground | Gas (Historical Use) | 8000 | Galvanic (STIP-3) | 1988-01-01 | Fiberglass Reinforced Plastic | Pressurized
9092012 | 3 |  | 1998-11-06 |  | 1988-06-15 |  | Removed from Ground | Gas (Historical Use) | 8000 | Galvanic (STIP-3) | 1988-01-01 | Fiberglass Reinforced Plastic | Pressurized
9092013 | 1 | Flapper Valve | 1998-01-20 |  | 1992-04-15 |  | Currently in Use | Gas (Historical Use) | 10000 | Steel-Impressed Current | 1976-01-01 | Fiberglass Reinforced Plastic | Pressurized
9092013 | 2 | Flapper Valve | 1998-01-20 |  | 1992-04-15 |  | Currently in Use | Gas (Historical Use) | 10000 | Steel-Impressed Current | 1976-01-01 | Fiberglass Reinforced Plastic | Pressurized
9092014 | 1 | [5 empty] | Removed from Ground | Gas (Historical Use) | 550 | Bare Steel | 1974-01-01 | Galvanized Steel
9092015 | 1 | [5 empty] | Removed from Ground | Diesel | 15000 | Bare Steel | 1979-01-01 | Galvanized Steel
9092017 | 1 | [5 empty] | Removed from Ground | Empty | 1000 | Bare Steel | 1969-01-01 | Galvanized Steel
9092018 | 1 |  | 1987-01-01 |  | 1987-01-01 |  | Currently in Use | Gas (Historical Use) | 6000 | Galvanic (STIP-3) | 1987-01-01 | Fiberglass Reinforced Plastic | Pressurized
9092018 | 2 |  | 1987-01-01 |  | 1987-01-01 |  | Currently in Use | Gas (Historical Use) | 6000 | Galvanic (STIP-3) | 1987-01-01 | Fiberglass Reinforced Plastic | Pressurized
9092018 | 3 |  | 1987-01-01 |  | 1987-01-01 |  | Currently in Use | Gas (Historical Use) | 6000 | Galvanic (STIP-3) | 1987-01-01 | Fiberglass Reinforced Plastic | Pressurized
9092019 | 1 |  | 1994-03-01 |  | 1994-03-01 |  | Currently in Use | Gas (Historical Use) | 8000 | Steel-Impressed Current | 1977-01-01 | Fiberglass Reinforced Plastic | Pressurized
9092019 | 2 |  | 1994-03-01 |  | 1994-03-01 |  | Currently in Use | Diesel | 8000 | Steel-Impressed Current | 1977-01-01 | Fiberglass Reinforced Plastic | Pressurized
9092020 | T2 | [5 empty] | Removed from Ground | Gas (Historical Use) | 560 | Bare Steel | 1989-12-04 | Galvanized Steel
9092021 | 1 |  | 1997-02-10 |  | 1997-02-10 |  | Currently in Use | Gas (Historical Use) | 10000 | Steel-Impressed Current | 1975-11-01 | Galvanized Steel | Pressurized
9092021 | 2 |  | 1997-02-10 |  | 1997-02-10 |  | Currently in Use | Gas (Historical Use) | 10000 | Steel-Impressed Current | 1975-11-01 | Galvanized Steel | Pressurized
9092021 | 3 |  | 1997-02-10 |  | 1997-02-10 |  | Currently in Use | Gas (Historical Use) | 6000 | Steel-Impressed Current | 1985-11-01 | Fiberglass Reinforced Plastic | Pressurized
9092022 | 1 |  |  | yes |  | yes | Removed from Ground | Used Oil | 550 | Marked Unknown | 1988-08-01 | Unknown
9092023 | 1 |  | 1998-11-13 |  | 1998-09-17 |  | Removed from Ground | Gas (Historical Use) | 10000 | Steel-Impressed Current | 1977-01-01 | Cathodically Protected | Safe Suction (Euro)
9092023 | 2 |  | 1998-11-13 |  | 1998-09-17 |  | Removed from Ground | Gas (Historical Use) | 6000 | Steel-Impressed Current | 1977-01-01 | Cathodically Protected | Safe Suction (Euro)
9092023 | 3 |  | 1998-11-13 |  | 1998-09-17 |  | Removed from Ground | Gas (Historical Use) | 6000 | Steel-Impressed Current | 1977-01-01 | Cathodically Protected | Safe Suction (Euro)
9092023 | 4 | Flapper Valve | 2007-10-17 | no | 2007-10-17 | no | Currently in Use | E-10 | 15000 | Composite Double Walled | 2007-10-17 | Double-Walled Flex | Pressurized
9092023 | 5 | Flapper Valve | 2007-10-17 | no | 2007-10-17 | no | Currently in Use | Premium | 8000 | Composite Double Walled | 2007-10-17 | Double-Walled Flex | Pressurized
9092024 | 1 |  | 1987-01-01 |  | 1987-01-01 |  | Temporarily out of use | Gas (Historical Use) | 6000 | Galvanic (STIP-3) | 1987-01-01 | Fiberglass Reinforced Plastic | Pressurized
9092024 | 2 |  | 1987-01-01 |  | 1987-01-01 |  | Currently in Use | Gas (Historical Use) | 6000 | Galvanic (STIP-3) | 1987-01-01 | Fiberglass Reinforced Plastic | Pressurized
9092024 | 3 |  | 1987-01-01 |  | 1987-01-01 |  | Currently in Use | Gas (Historical Use) | 6000 | Galvanic (STIP-3) | 1987-01-01 | Fiberglass Reinforced Plastic | Pressurized
9092027 | 1 | [5 empty] | Removed from Ground | Other | 4000 | Cathodically Protected Steel | 1988-03-24 | Galvanized Steel
9092028 | 1 | Flapper Valve | 1995-09-18 | no | 1995-09-18 | no | Currently in Use | E-10 | 10000 | Galvanic (STIP-3) | 1984-01-01 | Double-Walled Flex | Pressurized
9092028 | 2 | Flapper Valve | 1995-09-18 | no | 1995-09-18 | no | Currently in Use | Premium | 10000 | Galvanic (STIP-3) | 1984-01-01 | Double-Walled Flex | Pressurized
9092029 | 1 | [5 empty] | Removed from Ground | Gas (Historical Use) | 6000 | Bare Steel | 1964-01-01 | Galvanized Steel
9092029 | 2 | [5 empty] | Removed from Ground | Gas (Historical Use) | 6000 | Bare Steel | 1964-01-01 | Galvanized Steel
9092029 | 3 | [5 empty] | Removed from Ground | Gas (Historical Use) | 6000 | Bare Steel | 1964-01-01 | Galvanized Steel
9092030 | 1 | Flapper Valve | 1998-11-13 |  | 1998-09-17 |  | Temporarily out of use | Gas (Historical Use) | 8000 | Steel-Impressed Current | 1979-01-01 | Steel (Impressed Current) | Safe Suction (Euro)
9092030 | 2 | Flapper Valve | 1998-11-13 |  | 1998-09-17 |  | Temporarily out of use | Gas (Historical Use) | 8000 | Steel-Impressed Current | 1979-01-01 | Steel (Impressed Current) | Safe Suction (Euro)
9092030 | 3 | Flapper Valve | 1998-11-13 |  | 1998-09-17 |  | Temporarily out of use | Gas (Historical Use) | 6000 | Steel-Impressed Current | 1979-01-01 | Steel (Impressed Current) | Safe Suction (Euro)
9092030 | A | [5 empty] | Removed from Ground | Gas (Historical Use) | 10000 | Bare Steel | 1977-03-01 | Galvanized Steel
9092030 | B | [5 empty] | Removed from Ground | Gas (Historical Use) | 10000 | Bare Steel | 1977-03-01 | Galvanized Steel
9092030 | C | [5 empty] | Removed from Ground | Gas (Historical Use) | 10000 | Bare Steel | 1977-03-01 | Galvanized Steel
9092031 | 1 | [5 empty] | Removed from Ground | Diesel | 560 | Bare Steel | 1976-01-01 | Galvanized Steel
9092031 | 2 | [5 empty] | Removed from Ground | Gas (Historical Use) | 1000 | Bare Steel | 1976-01-01 | Galvanized Steel
9092034 | 1 | [5 empty] | Removed from Ground | Gas (Historical Use) | 4000 | Bare Steel | 1970-03-01 | Galvanized Steel
9092034 | 2 | [5 empty] | Removed from Ground | Gas (Historical Use) | 4000 | Bare Steel | 1970-03-01 | Galvanized Steel
9092034 | 3 | [5 empty] | Removed from Ground | Gas (Historical Use) | 4000 | Bare Steel | 1970-03-01 | Galvanized Steel
9092034 | 4 | [5 empty] | Removed from Ground | Gas (Historical Use) | 4000 | Bare Steel | 1970-03-01 | Galvanized Steel
9092034 | 5 | [5 empty] | Removed from Ground | Gas (Historical Use) | 10000 | Bare Steel | 1970-03-01 | Galvanized Steel
9092035 | 1 | [5 empty] | Removed from Ground | Gas (Historical Use) | 10000 | Bare Steel | 1971-03-01 | Galvanized Steel
9092035 | 2 | [5 empty] | Removed from Ground | Gas (Historical Use) | 10000 | Bare Steel | 1971-03-01 | Galvanized Steel
9092035 | 3 | [5 empty] | Removed from Ground | Gas (Historical Use) | 10000 | Bare Steel | 1971-03-01 | Galvanized Steel
9092037 | 1 | Flapper Valve | 1991-01-01 |  | 1991-01-01 |  | Removed from Ground | Gas (Historical Use) | 8000 | Fiberglass | 1991-03-20 | Fiberglass Reinforced Plastic | Pressurized
9092037 | 2 | Flapper Valve | 1991-01-01 |  | 1991-01-01 |  | Removed from Ground | Gas (Historical Use) | 8000 | Fiberglass | 1991-03-20 | Fiberglass Reinforced Plastic | Pressurized
9092037 | 3 | Flapper Valve | 1991-01-01 |  | 1991-01-01 |  | Removed from Ground | Gas (Historical Use) | 6000 | Fiberglass | 1991-03-20 | Fiberglass Reinforced Plastic | Pressurized
9092039 | 1 | [5 empty] | Removed from Ground | Gas (Historical Use) | 5000 | Bare Steel | 1961-04-01 | Galvanized Steel | Suction (American)
9092039 | 2 | [5 empty] | Removed from Ground | Gas (Historical Use) | 5000 | Bare Steel | 1961-04-01 | Galvanized Steel | Suction (American)
9092039 | 3 | [5 empty] | Removed from Ground | Gas (Historical Use) | 5000 | Bare Steel | 1961-04-01 | Galvanized Steel | Suction (American)
9092041 | 1 |  |  | yes |  | yes | Removed from Ground | Used Oil | 500 | Bare Steel | 1978-04-01 | Fiberglass Reinforced Plastic
9092042 | 1 | [5 empty] | Removed from Ground | Gas (Historical Use) | 4000 | Bare Steel | 1965-01-01 | Galvanized Steel
9092043 | 1 | [5 empty] | Removed from Ground | Other | 6000 | Bare Steel | 1970-10-01 | Galvanized Steel | Suction (American)
9092043 | 2 | [5 empty] | Removed from Ground | Other | 10000 | Bare Steel | 1970-10-01 | Galvanized Steel | Suction (American)
9092043 | 3 | [5 empty] | Removed from Ground | Other | 10000 | Bare Steel | 1970-10-01 | Galvanized Steel | Suction (American)
9092044 | 1 | [5 empty] | Removed from Ground | Diesel | 800 | Bare Steel | 1976-01-01 | Galvanized Steel
9092044 | 2 | [5 empty] | Removed from Ground | Empty | 500 | Bare Steel | 1976-01-01 | Galvanized Steel
9092045 | 1 |  | 1996-04-18 |  | 1996-04-18 |  | Removed from Ground | Gas (Historical Use) | 8000 | Galvanic (STIP-3) | 1984-06-01 | Fiberglass Reinforced Plastic | Pressurized
9092045 | 2 |  | 1996-04-18 |  | 1996-04-18 |  | Removed from Ground | Gas (Historical Use) | 6000 | Galvanic (STIP-3) | 1984-06-01 | Fiberglass Reinforced Plastic
9092045 | 3 |  | 1996-04-18 |  | 1996-04-18 |  | Removed from Ground | Gas (Historical Use) | 6000 | Galvanic (STIP-3) | 1984-06-01 | Fiberglass Reinforced Plastic
9092046 | 1 | Ball Float | 1994-03-01 |  | 1994-03-01 |  | Currently in Use | Gas (Historical Use) | 8000 | Steel-Impressed Current | 1977-01-01 | Double-Walled Fiberglass | Pressurized
9092046 | 2 | Ball Float | 1994-03-01 |  | 1994-03-01 |  | Currently in Use | Gas (Historical Use) | 8000 | Steel-Impressed Current | 1977-01-01 | Double-Walled Fiberglass | Pressurized
9092048 | 1 | [5 empty] | Removed from Ground | Gas (Historical Use) | 2000 | Bare Steel | 1976-03-01 | Galvanized Steel
9092048 | 2 | [5 empty] | Removed from Ground | Gas (Historical Use) | 2000 | Bare Steel | 1976-03-01 | Galvanized Steel
9092048 | 3 | Overfill Alarm | 1997-09-09 |  | 1997-09-09 |  | Currently in Use | Diesel | 20000 | Composite Double Walled | 1997-09-09 | Double-Walled Flex | Pressurized
9092048 | 4A | Overfill Alarm | 1997-09-09 |  | 1997-09-09 |  | Currently in Use | Gas (Historical Use) | 8000 | Composite Double Walled | 1997-09-09 | Double-Walled Flex | Pressurized
9092048 | 4B | Overfill Alarm | 1997-09-09 | no | 1997-09-09 | no | Currently in Use | Gas (Historical Use) | 4000 | Composite Double Walled | 1997-09-09 | Double-Walled Flex | Pressurized
9092050 | 1 |  |  | yes |  | yes | Removed from Ground | Used Oil | 550 | Bare Steel | 1979-10-19 | Galvanized Steel
9092051 | 1 | [5 empty] | Removed from Ground | Empty | 2000 | Bare Steel | 1966-03-01 | Galvanized Steel
9092051 | 2 | [5 empty] | Removed from Ground | Gas (Historical Use) | 1000 | Bare Steel | 1966-03-01 | Galvanized Steel
9092053 | 1 |  | 1991-07-08 |  | 1991-07-08 |  | Removed from Ground | Gas (Historical Use) | 12000 | Galvanic (STIP-3) | 1991-01-01 | Fiberglass Reinforced Plastic
9092053 | 2A |  | 1991-07-08 |  | 1991-07-08 |  | Removed from Ground | Gas (Historical Use) | 6000 | Galvanic (STIP-3) | 1991-01-01 | Fiberglass Reinforced Plastic
9092053 | 2B |  | 1991-07-08 |  | 1991-07-08 |  | Removed from Ground | Gas (Historical Use) | 6000 | Galvanic (STIP-3) | 1991-01-01 | Fiberglass Reinforced Plastic
9092054 | 1 | [5 empty] | Removed from Ground | Other | 550 | Marked Unknown | 1991-07-01 | Unknown
9092055 | 1 | [5 empty] | Removed from Ground | Gas (Historical Use) | 1000 | Bare Steel | 1983-01-01 | Unknown
9092055 | 2 | [5 empty] | Removed from Ground | Diesel | 500 | Bare Steel | 1983-01-01 | Unknown
9092056 | 1 | Ball Float | 1990-01-01 |  | 1990-01-01 |  | Currently in Use | Gas (Historical Use) | 8000 | Steel-Impressed Current | 1990-01-01 | Steel (Impressed Current) | Pressurized
9092056 | 2 | Ball Float | 1990-01-01 |  | 1990-01-01 |  | Currently in Use | Gas (Historical Use) | 8000 | Steel-Impressed Current | 1990-01-01 | Steel (Impressed Current) | Pressurized
9092056 | 3 | Ball Float | 1990-01-01 |  | 1990-01-01 |  | Currently in Use | Gas (Historical Use) | 6000 | Steel-Impressed Current | 1990-01-01 | Steel (Impressed Current) | Pressurized
9092056 | 4 | Ball Float | 1990-01-01 |  | 1990-01-01 |  | Currently in Use | Diesel | 6000 | Steel-Impressed Current | 1990-01-01 | Steel (Impressed Current) | Pressurized
9092057 | 1 | [5 empty] | Removed from Ground | Other | 3000 | Marked Unknown | 1989-08-14 | Unknown
9092057 | 2 | [5 empty] | Removed from Ground | Other | 3000 | Marked Unknown | 1989-08-14 | Unknown
9092057 | 3 | [5 empty] | Removed from Ground | Other | 3000 | Marked Unknown | 1989-08-14 | Unknown
9092057 | 4 | Flapper Valve | 1989-08-01 |  | 1989-08-01 |  | Currently in Use | Gas (Historical Use) | 8000 | Galvanic (STIP-3) | 1989-08-15 | Fiberglass Reinforced Plastic | Pressurized
9092057 | 5 | Flapper Valve | 1989-08-01 |  | 1989-08-01 |  | Currently in Use | Gas (Historical Use) | 8000 | Galvanic (STIP-3) | 1989-08-15 | Fiberglass Reinforced Plastic | Pressurized
9092057 | 6 |  | 1989-08-01 |  | 1989-08-01 |  | Currently in Use | Gas (Historical Use) | 8000 | Galvanic (STIP-3) | 1989-08-15 | Fiberglass Reinforced Plastic | Pressurized
9092058 | A | [5 empty] | Removed from Ground | Gas (Historical Use) | 10000 | Bare Steel | 1973-01-01 | Bare Steel
9092058 | B | [5 empty] | Removed from Ground | Kerosene | 10000 | Bare Steel | 1973-01-01 | Bare Steel
9092058 | C | [5 empty] | Removed from Ground | Kerosene | 10000 | Bare Steel | 1973-01-01 | Bare Steel
9092058 | D | [5 empty] | Removed from Ground | Kerosene | 15000 | Bare Steel | 1970-01-01 | Bare Steel
9092058 | E | [5 empty] | Removed from Ground | Kerosene | 2000 | Bare Steel | 1965-01-01 | Bare Steel
9092058 | F | [5 empty] | Removed from Ground | Gas (Historical Use) | 2000 | Bare Steel | 1965-01-01 | Bare Steel
9092058 | G | [5 empty] | Removed from Ground | Kerosene | 3000 | Bare Steel | 1965-01-01 | Bare Steel
9092058 | H | [5 empty] | Removed from Ground | Kerosene | 500 | Bare Steel | 1969-01-01 | Bare Steel
9092058 | I | [5 empty] | Removed from Ground | Gas (Historical Use) | 500 | Bare Steel | 1969-01-01 | Bare Steel
9092058 | J |  |  | yes |  | yes | Removed from Ground | Used Oil | 200 | Bare Steel | 1969-01-01 | Bare Steel
9092059 | 1 | [5 empty] | Removed from Ground | Gas (Historical Use) | 4000 | Bare Steel | 1979-01-01 | Galvanized Steel
9092059 | 2 | [5 empty] | Removed from Ground | Gas (Historical Use) | 6000 | Bare Steel | 1979-01-01 | Galvanized Steel
9092059 | 3 | [5 empty] | Removed from Ground | Gas (Historical Use) | 4000 | Bare Steel | 1979-01-01 | Galvanized Steel
9092059 | 4 | Flapper Valve | 1989-08-15 |  | 1989-08-15 |  | Temporarily out of use | Gas (Historical Use) | 8000 | Galvanic (STIP-3) | 1989-08-15 | Fiberglass Reinforced Plastic | Pressurized
9092059 | 5 | Flapper Valve | 1989-08-15 |  | 1989-08-15 |  | Temporarily out of use | Gas (Historical Use) | 8000 | Galvanic (STIP-3) | 1989-08-15 | Fiberglass Reinforced Plastic | Pressurized
9092059 | 6 |  | 1989-08-15 |  | 1989-08-15 |  | Temporarily out of use | Gas (Historical Use) | 8000 | Galvanic (STIP-3) | 1989-08-15 | Fiberglass Reinforced Plastic | Pressurized
9092060 | 1 |  | 1998-11-07 |  | 1989-10-31 |  | Currently in Use | Gas (Historical Use) | 8000 | Galvanic (STIP-3) | 1989-10-01 | Fiberglass Reinforced Plastic | Pressurized
9092060 | 2 |  | 1998-11-07 |  | 1989-10-31 |  | Currently in Use | Diesel | 8000 | Galvanic (STIP-3) | 1989-10-01 | Fiberglass Reinforced Plastic | Pressurized
9092060 | 3 |  | 1998-11-07 |  | 1989-10-31 |  | Currently in Use | Gas (Historical Use) | 8000 | Galvanic (STIP-3) | 1989-10-01 | Fiberglass Reinforced Plastic | Pressurized
9092061 | 1 | Flapper Valve | 1998-11-06 |  | 1990-04-01 |  | Currently in Use | Gas (Historical Use) | 10000 | Galvanic (STIP-3) | 1990-04-01 | Fiberglass Reinforced Plastic | Pressurized
9092061 | 2 | Flapper Valve | 1998-11-06 |  | 1990-04-01 |  | Currently in Use | Gas (Historical Use) | 10000 | Galvanic (STIP-3) | 1990-04-01 | Fiberglass Reinforced Plastic | Pressurized
9092061 | 3 | Flapper Valve | 1998-11-06 |  | 1990-04-01 |  | Currently in Use | Diesel | 10000 | Galvanic (STIP-3) | 1990-04-01 | Fiberglass Reinforced Plastic | Pressurized
9092063 | 1 | Flapper Valve | 1998-11-06 |  | 1988-12-28 |  | Currently in Use | Gas (Historical Use) | 8000 | Galvanic (STIP-3) | 1989-01-05 | Fiberglass Reinforced Plastic | Pressurized
9092063 | 2 | Flapper Valve | 1998-11-06 |  | 1988-12-28 |  | Currently in Use | Diesel | 8000 | Galvanic (STIP-3) | 1989-01-05 | Fiberglass Reinforced Plastic | Pressurized
9092063 | 3 | Flapper Valve | 1998-11-06 |  | 1988-12-28 |  | Currently in Use | Gas (Historical Use) | 8000 | Galvanic (STIP-3) | 1989-01-05 | Fiberglass Reinforced Plastic | Pressurized
9092064 | 1 |  | 1991-11-01 |  | 1991-11-01 |  | Currently in Use | Gas (Historical Use) | 10000 | Fiberglass | 1991-11-07 | Double-Walled Fiberglass | Pressurized
9092064 | 2 |  |  | yes |  | yes | Removed from Ground | Used Oil | 550 | Not Marked/Unknown | 1991-11-01 | Not Marked
9092066 | 1 | [5 empty] | Removed from Ground | Gas (Historical Use) | 10000 | Bare Steel | 1982-11-01 | Galvanized Steel
9092066 | 2 |  |  | yes |  | yes | Removed from Ground | Used Oil | 500 | Bare Steel | 1982-11-01 | Galvanized Steel
9092068 | 1 | Ball Float | 1992-01-16 |  | 1992-01-16 |  | Removed from Ground | Gas (Historical Use) | 12000 | Cathodically Protected Steel | 1992-01-16 | Fiberglass Reinforced Plastic | Pressurized
9092068 | 2 | Ball Float | 1992-01-16 |  | 1992-01-16 |  | Removed from Ground | Gas (Historical Use) | 12000 | Cathodically Protected Steel | 1992-01-16 | Fiberglass Reinforced Plastic | Pressurized
9092068 | 3 | Ball Float | 1992-01-16 |  | 1992-01-16 |  | Removed from Ground | Gas (Historical Use) | 12000 | Cathodically Protected Steel | 1992-01-16 | Fiberglass Reinforced Plastic | Pressurized
9092068 | 4 |  | 2006-03-14 | no | 2006-03-14 | no | Currently in Use | Gas (Historical Use) | 15000 | Composite Double Walled | 2006-03-14 | Double-Walled Fiberglass | Pressurized
9092068 | 5 |  | 2006-03-14 | no | 2006-03-14 | no | Currently in Use | Gas (Historical Use) | 15000 | Composite Double Walled | 2006-03-14 | Double-Walled Fiberglass | Pressurized
9092068 | 6 |  | 2006-03-14 | no | 2006-03-14 | no | Currently in Use | Gas (Historical Use) | 12000 | Composite Double Walled | 2006-03-14 | Double-Walled Fiberglass | Pressurized
9092068 | 7 |  | 2006-03-14 | no | 2006-03-14 | no | Currently in Use | Diesel | 10000 | Composite Double Walled | 2006-03-14 | Double-Walled Fiberglass | Pressurized
9092069 | 1 | [5 empty] | Removed from Ground | Diesel | 12000 | Bare Steel | 1977-09-01 | Bare Steel | Pressurized
9092069 | 10 | [5 empty] | Removed from Ground | Other | 10000 | Bare Steel | 1977-09-01 | Bare Steel | Suction (American)
9092069 | 11 | [5 empty] | Removed from Ground | Diesel | 4000 | Bare Steel | 1978-08-01 | Bare Steel | Gravity Fed
9092069 | 12 | [5 empty] | Removed from Ground | Diesel | 550 | Bare Steel | 1978-08-01 | Bare Steel | Gravity Fed
9092069 | 13 | Ball Float | 1998-10-28 | no | 1998-10-28 | no | Currently in Use | Diesel | 20000 | Fiberglass Double Walled | 1998-10-28 | Double-Walled Fiberglass | Pressurized
9092069 | 14 | Ball Float | 1998-10-28 | no | 1998-10-28 | no | Currently in Use | Diesel | 20000 | Fiberglass Double Walled | 1998-10-28 | Double-Walled Fiberglass | Pressurized
9092069 | 2 | [5 empty] | Removed from Ground | Diesel | 12000 | Bare Steel | 1977-09-01 | Bare Steel | Suction (American)
9092069 | 3 | [5 empty] | Removed from Ground | Diesel | 12000 | Bare Steel | 1977-09-01 | Bare Steel | Pressurized
9092069 | 4 | [5 empty] | Removed from Ground | Diesel | 12000 | Bare Steel | 1977-09-01 | Bare Steel | Pressurized
9092069 | 5 | [5 empty] | Removed from Ground | Diesel | 12000 | Bare Steel | 1977-09-01 | Bare Steel | Pressurized
9092069 | 6 | [5 empty] | Removed from Ground | Diesel | 3000 | Bare Steel | 1978-08-01 | Bare Steel | Suction (American)
9092069 | 7 | [5 empty] | Removed from Ground | Diesel | 3000 | Bare Steel | 1978-08-01 | Bare Steel | Suction (American)
9092069 | 8 | [5 empty] | Removed from Ground | Diesel | 3000 | Bare Steel | 1978-08-01 | Bare Steel | Suction (American)
9092069 | 9 | [5 empty] | Removed from Ground | Diesel | 3000 | Bare Steel | 1978-08-01 | Bare Steel | Suction (American)
9092070 | 1 | Flapper Valve | 1997-01-09 |  | 1997-01-09 |  | Currently in Use | Gas (Historical Use) | 10000 | Steel-Impressed Current | 1977-01-01 | Fiberglass Reinforced Plastic | Pressurized
9092070 | 2 | Flapper Valve | 1997-01-09 |  | 1997-01-09 |  | Currently in Use | Gas (Historical Use) | 10000 | Steel-Impressed Current | 1977-01-01 | Fiberglass Reinforced Plastic | Pressurized
9092072 | 1 | Ball Float | 1997-03-05 |  | 1997-03-05 |  | Currently in Use | Gas (Historical Use) | 10000 | Steel-Impressed Current | 1978-01-01 | Cathodically Protected | Pressurized
9092072 | 2 | Flapper Valve | 1997-03-05 |  | 1997-03-05 |  | Currently in Use | Gas (Historical Use) | 10000 | Steel-Impressed Current | 1978-01-01 | Cathodically Protected | Pressurized
9092073 | 1 | [5 empty] | Removed from Ground | Gas (Historical Use) | 12000 | Bare Steel | 1975-01-01 | Galvanized Steel
9092073 | 2 | [5 empty] | Removed from Ground | Gas (Historical Use) | 12000 | Bare Steel | 1975-01-01 | Galvanized Steel
9092074 | 1 |  | 1997-01-06 | no | 1997-01-06 | no | Temporarily out of use |  | 10000 |  | 2000-09-08 | Cathodically Protected | Safe Suction (Euro)
9092074 | 2 |  | 1997-01-06 | no | 1997-01-06 | no | Temporarily out of use |  | 10000 |  | 2000-09-08 | Cathodically Protected | Safe Suction (Euro)
9092076 | 1 | Ball Float | 1989-11-01 |  | 1989-11-01 |  | Currently in Use | Gas (Historical Use) | 8000 | Galvanic (STIP-3) | 1989-01-01 | Galvanized Steel | Pressurized
9092076 | 2 | Ball Float | 1989-11-01 |  | 1989-11-01 |  | Currently in Use | Gas (Historical Use) | 8000 | Galvanic (STIP-3) | 1989-01-01 | Galvanized Steel | Pressurized
9092076 | 3 | Ball Float | 1989-11-01 |  | 1989-11-01 |  | Currently in Use | Gas (Historical Use) | 8000 | Galvanic (STIP-3) | 1989-01-01 | Galvanized Steel | Pressurized
9092077 | 1 | [5 empty] | Removed from Ground | Gas (Historical Use) | 2000 | Bare Steel | 1989-07-01 | Galvanized Steel
9092078 | 1 | Flapper Valve | 1998-11-07 |  | 1990-11-19 |  | Currently in Use | Gas (Historical Use) | 8000 | Galvanic (STIP-3) | 1990-11-19 | Fiberglass Reinforced Plastic | Pressurized
9092078 | 2 |  | 1998-11-07 |  | 1990-11-19 |  | Currently in Use | Gas (Historical Use) | 8000 | Galvanic (STIP-3) | 1990-11-19 | Fiberglass Reinforced Plastic | Pressurized
9092078 | 3 |  | 1998-11-07 |  | 1990-11-19 |  | Currently in Use | Gas (Historical Use) | 8000 | Galvanic (STIP-3) | 1990-11-19 | Fiberglass Reinforced Plastic | Pressurized
9092079 | 1 | Flapper Valve | 1998-11-17 |  | 1990-05-16 |  | Currently in Use | Gas (Historical Use) | 10000 | Fiberglass | 1990-05-16 | Double-Walled Fiberglass | Pressurized
9092079 | 2 | Flapper Valve | 1998-11-07 |  | 1990-05-16 |  | Currently in Use | Gas (Historical Use) | 10000 | Fiberglass | 1990-05-16 | Double-Walled Fiberglass | Pressurized
9092079 | 3 | Flapper Valve | 1998-11-07 |  | 1990-05-16 |  | Currently in Use | Gas (Historical Use) | 10000 | Fiberglass | 1990-05-16 | Double-Walled Fiberglass | Pressurized
9092080 | 1 |  | 1993-01-01 |  | 1993-01-01 |  | Removed from Ground | Gas (Historical Use) | 10000 | Galvanic (STIP-3) | 1976-01-01 | Fiberglass Reinforced Plastic | Pressurized
9092080 | 2 |  | 1993-01-01 |  | 1993-01-01 |  | Removed from Ground | Gas (Historical Use) | 10000 | Galvanic (STIP-3) | 1976-01-01 | Fiberglass Reinforced Plastic | Pressurized
9092080 | 3 |  | 2012-04-26 | no | 2012-04-26 | no | Currently in Use | Gas (Historical Use) | 6000 | Tank Jacket | 2012-04-26 | Double-Walled Fiberglass | Pressurized
9092080 | 4 |  | 2012-04-26 | no | 2012-04-26 | no | Currently in Use | Diesel | 6000 | Tank Jacket | 2012-04-26 | Double-Walled Fiberglass | Pressurized
9092081 | 1 | [5 empty] | Removed from Ground | Gas (Historical Use) | 10000 | Bare Steel |  | Galvanized Steel | Safe Suction (Euro)
9092081 | 2 | [5 empty] | Removed from Ground | Gas (Historical Use) | 10000 | Bare Steel |  | Galvanized Steel | Safe Suction (Euro)
9092082 | 1 | Flapper Valve | 1992-08-01 |  | 1992-08-01 |  | Closed in Ground | Gas (Historical Use) | 12000 | Steel-Impressed Current | 1975-01-01 | Fiberglass Reinforced Plastic | Pressurized
9092082 | 2 | Flapper Valve | 1992-08-01 |  | 1992-08-01 |  | Removed from Ground | Gas (Historical Use) | 12000 | Steel-Impressed Current | 1975-01-01 | Fiberglass Reinforced Plastic | Pressurized
9092083 | 1 | Flapper Valve | 1993-06-01 |  | 1993-06-01 |  | Currently in Use | Gas (Historical Use) | 10000 | Steel-Impressed Current | 1977-01-01 | Fiberglass Reinforced Plastic | Pressurized
9092083 | 2 | Ball Float | 1993-06-01 |  | 1993-06-01 |  | Currently in Use | Gas (Historical Use) | 8000 | Steel-Impressed Current | 1977-01-01 | Fiberglass Reinforced Plastic | Pressurized
9092083 | 3 | Flapper Valve | 1993-06-01 |  | 1993-06-01 |  | Currently in Use | Diesel | 10000 | Steel-Impressed Current | 1990-12-10 | Fiberglass Reinforced Plastic | Pressurized
9092084 | 1 | Flapper Valve | 1997-03-02 |  | 1997-03-02 |  | Currently in Use | Gas (Historical Use) | 8000 | Steel-Impressed Current | 1978-01-01 | Fiberglass Reinforced Plastic | Pressurized
9092084 | 2 | Flapper Valve | 1997-03-02 |  | 1997-03-02 |  | Currently in Use | Gas (Historical Use) | 8000 | Steel-Impressed Current | 1978-01-01 | Fiberglass Reinforced Plastic | Pressurized
9092084 | 3 | Flapper Valve | 1997-03-02 |  | 1997-03-02 |  | Currently in Use | Gas (Historical Use) | 8000 | Steel-Impressed Current | 1978-01-01 | Fiberglass Reinforced Plastic | Pressurized
9092085 | 1 | [5 empty] | Removed from Ground | Gas (Historical Use) | 4000 | Bare Steel | 1965-01-01 | Galvanized Steel
9092085 | 2 | [5 empty] | Removed from Ground | Gas (Historical Use) | 6000 | Bare Steel | 1965-01-01 | Galvanized Steel
9092085 | 3 | [5 empty] | Removed from Ground | Gas (Historical Use) | 6000 | Bare Steel | 1965-01-01 | Galvanized Steel
9092089 | 1 | [5 empty] | Removed from Ground | Gas (Historical Use) | 10000 | Bare Steel | 1974-01-01 | Galvanized Steel
9092089 | 2 | [5 empty] | Removed from Ground | Gas (Historical Use) | 8000 | Bare Steel | 1974-01-01 | Galvanized Steel
9092089 | 3 | [5 empty] | Removed from Ground | Gas (Historical Use) | 8000 | Bare Steel | 1974-01-01 | Galvanized Steel
9092090 | 1720 | [5 empty] | Closed in Ground | Diesel | 15000 | Bare Steel | 1955-01-01 | Bare Steel
9092090 | 1837 | [5 empty] | Removed from Ground | Other | 8000 | Bare Steel | 1955-01-01 | Bare Steel
9092123 | 1 | [5 empty] | Removed from Ground | Gas (Historical Use) | 500 | Bare Steel | 1992-05-18 | Galvanized Steel
9092127 | 1 | Flapper Valve | 1997-11-13 | no | 1997-11-13 | no | Currently in Use | Diesel | 4000 | Fiberglass Double Walled | 1992-02-03 | Copper | Suction (American)
9092127 | 2 | [5 empty] | Removed from Ground | Diesel | 10000 | Bare Steel | 1969-01-01 | Unknown | Suction (American)
9092128 | 1 | [5 empty] | Removed from Ground | Gas (Historical Use) | 6000 | Bare Steel | 1982-01-01 | Galvanized Steel
9092128 | 2 | [5 empty] | Removed from Ground | Gas (Historical Use) | 6000 | Bare Steel | 1982-01-01 | Galvanized Steel
9092128 | 3 |  | 1993-02-19 |  | 1993-02-19 |  | Removed from Ground | Gas (Historical Use) | 6000 | Bare Steel | 1982-01-01 | Galvanized Steel
9092128 | 4 | [5 empty] | Removed from Ground | Diesel | 4000 | Bare Steel | 1965-01-01 | Galvanized Steel
9092128 | 5 |  | 1993-02-19 |  | 1993-02-19 |  | Currently in Use | Gas (Historical Use) | 8000 | Steel-Impressed Current | 1993-02-19 | Fiberglass Reinforced Plastic | Pressurized
9092128 | 6 |  | 1993-02-19 |  | 1993-02-19 |  | Currently in Use | Diesel | 8000 | Steel-Impressed Current | 1993-02-19 | Fiberglass Reinforced Plastic | Pressurized
9092128 | 7 |  | 1993-02-19 |  | 1993-02-19 |  | Currently in Use | Gas (Historical Use) | 8000 | Steel-Impressed Current | 1993-02-19 | Fiberglass Reinforced Plastic | Pressurized
9092129 | 1 | [5 empty] | Removed from Ground | Gas (Historical Use) | 10000 | Bare Steel | 1953-01-01 | Unknown
9092129 | 2 | [5 empty] | Removed from Ground | Gas (Historical Use) | 500 | Marked Unknown |  | Unknown | Suction (American)
9092129 | 3 | [5 empty] | Removed from Ground | Kerosene | 1000 | Marked Unknown | 1998-11-01 | Unknown | Suction (American)
9092130 | 10480-1 | [5 empty] | Removed from Ground | Other | 1000 | Bare Steel | 1993-04-27 | Bare Steel
9092130 | 10480-2 | [5 empty] | Removed from Ground | Other | 500 | Bare Steel | 1993-04-27 | Bare Steel
9092131 | 10431-3 | [5 empty] | Removed from Ground | Gas (Historical Use) | 1000 | Bare Steel | 1986-01-01 | Galvanized Steel | Suction (American)
9092131 | 10431-4 | [5 empty] | Removed from Ground | Diesel | 500 | Bare Steel | 1993-04-28 | Galvanized Steel
9092131 | 10431-5 | [5 empty] | Removed from Ground | Gas (Historical Use) | 1000 | Bare Steel | 1993-04-28 | Galvanized Steel
9092131 | 431-D1 | [5 empty] | Removed from Ground | Diesel | 1110 | Bare Steel | 1986-01-01 | Galvanized Steel | Suction (American)
9092131 | 431-G1 | [5 empty] | Removed from Ground | Gas (Historical Use) | 1110 | Bare Steel | 1986-01-01 | Galvanized Steel | Suction (American)
9092132 | 1 | Ball Float | 1994-03-01 |  | 1994-03-01 |  | Currently in Use | Gas (Historical Use) | 8000 | Steel-Impressed Current | 1980-09-01 | Fiberglass Reinforced Plastic | Pressurized
9092132 | 2 | Ball Float | 1994-03-01 |  | 1994-03-01 |  | Currently in Use | Gas (Historical Use) | 8000 | Steel-Impressed Current | 1980-09-01 | Fiberglass Reinforced Plastic | Pressurized
9092133 | 1 | Ball Float | 1995-04-01 |  | 1995-04-01 |  | Currently in Use | Gas (Historical Use) | 8000 | Steel-Impressed Current | 1981-01-01 | Fiberglass Reinforced Plastic | Pressurized
9092133 | 2 | Ball Float | 1995-04-01 |  | 1995-04-01 |  | Currently in Use | Gas (Historical Use) | 8000 | Steel-Impressed Current | 1981-01-01 | Fiberglass Reinforced Plastic | Pressurized
9092134 | 1 |  | 1989-10-01 |  | 1989-10-01 |  | Removed from Ground | Other | 1000 | Double Walled | 1989-10-01 | Copper | Suction (American)
9092134 | 2 | Flapper Valve | 1997-07-18 | no | 1997-07-18 | no | Currently in Use | Diesel | 1000 | Fiberglass Double Walled | 1997-07-18 | Copper | Suction (American)
9092135 | 1 | [5 empty] | Removed from Ground | Gas (Historical Use) | 3000 | Bare Steel | 1983-05-01 | Galvanized Steel
9092135 | 2 | [5 empty] | Removed from Ground | Gas (Historical Use) | 1000 | Bare Steel | 1971-05-01 | Galvanized Steel
9092136 | 1 |  | 1998-12-01 |  | 1995-03-01 |  | Currently in Use | E-10 | 6000 | Fiberglass | 1983-11-01 | Fiberglass Reinforced Plastic | Pressurized
9092136 | 2 |  | 1998-12-01 |  | 1995-03-01 |  | Currently in Use | Diesel | 6000 | Fiberglass | 1983-11-01 | Fiberglass Reinforced Plastic | Pressurized
9092136 | 3 |  | 1998-12-01 |  | 1995-03-01 |  | Currently in Use | E-10 | 10000 | Fiberglass | 1983-11-01 | Fiberglass Reinforced Plastic | Pressurized
9092136 | 4 |  | 1998-12-01 |  | 1995-03-01 |  | Currently in Use | E-10 | 10000 | Fiberglass | 1983-11-01 | Fiberglass Reinforced Plastic | Pressurized
9092136 | 6 |  | 1995-01-01 | yes | 1995-01-01 | yes | Removed from Ground | Used Oil | 1000 | Cathodically Protected Steel | 2003-06-21 | Fiberglass Reinforced Plastic | Gravity Fed
9092137 | 1 | [5 empty] | Removed from Ground | Gas (Historical Use) | 12000 | Bare Steel | 1980-01-01 | Unknown | Pressurized
9092137 | 2 | [5 empty] | Removed from Ground | Gas (Historical Use) | 3000 | Bare Steel | 1980-01-01 | Unknown | Pressurized
9092137 | 3 |  |  | yes |  | yes | Removed from Ground | Used Oil | 550 | Bare Steel | 1980-01-01 | Unknown | Gravity Fed
9092138 | 1 | Flapper Valve | 1992-11-11 | no | 1992-11-11 | no | Temporarily out of use | Gas (Historical Use) | 12000 |  | 1992-11-11 | Double-Walled Fiberglass | Pressurized
9092138 | 2 | Flapper Valve | 1992-11-11 | no | 1992-11-11 | no | Temporarily out of use | Gas (Historical Use) | 12000 |  | 1992-11-11 | Double-Walled Fiberglass | Pressurized
9092138 | 3 | Flapper Valve | 1992-11-11 | no | 1992-11-11 | no | Temporarily out of use | Gas (Historical Use) | 6000 |  | 1992-11-11 | Double-Walled Fiberglass | Pressurized
9092138 | 4 | Flapper Valve | 1992-11-11 | no | 1992-11-11 | no | Temporarily out of use | Diesel | 6000 |  | 1992-11-11 | Double-Walled Fiberglass | Pressurized
9092139 | 1 | Flapper Valve | 1998-06-01 |  | 1998-06-01 |  | Currently in Use | Gas (Historical Use) | 8000 | Steel-Impressed Current | 1985-01-01 | Steel (Impressed Current) | Pressurized
9092139 | 2 | Flapper Valve | 1998-06-01 |  | 1998-06-01 |  | Currently in Use | Gas (Historical Use) | 8000 | Steel-Impressed Current | 1985-01-01 | Steel (Impressed Current) | Pressurized
9092139 | 3 | Flapper Valve | 1988-06-01 |  | 1988-06-01 |  | Currently in Use | Gas (Historical Use) | 8000 | Steel-Impressed Current | 1985-01-01 | Steel (Impressed Current) | Pressurized
9092140 | 10492-1 | [5 empty] | Removed from Ground | Other | 500 | Cathodically Protected Steel | 1993-08-19 | Galvanized Steel | Suction (American)
9092141 | 1 | [5 empty] | Removed from Ground | Gas (Historical Use) | 2000 | Bare Steel | 1980-09-01 | Galvanized Steel | Safe Suction (Euro)
9092141 | 2 | [5 empty] | Removed from Ground | Diesel | 2000 | Bare Steel | 1976-06-01 | Galvanized Steel | Safe Suction (Euro)
9092142 | 1 | [5 empty] | Removed from Ground | Gas (Historical Use) | 12000 | Bare Steel | 1980-03-11 | Unknown | Pressurized
9092142 | 2 | [5 empty] | Removed from Ground | Gas (Historical Use) | 1000 | Bare Steel | 1989-11-18 | Unknown | Pressurized
9092143 | 1 |  | 1994-01-10 |  | 1994-01-10 |  | Removed from Ground | Diesel | 20000 | Galvanic (STIP-3) | 1994-01-10 | Fiberglass Reinforced Plastic | Pressurized
9092144 | 1 |  | 1997-07-01 |  | 1997-07-01 |  | Removed from Ground | Gas (Historical Use) | 2000 | Steel-Impressed Current | 1964-01-01 | Steel (Impressed Current) | Safe Suction (Euro)
9092144 | 2 |  | 1997-07-01 |  | 1997-07-01 |  | Removed from Ground | Gas (Historical Use) | 3000 | Steel-Impressed Current | 1964-01-01 | Steel (Impressed Current) | Safe Suction (Euro)
9092144 | 3 |  | 1997-07-01 |  | 1997-07-01 |  | Removed from Ground | Gas (Historical Use) | 4000 | Steel-Impressed Current | 1964-01-01 | Steel (Impressed Current) | Safe Suction (Euro)
9092144 | 4 |  | 1997-07-01 |  | 1997-07-01 |  | Removed from Ground | Gas (Historical Use) | 3000 | Steel-Impressed Current | 1964-01-01 | Steel (Impressed Current) | Safe Suction (Euro)
9092144 | 5 |  | 1997-07-01 |  | 1997-07-01 |  | Removed from Ground | Gas (Historical Use) | 6000 | Steel-Impressed Current | 1964-01-01 | Steel (Impressed Current) | Safe Suction (Euro)
9092144 | 6 |  | 1997-07-01 |  | 1997-07-01 |  | Removed from Ground | Diesel | 3000 | Steel-Impressed Current | 1964-01-01 | Steel (Impressed Current) | Safe Suction (Euro)
9092145 | 1 |  |  |  | 1989-03-01 |  | Removed from Ground | Gas (Historical Use) | 8000 | Cathodically Protected Steel | 1989-03-01 | Fiberglass Reinforced Plastic | Pressurized
9092145 | 2 |  |  |  | 1989-03-01 |  | Removed from Ground | Gas (Historical Use) | 8000 | Cathodically Protected Steel | 1989-03-01 | Fiberglass Reinforced Plastic | Pressurized
9092145 | 3 |  |  |  | 1989-03-01 |  | Removed from Ground | Gas (Historical Use) | 8000 | Cathodically Protected Steel | 1989-03-01 | Fiberglass Reinforced Plastic | Pressurized
9092146 | 1 | Overfill Alarm | 1993-12-03 |  | 1993-12-03 |  | Currently in Use | Gas (Historical Use) | 8000 | Composite Double Walled | 1993-12-03 | Double-Walled Fiberglass | Pressurized
9092146 | 2 | Overfill Alarm | 1993-12-03 |  | 1993-12-03 |  | Currently in Use | Diesel | 8000 | Composite Double Walled | 1993-12-03 | Double-Walled Fiberglass | Pressurized
9092146 | 3 | Overfill Alarm | 1993-12-03 |  | 1993-12-03 |  | Currently in Use | Gas (Historical Use) | 8000 | Composite Double Walled | 1993-12-03 | Double-Walled Fiberglass | Pressurized
9092148 | 1 | Flapper Valve | 1994-02-28 | no | 1994-02-28 | no | Currently in Use | E-10 | 12000 | Composite Double Walled | 1994-02-28 | Fiberglass Reinforced Plastic | Pressurized
9092148 | 2 | Flapper Valve | 1994-02-28 | no | 1994-02-28 | no | Currently in Use | Plus | 8000 | Composite Double Walled | 1994-02-28 | Fiberglass Reinforced Plastic | Pressurized
9092148 | 3 | Flapper Valve | 1994-02-28 | no | 1994-02-28 | no | Currently in Use | Premium | 8000 | Composite Double Walled | 1994-02-28 | Fiberglass Reinforced Plastic | Pressurized
9092149 | 1 |  | 1988-03-29 |  | 1988-03-29 |  | Removed from Ground | Gas (Historical Use) | 6000 | Cathodically Protected Steel | 1988-03-29 | Double Walled | Pressurized
9092149 | 2 |  | 1988-03-29 |  | 1988-03-29 |  | Removed from Ground | Gas (Historical Use) | 6000 | Cathodically Protected Steel | 1988-03-29 | Double Walled | Pressurized
9092149 | 3 |  | 1988-03-29 |  | 1988-03-29 |  | Removed from Ground | Gas (Historical Use) | 6000 | Cathodically Protected Steel | 1988-03-29 | Double Walled | Pressurized
9092150 | 1 | Flapper Valve | 1994-12-27 |  | 1994-12-27 |  | Currently in Use | Gas (Historical Use) | 6000 | Steel-Impressed Current | 1983-11-17 | Double-Walled Flex | Pressurized
9092150 | 2 | Flapper Valve | 1994-12-27 |  | 1994-12-27 |  | Currently in Use | Gas (Historical Use) | 8000 | Steel-Impressed Current | 1983-11-17 | Double-Walled Flex | Pressurized
9092150 | 3 | Flapper Valve | 1994-12-27 |  | 1994-12-27 |  | Currently in Use | Gas (Historical Use) | 6000 | Steel-Impressed Current | 1983-11-17 | Double-Walled Flex | Pressurized
9092151 | 1 |  | 1987-04-30 |  | 1987-04-30 |  | Currently in Use | Gas (Historical Use) | 6000 | Galvanic (STIP-3) | 1987-04-30 | Fiberglass Reinforced Plastic | Pressurized
9092151 | 2 |  | 1987-04-30 |  | 1987-04-30 |  | Currently in Use | Gas (Historical Use) | 6000 | Galvanic (STIP-3) | 1987-04-30 | Fiberglass Reinforced Plastic | Pressurized
9092151 | 3 |  | 1987-04-30 |  | 1987-04-30 |  | Currently in Use | Gas (Historical Use) | 6000 | Galvanic (STIP-3) | 1987-04-30 | Fiberglass Reinforced Plastic | Pressurized
9092151 | 4 |  | 1987-04-30 |  | 1987-04-30 |  | Currently in Use | Diesel | 6000 | Galvanic (STIP-3) | 1987-04-30 | Fiberglass Reinforced Plastic | Pressurized
9092151 | 5 | [5 empty] | Removed from Ground | Gas (Historical Use) | 8000 | Bare Steel | 1976-05-01 | Galvanized Steel
9092151 | 6 | [5 empty] | Removed from Ground | Gas (Historical Use) | 2000 | Bare Steel | 1956-05-01 | Galvanized Steel
9092151 | 7 | [5 empty] | Removed from Ground | Gas (Historical Use) | 2000 | Bare Steel | 1956-05-01 | Galvanized Steel
9092151 | 9 | [5 empty] | Removed from Ground | Gas (Historical Use) | 2000 | Bare Steel | 1956-05-01 | Galvanized Steel
9092152 | 1 | Flapper Valve | 1998-04-30 |  | 1998-04-30 |  | Currently in Use | Gas (Historical Use) | 10000 | Fiberglass | 1980-08-10 | Fiberglass Reinforced Plastic | Pressurized
9092152 | 2 | Flapper Valve | 1998-04-30 |  | 1998-04-30 |  | Currently in Use | Gas (Historical Use) | 10000 | Fiberglass | 1980-08-10 | Fiberglass Reinforced Plastic | Pressurized
9092152 | 3 | Flapper Valve | 1998-04-30 |  | 1998-04-30 |  | Currently in Use | Gas (Historical Use) | 10000 | Fiberglass | 1980-08-10 | Fiberglass Reinforced Plastic | Pressurized
9092152 | 4 | Flapper Valve | 1998-04-30 |  | 1998-04-30 |  | Currently in Use | Diesel | 10000 | Fiberglass | 1980-08-10 | Fiberglass Reinforced Plastic | Pressurized
9092152 | 5 |  |  | yes |  | yes | Removed from Ground | Used Oil | 1000 | Fiberglass | 1980-08-10 | Fiberglass Reinforced Plastic | Pressurized
9092154 | 1A | Ball Float | 1994-01-19 |  | 1994-01-19 |  | Currently in Use | Gas (Historical Use) | 5000 | Galvanic (STIP-3) | 1994-01-19 | Fiberglass Reinforced Plastic | Pressurized
9092154 | 1B | Ball Float | 1994-01-19 | no | 1994-01-19 | no | Installed | Gas (Historical Use) | 5000 | Galvanic (STIP-3) | 1994-01-19 | Fiberglass Reinforced Plastic | Pressurized
9092154 | 2 | Ball Float | 1994-01-19 |  | 1994-01-19 |  | Currently in Use | Gas (Historical Use) | 8000 | Galvanic (STIP-3) | 1994-01-19 | Fiberglass Reinforced Plastic | Pressurized
9092154 | 2B | Ball Float | 1994-01-19 | no | 1994-01-19 | no | Installed | Diesel | 4000 | Galvanic (STIP-3) | 1994-01-19 | Fiberglass Reinforced Plastic | Pressurized
9092155 | 1 |  | 1993-03-17 |  | 1993-03-17 |  | Currently in Use | Gas (Historical Use) | 10000 | Fiberglass | 1993-03-17 | Fiberglass Reinforced Plastic | Pressurized
9092155 | 2 |  | 1993-03-17 |  | 1993-03-17 |  | Currently in Use | Gas (Historical Use) | 10000 | Fiberglass | 1993-03-17 | Fiberglass Reinforced Plastic | Pressurized
9092155 | 3 |  | 1993-03-17 |  | 1993-03-17 |  | Currently in Use | Gas (Historical Use) | 10000 | Fiberglass | 1993-03-17 | Fiberglass Reinforced Plastic | Pressurized
9092155 | 4 |  | 1993-03-17 |  | 1993-03-17 |  | Currently in Use | Diesel | 20000 | Cathodically Protected Steel | 1993-03-15 | Fiberglass Reinforced Plastic | Pressurized
9092155 | 5 |  | 1993-03-17 |  | 1993-03-17 |  | Removed from Ground | Diesel | 20000 | Cathodically Protected Steel | 1993-03-15 | Fiberglass Reinforced Plastic | Pressurized
9092155 | 6 |  | 1993-03-17 |  | 1993-03-17 |  | Currently in Use | Diesel | 2000 | Cathodically Protected Steel | 1993-03-15 | Fiberglass Reinforced Plastic | Pressurized
9092155 | 7 |  | 2010-07-23 | no | 2010-07-23 | no | Currently in Use | Diesel | 20000 | Composite Double Walled | 2010-07-23 | Fiberglass Reinforced Plastic | Pressurized
9092156 | 1 | [5 empty] | Removed from Ground | Gas (Historical Use) | 10000 | Bare Steel | 1978-01-07 | Bare Steel | Pressurized
9092156 | 2 | [5 empty] | Removed from Ground | Gas (Historical Use) | 10000 | Bare Steel | 1978-01-07 | Bare Steel | Pressurized
9092156 | 3 |  |  | yes |  | yes | Removed from Ground | Used Oil | 250 | Bare Steel | 1978-01-07 | Bare Steel | Gravity Fed
9092156 | 4 | Ball Float | 1996-07-01 |  | 1996-07-01 |  | Removed from Ground | Gas (Historical Use) | 10000 | Galvanic (STIP-3) | 1996-07-01 | Double-Walled Fiberglass | Pressurized
9092156 | 5 | Ball Float | 1996-07-01 |  | 1996-07-01 |  | Removed from Ground | Diesel | 4000 | Galvanic (STIP-3) | 1996-07-01 | Double-Walled Fiberglass | Safe Suction (Euro)
9092157 | 1 | [5 empty] | Removed from Ground | Diesel | 15000 | Bare Steel | 1980-01-07 | Bare Steel | Safe Suction (Euro)
9092157 | 2 | [5 empty] | Removed from Ground | Diesel | 15000 | Bare Steel | 1980-01-07 | Bare Steel | Safe Suction (Euro)
9092157 | 3 | [5 empty] | Removed from Ground | Diesel | 15000 | Bare Steel | 1980-01-07 | Bare Steel | Safe Suction (Euro)
9092157 | 4 | [5 empty] | Removed from Ground | Gas (Historical Use) | 1000 | Bare Steel | 1980-01-07 | Bare Steel | Safe Suction (Euro)
9092157 | 5 | [5 empty] | Removed from Ground | Gas (Historical Use) | 10000 | Bare Steel | 1965-01-07 | Bare Steel | Safe Suction (Euro)
9092157 | 6 |  | 1999-04-20 |  | 1999-04-20 |  | Currently in Use | Diesel | 15000 | Bare Steel | 1999-04-20 | Fiberglass Reinforced Plastic | Suction (American)
9092157 | 7 |  | 1999-04-20 |  | 1999-04-20 |  | Currently in Use | Diesel | 15000 | Bare Steel | 1999-04-20 | Fiberglass Reinforced Plastic | Suction (American)
9092158 | 1 | [5 empty] | Removed from Ground | Gas (Historical Use) | 10000 | Bare Steel | 1982-01-01 | Galvanized Steel
9092158 | 2 |  |  | yes |  | yes | Removed from Ground | Used Oil | 1000 | Bare Steel | 1982-01-01 | Galvanized Steel
9092159 | 1 | [5 empty] | Removed from Ground | Gas (Historical Use) | 10000 | Fiberglass | 1988-08-01 | Bare Steel | Gravity Fed
9092159 | 2 | [5 empty] | Removed from Ground | Diesel | 2000 | Fiberglass | 1988-08-01 | Bare Steel | Gravity Fed
9092159 | 3 | [5 empty] | Removed from Ground | Diesel | 2000 | Fiberglass | 1988-08-01 | Bare Steel
9092159 | 4 |  |  | yes |  | yes | Removed from Ground | Used Oil | 550 | Fiberglass | 1988-08-08 | Bare Steel
9092159 | 5 | Flapper Valve | 1998-09-01 | no | 1998-09-01 | no | Currently in Use | Gas (Historical Use) | 2500 | Fiberglass Double Walled | 1998-09-01 | Fiberglass Reinforced Plastic | Safe Suction (Euro)
9092159 | 6 | Flapper Valve | 1998-09-01 | no | 1998-09-01 | no | Currently in Use | Diesel | 1000 | Fiberglass Double Walled | 1998-09-01 | Fiberglass Reinforced Plastic | Safe Suction (Euro)
9092159 | 7 | Flapper Valve | 1998-09-15 | no | 1998-09-15 | no | Currently in Use | Diesel | 2500 | Fiberglass Double Walled | 1998-09-15 | Double-Walled Fiberglass | Suction (American)
9092161 | 1 | [5 empty] | Removed from Ground | Gas (Historical Use) | 8000 | Bare Steel | 1998-10-27 | Galvanized Steel | Suction (American)
9092161 | 2 | [5 empty] | Removed from Ground | Gas (Historical Use) | 8000 | Bare Steel | 1998-10-27 | Galvanized Steel | Suction (American)
9092161 | 3 | [5 empty] | Removed from Ground | Gas (Historical Use) | 8000 | Bare Steel | 1998-10-27 | Galvanized Steel | Suction (American)
9092162 | 1 | [5 empty] | Removed from Ground | Gas (Historical Use) | 500 | Not Marked/Unknown |  | Not Marked
9092164 | 1 | [5 empty] | Closed in Ground | Empty | 550 | Bare Steel | 1992-07-13 | Galvanized Steel
9092165 | 1 |  | 1991-05-01 |  | 1991-05-01 |  | Removed from Ground | Other | 10000 | Double Walled | 1991-05-01 | Fiberglass Reinforced Plastic | Pressurized
9092165 | 2 |  | 1991-05-01 |  | 1991-05-01 |  | Removed from Ground | Other | 10000 | Double Walled | 1991-05-01 | Fiberglass Reinforced Plastic | Pressurized
9092166 | 1 | Flapper Valve | 1998-07-22 |  | 1998-07-22 |  | Currently in Use | Gas (Historical Use) | 6000 | Composite | 1987-10-09 | Fiberglass Reinforced Plastic | Pressurized
9092166 | 2 | Flapper Valve | 1998-07-22 |  | 1998-07-22 |  | Currently in Use | Diesel | 6000 | Composite | 1987-10-09 | Fiberglass Reinforced Plastic | Pressurized
9092166 | 3 | Flapper Valve | 1998-07-22 |  | 1998-07-22 |  | Currently in Use | Gas (Historical Use) | 6000 | Composite | 1987-10-09 | Fiberglass Reinforced Plastic | Pressurized
9092167 | 1 | [5 empty] | Temporarily out of use | Diesel | 6000 | Bare Steel | 1962-05-16 | Copper | Suction (American)
9092167 | 2 | [5 empty] | Temporarily out of use | Diesel | 4000 | Fiberglass | 1983-03-25 | Copper | Suction (American)
9092177 | 1 | Flapper Valve | 1994-08-26 |  | 1994-08-26 |  | Temporarily out of use | Gas (Historical Use) | 6000 | Galvanic (STIP-3) | 1987-04-10 | Galvanized Steel | Pressurized
9092177 | 2 | Flapper Valve | 1994-08-26 |  | 1994-08-26 |  | Temporarily out of use | Gas (Historical Use) | 6000 | Galvanic (STIP-3) | 1987-04-10 | Galvanized Steel | Pressurized
9092177 | 3 | Flapper Valve | 1994-08-26 |  | 1994-08-26 |  | Temporarily out of use | Gas (Historical Use) | 6000 | Galvanic (STIP-3) | 1987-04-10 | Galvanized Steel | Pressurized
9092177 | 4 | Flapper Valve | 1994-08-26 |  | 1994-08-26 |  | Temporarily out of use | Gas (Historical Use) | 8000 | Galvanic (STIP-3) | 1987-04-10 | Galvanized Steel | Pressurized
9092178 | 1 | [5 empty] | Removed from Ground | Other | 1000 | Not Marked/Unknown |  | Not Marked
9092178 | 2 | [5 empty] | Removed from Ground | Other | 1000 | Not Marked/Unknown | 1996-10-15 | Not Marked
9092178 | 3 | [5 empty] | Removed from Ground | Other | 1000 | Not Marked/Unknown | 1996-10-15 | Not Marked
9092180 | 1 | [5 empty] | Removed from Ground | Gas (Historical Use) | 3000 | Bare Steel | 1954-03-01 | Galvanized Steel | Suction (American)
9092180 | 2 | [5 empty] | Removed from Ground | Gas (Historical Use) | 3000 | Bare Steel | 1954-03-01 | Galvanized Steel | Suction (American)
9092180 | 3 | [5 empty] | Removed from Ground | Gas (Historical Use) | 3000 | Bare Steel | 1954-03-01 | Galvanized Steel | Suction (American)
9092180 | 4 | [5 empty] | Removed from Ground | Gas (Historical Use) | 3000 | Bare Steel | 1954-03-01 | Galvanized Steel | Suction (American)
9092180 | 5 | [5 empty] | Removed from Ground | Gas (Historical Use) | 4000 | Bare Steel | 1954-03-01 | Galvanized Steel | Suction (American)
9092180 | 6 | [5 empty] | Removed from Ground | Gas (Historical Use) | 1000 | Bare Steel | 1954-03-01 | Galvanized Steel | Suction (American)
9092180 | 7 | Ball Float |  | no |  | no | Temporarily out of use | Gas (Historical Use) | 25000 | Fiberglass Double Walled | 2007-09-20 | Double-Walled Fiberglass | Pressurized
9092180 | 8A | Ball Float |  | no |  | no | Temporarily out of use | Gas (Historical Use) | 10000 | Fiberglass Double Walled | 2007-09-20 | Double-Walled Fiberglass | Pressurized
9092180 | 8B | Ball Float |  | no |  | no | Temporarily out of use | Diesel | 6000 | Fiberglass Double Walled | 2007-09-20 | Double-Walled Fiberglass | Pressurized
9092181 | 1A | Flapper Valve | 1994-12-02 |  | 1994-12-02 |  | Currently in Use | Gas (Historical Use) | 10000 | Galvanic (STIP-3) | 1994-11-22 | Galvanized Steel | Pressurized
9092181 | 1B | Flapper Valve | 1994-12-02 |  | 1994-12-02 |  | Currently in Use | Gas (Historical Use) | 5000 | Galvanic (STIP-3) | 1994-11-22 | Galvanized Steel | Pressurized
9092182 | 336614 | [5 empty] | Temporarily out of use | Gas (Historical Use) | 1000 | Bare Steel | 1964-04-01 | Bare Steel
9092182 | 336630 | [5 empty] | Temporarily out of use | Gas (Historical Use) | 4000 | Bare Steel | 1966-04-01 | Bare Steel
9092182 | 336632 | [5 empty] | Temporarily out of use | Gas (Historical Use) | 3000 | Bare Steel | 1966-04-01 | Bare Steel
9092182 | 336634 | [5 empty] | Temporarily out of use | Gas (Historical Use) | 3000 | Bare Steel | 1966-04-01 | Bare Steel
9092182 | 336638 |  |  | yes |  | yes | Temporarily out of use | Used Oil | 550 | Bare Steel | 1966-04-01 | Bare Steel
9092182 | 466998 | [5 empty] | Temporarily out of use | Gas (Historical Use) | 6000 | Bare Steel | 1974-04-01 | Bare Steel
9092183 | 1 | Ball Float | 1998-12-31 |  | 1998-12-31 |  | Currently in Use | Gas (Historical Use) | 20000 | Composite | 1998-12-31 | Fiberglass Reinforced Plastic | Pressurized
9092183 | 2 | Ball Float | 1998-12-31 |  | 1998-12-31 |  | Currently in Use | Gas (Historical Use) | 8000 | Composite | 1998-12-31 | Fiberglass Reinforced Plastic | Pressurized
9092183 | 3 | Ball Float | 1998-12-31 |  | 1998-12-31 |  | Currently in Use | Diesel | 4000 | Composite | 1998-12-31 | Fiberglass Reinforced Plastic | Pressurized
9092183 | PLUS | [5 empty] | Removed from Ground | Gas (Historical Use) | 6000 | Bare Steel | 1974-04-01 | Bare Steel | Pressurized
9092183 | PREM | [5 empty] | Removed from Ground | Gas (Historical Use) | 8000 | Bare Steel | 1966-04-01 | Bare Steel | Pressurized
9092183 | RU | [5 empty] | Removed from Ground | Gas (Historical Use) | 8000 | Bare Steel | 1966-04-01 | Bare Steel | Pressurized
9092183 | WO |  |  | yes |  | yes | Removed from Ground | Used Oil | 550 | Bare Steel | 1966-04-01 | Bare Steel | Gravity Fed
9092188 | 1 | [5 empty] | Removed from Ground | Gas (Historical Use) | 4000 | Bare Steel | 1984-01-01 | Galvanized Steel | Pressurized
9092188 | 2 | [5 empty] | Removed from Ground | Diesel | 10000 | Bare Steel | 1984-01-01 | Galvanized Steel | Pressurized
9092191 | P3 |  | 1988-03-01 |  | 1988-03-01 |  | Removed from Ground | Gas (Historical Use) | 8000 | Galvanic (STIP-3) | 1988-03-01 | Fiberglass Reinforced Plastic | Pressurized
9092191 | RU-A |  | 1988-03-01 |  | 1988-03-01 |  | Removed from Ground | Gas (Historical Use) | 8000 | Galvanic (STIP-3) | 1988-03-01 | Fiberglass Reinforced Plastic | Pressurized
9092191 | RU-B |  | 1988-03-01 |  | 1988-03-01 |  | Removed from Ground | Gas (Historical Use) | 6000 | Galvanic (STIP-3) | 1988-03-01 | Fiberglass Reinforced Plastic | Pressurized
9092191 | WO4 |  |  | yes |  | yes | Removed from Ground | Used Oil | 0 | Bare Steel | 1967-04-01 | Galvanized Steel
9092192 | 1 | [5 empty] | Removed from Ground | Diesel | 15000 | Bare Steel | 1981-05-01 | Not Marked
9092192 | 2 | [5 empty] | Removed from Ground | Diesel | 15000 | Bare Steel | 1981-05-01 | Galvanized Steel | Pressurized
9092192 | 3 | [5 empty] | Removed from Ground | Diesel | 15000 | Bare Steel | 1981-05-01 | Not Marked
9092192 | 4 | [5 empty] | Removed from Ground | Gas (Historical Use) | 10000 | Bare Steel | 1981-05-01 | Galvanized Steel | Pressurized
9092192 | 5 | [5 empty] | Removed from Ground | Other | 4000 | Bare Steel | 1981-05-01 | Galvanized Steel | Suction (American)
9092192 | 6 |  |  | yes |  | yes | Removed from Ground | Used Oil | 2000 | Bare Steel | 1981-05-01 | Galvanized Steel
9092192 | 7 | Flapper Valve | 1996-12-01 |  | 1996-12-01 |  | Currently in Use | Diesel | 20000 | Fiberglass Double Walled | 1995-04-01 | Double-Walled Fiberglass | Pressurized
9092193 | 1 | [5 empty] | Removed from Ground | Kerosene | 2500 | Bare Steel | 1951-01-01 | Bare Steel
9092193 | 2 | [5 empty] | Removed from Ground | Kerosene | 2500 | Bare Steel | 1980-01-07 | Bare Steel
9092201 | 35443 |  | 1992-04-29 |  | 1991-05-20 |  | Removed from Ground | Gas (Historical Use) | 10000 | Epoxy | 1991-05-21 | Double Walled | Pressurized
9092201 | 35447 |  | 1992-04-29 |  | 1992-04-29 |  | Removed from Ground | Gas (Historical Use) | 10000 | Epoxy | 1991-05-21 | Double Walled | Pressurized
9092202 | 1 | [5 empty] | Permanently Out of Use - historical purposes | Gas (Historical Use) | 1000 | Not Marked/Unknown |  | Unknown
9092202 | 2 | [5 empty] | Permanently Out of Use - historical purposes | Gas (Historical Use) | 1000 | Not Marked/Unknown |  | Unknown
9092202 | 3 | [5 empty] | Permanently Out of Use - historical purposes | Gas (Historical Use) | 1000 | Not Marked/Unknown |  | Unknown
9092202 | 4 | [5 empty] | Permanently Out of Use - historical purposes | Gas (Historical Use) | 1000 | Not Marked/Unknown |  | Unknown
9092202 | 5 | [5 empty] | Permanently Out of Use - historical purposes | Gas (Historical Use) | 1000 | Not Marked/Unknown |  | Unknown
9092202 | 6 | [5 empty] | Permanently Out of Use - historical purposes | Gas (Historical Use) | 1000 | Not Marked/Unknown |  | Unknown
9092204 | 1 |  | 1996-03-29 |  | 1996-03-29 |  | Currently in Use | Gas (Historical Use) | 15000 | Steel-Impressed Current | 1981-03-01 | Double-Walled Fiberglass | Pressurized
9092204 | 2 |  | 1996-03-29 |  | 1996-03-29 |  | Currently in Use | Gas (Historical Use) | 15000 | Steel-Impressed Current | 1981-03-01 | Double-Walled Fiberglass | Pressurized
9092204 | 3 |  | 1996-03-29 |  | 1996-03-29 |  | Currently in Use | Gas (Historical Use) | 15000 | Steel-Impressed Current | 1981-03-01 | Double-Walled Fiberglass | Pressurized
9092204 | 4-DSL |  | 1996-03-29 |  | 1996-03-29 |  | Currently in Use | Diesel | 20000 | Steel-Impressed Current | 1981-03-01 | Double-Walled Fiberglass | Pressurized
9092204 | 5-DSL |  | 1996-03-29 |  | 1996-03-29 |  | Currently in Use | Diesel | 20000 | Steel-Impressed Current | 1981-03-01 | Double-Walled Fiberglass | Pressurized
9092204 | 6-DSL |  | 1996-03-29 |  | 1996-03-29 |  | Currently in Use | Diesel | 20000 | Steel-Impressed Current | 1981-03-01 | Double-Walled Fiberglass | Pressurized
9092204 | 7-DSL |  | 1996-03-29 |  | 1996-03-29 |  | Currently in Use | Diesel | 20000 | Steel-Impressed Current | 1981-03-01 | Double-Walled Fiberglass | Pressurized
9092205 | 1 |  | 1999-01-01 |  | 1999-01-01 |  | Removed from Ground | Gas (Historical Use) | 3000 | Steel-Impressed Current | 1982-01-01 | Fiberglass Reinforced Plastic | Pressurized
9092205 | 2 |  | 1999-01-01 |  | 1999-01-01 |  | Removed from Ground | Gas (Historical Use) | 4000 | Steel-Impressed Current | 1982-01-01 | Fiberglass Reinforced Plastic | Pressurized
9092205 | K-OIL |  | 1999-01-01 |  | 1999-01-01 |  | Removed from Ground | Kerosene | 4000 | Steel-Impressed Current | 1982-01-01 | Fiberglass Reinforced Plastic | Suction (American)
9092205 | SUL |  | 1999-01-01 |  | 1999-01-01 |  | Removed from Ground | Gas (Historical Use) | 10000 | Steel-Impressed Current | 1982-01-01 | Fiberglass Reinforced Plastic | Pressurized
9092205 | UL |  | 1999-01-01 |  | 1999-01-01 |  | Removed from Ground | Gas (Historical Use) | 10000 | Steel-Impressed Current | 1982-01-01 | Fiberglass Reinforced Plastic | Pressurized
9092205 | ULP |  | 1999-01-01 |  | 1999-01-01 |  | Removed from Ground | Diesel | 10000 | Steel-Impressed Current | 1982-01-01 | Fiberglass Reinforced Plastic | Pressurized
9092206 | 1 | Flapper Valve | 1998-09-23 |  | 1998-09-23 |  | Removed from Ground | Gas (Historical Use) | 6000 | Galvanic (STIP-3) | 1988-01-01 | Fiberglass Reinforced Plastic | Pressurized
9092206 | 2 | Flapper Valve | 1998-09-23 |  | 1998-09-23 |  | Removed from Ground | Gas (Historical Use) | 8000 | Galvanic (STIP-3) | 1988-01-01 | Fiberglass Reinforced Plastic | Pressurized
9092206 | 3 | Flapper Valve | 1998-09-23 |  | 1998-09-23 |  | Removed from Ground | Gas (Historical Use) | 10000 | Galvanic (STIP-3) | 1988-01-01 | Fiberglass Reinforced Plastic | Pressurized
9092206 | 4 |  | 1998-09-23 |  | 1998-09-23 |  | Removed from Ground | Diesel | 2000 | Galvanic (STIP-3) | 1988-01-01 | Fiberglass Reinforced Plastic | Pressurized
9092207 | 1 | Flapper Valve | 1997-09-05 |  | 1997-09-05 |  | Currently in Use | Gas (Historical Use) | 8000 | Steel-Impressed Current | 1986-01-01 | Steel (Impressed Current) | Pressurized
9092207 | 2 | Flapper Valve | 1997-09-05 |  | 1997-09-05 |  | Currently in Use | Gas (Historical Use) | 10000 | Steel-Impressed Current | 1986-01-01 | Steel (Impressed Current) | Pressurized
9092207 | 3 | Flapper Valve | 1997-09-05 |  | 1997-09-05 |  | Currently in Use | Gas (Historical Use) | 10000 | Steel-Impressed Current | 1986-01-01 | Steel (Impressed Current) | Pressurized
9092207 | 4 | Flapper Valve | 1997-09-05 |  | 1997-09-05 |  | Currently in Use | Diesel | 15000 | Steel-Impressed Current | 1986-01-01 | Cathodically Protected | Pressurized
9092207 | 5 |  | 1995-09-05 |  | 1997-09-05 |  | Currently in Use | Kerosene | 4000 | Steel-Impressed Current | 1986-01-01 | Steel (Impressed Current) | Pressurized
9092208 | 1 |  | 2000-08-17 | no | 2000-08-17 | no | Currently in Use | Diesel | 10000 | Galvanic (STIP-3) | 1988-01-01 | Fiberglass Reinforced Plastic | Pressurized
9092208 | 2A |  | 1988-01-01 | no | 1988-01-01 | no | Currently in Use | Diesel | 8000 | Galvanic (STIP-3) | 1996-10-12 | Fiberglass Reinforced Plastic | Pressurized
9092208 | 2B |  | 1996-12-01 | no | 1996-12-01 | no | Currently in Use | Gas (Historical Use) | 4000 | Galvanic (STIP-3) | 1996-10-12 | Fiberglass Reinforced Plastic | Pressurized
9092208 | 2C |  | 1996-12-01 | no | 1996-12-01 | no | Currently in Use | Gas (Historical Use) | 4000 | Galvanic (STIP-3) | 1996-10-12 | Fiberglass Reinforced Plastic | Pressurized
9092208 | 3A |  | 1996-12-01 | no | 1996-12-01 | no | Currently in Use | Diesel | 8000 | Galvanic (STIP-3) | 1996-10-12 | Fiberglass Reinforced Plastic | Pressurized
9092208 | 3B |  | 1996-12-01 | no | 1996-12-01 | no | Currently in Use | Kerosene | 6000 | Galvanic (STIP-3) | 1996-12-01 | Fiberglass Reinforced Plastic | Pressurized
9092209 | 1 |  | 1997-09-15 |  | 1997-09-15 |  | Currently in Use | Gas (Historical Use) | 8000 | Galvanic (STIP-3) | 1987-01-01 | Fiberglass Reinforced Plastic | Pressurized
9092209 | 2 |  | 1997-09-15 |  | 1997-09-15 |  | Currently in Use | Gas (Historical Use) | 8000 | Galvanic (STIP-3) | 1987-01-01 | Fiberglass Reinforced Plastic | Pressurized
9092209 | 3 |  | 1997-09-15 |  | 1997-09-15 |  | Currently in Use | Gas (Historical Use) | 8000 | Galvanic (STIP-3) | 1987-01-01 | Fiberglass Reinforced Plastic | Pressurized
909221 | 1 |  | 1993-02-10 |  | 1993-02-10 |  | Currently in Use | Gas (Historical Use) | 10000 | Composite | 1992-12-15 | Double-Walled Fiberglass | Pressurized
909221 | 2 |  | 1993-02-10 |  | 1993-02-10 |  | Currently in Use | Gas (Historical Use) | 10000 | Composite | 1992-12-15 | Double-Walled Fiberglass | Pressurized
909221 | 3 |  | 1993-02-10 |  | 1993-02-10 |  | Currently in Use | Gas (Historical Use) | 10000 | Composite | 1992-12-15 | Double-Walled Fiberglass | Pressurized
909221 | 4 |  | 1993-02-10 |  | 1993-02-10 |  | Currently in Use | Diesel | 20000 | Composite | 1992-12-15 | Double-Walled Fiberglass | Pressurized
909221 | 5 |  | 1993-02-10 |  | 1993-02-10 |  | Currently in Use | Diesel | 20000 | Composite | 1992-12-15 | Double-Walled Fiberglass | Pressurized
909221 | 6 |  | 1993-02-10 |  | 1993-02-10 |  | Currently in Use | Diesel | 4000 | Composite | 1992-12-15 | Fiberglass Reinforced Plastic | Pressurized
9092211 | 1 | [5 empty] | Removed from Ground | Diesel | 2000 | Not Marked/Unknown | 1997-10-21 | Not Marked
9092211 | 2 | [5 empty] | Removed from Ground | Diesel | 2000 | Not Marked/Unknown | 1997-10-21 | Not Marked
9092211 | 3 |  | 1998-10-01 |  | 1988-06-01 |  | Currently in Use | Gas (Historical Use) | 6000 | Galvanic (STIP-3) | 1988-06-01 | Fiberglass Reinforced Plastic | Pressurized
9092211 | 4 |  | 1998-10-01 |  | 1998-06-01 |  | Currently in Use | Gas (Historical Use) | 6000 | Galvanic (STIP-3) | 1988-06-01 | Fiberglass Reinforced Plastic | Pressurized
9092211 | 5 |  | 1998-10-01 |  | 1988-06-01 |  | Currently in Use | Gas (Historical Use) | 6000 | Galvanic (STIP-3) | 1988-06-01 | Fiberglass Reinforced Plastic | Pressurized
9092212 | 1 | [5 empty] | Removed from Ground | Gas (Historical Use) | 4000 | Not Marked/Unknown | 1996-03-26 | Not Marked
9092212 | 2 | [5 empty] | Removed from Ground | Gas (Historical Use) | 4000 | Not Marked/Unknown | 1996-03-26 | Not Marked
9092212 | 3 | [5 empty] | Removed from Ground | Gas (Historical Use) | 4000 | Not Marked/Unknown | 1996-03-26 | Not Marked
9092212 | 4 | [5 empty] | Removed from Ground | Gas (Historical Use) | 4000 | Not Marked/Unknown | 1996-03-26 | Not Marked
9092212 | 5 | [5 empty] | Removed from Ground | Gas (Historical Use) | 6000 | Not Marked/Unknown | 1996-03-26 | Not Marked
9092212 | 6 |  | 1996-07-17 |  | 1996-07-17 |  | Currently in Use | Gas (Historical Use) | 15000 | Composite | 1996-07-07 | Double Walled | Pressurized
9092212 | 7 |  | 1996-07-17 |  | 1996-07-17 |  | Currently in Use | Gas (Historical Use) | 8000 | Composite | 1996-07-17 | Double Walled | Pressurized
9092213 | 1 | [5 empty] | Removed from Ground | Diesel | 4000 | Bare Steel | 1997-10-20 | Galvanized Steel | Safe Suction (Euro)
9092213 | 2 | [5 empty] | Removed from Ground | Used Oil | 3000 | Not Marked/Unknown | 1997-10-20 | Not Marked
9092213 | 3 | [5 empty] | Removed from Ground | Gas (Historical Use) | 3000 | Not Marked/Unknown | 1997-10-20 | Not Marked
9092213 | 4 | [5 empty] | Removed from Ground | Gas (Historical Use) | 4000 | Not Marked/Unknown | 1997-10-20 | Not Marked
9092215 | 1 | [5 empty] | Closed in Ground | Diesel | 10000 | Bare Steel | 1969-01-01 | Bare Steel | Suction (American)
9092218 | 1 | [5 empty] | Removed from Ground | Gas (Historical Use) | 3000 | Bare Steel |  | Galvanized Steel | Suction (American)
9092218 | 2 | [5 empty] | Removed from Ground | Gas (Historical Use) | 3000 | Bare Steel |  | Galvanized Steel | Suction (American)
9092220 | 1 | [5 empty] | Removed from Ground | Gas (Historical Use) | 10000 | Marked Unknown | 1975-01-01 | Bare Steel | Gravity Fed
9092220 | 2 | [5 empty] | Removed from Ground | Gas (Historical Use) | 10000 | Marked Unknown | 1975-01-01 | Bare Steel | Gravity Fed
9092220 | 3 | [5 empty] | Removed from Ground | Gas (Historical Use) | 10000 | Marked Unknown | 1975-01-01 | Bare Steel | Gravity Fed
9092222 | G1 | [5 empty] | Removed from Ground | Gas (Historical Use) | 1000 | Bare Steel | 1968-01-01 | Bare Steel | Safe Suction (Euro)
9092225 | 1 | Ball Float | 1991-10-25 |  | 1991-10-25 |  | Temporarily out of use | Gas (Historical Use) | 10000 | Galvanic (STIP-3) | 1991-10-25 | Fiberglass Reinforced Plastic | Pressurized
9092225 | 2A | Ball Float | 1991-10-25 |  | 1991-10-25 |  | Temporarily out of use | Gas (Historical Use) | 6000 | Galvanic (STIP-3) | 1991-10-25 | Fiberglass Reinforced Plastic | Pressurized
9092225 | 2B | Ball Float | 1991-10-25 | no | 1991-10-25 | no | Temporarily out of use | Gas (Historical Use) | 4000 | Galvanic (STIP-3) | 1991-10-25 | Fiberglass Reinforced Plastic | Pressurized
9092226 | 1 | [5 empty] | Removed from Ground | Diesel | 1000 | Cathodically Protected Steel | 1988-01-01 | Copper | Pressurized
9092227 | 1 | [5 empty] | Removed from Ground | Gas (Historical Use) | 4000 | Bare Steel | 1975-01-01 | Galvanized Steel | Suction (American)
9092227 | 2 | [5 empty] | Removed from Ground | Diesel | 3000 | Bare Steel | 1975-01-01 | Bare Steel | Suction (American)
9092227 | 3 | [5 empty] | Removed from Ground | Diesel | 2000 | Bare Steel | 1975-01-01 | Bare Steel | Suction (American)
9092228 | 1 |  | 1996-06-04 |  | 1996-06-04 |  | Currently in Use | Gas (Historical Use) | 12000 | Steel-Impressed Current | 1972-04-01 | Fiberglass Reinforced Plastic | Pressurized
9092228 | 2 |  | 1996-06-04 |  | 1996-06-04 |  | Currently in Use | Gas (Historical Use) | 12000 | Steel-Impressed Current | 1972-04-01 | Fiberglass Reinforced Plastic | Pressurized
9092228 | 3 |  | 1996-06-04 |  | 1996-06-04 |  | Currently in Use | Diesel | 6000 | Steel-Impressed Current | 1972-04-01 | Fiberglass Reinforced Plastic | Pressurized
9092228 | 4 |  |  | no |  | no | Removed from Ground |  |  |  | 1899-12-31
9092229 | 1 | Flapper Valve | 1992-07-09 |  | 1992-07-09 |  | Currently in Use | Diesel | 15000 | Composite | 1992-07-09 | Fiberglass Reinforced Plastic | Pressurized
9092230 | 1 |  | 1999-03-05 |  | 1990-04-18 |  | Removed from Ground | Empty | 10000 | Steel-Impressed Current | 1989-06-01 | Cathodically Protected | Pressurized
9092230 | 2 |  | 1999-03-05 |  | 1990-04-18 |  | Removed from Ground | Empty | 10000 | Steel-Impressed Current | 1989-06-01 | Cathodically Protected | Pressurized
9092230 | 3 |  |  | no |  | no | Removed from Ground | Used Oil | 500 | Unknown | 2010-07-28
9092231 | 1 | [5 empty] | Removed from Ground | Other | 14052 | Epoxy | 1982-12-01 | Bare Steel | Suction (American)
9092231 | 2 | [5 empty] | Removed from Ground | Other | 10380 | Epoxy | 1982-12-01 | Bare Steel | Suction (American)
9092232 | 1 |  | 1988-09-05 |  | 1988-09-05 |  | Removed from Ground | Gas (Historical Use) | 6000 | Epoxy | 1988-09-05 | Fiberglass Reinforced Plastic | Pressurized
9092232 | 2 |  | 1988-09-25 |  | 1988-09-05 |  | Removed from Ground | Gas (Historical Use) | 6000 | Epoxy | 1988-09-05 | Galvanized Steel | Pressurized
9092232 | 3 |  | 1988-09-05 |  | 1988-09-05 |  | Removed from Ground | Gas (Historical Use) | 6000 | Epoxy | 1988-09-05 | Galvanized Steel | Pressurized
9092232 | 4 |  | 1988-09-05 |  | 1988-09-05 |  | Removed from Ground | Diesel | 6000 | Epoxy | 1988-09-05 | Galvanized Steel | Pressurized
9092232 | 5 |  | 1988-09-05 |  | 1988-09-05 |  | Removed from Ground | Diesel | 10000 | Epoxy | 1988-09-05 | Galvanized Steel | Pressurized
9092233 | 1 |  | 1998-08-04 |  | 1998-08-04 |  | Removed from Ground | Gas (Historical Use) | 10000 | Steel-Impressed Current | 1998-08-04 | Cathodically Protected | Pressurized
9092233 | 2 |  | 1998-08-04 |  | 1998-08-04 |  | Removed from Ground | Gas (Historical Use) | 3000 | Steel-Impressed Current | 1998-08-09 | Cathodically Protected | Pressurized
9092233 | 3 |  | 1998-08-04 |  | 1998-08-04 |  | Removed from Ground | Gas (Historical Use) | 3000 | Steel-Impressed Current | 1998-08-04 | Cathodically Protected | Pressurized
9092233 | 4 |  | 1998-08-04 |  | 1998-08-04 |  | Removed from Ground | Gas (Historical Use) | 3000 | Steel-Impressed Current | 1998-08-04 | Cathodically Protected | Pressurized
9092233 | 5 |  | 1998-08-04 |  | 1998-08-04 |  | Removed from Ground | Gas (Historical Use) | 10000 | Steel-Impressed Current | 1998-08-04 | Cathodically Protected | Pressurized
9092233 | 6A |  | 1999-02-01 |  | 1999-02-01 |  | Removed from Ground | Gas (Historical Use) | 8000 | Tank Jacket | 1999-02-01 | Fiberglass Reinforced Plastic | Pressurized
9092233 | 6B |  | 1999-02-01 |  | 1999-02-01 |  | Removed from Ground | Gas (Historical Use) | 4000 | Tank Jacket | 1999-02-01 | Fiberglass Reinforced Plastic | Pressurized
9092235 | DIESEL |  | 1988-07-01 |  | 1988-07-01 |  | Currently in Use | Diesel | 6000 | Galvanic (STIP-3) | 1988-07-01 | Fiberglass Reinforced Plastic | Pressurized
9092235 | PREM |  | 1988-07-01 |  | 1988-07-01 |  | Currently in Use | Gas (Historical Use) | 4000 | Galvanic (STIP-3) | 1988-07-01 | Fiberglass Reinforced Plastic | Pressurized
9092235 | RU |  | 1988-07-01 |  | 1988-07-01 |  | Currently in Use | Gas (Historical Use) | 4000 | Galvanic (STIP-3) | 1988-07-01 | Fiberglass Reinforced Plastic | Pressurized
9092235 | RU2 |  | 1988-07-01 |  | 1988-07-01 |  | Currently in Use | Gas (Historical Use) | 4000 | Galvanic (STIP-3) | 1988-07-01 | Fiberglass Reinforced Plastic | Pressurized
9092236 | 1 | [5 empty] | Removed from Ground | Gas (Historical Use) | 6000 | Bare Steel | 1998-05-18 | Galvanized Steel | Suction (American)
9092236 | 2 | [5 empty] | Permanently Out of Use - historical purposes | Gas (Historical Use) | 6000 | Bare Steel |  | Galvanized Steel | Suction (American)
9092236 | 3 | [5 empty] | Permanently Out of Use - historical purposes | Diesel | 1000 | Bare Steel |  | Galvanized Steel | Suction (American)
9092237 | 1 | [5 empty] | Removed from Ground | Diesel | 2000 | Bare Steel | 1998-03-13 | Bare Steel | Safe Suction (Euro)
9092238 | 1 |  | 1998-11-23 |  | 1998-11-23 |  | Removed from Ground | Gas (Historical Use) | 8000 | Cathodically Protected Steel | 1988-06-01 | Fiberglass Reinforced Plastic | Pressurized
9092238 | 2 |  | 1998-11-23 |  | 1998-11-23 |  | Removed from Ground | Gas (Historical Use) | 8000 | Cathodically Protected Steel | 1988-06-01 | Fiberglass Reinforced Plastic | Pressurized
9092240 | 1 | [5 empty] | Removed from Ground | Diesel | 10000 | Not Marked/Unknown | 1985-01-01 | Galvanized Steel
9092240 | 2 | [5 empty] | Removed from Ground | Gas (Historical Use) | 6000 | Not Marked/Unknown | 1984-01-01 | Galvanized Steel
9092240 | 3 | Flapper Valve | 1999-01-01 |  | 1999-01-01 |  | Currently in Use | Diesel | 10000 | Composite | 1995-01-01 | Double-Walled Fiberglass | Pressurized
9092240 | 4 | Flapper Valve | 1999-01-01 |  | 1999-01-01 |  | Currently in Use | Gas (Historical Use) | 8000 | Composite | 1995-01-01 | Double-Walled Fiberglass | Pressurized
9092241 | 1 | [5 empty] | Removed from Ground | Gas (Historical Use) | 10000 | Not Marked/Unknown | 1999-08-17 | Not Marked
9092242 | 1 | [5 empty] | Removed from Ground | Gas (Historical Use) | 1000 | Bare Steel | 1999-01-01 | Bare Steel | Suction (American)
9092243 | 1 | [5 empty] | Removed from Ground | Gas (Historical Use) | 1000 | Bare Steel | 1998-12-09 | Bare Steel | Suction (American)
9092245 | 1 | [5 empty] | Removed from Ground | Gas (Historical Use) | 0 | Not Marked/Unknown |  | Not Marked
9092246 | 1 | [5 empty] | Removed from Ground | Gas (Historical Use) | 2000 | Marked Unknown | 1997-01-01 | Unknown
9092246 | 2 | [5 empty] | Removed from Ground | Diesel | 2000 | Marked Unknown | 1997-01-01 | Unknown
9092248 | 1 | [5 empty] | Removed from Ground | Gas (Historical Use) | 1500 | Marked Unknown |  | Unknown
9092248 | 2 | [5 empty] | Removed from Ground | Gas (Historical Use) | 1500 | Marked Unknown |  | Unknown
9092249 | 1 | Flapper Valve | 1995-05-01 | no | 1995-05-01 | no | Currently in Use | Diesel | 20000 | Fiberglass Double Walled | 1995-01-01 | Fiberglass Reinforced Plastic | Pressurized
9092249 | 2 | Flapper Valve | 1995-05-01 | no | 1995-05-01 | no | Currently in Use | Diesel | 20000 | Fiberglass Double Walled | 1995-01-01 | Fiberglass Reinforced Plastic | Pressurized
9092249 | 3 | Flapper Valve | 1995-05-01 | no | 1995-05-01 | no | Currently in Use | Diesel | 20000 | Fiberglass Double Walled | 1995-01-01 | Fiberglass Reinforced Plastic | Pressurized
9092249 | 4 | Flapper Valve | 1995-05-01 | no | 1995-05-01 | no | Currently in Use | E-10 | 12000 | Fiberglass Double Walled | 1995-01-01 | Fiberglass Reinforced Plastic | Pressurized
9092249 | 5 | Flapper Valve | 1995-05-01 | no | 1995-05-01 | no | Currently in Use | E-10 | 12000 | Fiberglass Double Walled | 1995-01-01 | Fiberglass Reinforced Plastic | Pressurized
9092249 | 6 | Flapper Valve | 1995-05-01 | no | 1995-05-01 | no | Currently in Use | Premium | 12000 | Fiberglass Double Walled | 1995-01-01 | Fiberglass Reinforced Plastic | Pressurized
9092253 | 1 | [5 empty] | Removed from Ground | Diesel | 10000 | Marked Unknown | 1996-03-26 | Unknown
9092254 | 1 | [5 empty] | Removed from Ground | Kerosene | 1000 | Not Marked/Unknown | 1996-02-16 | Not Marked
9092254 | 2 | [5 empty] | Removed from Ground | Gas (Historical Use) | 2500 | Not Marked/Unknown | 1996-02-16 | Not Marked
9092254 | 3 | [5 empty] | Removed from Ground | Gas (Historical Use) | 2500 | Not Marked/Unknown | 1996-02-16 | Not Marked
9092254 | 4 | [5 empty] | Removed from Ground | Gas (Historical Use) | 5000 | Not Marked/Unknown | 1996-02-16 | Not Marked
9092256 | 1 | [5 empty] | Removed from Ground | Diesel | 5000 | Not Marked/Unknown | 1996-05-01 | Not Marked
9092256 | 2 | [5 empty] | Removed from Ground | Diesel | 2000 | Not Marked/Unknown | 1996-05-01 | Not Marked
9092256 | 3 | [5 empty] | Removed from Ground | Diesel | 1000 | Not Marked/Unknown | 1996-05-01 | Not Marked
9092256 | 4 | [5 empty] | Removed from Ground | Gas (Historical Use) | 100 | Not Marked/Unknown | 1996-05-01 | Not Marked
9092256 | 5 | [5 empty] | Removed from Ground | Gas (Historical Use) | 1000 | Not Marked/Unknown | 1996-05-01 | Not Marked
9092257 | 1 |  | 1998-07-01 | no | 1998-07-01 | no | Removed from Ground | Gas (Historical Use) | 10000 | Steel-Impressed Current | 1989-07-28 |  | Pressurized
9092257 | 2 |  | 1998-07-01 | no | 1998-07-01 | no | Removed from Ground | Gas (Historical Use) | 6000 | Steel-Impressed Current | 1989-07-28 |  | Pressurized
9092257 | 3 |  | 1998-07-01 | no | 1998-07-01 | no | Removed from Ground | Gas (Historical Use) | 6000 | Steel-Impressed Current | 1989-07-28 |  | Pressurized
9092257 | 4 |  | 1998-07-01 | no | 1998-07-01 | no | Removed from Ground | Gas (Historical Use) | 6000 | Steel-Impressed Current | 1989-07-28 |  | Pressurized
9092257 | 5 | [5 empty] | Removed from Ground | Gas (Historical Use) | 2000 | Not Marked/Unknown | 1989-07-28 | Not Marked
9092257 | 6 |  | 1998-07-01 | no | 1998-07-01 | no | Removed from Ground | Diesel | 4000 | Composite | 1998-07-01 |  | Pressurized
9092257 | 7A |  | 1998-07-01 | no | 1998-07-01 | no | Removed from Ground | Diesel | 2000 | Composite | 1998-07-01 |  | Pressurized
9092257 | 7B |  | 1998-07-01 | no | 1998-07-01 | no | Removed from Ground | Kerosene | 2000 | Composite | 1998-07-01 |  | Pressurized
9092260 | 271002 | Flapper Valve | 1996-07-29 |  | 1996-07-29 |  | Currently in Use | Gas (Historical Use) | 12000 | Composite | 1996-07-29 | Double-Walled Flex | Pressurized
9092260 | 271017 | Flapper Valve | 1996-07-29 |  | 1996-07-29 |  | Currently in Use | Gas (Historical Use) | 12000 | Composite | 1996-07-29 | Double-Walled Flex | Pressurized
9092260 | 271200 | Flapper Valve | 1996-07-29 |  | 1996-07-29 |  | Currently in Use | Diesel | 12000 | Composite | 1996-07-29 | Double-Walled Flex | Pressurized
9092261 | 1 | [5 empty] | Removed from Ground | Gas (Historical Use) | 10000 | Bare Steel | 1978-01-01 | Galvanized Steel
9092263 | 1 | [5 empty] | Removed from Ground | Other | 500 | Marked Unknown | 1997-11-20 | Unknown
9092263 | 2 | [5 empty] | Removed from Ground | Other | 500 | Marked Unknown | 1997-11-20 | Unknown
9092263 | 3 | [5 empty] | Removed from Ground | Other | 1000 | Marked Unknown | 1997-11-20 | Unknown
9092263 | 4 | [5 empty] | Removed from Ground | Other | 1000 | Marked Unknown | 1997-11-20 | Unknown
9092265 | 1 | [5 empty] | Currently in Use | Gas (Historical Use) | 1000 | Not Marked/Unknown |  | Not Marked
9092266 | 1 | [5 empty] | Removed from Ground | Diesel | 2000 | Not Marked/Unknown | 1996-01-01 | Not Marked
9092267 | 1 | [5 empty] | Removed from Ground | Kerosene | 500 | Bare Steel | 1987-12-31 | Bare Steel
9092270 | 1 | Ball Float | 1994-10-01 |  | 1994-10-01 |  | Currently in Use | Gas (Historical Use) | 12000 | Composite Double Walled | 1994-10-01 | Double-Walled Fiberglass | Pressurized
9092270 | 2 | Ball Float | 1994-10-01 |  | 1994-10-01 |  | Currently in Use | Diesel | 12000 | Composite Double Walled | 1994-10-01 | Double-Walled Fiberglass | Pressurized
9092270 | 3 | Ball Float | 1994-10-01 |  | 1994-10-01 |  | Currently in Use | Gas (Historical Use) | 12000 | Composite Double Walled | 1994-10-01 | Double-Walled Fiberglass | Pressurized
9092271 | 1 | [5 empty] | Permanently Out of Use - historical purposes | Gas (Historical Use) | 1000 | Not Marked/Unknown |  | Bare Steel
9092271 | 2 | [5 empty] | Permanently Out of Use - historical purposes | Gas (Historical Use) | 1000 | Not Marked/Unknown |  | Bare Steel
9092272 | 1 | [5 empty] | Removed from Ground | Gas (Historical Use) | 6000 | Not Marked/Unknown | 1998-05-01 | Not Marked
9092272 | 2 | [5 empty] | Removed from Ground | Gas (Historical Use) | 6000 | Not Marked/Unknown | 1998-05-01 | Not Marked
9092272 | 3 | [5 empty] | Removed from Ground | Gas (Historical Use) | 5000 | Not Marked/Unknown | 1998-05-01 | Not Marked
9092274 | 1 | [5 empty] | Removed from Ground | Gas (Historical Use) | 3000 | Not Marked/Unknown | 1998-12-01 | Not Marked
9092274 | 2 | [5 empty] | Removed from Ground | Gas (Historical Use) | 2000 | Not Marked/Unknown | 1998-12-01 | Not Marked
9092274 | 3 | [5 empty] | Removed from Ground | Gas (Historical Use) | 1000 | Not Marked/Unknown | 1998-12-01 | Not Marked
9092274 | 4 | [5 empty] | Removed from Ground | Gas (Historical Use) | 1000 | Not Marked/Unknown | 1998-12-01 | Not Marked
9092274 | 5 |  | 1998-12-10 |  | 1998-12-10 |  | Removed from Ground | Gas (Historical Use) | 2000 | Galvanic (STIP-3) | 1998-12-10 | Fiberglass Reinforced Plastic | Safe Suction (Euro)
9092274 | 6 |  | 1998-12-10 |  | 1998-12-10 |  | Removed from Ground | Gas (Historical Use) | 2000 | Galvanic (STIP-3) | 1998-12-10 | Fiberglass Reinforced Plastic | Safe Suction (Euro)
9092274 | 7 |  | 1999-04-01 |  | 1999-04-01 |  | Removed from Ground | Diesel | 2000 | Galvanic (STIP-3) | 1999-04-01 | Fiberglass Reinforced Plastic | Safe Suction (Euro)
9092276 | 1 | [5 empty] | Permanently Out of Use - historical purposes | Diesel | 500 | Not Marked/Unknown |  | Not Marked
9092276 | 2 | [5 empty] | Permanently Out of Use - historical purposes | Gas (Historical Use) | 1000 | Not Marked/Unknown |  | Not Marked
9092276 | 3 | [5 empty] | Permanently Out of Use - historical purposes | Gas (Historical Use) | 1000 | Not Marked/Unknown |  | Not Marked
9092278 | 1 |  | 1997-01-01 |  | 1997-01-01 |  | Temporarily out of use | Diesel | 6000 | Epoxy | 1997-01-01 | Double-Walled Fiberglass | Pressurized
9092278 | 2 |  | 1997-01-01 |  | 1997-01-01 |  | Temporarily out of use | Diesel | 6000 | Epoxy | 1997-01-01 | Double-Walled Fiberglass | Pressurized
9092278 | 3 |  | 1997-01-01 |  | 1997-01-01 |  | Temporarily out of use | Gas (Historical Use) | 2000 | Epoxy | 1997-01-01 | Double-Walled Fiberglass | Pressurized
9092279 | 1 | [5 empty] | Removed from Ground | Gas (Historical Use) | 304 | Marked Unknown | 1998-12-21 | Bare Steel | Suction (American)
9092279 | 2 | [5 empty] | Removed from Ground | Gas (Historical Use) | 304 | Marked Unknown | 1998-12-21 | Bare Steel | Suction (American)
9092279 | 3 | [5 empty] | Removed from Ground | Gas (Historical Use) | 404 | Marked Unknown | 1998-12-21 | Bare Steel | Suction (American)
9092280 | 1 | [5 empty] | Removed from Ground | Diesel | 275 | Bare Steel | 1984-09-01 | Copper | Safe Suction (Euro)
9092281 | 1 | [5 empty] | Permanently Out of Use - historical purposes | Gas (Historical Use) | 3000 | Marked Unknown |  | Unknown
9092281 | 2 | [5 empty] | Permanently Out of Use - historical purposes | Gas (Historical Use) | 3000 | Marked Unknown |  | Unknown
9092282 | 1 |  | 1999-06-21 |  | 1999-06-21 |  | Currently in Use | Gas (Historical Use) | 10000 | Epoxy | 1999-03-10 | Double Walled | Pressurized
9092282 | 2 |  | 1999-06-21 |  | 1999-06-21 |  | Currently in Use | Gas (Historical Use) | 10000 | Epoxy | 1999-03-10 | Double Walled | Pressurized
9092282 | 3 |  | 1999-06-21 |  | 1999-06-21 |  | Currently in Use | Diesel | 10000 | Epoxy | 1999-03-10 | Double Walled | Pressurized
9092282 | 4 |  | 1999-06-21 |  | 1999-06-21 |  | Currently in Use | Gas (Historical Use) | 20000 | Epoxy | 1999-03-10 | Double Walled | Pressurized
9092283 | 1 | Ball Float | 2000-04-21 |  | 2000-04-21 |  | Currently in Use | E-10 | 12000 | Epoxy | 1999-10-18 | Double-Walled Flex | Pressurized
9092283 | 2 | Ball Float | 2000-04-21 |  | 2000-04-21 |  | Currently in Use | E-10 | 12000 | Epoxy | 1999-10-18 | Double-Walled Flex | Pressurized
9092283 | 3 | Ball Float | 2000-04-21 |  | 2000-04-21 |  | Currently in Use | Diesel | 12000 | Epoxy | 1999-10-18 | Double-Walled Flex | Pressurized
9092283 | 4 | Ball Float | 2000-04-21 |  | 2000-04-21 |  | Currently in Use | E-10 | 20000 | Epoxy | 1999-10-18 | Double-Walled Flex | Pressurized
9092284 | 1 | Ball Float | 2000-08-17 | no | 2000-08-17 | no | Temporarily out of use | E-10 | 20000 | Composite Double Walled | 2000-04-26 | Double-Walled Flex | Pressurized
9092284 | 2A | Ball Float | 2000-08-17 | no | 2000-08-17 | no | Temporarily out of use | Premium | 12000 | Composite Double Walled | 2000-04-26 | Double-Walled Flex | Pressurized
9092284 | 2B | Ball Float | 2000-08-17 | no | 2000-08-17 | no | Temporarily out of use | Diesel | 8000 | Composite Double Walled | 2000-04-26 | Double-Walled Flex | Pressurized
9092285 | 1 | Flapper Valve | 2001-07-20 |  | 2001-07-20 |  | Currently in Use | Gas (Historical Use) | 12000 | Composite | 2001-03-14 | Double-Walled Flex | Pressurized
9092285 | 2 | Flapper Valve | 2001-07-20 |  | 2001-07-20 |  | Currently in Use | Gas (Historical Use) | 12000 | Composite | 2001-03-14 | Double-Walled Flex | Pressurized
9092285 | 3 | Flapper Valve | 2001-07-20 |  | 2001-07-20 |  | Currently in Use | Gas (Historical Use) | 12000 | Composite | 2001-03-14 | Double-Walled Flex | Pressurized
9092286 | 1 | Flapper Valve | 2001-07-20 |  | 2001-07-20 |  | Currently in Use | Gas (Historical Use) | 12000 | Composite | 2001-05-31 | Double-Walled Flex | Pressurized
9092286 | 2 | Flapper Valve | 2001-07-20 |  | 2001-07-20 |  | Currently in Use | Diesel | 12000 | Composite | 2001-05-31 | Double-Walled Flex | Pressurized
9092286 | 3 | Flapper Valve | 2001-07-20 |  | 2001-07-20 |  | Currently in Use | Gas (Historical Use) | 12000 | Composite | 2001-05-31 | Double-Walled Flex | Pressurized
9092287 | 1 | [5 empty] | Removed from Ground | Diesel | 5000 | Cathodically Protected Steel | 1998-01-01 | Fiberglass Reinforced Plastic | Suction (American)
9092288 | 1 | Flapper Valve | 2001-06-01 |  | 2001-06-01 |  | Temporarily out of use | Gas (Historical Use) | 10000 | Fiberglass Double Walled | 2001-06-01 | Double-Walled Flex | Pressurized
9092288 | 2 | Flapper Valve | 2001-06-01 |  | 2001-06-01 |  | Temporarily out of use | Gas (Historical Use) | 20000 | Fiberglass Double Walled | 2001-06-01 | Double-Walled Flex | Pressurized
9093001 | 1 | [5 empty] | Removed from Ground | Gas (Historical Use) | 8000 | Bare Steel | 1982-05-08 | Galvanized Steel
9093001 | 2 | [5 empty] | Removed from Ground | Gas (Historical Use) | 4000 | Bare Steel | 1977-05-09 | Galvanized Steel
9093001 | 3 | [5 empty] | Removed from Ground | Gas (Historical Use) | 1000 | Bare Steel | 1977-05-09 | Galvanized Steel
9093001 | 4 | [5 empty] | Removed from Ground | Gas (Historical Use) | 4000 | Bare Steel | 1977-05-09 | Galvanized Steel
9093002 | 4501 | Ball Float | 1991-03-15 |  | 1991-03-15 |  | Currently in Use | Gas (Historical Use) | 10000 | Composite | 1991-03-15 | Fiberglass Reinforced Plastic | Pressurized
9093002 | 4502 | Ball Float | 1991-03-15 |  | 1991-03-15 |  | Currently in Use | Gas (Historical Use) | 10000 | Composite | 1991-03-15 | Fiberglass Reinforced Plastic | Pressurized
9093002 | 4503 | Ball Float | 1991-03-15 |  | 1991-03-15 |  | Currently in Use | Gas (Historical Use) | 10000 | Composite | 1991-03-15 | Fiberglass Reinforced Plastic | Pressurized
9093002 | 4504 | Ball Float | 1991-03-15 |  | 1991-03-15 |  | Currently in Use | Diesel | 8000 | Composite | 1991-03-15 | Fiberglass Reinforced Plastic | Pressurized
9093003 | 1 | [5 empty] | Removed from Ground | Gas (Historical Use) | 5000 | Cathodically Protected Steel | 1985-06-19 | Galvanized Steel | Suction (American)
9093003 | 2 | [5 empty] | Removed from Ground | Gas (Historical Use) | 5000 | Cathodically Protected Steel | 1985-06-19 | Galvanized Steel | Suction (American)
9093003 | 3 | [5 empty] | Removed from Ground | Gas (Historical Use) | 3000 | Cathodically Protected Steel | 1985-06-19 | Galvanized Steel | Suction (American)
9093003 | 4 | [5 empty] | Removed from Ground | Diesel | 2000 | Cathodically Protected Steel | 1985-06-19 | Galvanized Steel | Suction (American)
9093004 | 1 | [5 empty] | Removed from Ground | Gas (Historical Use) | 10000 | Bare Steel | 1980-01-01 | Unknown
9093005 | 1 |  | 1991-08-11 |  | 1991-08-11 | yes | Currently in Use | Diesel | 4000 | Composite | 1991-01-01 | Fiberglass Reinforced Plastic
9093005 | 184810 |  | 1991-08-12 |  | 1991-08-12 | yes | Currently in Use | Gas (Historical Use) | 12000 | Composite | 1991-01-01 | Fiberglass Reinforced Plastic
9093005 | 184814 |  | 1991-08-12 |  | 1991-08-12 | yes | Currently in Use | Gas (Historical Use) | 8000 | Composite | 1991-01-01 | Fiberglass Reinforced Plastic
9093005 | 185702 |  | 1991-08-12 |  | 1991-08-12 | yes | Currently in Use | Kerosene | 1000 | Composite | 1991-01-01 | Fiberglass Reinforced Plastic
9093006 | 1 | [5 empty] | Removed from Ground | Diesel | 1000 | Bare Steel | 1990-12-06 | Galvanized Steel
9093007 | 1 |  | 1998-10-14 |  | 1998-10-14 |  | Currently in Use | Gas (Historical Use) | 5000 | Cathodically Protected Steel | 1987-01-01 | Fiberglass Reinforced Plastic | Pressurized
9093007 | 2 |  | 1998-10-14 |  | 1998-10-14 |  | Currently in Use | Gas (Historical Use) | 5000 | Cathodically Protected Steel | 1987-01-01 | Fiberglass Reinforced Plastic | Pressurized
9093007 | 3 |  | 1998-10-14 |  | 1998-10-14 |  | Currently in Use | Gas (Historical Use) | 6000 | Cathodically Protected Steel | 1987-01-01 | Fiberglass Reinforced Plastic | Pressurized
9093007 | 4 | [5 empty] | Removed from Ground | Diesel | 3000 | Cathodically Protected Steel | 1987-01-01 | Galvanized Steel | Suction (American)
9093007 | 5 | [5 empty] | Removed from Ground | Kerosene | 1000 | Cathodically Protected Steel | 1987-01-01 | Galvanized Steel | Suction (American)
9093010 | 1 | [5 empty] | Closed in Ground | Gas (Historical Use) | 5000 | Not Marked/Unknown | 1991-09-01 | Not Marked
9093010 | 2 | [5 empty] | Closed in Ground | Gas (Historical Use) | 5000 | Not Marked/Unknown | 1991-09-01 | Not Marked
9093010 | 3 | [5 empty] | Removed from Ground | Gas (Historical Use) | 2000 | Not Marked/Unknown | 1991-09-01 | Not Marked
9093010 | L164527 | Flapper Valve | 1991-11-03 |  | 1991-11-03 |  | Currently in Use | Gas (Historical Use) | 6000 | Galvanic (STIP-3) | 1991-10-06 | Fiberglass Reinforced Plastic | Suction (American)
9093010 | L164540 | Flapper Valve | 1991-11-03 |  | 1991-11-03 |  | Currently in Use | Gas (Historical Use) | 6000 | Galvanic (STIP-3) | 1991-10-06 | Fiberglass Reinforced Plastic | Suction (American)
9093011 | 1 | [5 empty] | Removed from Ground | Gas (Historical Use) | 0 | Not Marked/Unknown | 1965-01-01 | Not Marked
9093012 | 4801 | Ball Float | 1993-06-19 | no | 1993-06-19 | no | Currently in Use | Regular | 10000 | Galvanic (STIP-3) | 1993-06-18 | Fiberglass Reinforced Plastic | Pressurized
9093012 | 4802 | Ball Float | 1993-06-19 | no | 1993-06-19 | no | Currently in Use | Plus | 10000 | Galvanic (STIP-3) | 1993-06-18 | Fiberglass Reinforced Plastic | Pressurized
9093012 | 4803 | Ball Float | 1993-06-19 | no | 1993-06-19 | no | Currently in Use | Premium | 10000 | Galvanic (STIP-3) | 1993-06-18 | Fiberglass Reinforced Plastic | Pressurized
9093012 | 4804 | Ball Float | 1993-06-19 | no | 1993-06-19 | no | Currently in Use | Diesel | 6000 | Galvanic (STIP-3) | 1993-06-18 | Fiberglass Reinforced Plastic | Pressurized
9093013 | 1 | [5 empty] | Removed from Ground | Gas (Historical Use) | 3000 | Bare Steel | 1972-01-01 | Bare Steel | Safe Suction (Euro)
9093013 | 2 | [5 empty] | Removed from Ground | Gas (Historical Use) | 3000 | Bare Steel | 1972-01-01 | Bare Steel | Safe Suction (Euro)
9093013 | 3DOT | [5 empty] | Removed from Ground | Gas (Historical Use) | 550 | Bare Steel | 1954-01-01 | Bare Steel | Safe Suction (Euro)
9093013 | 4DOT | [5 empty] | Removed from Ground | Gas (Historical Use) | 550 | Bare Steel | 1954-01-01 | Bare Steel | Safe Suction (Euro)
9093014 | 1 | [5 empty] | Removed from Ground | Gas (Historical Use) | 4000 | Not Marked/Unknown | 1989-01-01 | Not Marked
9093014 | 10 | [5 empty] | Removed from Ground | Other | 6000 | Cathodically Protected Steel | 1996-03-13 | Galvanized Steel | Pressurized
9093014 | 11 | [5 empty] | Removed from Ground | Other | 4000 | Cathodically Protected Steel | 1996-03-13 | Galvanized Steel | Pressurized
9093014 | 12 | [5 empty] | Removed from Ground | Other | 4000 | Cathodically Protected Steel | 1996-03-13 | Galvanized Steel | Pressurized
9093014 | 13 | [5 empty] | Removed from Ground | Other | 1000 | Cathodically Protected Steel | 1996-03-13 | Galvanized Steel | Pressurized
9093014 | 2 | [5 empty] | Removed from Ground | Diesel | 4000 | Not Marked/Unknown | 1989-01-01 | Not Marked
9093014 | 3 | [5 empty] | Removed from Ground | Gas (Historical Use) | 4000 | Not Marked/Unknown | 1989-01-01 | Not Marked
9093014 | 4 | [5 empty] | Removed from Ground | Gas (Historical Use) | 4000 | Not Marked/Unknown | 1989-01-01 | Not Marked
9093014 | 5 | [5 empty] | Removed from Ground | Gas (Historical Use) | 4000 | Not Marked/Unknown | 1989-01-01 | Not Marked
9093014 | 6 | [5 empty] | Removed from Ground | Gas (Historical Use) | 2000 | Not Marked/Unknown | 1989-01-01 | Not Marked
9093014 | 7 | [5 empty] | Removed from Ground | Gas (Historical Use) | 1000 | Not Marked/Unknown | 1989-01-01 | Not Marked
9093014 | 8 | [5 empty] | Removed from Ground | Gas (Historical Use) | 550 | Not Marked/Unknown | 1989-01-01 | Not Marked
9093014 | 9 | [5 empty] | Removed from Ground | Other | 6000 | Cathodically Protected Steel | 1996-03-13 | Galvanized Steel | Pressurized
9093015 | 1 | [5 empty] | Removed from Ground | Gas (Historical Use) | 1000 | Bare Steel | 1976-01-01 | Bare Steel
9093015 | 2 | [5 empty] | Removed from Ground | Diesel | 1000 | Bare Steel | 1976-01-01 | Bare Steel
9093015 | 3 | [5 empty] | Removed from Ground | Diesel | 1000 | Bare Steel | 1976-01-01 | Bare Steel
9093018 | 1 | [5 empty] | Currently in Use | Gas (Historical Use) | 560 | Bare Steel | 1978-01-01 | Bare Steel
9093018 | 2 | [5 empty] | Currently in Use | Diesel | 560 | Bare Steel | 1978-01-01 | Bare Steel
9093019 | 1 | [5 empty] | Currently in Use | Diesel | 1000 | Bare Steel | 1976-01-01 | Bare Steel
9093020 | 1 | [5 empty] | Currently in Use | Diesel | 560 | Bare Steel | 1978-01-01 | Bare Steel
9093020 | 2 | [5 empty] | Currently in Use | Gas (Historical Use) | 1000 | Bare Steel | 1978-01-01 | Bare Steel
9093035 | 1 | [5 empty] | Removed from Ground | Gas (Historical Use) | 1000 | Bare Steel | 1978-01-01 | Unknown
9093036 | 1 | Ball Float | 1999-01-15 |  | 1999-01-15 |  | Currently in Use | Gas (Historical Use) | 6000 | Galvanic (STIP-3) | 1990-01-01 | Fiberglass Reinforced Plastic | Pressurized
9093036 | 2 | Flapper Valve | 1999-01-15 |  | 1999-01-15 |  | Currently in Use | Gas (Historical Use) | 6000 | Galvanic (STIP-3) | 1990-01-01 | Fiberglass Reinforced Plastic | Pressurized
9093036 | 3 | Flapper Valve | 1999-01-15 |  | 1999-01-15 |  | Currently in Use | Diesel | 6000 | Galvanic (STIP-3) | 1990-01-01 | Fiberglass Reinforced Plastic | Pressurized
9093037 | 1 |  | 1989-10-13 |  | 1989-10-13 |  | Temporarily out of use | Gas (Historical Use) | 3000 | Steel-Impressed Current | 1989-10-01 | Cathodically Protected | Pressurized
9093037 | 2 |  | 1989-10-13 |  | 1989-10-13 |  | Temporarily out of use | Gas (Historical Use) | 3000 | Steel-Impressed Current | 1989-10-01 | Cathodically Protected | Pressurized
9093037 | 3 |  | 1989-10-13 |  | 1989-10-13 |  | Temporarily out of use | Gas (Historical Use) | 3000 | Steel-Impressed Current | 1989-10-01 | Cathodically Protected | Pressurized
9093037 | A | [5 empty] | Removed from Ground | Gas (Historical Use) | 1100 | Bare Steel | 1971-05-12 | Unknown
9093037 | B | [5 empty] | Removed from Ground | Gas (Historical Use) | 1100 | Bare Steel | 1971-05-12 | Unknown
9093037 | C | [5 empty] | Removed from Ground | Gas (Historical Use) | 2200 | Bare Steel | 1971-05-12 | Unknown
9093037 | D | [5 empty] | Removed from Ground | Gas (Historical Use) | 2200 | Bare Steel | 1971-05-12 | Unknown
9093038 | 1 | [5 empty] | Removed from Ground | Gas (Historical Use) | 1000 | Bare Steel | 2000-03-01 | Galvanized Steel | Suction (American)
9093038 | 2 | [5 empty] | Removed from Ground | Gas (Historical Use) | 1000 | Bare Steel | 2000-03-01 | Galvanized Steel | Suction (American)
9093038 | 3 | [5 empty] | Removed from Ground | Gas (Historical Use) | 500 | Bare Steel | 2000-03-01 | Galvanized Steel | Suction (American)
9093038 | 4 |  | 2000-03-01 |  | 2000-03-01 |  | Currently in Use | Diesel | 10000 | Galvanic (STIP-3) | 2000-03-01 | Fiberglass Reinforced Plastic | Pressurized
9093038 | 5 |  | 2000-03-01 |  | 2000-03-01 |  | Currently in Use | Gas (Historical Use) | 10000 | Galvanic (STIP-3) | 2000-03-01 | Fiberglass Reinforced Plastic | Pressurized
9093038 | 6 |  | 2000-03-01 |  | 2000-03-01 |  | Currently in Use | Gas (Historical Use) | 8000 | Galvanic (STIP-3) | 2000-03-01 | Fiberglass Reinforced Plastic | Pressurized
9093039 | 1 | Flapper Valve | 1993-06-01 |  | 1993-06-01 |  | Removed from Ground | Diesel | 12000 | Fiberglass | 1993-06-01 | Fiberglass Reinforced Plastic | Safe Suction (Euro)
9093040 | 1 | [5 empty] | Currently in Use | Gas (Historical Use) | 1000 | Bare Steel | 1985-01-01 | Bare Steel | Suction (American)
9093040 | 2 | [5 empty] | Currently in Use | Gas (Historical Use) | 500 | Bare Steel | 1985-01-01 | Bare Steel | Suction (American)
9093041 | 1 | [5 empty] | Removed from Ground | Gas (Historical Use) | 6000 | Bare Steel | 1999-12-18 | Galvanized Steel | Suction (American)
9093041 | 2 | [5 empty] | Removed from Ground | Gas (Historical Use) | 6000 | Bare Steel | 1999-12-18 | Galvanized Steel | Suction (American)
9093041 | 3 | [5 empty] | Removed from Ground | Gas (Historical Use) | 3000 | Bare Steel | 1999-12-01 | Galvanized Steel | Suction (American)
9093042 | 43001 |  | 1998-10-01 |  | 1998-10-01 |  | Currently in Use | Gas (Historical Use) | 10000 | Galvanic (STIP-3) | 1988-03-01 | Fiberglass Reinforced Plastic | Pressurized
9093042 | 43002 |  | 1998-10-01 |  | 1998-10-01 |  | Currently in Use | Gas (Historical Use) | 10000 | Galvanic (STIP-3) | 1988-03-01 | Fiberglass Reinforced Plastic | Pressurized
9093042 | 43003 |  | 1998-10-01 |  | 1998-10-01 |  | Currently in Use | Gas (Historical Use) | 10000 | Galvanic (STIP-3) | 1988-03-01 | Fiberglass Reinforced Plastic | Pressurized
9093043 | 1 | [5 empty] | Removed from Ground | Diesel | 1000 | Not Marked/Unknown | 1976-01-01 | Not Marked
9093043 | 2 | [5 empty] | Removed from Ground | Diesel | 1000 | Bare Steel | 1976-01-01 | Bare Steel | Suction (American)
9093043 | 3 | Flapper Valve | 1999-05-01 | no | 1999-05-01 | no | Currently in Use | Diesel | 2000 | Fiberglass | 1999-06-24 | Fiberglass Reinforced Plastic | Safe Suction (Euro)
9093045 | 1 | Ball Float | 1997-08-01 |  | 1997-08-01 |  | Currently in Use | Gas (Historical Use) | 10000 | Composite | 1997-08-01 | Fiberglass Reinforced Plastic | Pressurized
9093045 | 2 | Ball Float | 1997-08-01 |  | 1997-08-01 |  | Currently in Use | Gas (Historical Use) | 8000 | Composite | 1997-08-01 | Fiberglass Reinforced Plastic | Pressurized
9093045 | 3A | Ball Float | 1997-08-01 |  | 1997-08-01 |  | Currently in Use | Diesel | 2000 | Composite | 1997-08-01 | Fiberglass Reinforced Plastic | Pressurized
9093045 | 3B | Ball Float | 1997-08-01 |  | 1997-08-01 |  | Currently in Use | Diesel | 4000 | Composite | 1997-08-01 | Fiberglass Reinforced Plastic | Pressurized
9093045 | 3C | Ball Float | 1997-08-01 |  | 1997-08-01 |  | Currently in Use | Kerosene | 2000 | Composite | 1997-08-01 | Fiberglass Reinforced Plastic | Pressurized
9093046 | 1 | Ball Float | 1999-12-01 | no | 1999-12-01 | no | Currently in Use | Regular | 8000 | Fiberglass | 1999-12-01 | Fiberglass Reinforced Plastic | Pressurized
9093046 | 2 |  | 1999-12-01 |  | 1999-12-01 |  | Currently in Use | Gas (Historical Use) | 4000 | Fiberglass | 1999-12-01 | Fiberglass Reinforced Plastic | Pressurized
9093047 | 1 | [5 empty] | Removed from Ground | Gas (Historical Use) | 5000 | Cathodically Protected Steel | 2000-07-06 | Galvanized Steel | Pressurized
9093047 | 2 | [5 empty] | Removed from Ground | Gas (Historical Use) | 5000 | Cathodically Protected Steel | 2000-07-06 | Galvanized Steel | Pressurized
9093047 | 3 | [5 empty] | Removed from Ground | Gas (Historical Use) | 3000 | Cathodically Protected Steel | 2000-07-06 | Galvanized Steel | Pressurized
9093047 | 4 | [5 empty] | Removed from Ground | Diesel | 2000 | Cathodically Protected Steel | 2000-07-06 | Galvanized Steel | Pressurized
9093048 | 1 | Ball Float | 1999-11-01 | no | 1999-11-01 | no | Currently in Use | Regular | 20000 | Fiberglass | 1999-10-01 | Flex | Pressurized
9093048 | 2 | Ball Float | 1999-11-01 | no | 1999-11-01 | no | Currently in Use | Premium | 12000 | Fiberglass | 1999-10-01 | Flex | Pressurized
9093049 | 1 | [5 empty] | Removed from Ground | Gas (Historical Use) | 1000 | Not Marked/Unknown | 1999-11-04 | Not Marked
9093049 | 2 | [5 empty] | Removed from Ground | Gas (Historical Use) | 500 | Not Marked/Unknown | 1999-11-04 | Not Marked
9093050 | 1 | [5 empty] | Removed from Ground | Gas (Historical Use) | 500 | Bare Steel | 2000-11-17 | Galvanized Steel | Suction (American)
9093050 | 2 | [5 empty] | Removed from Ground | Gas (Historical Use) | 500 | Bare Steel | 2000-11-17 | Galvanized Steel | Suction (American)
9093050 | 3 | [5 empty] | Removed from Ground | Kerosene | 500 | Bare Steel | 2000-11-17 | Galvanized Steel | Suction (American)
9093051 | 1 | [5 empty] | Removed from Ground | Gas (Historical Use) | 3000 | Bare Steel | 1976-01-01 | Bare Steel | Safe Suction (Euro)
9093051 | 2 | [5 empty] | Removed from Ground | Gas (Historical Use) | 1000 | Bare Steel | 1976-01-01 | Bare Steel | Safe Suction (Euro)
9093051 | 3 | [5 empty] | Removed from Ground | Gas (Historical Use) | 2000 | Bare Steel | 1976-01-01 | Bare Steel | Safe Suction (Euro)
9093052 | 1 | Ball Float | 1999-01-01 |  | 1999-01-01 |  | Currently in Use | Gas (Historical Use) | 12000 | Epoxy | 1999-01-01 | Double-Walled Flex | Pressurized
9093052 | 2A | Ball Float | 1999-01-01 |  | 1999-01-01 |  | Currently in Use | Gas (Historical Use) | 10000 | Epoxy | 1999-01-01 | Double-Walled Flex | Pressurized
9093052 | 2B | Ball Float | 1999-01-01 |  | 1999-01-01 |  | Currently in Use | Diesel | 5000 | Epoxy | 1999-01-01 | Double-Walled Flex | Pressurized
9094003 | 1 |  | 1996-10-01 | no | 1996-10-01 | no | Currently in Use | Gas (Historical Use) | 10000 | Steel-Impressed Current | 1979-05-03 | Steel/FG Secondary containment | Suction (American)
9094003 | 2 |  | 1996-10-01 | no | 1996-10-01 | no | Currently in Use | Gas (Historical Use) | 8000 | Steel-Impressed Current | 1979-05-03 | Steel/FG Secondary containment | Suction (American)
9094003 | 3 |  | 1996-10-01 | no | 1996-10-01 | no | Currently in Use | Gas (Historical Use) | 8000 | Steel-Impressed Current | 1979-05-03 | Steel/FG Secondary containment | Suction (American)
9094004 | 1 | [5 empty] | Removed from Ground | Gas (Historical Use) | 500 | Bare Steel | 1980-03-07 | Galvanized Steel
9094004 | 2 | [5 empty] | Removed from Ground | Gas (Historical Use) | 500 | Bare Steel | 1980-03-07 | Galvanized Steel
9094005 | 1 | [5 empty] | Removed from Ground | Empty | 250 | Bare Steel | 1971-03-10 | Galvanized Steel
9094006 | 336050-1 | [5 empty] | Removed from Ground | Diesel | 1000 | Bare Steel | 1984-03-06 | Galvanized Steel
9094008 | 1 | [5 empty] | Temporarily out of use | Gas (Historical Use) | 2000 | Bare Steel | 1956-03-03 | Galvanized Steel | Suction (American)
9094008 | 2 | [5 empty] | Temporarily out of use | Gas (Historical Use) | 2000 | Bare Steel | 1956-03-03 | Galvanized Steel | Suction (American)
9094008 | 3 | [5 empty] | Temporarily out of use | Gas (Historical Use) | 1000 | Bare Steel | 1956-03-03 | Unknown | Suction (American)
9094009 | 12737 | [5 empty] | Removed from Ground | Diesel | 560 | Bare Steel | 1966-04-27 | Galvanized Steel
9094009 | 2 |  | 1988-07-08 |  | 1988-07-08 |  | Removed from Ground | Gas (Historical Use) | 2000 | Galvanic (STIP-3) | 1988-07-08 | Cathodically Protected | Safe Suction (Euro)
9094009 | 3 |  | 1988-07-08 |  | 1988-07-08 |  | Removed from Ground | Diesel | 2000 | Galvanic (STIP-3) | 1988-07-08 | Cathodically Protected | Safe Suction (Euro)
9094010 | 1 | [5 empty] | Removed from Ground | Gas (Historical Use) | 3000 | Bare Steel | 1974-01-01 | Galvanized Steel | Suction (American)
9094010 | 2 | [5 empty] | Removed from Ground | Gas (Historical Use) | 3000 | Bare Steel | 1974-01-01 | Galvanized Steel | Suction (American)
9094010 | 3 | [5 empty] | Removed from Ground | Gas (Historical Use) | 3000 | Bare Steel | 1974-01-01 | Galvanized Steel | Suction (American)
9094010 | 4 |  |  | yes |  | yes | Removed from Ground | Used Oil | 550 | Bare Steel | 1986-01-01 | Galvanized Steel | Gravity Fed
9094011 | 1 | [5 empty] | Removed from Ground | Gas (Historical Use) | 8000 | Bare Steel | 1976-05-18 | Galvanized Steel | Suction (American)
9094011 | 2 | [5 empty] | Removed from Ground | Gas (Historical Use) | 8000 | Bare Steel | 1976-05-18 | Galvanized Steel | Suction (American)
9094011 | 25604A |  | 1996-05-16 |  | 1996-05-16 |  | Currently in Use | Gas (Historical Use) | 10000 | Composite | 1996-05-02 | Double-Walled Flex | Pressurized
9094011 | 25604B |  | 1996-05-16 | no | 1996-05-16 | no | Currently in Use | Gas (Historical Use) | 6000 | Composite | 1996-05-02 | Double-Walled Flex | Pressurized
9094011 | 3 | [5 empty] | Removed from Ground | Gas (Historical Use) | 8000 | Bare Steel | 1976-05-18 | Galvanized Steel | Suction (American)
9094013 | 1 | [5 empty] | Removed from Ground | Gas (Historical Use) | 5000 | Bare Steel | 1976-05-02 | Galvanized Steel | Suction (American)
9094013 | 2 | [5 empty] | Removed from Ground | Gas (Historical Use) | 5000 | Bare Steel | 1976-05-02 | Galvanized Steel | Suction (American)
9094013 | 3 | [5 empty] | Removed from Ground | Gas (Historical Use) | 1000 | Bare Steel | 1976-05-02 | Galvanized Steel | Suction (American)
9094014 | 1 | [5 empty] | Removed from Ground | Gas (Historical Use) | 2000 | Bare Steel | 1981-05-07 | Galvanized Steel
9094014 | 2 | [5 empty] | Removed from Ground | Gas (Historical Use) | 4000 | Bare Steel | 1981-05-07 | Galvanized Steel
9094014 | 3 | [5 empty] | Removed from Ground | Gas (Historical Use) | 4000 | Bare Steel | 1981-05-07 | Galvanized Steel
9094014 | 4 | [5 empty] | Removed from Ground | Gas (Historical Use) | 6000 | Bare Steel | 1981-05-07 | Galvanized Steel
9094015 | 1 | [5 empty] | Removed from Ground | Gas (Historical Use) | 1000 | Bare Steel | 1979-03-26 | Galvanized Steel
9094016 | A-UNL |  | 1996-10-01 | no | 1996-10-01 | no | Currently in Use | Gas (Historical Use) | 4000 | Steel-Impressed Current | 1965-05-05 | Steel/FG Secondary containment | Suction (American)
9094016 | B-PLUS |  | 1996-10-01 | no | 1996-10-01 | no | Currently in Use | Gas (Historical Use) | 3000 | Steel-Impressed Current | 1965-05-05 | Steel/FG Secondary containment | Suction (American)
9094016 | C-SUPUNL |  | 1996-10-01 | no | 1996-10-01 | no | Currently in Use | Gas (Historical Use) | 4000 | Steel-Impressed Current | 1965-05-05 | Steel/FG Secondary containment | Suction (American)
9094019 | 1 | [5 empty] | Removed from Ground | Gas (Historical Use) | 1000 | Bare Steel | 1980-04-30 | Galvanized Steel
9094020 | 1 | [5 empty] | Removed from Ground | Diesel | 6000 | Bare Steel | 1951-05-15 | Unknown
9094021 | 1 | Flapper Valve | 1997-04-30 |  | 1997-07-30 |  | Currently in Use | Kerosene | 4000 | Steel-Impressed Current | 1977-01-01 | Cathodically Protected | Pressurized
9094022 | 1 |  | 1997-05-01 |  | 1997-05-01 |  | Removed from Ground | Gas (Historical Use) | 6000 | Steel-Impressed Current | 1980-05-01 | Cathodically Protected | Safe Suction (Euro)
9094022 | 2 |  | 1997-05-01 |  | 1997-05-01 |  | Removed from Ground | Gas (Historical Use) | 6000 | Steel-Impressed Current | 1980-05-01 | Cathodically Protected | Safe Suction (Euro)
9094022 | 3 |  | 1997-05-01 |  | 1997-05-01 |  | Removed from Ground | Gas (Historical Use) | 4000 | Steel-Impressed Current | 1980-05-01 | Cathodically Protected | Safe Suction (Euro)
9094022 | 4A |  | 1999-11-10 |  | 1999-11-10 |  | Currently in Use | Gas (Historical Use) | 8000 | Composite | 1999-11-10 | Fiberglass Reinforced Plastic | Suction (American)
9094022 | 4B |  | 1999-11-10 |  | 1999-11-10 |  | Currently in Use | Gas (Historical Use) | 4000 | Composite | 1999-11-10 | Fiberglass Reinforced Plastic | Suction (American)
9094022 | 5A |  | 1999-11-10 |  | 1999-11-10 |  | Currently in Use | Gas (Historical Use) | 6000 | Composite | 1999-11-10 | Fiberglass Reinforced Plastic | Suction (American)
9094022 | 5B |  | 1999-11-10 |  | 1999-11-10 |  | Currently in Use | Diesel | 4000 | Composite | 1999-11-10 | Fiberglass Reinforced Plastic | Suction (American)
9094023 | 1 |  | 1996-05-01 |  | 1996-05-01 |  | Currently in Use | Gas (Historical Use) | 10152 | Composite | 1996-05-01 | Fiberglass Reinforced Plastic | Pressurized
9094023 | 2 |  | 1996-05-01 |  | 1996-05-01 |  | Currently in Use | Gas (Historical Use) | 8178 | Composite | 1996-05-01 | Fiberglass Reinforced Plastic | Pressurized
9094023 | 3 |  | 1996-05-01 |  | 1996-05-01 |  | Currently in Use | Diesel | 6016 | Composite | 1996-05-01 | Fiberglass Reinforced Plastic | Pressurized
9094023 | 4 |  | 1996-05-01 |  | 1996-05-01 |  | Currently in Use | Kerosene | 2019 | Composite | 1996-05-01 | Fiberglass Reinforced Plastic | Pressurized
9094023 | 5 |  | 1996-05-01 |  | 1996-05-01 |  | Currently in Use | Diesel | 12189 | Composite | 1996-05-01 | Fiberglass Reinforced Plastic | Pressurized
9094024 | 1 |  | 1998-07-15 |  | 1998-07-15 |  | Removed from Ground | Gas (Historical Use) | 6000 | Steel-Impressed Current | 1985-04-07 | Cathodically Protected | Pressurized
9094024 | 2 |  | 1998-07-15 |  | 1998-07-15 |  | Removed from Ground | Gas (Historical Use) | 6000 | Steel-Impressed Current | 1985-04-07 | Cathodically Protected | Pressurized
9094024 | 3 |  | 1998-07-15 |  | 1998-07-15 |  | Removed from Ground | Gas (Historical Use) | 5000 | Steel-Impressed Current | 1985-04-07 | Cathodically Protected | Pressurized
9094024 | 4 |  | 1998-07-15 |  | 1998-07-15 |  | Removed from Ground | Diesel | 2000 | Steel-Impressed Current | 1985-04-07 | Cathodically Protected | Pressurized
9094024 | 5 |  | 1998-07-15 |  | 1998-07-15 |  | Removed from Ground | Diesel | 2000 | Steel-Impressed Current | 1985-04-07 | Cathodically Protected | Pressurized
9094025 | 1 | [5 empty] | Removed from Ground | Gas (Historical Use) | 6000 | Bare Steel | 1983-04-08 | Galvanized Steel | Pressurized
9094025 | 2 | [5 empty] | Removed from Ground | Gas (Historical Use) | 6000 | Bare Steel | 1983-04-08 | Galvanized Steel | Pressurized
9094025 | 3 | [5 empty] | Removed from Ground | Gas (Historical Use) | 4000 | Bare Steel | 1983-04-08 | Galvanized Steel | Pressurized
9094025 | 4 | [5 empty] | Removed from Ground | Diesel | 6000 | Bare Steel | 1983-04-08 | Galvanized Steel | Pressurized
9094025 | 5 |  | 1997-06-30 |  | 1997-06-30 |  | Currently in Use | Gas (Historical Use) | 10000 | Epoxy | 1997-06-30 | Fiberglass Reinforced Plastic | Pressurized
9094025 | 6A |  | 1997-06-30 | no | 1997-06-30 | no | Currently in Use | Gas (Historical Use) | 6000 | Composite | 1998-06-30 | Double-Walled Fiberglass | Pressurized
9094025 | 6B |  | 1997-06-30 | no | 1997-06-30 | no | Currently in Use | Gas (Historical Use) | 6000 | Composite | 1998-06-30 | Double-Walled Fiberglass | Pressurized
9094025 | 7 |  | 1997-06-30 | no | 1997-06-30 | no | Currently in Use | Diesel | 10000 | Composite | 1998-06-30 | Double-Walled Fiberglass | Pressurized
9094025 | 8 |  | 1997-06-30 | no | 1997-06-30 | no | Currently in Use | Diesel | 6000 | Composite | 1998-06-30 | Double-Walled Fiberglass | Pressurized
9094026 | 1 | [5 empty] | Removed from Ground | Gas (Historical Use) | 4000 | Cathodically Protected Steel | 1961-05-05 | Not Marked
9094026 | 2 | [5 empty] | Removed from Ground | Gas (Historical Use) | 3000 | Cathodically Protected Steel | 1961-05-05 | Cathodically Protected
9094026 | 3 | [5 empty] | Removed from Ground | Gas (Historical Use) | 3000 | Cathodically Protected Steel | 1961-05-05 | Cathodically Protected
9094026 | 4 |  | 1989-12-08 |  | 1989-12-08 |  | Temporarily out of use | Gas (Historical Use) | 3000 | Cathodically Protected Steel | 1989-12-08 | Fiberglass Reinforced Plastic | Pressurized
9094026 | 5 |  | 1989-12-08 |  | 1989-12-08 |  | Temporarily out of use | Gas (Historical Use) | 3000 | Cathodically Protected Steel | 1989-12-08 | Fiberglass Reinforced Plastic | Pressurized
9094026 | 6 |  | 1989-12-08 |  | 1989-12-08 |  | Temporarily out of use | Gas (Historical Use) | 3000 | Cathodically Protected Steel | 1989-12-08 | Fiberglass Reinforced Plastic | Pressurized
9094027 | 1 | [5 empty] | Removed from Ground | Gas (Historical Use) | 4000 | Bare Steel | 1961-05-05 | Galvanized Steel
9094027 | 2 | [5 empty] | Removed from Ground | Gas (Historical Use) | 3000 | Bare Steel | 1961-05-05 | Galvanized Steel
9094027 | 3 | [5 empty] | Removed from Ground | Gas (Historical Use) | 5000 | Bare Steel | 1961-05-05 | Galvanized Steel
9094027 | 4 |  | 1989-12-08 |  | 1989-12-08 |  | Temporarily out of use | Gas (Historical Use) | 3000 | Galvanic (STIP-3) | 1989-12-08 | Fiberglass Reinforced Plastic | Pressurized
9094027 | 5 |  | 1989-12-08 |  | 1989-12-08 |  | Currently in Use | Gas (Historical Use) | 3000 | Galvanic (STIP-3) | 1989-12-08 | Fiberglass Reinforced Plastic | Pressurized
9094027 | 6 |  | 1989-12-08 |  | 1989-12-08 |  | Currently in Use | Gas (Historical Use) | 3000 | Galvanic (STIP-3) | 1989-12-08 | Fiberglass Reinforced Plastic | Pressurized
9094028 | 1 |  | 1998-12-09 |  | 1998-12-09 |  | Currently in Use | Diesel | 10000 | Steel-Impressed Current | 1983-01-01 | Cathodically Protected
9094028 | 2 | [5 empty] | Removed from Ground | Diesel | 6000 | Cathodically Protected Steel | 1988-01-01 | Galvanized Steel
9094028 | 3 |  | 1995-02-09 |  | 1995-02-09 |  | Currently in Use | Gas (Historical Use) | 6000 | Cathodically Protected Steel | 1995-02-09 | Fiberglass Reinforced Plastic | Safe Suction (Euro)
9094029 | 1 | [5 empty] | Removed from Ground | Gas (Historical Use) | 8000 | Bare Steel | 1976-01-01 | Galvanized Steel | Safe Suction (Euro)
9094029 | 2 | [5 empty] | Removed from Ground | Gas (Historical Use) | 8000 | Bare Steel | 1976-01-01 | Galvanized Steel | Suction (American)
9094029 | 25607A |  | 1996-05-30 | no | 1996-05-30 | no | Currently in Use | Gas (Historical Use) | 10000 | Composite | 1996-05-17 | Double-Walled Fiberglass | Pressurized
9094029 | 25607B |  | 1996-05-30 | no | 1996-05-30 | no | Currently in Use | Gas (Historical Use) | 6000 | Composite | 1996-05-17 | Double-Walled Fiberglass | Pressurized
9094029 | 3 | [5 empty] | Removed from Ground | Gas (Historical Use) | 8000 | Bare Steel | 1976-01-01 | Galvanized Steel | Suction (American)
9094031 | 1 |  | 1998-02-11 |  | 1998-02-11 |  | Currently in Use | Diesel | 6000 | Steel-Impressed Current | 1983-04-30 | Cathodically Protected
9094031 | 2 |  | 1998-02-11 |  | 1998-02-11 |  | Currently in Use | Gas (Historical Use) | 6000 | Steel-Impressed Current | 1983-04-30 | Cathodically Protected
9094031 | 3 |  | 1998-02-11 | no | 1998-02-11 | no | Currently in Use | Diesel | 4000 | Steel-Impressed Current | 1983-04-30 | Cathodically Protected
9094032 | 1 | [5 empty] | Removed from Ground | Gas (Historical Use) | 500 | Bare Steel | 1991-10-26 | Galvanized Steel | Safe Suction (Euro)
9094032 | 2 | [5 empty] | Removed from Ground | Diesel | 150 | Bare Steel | 1991-10-26 | Galvanized Steel | Safe Suction (Euro)
9094034 | 1 | [5 empty] | Removed from Ground | Diesel | 10000 | Composite | 1979-05-09 | Bare Steel
9094034 | 2 | [5 empty] | Removed from Ground | Diesel | 10000 | Composite | 1979-05-09 | Bare Steel
9094034 | 3 | [5 empty] | Removed from Ground | Gas (Historical Use) | 5000 | Composite | 1979-05-09 | Bare Steel
9094034 | 4 | [5 empty] | Removed from Ground | Gas (Historical Use) | 3000 | Composite | 1979-05-09 | Bare Steel
9094035 | 333G1 | [5 empty] | Removed from Ground | Gas (Historical Use) | 1060 | Bare Steel | 1972-05-02 | Galvanized Steel | Safe Suction (Euro)
9094036 | 1 | [5 empty] | Removed from Ground | Gas (Historical Use) | 6000 | Bare Steel | 1971-05-12 | Galvanized Steel
9094036 | 2 | [5 empty] | Removed from Ground | Gas (Historical Use) | 6000 | Bare Steel | 1971-05-12 | Galvanized Steel
9094036 | 3 | [5 empty] | Removed from Ground | Gas (Historical Use) | 2000 | Bare Steel | 1971-05-12 | Galvanized Steel
9094036 | 4 | [5 empty] | Removed from Ground | Diesel | 2000 | Bare Steel | 1971-05-12 | Galvanized Steel
9094037 | 1 |  | 1998-12-01 |  | 1998-12-01 |  | Temporarily out of use | Gas (Historical Use) | 2000 | Steel-Impressed Current | 1982-04-30 | Cathodically Protected | Suction (American)
9094037 | 2 | [5 empty] | Removed from Ground | Gas (Historical Use) | 4000 | Bare Steel | 1961-05-05 | Galvanized Steel
9094037 | 3 | [5 empty] | Removed from Ground | Gas (Historical Use) | 3000 | Bare Steel | 1961-05-05 | Galvanized Steel
9094038 | 1 | [5 empty] | Removed from Ground | Gas (Historical Use) | 4000 | Bare Steel | 1961-05-05 | Galvanized Steel
9094038 | 2 | [5 empty] | Removed from Ground | Gas (Historical Use) | 3000 | Bare Steel | 1961-05-05 | Galvanized Steel
9094038 | 3 | [5 empty] | Removed from Ground | Gas (Historical Use) | 3000 | Bare Steel | 1961-05-05 | Galvanized Steel
9094038 | 4 |  |  | yes |  | yes | Removed from Ground | Used Oil | 550 | Marked Unknown |  | Unknown
9094039 | 1 | [5 empty] | Permanently Out of Use - historical purposes | Diesel | 8000 | Bare Steel | 1958-05-13 | Unknown
9094042 | 1 | [5 empty] | Removed from Ground | Gas (Historical Use) | 4000 | Bare Steel | 1981-01-01 | Bare Steel | Suction (American)
9094042 | 3 | [5 empty] | Removed from Ground | Diesel | 4000 | Bare Steel | 1979-01-01 | Bare Steel | Suction (American)
9094043 | 1 | [5 empty] | Removed from Ground | Diesel | 1000 | Bare Steel | 1978-01-01 | Galvanized Steel
9094045 | 1 | [5 empty] | Removed from Ground | Gas (Historical Use) | 1000 | Bare Steel | 1976-01-01 | Galvanized Steel
9094046 | 1 | [5 empty] | Removed from Ground | Diesel | 10000 | Bare Steel | 1965-01-01 | Bare Steel | Pressurized
9094046 | 2 |  |  | yes |  | yes | Removed from Ground | Used Oil | 4000 | Bare Steel | 1965-01-01 | Bare Steel
9094047 | 1 | [5 empty] | Removed from Ground | Gas (Historical Use) | 560 | Bare Steel | 1980-01-01 | Unknown
9094047 | 5 | [5 empty] | Removed from Ground | Diesel | 1000 | Bare Steel | 1978-01-01 | Unknown
9094048 | 1 | [5 empty] | Removed from Ground | Gas (Historical Use) | 550 | Marked Unknown | 1992-10-20 | Unknown
9094049 | 1 | [5 empty] | Removed from Ground | Diesel | 2500 | Fiberglass | 1993-11-01 | Fiberglass Reinforced Plastic
9094049 | 2 | [5 empty] | Removed from Ground | Gas (Historical Use) | 10000 | Fiberglass | 1993-11-01 | Fiberglass Reinforced Plastic
9094049 | 3 | [5 empty] | Removed from Ground | Diesel | 2500 | Fiberglass | 1998-10-05 | Fiberglass Reinforced Plastic
9094049 | 4 | Flapper Valve | 1998-11-01 |  | 1998-11-01 |  | Currently in Use | Gas (Historical Use) | 2500 | Fiberglass Double Walled | 1998-11-01 | Fiberglass Reinforced Plastic | Safe Suction (Euro)
9094049 | 5 | Flapper Valve | 1998-11-01 |  | 1998-11-01 |  | Currently in Use | Diesel | 1000 | Fiberglass Double Walled | 1998-11-01 | Fiberglass Reinforced Plastic | Safe Suction (Euro)
9094050 | 1 | [5 empty] | Removed from Ground | Gas (Historical Use) | 1000 | Not Marked/Unknown | 1994-12-05 | Not Marked
9094051 | 1 | [5 empty] | Closed in Ground | Gas (Historical Use) | 1000 | Bare Steel | 1972-05-02 | Galvanized Steel | Safe Suction (Euro)
9094052 | 154098 | Ball Float | 1989-11-28 | yes | 1989-11-28 | yes | Currently in Use | Gas (Historical Use) | 4000 | Galvanic (STIP-3) | 1989-11-28 | Fiberglass Reinforced Plastic | Pressurized
9094052 | 154150 | Ball Float | 1989-11-28 | yes | 1989-11-28 | yes | Currently in Use | Gas (Historical Use) | 4000 | Galvanic (STIP-3) | 1989-11-28 | Fiberglass Reinforced Plastic | Pressurized
9094052 | 85634 | Ball Float | 1989-11-28 | yes | 1989-11-28 | yes | Temporarily out of use | Gas (Historical Use) | 4000 | Galvanic (STIP-3) | 1989-11-28 | Fiberglass Reinforced Plastic | Pressurized
9094052 | 85688 | Ball Float | 1989-11-28 | yes | 1989-11-28 | yes | Currently in Use | Gas (Historical Use) | 4000 | Galvanic (STIP-3) | 1989-11-28 | Fiberglass Reinforced Plastic | Pressurized
9094053 | RU | [5 empty] | Removed from Ground | Gas (Historical Use) | 2000 | Marked Unknown | 1998-12-22 | Unknown | Safe Suction (Euro)
9094054 | 1 | [5 empty] | Removed from Ground | Gas (Historical Use) | 1000 | Bare Steel | 1976-01-01 | Bare Steel | Safe Suction (Euro)
9094054 | 2 | [5 empty] | Removed from Ground | Gas (Historical Use) | 1000 | Bare Steel | 1976-01-01 | Bare Steel | Safe Suction (Euro)
9094054 | 003AST | [5 empty] | Removed from Ground | Diesel | 10000 | Bare Steel | 1976-01-01 | Bare Steel | Safe Suction (Euro)
9094054 | 3 | [5 empty] | Removed from Ground | Diesel | 500 | Not Marked/Unknown | 1998-12-01 | Not Marked
9094054 | 4 | [5 empty] | Removed from Ground | Gas (Historical Use) | 500 | Not Marked/Unknown | 1976-01-01 | Not Marked
9094055 | 1-D | [5 empty] | Removed from Ground | Diesel | 4000 | Marked Unknown | 1997-04-01 | Unknown | Suction (American)
9094055 | 2-D | [5 empty] | Removed from Ground | Diesel | 4000 | Marked Unknown | 1997-04-01 | Unknown | Suction (American)
9094055 | 3-UL | [5 empty] | Closed in Ground | Gas (Historical Use) | 4000 | Marked Unknown | 1997-04-01 | Unknown | Suction (American)
9094055 | 4-UL | [5 empty] | Closed in Ground | Gas (Historical Use) | 4000 | Marked Unknown | 1997-04-01 | Unknown | Suction (American)
9094056 | 1 |  | 1995-05-01 |  | 1995-05-01 |  | Currently in Use | Diesel | 15000 | Composite | 1995-05-01 | Fiberglass Reinforced Plastic | Pressurized
9094057 | 1 | [5 empty] | Removed from Ground | Gas (Historical Use) | 6000 | Bare Steel | 1982-02-01 | Galvanized Steel | Pressurized
9094057 | 2 | [5 empty] | Removed from Ground | Gas (Historical Use) | 4000 | Bare Steel | 1982-02-01 | Galvanized Steel | Pressurized
9094057 | 3 | [5 empty] | Removed from Ground | Diesel | 4000 | Bare Steel | 1982-02-01 | Galvanized Steel | Pressurized
9094058 | 1 | [5 empty] | Removed from Ground | Gas (Historical Use) | 1000 | Marked Unknown | 1980-01-01 | Unknown
9094059 | 1 | [5 empty] | Removed from Ground | Gas (Historical Use) | 1000 | Bare Steel | 1984-01-01 | Bare Steel | Suction (American)
9094061 | 1 | [5 empty] | Removed from Ground | Diesel | 10000 | Bare Steel | 2005-12-08 | Bare Steel | Suction (American)
9094061 | 2 | [5 empty] | Removed from Ground | Diesel | 8500 | Bare Steel | 2005-12-08 | Bare Steel | Suction (American)
9094061 | 3 | [5 empty] | Removed from Ground | Gas (Historical Use) | 4000 | Not Marked/Unknown | 2005-12-08 | Not Marked
9094062 | 1 | [5 empty] | Permanently Out Of Use | Diesel | 10000 | Bare Steel | 1978-01-01 | Galvanized Steel | Suction (American)
9094063 | 1 | [5 empty] | Removed from Ground | Gas (Historical Use) | 2000 | Bare Steel | 1997-07-01 | Galvanized Steel
9094063 | 2 | [5 empty] | Removed from Ground | Gas (Historical Use) | 1000 | Bare Steel | 1997-07-01 | Galvanized Steel
9094063 | 3 | [5 empty] | Removed from Ground | Gas (Historical Use) | 1000 | Bare Steel | 1997-07-01 | Galvanized Steel
9094064 | 1 | [5 empty] | Removed from Ground | Gas (Historical Use) | 3000 | Marked Unknown | 1997-10-01 | Unknown
9094064 | 2 | [5 empty] | Removed from Ground | Gas (Historical Use) | 3000 | Marked Unknown | 1997-10-01 | Unknown
9094064 | 3 | [5 empty] | Removed from Ground | Gas (Historical Use) | 3000 | Marked Unknown | 1998-10-01 | Unknown
9094065 | 1 | [5 empty] | Temporarily out of use | Gas (Historical Use) | 5000 | Marked Unknown | 1998-07-22 | Unknown
9094065 | 2 | [5 empty] | Temporarily out of use | Gas (Historical Use) | 5000 | Marked Unknown | 1998-07-24 | Unknown
9094065 | 3 | [5 empty] | Temporarily out of use | Diesel | 0 | Marked Unknown | 1998-07-24 | Unknown
9094066 | 1 | [5 empty] | Removed from Ground | Gas (Historical Use) | 0 | Not Marked/Unknown |  | Not Marked
9094067 | 1A | Flapper Valve | 1996-09-06 | no | 1996-09-06 | no | Temporarily out of use | Gas (Historical Use) | 1000 | Composite | 1996-09-06 | Fiberglass Reinforced Plastic | Safe Suction (Euro)
9094067 | 1B | Flapper Valve | 1996-09-06 |  | 1996-09-06 |  | Temporarily out of use | Diesel | 1000 | Composite | 1996-09-06 | Fiberglass Reinforced Plastic | Safe Suction (Euro)
9094069 | 1 | [5 empty] | Removed from Ground | Diesel | 1000 | Bare Steel | 1998-12-01 | Galvanized Steel | Safe Suction (Euro)
9094069 | 2 | [5 empty] | Removed from Ground | Kerosene | 560 | Bare Steel | 1998-12-01 | Galvanized Steel | Safe Suction (Euro)
9094070 | 1 | [5 empty] | Removed from Ground | Other | 4000 | Bare Steel | 1998-11-10 | Galvanized Steel | Safe Suction (Euro)
9094070 | 2 | [5 empty] | Removed from Ground | Other | 1800 | Bare Steel | 1990-01-01 | Galvanized Steel | Safe Suction (Euro)
9094070 | 3 | [5 empty] | Removed from Ground | Other | 1500 | Bare Steel | 1990-01-01 | Galvanized Steel | Safe Suction (Euro)
9094071 | 1 | [5 empty] | Removed from Ground | Gas (Historical Use) | 1200 | Bare Steel | 1970-01-01 | Unknown
9094071 | 2 | [5 empty] | Removed from Ground | Gas (Historical Use) | 1200 | Bare Steel | 1970-01-01 | Unknown
9094071 | 3 | [5 empty] | Removed from Ground | Diesel | 1000 | Bare Steel | 1970-01-01 | Unknown
9095001 | 1 | [5 empty] | Removed from Ground | Empty | 1000 | Bare Steel | 1961-05-14 | Galvanized Steel
9095001 | 2 | [5 empty] | Removed from Ground | Empty | 550 | Bare Steel | 1961-05-14 | Galvanized Steel
9095005 | 1 | [5 empty] | Removed from Ground | Gas (Historical Use) | 3000 | Bare Steel | 1961-04-17 | Galvanized Steel
9095005 | 10 | Flapper Valve | 2009-06-01 | no | 1990-02-01 | no | Currently in Use | Diesel Off Road | 2000 | Galvanic (STIP-3) | 1990-02-01 | Fiberglass Reinforced Plastic | Safe Suction (Euro)
9095005 | 2 | [5 empty] | Removed from Ground | Gas (Historical Use) | 3000 | Bare Steel | 1961-04-17 | Galvanized Steel
9095005 | 3 | [5 empty] | Removed from Ground | Gas (Historical Use) | 3000 | Bare Steel | 1961-04-17 | Galvanized Steel
9095005 | 4 |  |  | yes |  | yes | Removed from Ground | Used Oil | 550 | Bare Steel | 1961-04-17 | Not Marked
9095005 | 5 | [5 empty] | Removed from Ground | Diesel | 2000 | Bare Steel | 1981-04-12 | Galvanized Steel
9095005 | 6 | Ball Float | 1990-02-01 | no | 1990-02-01 | no | Currently in Use | Regular | 8000 | Galvanic (STIP-3) | 1990-02-01 | Fiberglass Reinforced Plastic | Pressurized
9095005 | 7 | Ball Float | 1990-02-01 | no | 1990-02-01 | no | Currently in Use | Regular | 8000 | Galvanic (STIP-3) | 1990-02-01 | Fiberglass Reinforced Plastic | Pressurized
9095005 | 8 | Ball Float | 1990-02-01 | no | 1990-02-01 | no | Currently in Use | Premium | 8000 | Galvanic (STIP-3) | 1990-02-01 | Fiberglass Reinforced Plastic | Pressurized
9095005 | 9 | Ball Float | 1990-02-01 | no | 1990-02-01 | no | Currently in Use | Diesel On Road | 8000 | Galvanic (STIP-3) | 1990-02-01 | Fiberglass Reinforced Plastic | Pressurized
9095006 | 1-UL |  | 1996-03-01 | no | 1996-03-01 | no | Temporarily out of use | Gas (Historical Use) | 10000 |  | 1985-06-01 | Fiberglass Reinforced Plastic | Pressurized
9095006 | 2-PLUS |  | 1996-03-01 | no | 1996-03-01 | no | Temporarily out of use | Gas (Historical Use) | 10000 |  | 1985-06-01 | Fiberglass Reinforced Plastic | Pressurized
9095006 | 3-SUP |  | 1996-03-01 | no | 1996-03-01 | no | Temporarily out of use | Gas (Historical Use) | 5000 |  | 1985-06-01 | Fiberglass Reinforced Plastic | Pressurized
9095006 | 4-KEROSENE |  | 1996-03-01 | no | 1996-03-01 | no | Temporarily out of use | Kerosene | 5000 |  | 1985-06-01 | Fiberglass Reinforced Plastic | Safe Suction (Euro)
9095007 | 1 | [5 empty] | Removed from Ground | Gas (Historical Use) | 8000 | Bare Steel | 1984-05-07 | Galvanized Steel | Pressurized
9095007 | 2 | [5 empty] | Removed from Ground | Gas (Historical Use) | 8000 | Bare Steel | 1984-05-07 | Galvanized Steel | Pressurized
9095007 | 3 | [5 empty] | Removed from Ground | Gas (Historical Use) | 8000 | Bare Steel | 1984-05-07 | Galvanized Steel | Pressurized
9095008 | 1 | [5 empty] | Removed from Ground | Empty | 550 | Bare Steel | 1936-05-20 | Unknown
9095011 | 1 |  | 1989-01-01 |  | 1989-01-01 |  | Removed from Ground | Diesel | 1000 | Double Walled | 1989-05-08 | Double Walled | Suction (American)
9095012 | 1 | [5 empty] | Removed from Ground | Gas (Historical Use) | 2000 | Bare Steel | 1956-04-18 | Galvanized Steel
9095012 | 2 | [5 empty] | Removed from Ground | Gas (Historical Use) | 2000 | Bare Steel | 1956-04-18 | Galvanized Steel
9095012 | 3 | [5 empty] | Removed from Ground | Gas (Historical Use) | 3000 | Bare Steel | 1974-04-14 | Galvanized Steel
9095013 | 1 | [5 empty] | Permanently Out of Use - historical purposes | Gas (Historical Use) | 2000 | Bare Steel | 1961-01-01 | Galvanized Steel | Suction (American)
9095013 | 2 | [5 empty] | Permanently Out of Use - historical purposes | Gas (Historical Use) | 2000 | Bare Steel | 1961-01-01 | Galvanized Steel | Suction (American)
9095013 | 3 | [5 empty] | Permanently Out of Use - historical purposes | Gas (Historical Use) | 2000 | Bare Steel | 1974-01-01 | Galvanized Steel | Suction (American)
9095013 | 4 | [5 empty] | Permanently Out of Use - historical purposes | Diesel | 550 | Bare Steel | 1956-01-01 | Galvanized Steel | Suction (American)
9095013 | 5 |  | 1999-05-10 | no | 1999-05-10 | no | Currently in Use | Gas (Historical Use) | 10000 | Composite | 1999-04-29 | Fiberglass Reinforced Plastic | Pressurized
9095013 | 6 |  | 1999-05-10 |  | 1999-05-10 |  | Currently in Use | Gas (Historical Use) | 8000 | Composite | 1999-04-29 | Fiberglass Reinforced Plastic | Pressurized
9095013 | 7 |  | 1999-05-10 |  | 1999-05-10 |  | Currently in Use | Diesel | 8000 | Composite | 1999-04-29 | Fiberglass Reinforced Plastic | Pressurized
9095014 | 1 | [5 empty] | Currently in Use | Gas (Historical Use) | 1000 | Bare Steel | 1951-04-20 | Galvanized Steel
9095014 | 2 | [5 empty] | Currently in Use | Gas (Historical Use) | 1000 | Bare Steel | 1971-04-15 | Galvanized Steel
9095015 | 1 | [5 empty] | Removed from Ground | Gas (Historical Use) | 1000 | Bare Steel | 1978-04-24 | Galvanized Steel
9095016 | 1 | [5 empty] | Removed from Ground | Diesel | 6000 | Bare Steel | 1965-01-01 | Copper | Suction (American)
9095018 | 1 |  | 1998-11-12 |  | 1998-11-12 |  | Removed from Ground | Gas (Historical Use) | 2000 | Steel-Impressed Current | 1982-03-01 | Cathodically Protected | Suction (American)
9095018 | 2 |  | 1998-11-12 |  | 1998-11-12 |  | Removed from Ground | Gas (Historical Use) | 2000 | Steel-Impressed Current | 1982-03-01 | Cathodically Protected | Suction (American)
9095018 | 3 |  | 1998-11-12 |  | 1998-11-12 |  | Removed from Ground | Gas (Historical Use) | 2000 | Steel-Impressed Current | 1982-03-01 | Cathodically Protected | Safe Suction (Euro)
9095020 | 1 | [5 empty] | Closed in Ground | Gas (Historical Use) | 5000 | Bare Steel | 1971-06-01 | Galvanized Steel | Safe Suction (Euro)
9095020 | 2 | [5 empty] | Closed in Ground | Gas (Historical Use) | 5000 | Bare Steel | 1971-06-01 | Galvanized Steel | Safe Suction (Euro)
9095020 | 3 | [5 empty] | Closed in Ground | Gas (Historical Use) | 1000 | Bare Steel | 1980-03-01 | Galvanized Steel | Safe Suction (Euro)
9095021 | 1 | [5 empty] | Closed in Ground | Gas (Historical Use) | 0 | Not Marked/Unknown | 1976-01-01 | Not Marked
9095021 | 2 | [5 empty] | Closed in Ground | Gas (Historical Use) | 0 | Not Marked/Unknown | 1976-01-01 | Not Marked
9095022 | 1 |  | 1996-09-25 | yes | 1996-09-25 |  | Temporarily out of use | Gas (Historical Use) | 4000 | Steel-Impressed Current | 1956-04-18 | Cathodically Protected | Suction (American)
9095022 | 2 |  | 1996-09-25 | yes | 1996-09-25 | no | Temporarily out of use | Gas (Historical Use) | 3000 | Steel-Impressed Current | 1956-04-18 | Cathodically Protected | Suction (American)
9095022 | 3 |  | 1996-09-25 | yes | 1996-09-25 |  | Temporarily out of use | Gas (Historical Use) | 3000 | Steel-Impressed Current | 1956-04-18 | Cathodically Protected | Suction (American)
9095022 | 4 |  |  | yes | 1996-09-25 | yes | Currently in Use | Used Oil | 550 | Steel-Impressed Current | 1996-09-09 | Fiberglass Reinforced Plastic | Pressurized
9095023 | 1 | [5 empty] | Removed from Ground | Diesel | 550 | Bare Steel | 1984-05-08 | Unknown
9095023 | 2 | [5 empty] | Removed from Ground | Diesel | 2000 | Bare Steel | 1970-05-09 | Unknown
9095024 | 1 | [5 empty] | Removed from Ground | Gas (Historical Use) | 2000 | Bare Steel | 1991-08-11 | Galvanized Steel | Suction (American)
9095024 | 2 | [5 empty] | Removed from Ground | Gas (Historical Use) | 1000 | Bare Steel | 1980-12-02 | Galvanized Steel | Suction (American)
9095024 | 3 | [5 empty] | Removed from Ground | Diesel | 560 | Bare Steel | 1980-12-02 | Galvanized Steel | Suction (American)
9095025 | 1 | [5 empty] | Removed from Ground | Gas (Historical Use) | 4000 | Bare Steel | 1981-05-09 | Galvanized Steel | Suction (American)
9095025 | 2 | [5 empty] | Removed from Ground | Gas (Historical Use) | 2000 | Bare Steel | 1981-05-09 | Galvanized Steel | Suction (American)
9095025 | 3 | [5 empty] | Removed from Ground | Gas (Historical Use) | 560 | Bare Steel | 1966-05-13 | Galvanized Steel | Suction (American)
9095025 | 4 |  | 1994-01-01 |  | 1994-01-01 |  | Currently in Use | Diesel | 2000 | Galvanic (STIP-3) | 1990-01-01 | Cathodically Protected | Safe Suction (Euro)
9095025 | 5 |  | 1999-04-01 |  | 1999-04-01 |  | Currently in Use | Gas (Historical Use) | 10000 | Composite | 1999-03-01 | Fiberglass Reinforced Plastic | Pressurized
9095025 | 6 |  | 1999-04-01 |  | 1999-04-01 |  | Currently in Use | Gas (Historical Use) | 8000 | Composite | 1999-03-01 | Fiberglass Reinforced Plastic | Pressurized
9095026 | 1 | [5 empty] | Closed in Ground | Gas (Historical Use) | 500 | Bare Steel | 1986-05-07 | Galvanized Steel
9095026 | 2 | [5 empty] | Closed in Ground | Gas (Historical Use) | 2000 | Bare Steel | 1986-05-07 | Galvanized Steel
9095026 | 3 | [5 empty] | Closed in Ground | Gas (Historical Use) | 2000 | Bare Steel | 1986-05-07 | Galvanized Steel
9095027 | E-1 | [5 empty] | Removed from Ground | Other | 800 | Bare Steel | 1976-05-10 | Galvanized Steel
9095027 | E-2 | [5 empty] | Removed from Ground | Gas (Historical Use) | 1000 | Bare Steel | 1985-05-08 | Galvanized Steel
9095027 | E-3 | [5 empty] | Removed from Ground | Gas (Historical Use) | 1000 | Bare Steel | 1985-05-08 | Galvanized Steel
9095027 | E-4 | [5 empty] | Removed from Ground | Other | 250 | Bare Steel | 1951-05-17 | Galvanized Steel
9095027 | E-5 | [5 empty] | Removed from Ground | Diesel | 1000 | Bare Steel | 1971-05-12 | Galvanized Steel
9095028 | 1 | [5 empty] | Removed from Ground | Gas (Historical Use) | 1000 | Bare Steel | 1956-04-29 | Galvanized Steel
9095028 | 2 | [5 empty] | Removed from Ground | Gas (Historical Use) | 500 | Bare Steel | 1956-04-29 | Galvanized Steel
9095028 | 3 | [5 empty] | Removed from Ground | Gas (Historical Use) | 500 | Bare Steel | 1956-04-29 | Galvanized Steel
9095030 | 1 | [5 empty] | Removed from Ground | Kerosene | 500 | Bare Steel | 1984-04-21 | Galvanized Steel
9095030 | 10 |  | 1998-12-05 |  | 1998-12-05 |  | Currently in Use | Diesel | 8000 | Composite | 1998-12-05 | Fiberglass Reinforced Plastic | Pressurized
9095030 | 11 |  | 1998-12-05 |  | 1998-12-05 |  | Currently in Use | Kerosene | 2000 | Composite | 1998-12-05 | Fiberglass Reinforced Plastic | Pressurized
9095030 | 2 | [5 empty] | Removed from Ground | Gas (Historical Use) | 6000 | Bare Steel | 1980-04-22 | Galvanized Steel | Safe Suction (Euro)
9095030 | 3 | [5 empty] | Removed from Ground | Gas (Historical Use) | 6000 | Bare Steel | 1978-04-23 | Galvanized Steel | Safe Suction (Euro)
9095030 | 4 | [5 empty] | Removed from Ground | Gas (Historical Use) | 6000 | Bare Steel | 1978-04-23 | Galvanized Steel | Safe Suction (Euro)
9095030 | 5 | [5 empty] | Removed from Ground | Diesel | 8000 | Bare Steel | 1981-04-22 | Galvanized Steel | Safe Suction (Euro)
9095030 | 6 | [5 empty] | Removed from Ground | Kerosene | 2000 | Cathodically Protected Steel | 1991-10-01 | Galvanized Steel | Safe Suction (Euro)
9095030 | 7 |  | 1998-12-05 |  | 1998-12-05 |  | Currently in Use | Gas (Historical Use) | 8000 | Composite | 1998-12-05 | Fiberglass Reinforced Plastic | Pressurized
9095030 | 8 |  | 1998-12-05 |  | 1998-12-05 |  | Currently in Use | Gas (Historical Use) | 4000 | Composite | 1998-12-05 | Fiberglass Reinforced Plastic | Pressurized
9095030 | 9 |  | 1998-12-05 |  | 1998-12-05 |  | Currently in Use | Diesel | 2000 | Composite | 1998-12-05 | Fiberglass Reinforced Plastic | Pressurized
9095031 | 1 |  | 1999-02-01 |  | 1999-02-01 |  | Currently in Use | Gas (Historical Use) | 4000 | Steel-Impressed Current | 1971-05-12 | Cathodically Protected | Pressurized
9095031 | 2 |  | 1999-02-01 |  | 1999-02-01 |  | Currently in Use | Gas (Historical Use) | 4000 | Steel-Impressed Current | 1971-05-12 | Cathodically Protected | Pressurized
9095031 | 3 |  | 1999-02-01 |  | 1999-02-01 |  | Temporarily out of use | Gas (Historical Use) | 5000 | Steel-Impressed Current | 1971-05-12 | Cathodically Protected | Pressurized
9095031 | 4 | [5 empty] | Removed from Ground | Gas (Historical Use) | 560 | Bare Steel | 1971-05-12 | Galvanized Steel | Suction (American)
9095031 | 5 | [5 empty] | Removed from Ground | Gas (Historical Use) | 560 | Bare Steel | 1971-05-12 | Galvanized Steel | Suction (American)
9095031 | 6 | [5 empty] | Removed from Ground | Diesel | 1000 | Bare Steel | 1977-05-12 | Galvanized Steel | Suction (American)
9095031 | 7 |  | 1997-08-07 |  | 1997-08-07 |  | Currently in Use | Diesel | 2000 | Composite | 1997-08-01 | Fiberglass Reinforced Plastic | Safe Suction (Euro)
9095034 | 1 | [5 empty] | Removed from Ground | Diesel | 1000 | Bare Steel | 1974-05-11 | Galvanized Steel
9095035 | 1 | Ball Float | 1998-09-08 | no | 1998-09-08 | no | Currently in Use | Regular | 8000 | Steel-Impressed Current | 1983-05-20 | Fiberglass Reinforced Plastic | Pressurized
9095035 | 2 | Flapper Valve | 1998-09-08 | no | 1998-09-08 | no | Currently in Use | Regular | 8000 | Steel-Impressed Current | 1983-05-20 | Fiberglass Reinforced Plastic | Pressurized
9095035 | 3 | Ball Float | 1998-09-08 | no | 1998-09-08 | no | Currently in Use | Premium | 6000 | Steel-Impressed Current | 1983-05-20 | Fiberglass Reinforced Plastic | Pressurized
9095035 | 4 | Ball Float | 1998-09-08 | no | 1998-09-08 | no | Currently in Use | Diesel | 6000 | Steel-Impressed Current | 1983-05-20 | Fiberglass Reinforced Plastic | Pressurized
9095036 | 1 | [5 empty] | Removed from Ground | Gas (Historical Use) | 8000 | Cathodically Protected Steel | 1982-05-20 | Galvanized Steel | Pressurized
9095036 | 2 | [5 empty] | Removed from Ground | Gas (Historical Use) | 8000 | Cathodically Protected Steel | 1982-05-20 | Galvanized Steel | Pressurized
9095036 | 3 | [5 empty] | Removed from Ground | Gas (Historical Use) | 8000 | Cathodically Protected Steel | 1982-05-20 | Galvanized Steel | Pressurized
9095036 | 4 | [5 empty] | Removed from Ground | Diesel | 8000 | Cathodically Protected Steel | 1982-05-20 | Galvanized Steel | Pressurized
9095037 | 1 | [5 empty] | Temporarily out of use | Gas (Historical Use) | 1000 | Concrete | 1967-01-06 | Galvanized Steel
9095037 | 2 | [5 empty] | Removed from Ground | Gas (Historical Use) | 560 | Concrete | 1967-01-06 | Galvanized Steel
9095038 | 1 | [5 empty] | Removed from Ground | Diesel | 550 | Bare Steel | 1985-05-08 | Unknown
9095039 | 1 | [5 empty] | Removed from Ground | Gas (Historical Use) | 4000 | Bare Steel | 1980-05-06 | Unknown
9095041 | 1 |  | 1998-12-18 |  | 1998-11-19 |  | Currently in Use | Gas (Historical Use) | 6110 | Steel-Impressed Current | 1974-04-01 | Cathodically Protected | Suction (American)
9095041 | 2 |  | 1998-12-18 |  | 1998-11-19 |  | Currently in Use | Gas (Historical Use) | 6110 | Steel-Impressed Current | 1974-04-01 | Cathodically Protected | Suction (American)
9095041 | 3 |  | 1998-12-18 |  | 1998-11-19 |  | Currently in Use | Diesel | 6110 | Steel-Impressed Current | 1974-04-01 | Cathodically Protected | Suction (American)
9095041 | 4 |  | 1998-12-18 |  | 1998-11-19 |  | Removed from Ground | Gas (Historical Use) | 3000 | Bare Steel |  | Galvanized Steel
9095041 | 5 | [5 empty] | Removed from Ground | Other | 1000 | Marked Unknown |  | Unknown
9095041 | 6 | [5 empty] | Removed from Ground | Other | 550 | Marked Unknown |  | Unknown
9095041 | 7 |  | 1998-12-18 |  | 1998-11-19 |  | Currently in Use | Gas (Historical Use) | 2005 | Steel-Impressed Current | 1974-04-01 | Cathodically Protected | Suction (American)
9095043 | 117-D1 | [5 empty] | Removed from Ground | Diesel | 1000 | Bare Steel | 1967-05-04 | Galvanized Steel | Suction (American)
9095043 | 117-D2 |  | 1994-09-08 |  | 1994-09-08 |  | Removed from Ground | Diesel | 1000 | Tank Jacket | 1994-09-02 | Fiberglass Reinforced Plastic | Pressurized
9095043 | 117-G1 | [5 empty] | Removed from Ground | Gas (Historical Use) | 1000 | Bare Steel | 1968-01-01 | Galvanized Steel | Suction (American)
9095043 | 117-G2 |  | 1994-09-08 |  | 1994-09-08 |  | Removed from Ground | Gas (Historical Use) | 1000 | Tank Jacket | 1994-09-02 | Fiberglass Reinforced Plastic | Pressurized
9095045 | 1 |  | 1990-02-01 |  | 1990-02-01 |  | Removed from Ground | Gas (Historical Use) | 10000 | Bare Steel | 1979-04-19 | Galvanized Steel | Pressurized
9095045 | 2 |  | 1990-02-01 |  | 1990-02-01 |  | Removed from Ground | Gas (Historical Use) | 10000 | Bare Steel | 1979-04-19 | Galvanized Steel | Pressurized
9095045 | 3 |  | 1990-02-01 |  | 1990-02-01 |  | Removed from Ground | Gas (Historical Use) | 10000 | Bare Steel | 1979-04-19 | Galvanized Steel | Pressurized
9095046 | 1 | Flapper Valve | 1996-09-01 |  | 1996-09-01 |  | Currently in Use | Gas (Historical Use) | 10000 | Steel-Impressed Current | 1984-02-19 | Steel (Impressed Current) | Pressurized
9095046 | 2 | Flapper Valve | 1996-09-01 |  | 1996-09-01 |  | Currently in Use | Gas (Historical Use) | 8000 | Steel-Impressed Current | 1984-02-19 | Fiberglass Reinforced Plastic | Pressurized
9095046 | 3 | Flapper Valve | 1996-09-01 |  | 1996-09-01 |  | Currently in Use | Gas (Historical Use) | 8000 | Steel-Impressed Current | 1984-02-19 | Steel (Impressed Current) | Pressurized
9095046 | 4 | Flapper Valve | 1996-09-01 |  | 1996-09-01 |  | Currently in Use | Diesel | 8000 | Steel-Impressed Current | 1984-02-19 | Fiberglass Reinforced Plastic | Pressurized
9095047 | 1 | [5 empty] | Removed from Ground | Gas (Historical Use) | 10000 | Bare Steel | 1965-04-01 | Bare Steel | Suction (American)
9095047 | 2 |  | 1990-06-01 |  | 1990-06-01 |  | Currently in Use | Diesel | 10000 | Fiberglass | 1990-06-01 | Fiberglass Reinforced Plastic | Pressurized
9095047 | 3 |  | 1998-09-01 |  | 1998-09-01 |  | Currently in Use | Gas (Historical Use) | 5000 | Composite | 1998-09-01 | Fiberglass Reinforced Plastic | Safe Suction (Euro)
9095048 | 1 | [5 empty] | Removed from Ground | Gas (Historical Use) | 1000 | Bare Steel | 1981-04-30 | Galvanized Steel
9095048 | 2 | [5 empty] | Removed from Ground | Gas (Historical Use) | 1000 | Bare Steel | 1981-04-30 | Galvanized Steel
9095049 | 1 | [5 empty] | Removed from Ground | Empty | 1000 | Bare Steel |  | Unknown
9095049 | 2 | [5 empty] | Removed from Ground | Empty | 1000 | Bare Steel |  | Unknown
9095049 | 3 | [5 empty] | Removed from Ground | Empty | 500 | Bare Steel |  | Unknown
9095049 | 4 | [5 empty] | Removed from Ground | Empty | 500 | Bare Steel |  | Unknown
9095051 | 1 | [5 empty] | Removed from Ground | Other | 2000 | Bare Steel | 1976-02-21 | Galvanized Steel | Suction (American)
9095051 | 2 | [5 empty] | Removed from Ground | Other | 2000 | Bare Steel | 1976-02-21 | Galvanized Steel | Suction (American)
9095051 | 3 | [5 empty] | Removed from Ground | Other | 2000 | Bare Steel | 1976-02-21 | Galvanized Steel
9095051 | 4 | [5 empty] | Closed in Ground | Gas (Historical Use) | 2000 | Bare Steel | 1976-02-21 | Galvanized Steel | Suction (American)
9095051 | 5 | [5 empty] | Closed in Ground | Gas (Historical Use) | 2000 | Bare Steel | 1966-02-23 | Not Marked | Suction (American)
9095051 | 6 | [5 empty] | Closed in Ground | Gas (Historical Use) | 2000 | Bare Steel | 1966-02-23 | Galvanized Steel | Suction (American)
9095051 | 7 |  | 1989-08-15 |  | 1989-08-15 |  | Currently in Use | Gas (Historical Use) | 6000 | Steel-Impressed Current | 1989-08-15 | Fiberglass Reinforced Plastic | Pressurized
9095051 | 8 |  | 1989-08-15 |  | 1989-08-15 |  | Temporarily out of use | Gas (Historical Use) | 6000 | Steel-Impressed Current | 1989-08-15 | Fiberglass Reinforced Plastic | Pressurized
9095051 | 9 |  | 1989-08-15 |  | 1989-08-15 |  | Currently in Use | Gas (Historical Use) | 6000 | Steel-Impressed Current | 1989-08-15 | Fiberglass Reinforced Plastic | Pressurized
9095052 | 1 | [5 empty] | Removed from Ground | Gas (Historical Use) | 560 | Bare Steel | 1982-04-23 | Galvanized Steel | Safe Suction (Euro)
9095052 | 2 |  | 1991-05-17 |  | 1991-05-17 |  | Removed from Ground | Gas (Historical Use) | 1000 | Galvanic (STIP-3) | 1991-05-17 | Cathodically Protected | Safe Suction (Euro)
9095052 | 3 |  | 1991-05-17 |  | 1991-05-17 |  | Removed from Ground | Diesel | 1000 | Galvanic (STIP-3) | 1991-05-17 | Cathodically Protected | Safe Suction (Euro)
9095053 | 1 | [5 empty] | Removed from Ground | Gas (Historical Use) | 1000 | Bare Steel | 1984-02-19 | Galvanized Steel
9095053 | 2 | [5 empty] | Removed from Ground | Gas (Historical Use) | 1000 | Bare Steel | 1960-02-25 | Galvanized Steel
9095053 | 3 | [5 empty] | Removed from Ground | Gas (Historical Use) | 1000 | Bare Steel | 1960-02-25 | Galvanized Steel
9095053 | 4 | [5 empty] | Removed from Ground | Gas (Historical Use) | 1000 | Bare Steel | 1960-02-25 | Galvanized Steel
9095053 | 866128 |  | 1997-10-06 |  | 1997-10-06 |  | Currently in Use | Gas (Historical Use) | 4000 | Composite | 1997-10-06 | Fiberglass Reinforced Plastic | Suction (American)
9095053 | 866129-A |  | 1997-10-06 |  | 1997-10-06 |  | Currently in Use | Diesel | 2000 | Composite | 1997-10-06 | Fiberglass Reinforced Plastic | Suction (American)
9095053 | 866129-B |  | 1997-10-06 |  | 1997-10-06 |  | Currently in Use | Gas (Historical Use) | 2000 | Composite | 1997-10-06 | Fiberglass Reinforced Plastic | Suction (American)
9095055 | 1 | [5 empty] | Removed from Ground | Gas (Historical Use) | 1600 | Bare Steel | 1985-04-29 | Galvanized Steel
9095055 | 2 | [5 empty] | Removed from Ground | Gas (Historical Use) | 1600 | Bare Steel | 1985-04-29 | Galvanized Steel
9095056 | 1 | [5 empty] | Removed from Ground | Gas (Historical Use) | 4000 | Bare Steel | 1977-04-19 | Galvanized Steel | Pressurized
9095056 | 2 | [5 empty] | Removed from Ground | Gas (Historical Use) | 4000 | Bare Steel | 1977-04-19 | Galvanized Steel | Pressurized
9095056 | 3 | [5 empty] | Removed from Ground | Gas (Historical Use) | 4000 | Bare Steel | 1977-04-19 | Galvanized Steel | Pressurized
9095056 | 4 |  | 1994-12-01 | no | 1994-12-01 | no | Currently in Use | Gas (Historical Use) | 10000 |  | 1994-12-12 | Fiberglass Reinforced Plastic | Pressurized
9095056 | 5 |  | 1994-12-01 | no | 1994-12-01 | no | Currently in Use | Gas (Historical Use) | 10000 |  | 1994-12-12 | Fiberglass Reinforced Plastic | Pressurized
9095056 | 6 |  | 1994-12-01 | no | 1994-12-01 | no | Currently in Use | Gas (Historical Use) | 10000 |  | 1994-12-12 | Fiberglass Reinforced Plastic | Pressurized
9095056 | 7 |  | 1994-12-01 | no | 1994-12-01 | no | Currently in Use | Gas (Historical Use) | 4000 |  | 1994-12-12 | Fiberglass Reinforced Plastic | Pressurized
9095058 | D-3 | [5 empty] | Removed from Ground | Diesel | 1000 | Bare Steel | 1977-05-10 | Galvanized Steel
9095058 | L-2 | [5 empty] | Removed from Ground | Gas (Historical Use) | 1000 | Bare Steel | 1977-05-10 | Galvanized Steel
9095058 | R-1 | [5 empty] | Removed from Ground | Gas (Historical Use) | 1000 | Bare Steel | 1977-05-10 | Galvanized Steel
9095059 | 1 |  |  | no |  | no | Removed from Ground | Gas (Historical Use) | 4000 | Bare Steel | 1974-01-31 | Galvanized Steel
9095059 | D |  | 1991-04-10 | no | 1991-04-10 | no | Removed from Ground | Diesel | 3000 | Steel-Impressed Current | 1991-04-10 | Fiberglass Reinforced Plastic | Pressurized
9095059 | U |  | 1991-04-10 | no | 1991-04-10 | no | Removed from Ground | Gas (Historical Use) | 8000 | Steel-Impressed Current | 1991-04-10 | Fiberglass Reinforced Plastic | Pressurized
9095060 | D-4 | Flapper Valve | 1999-12-22 |  | 1999-12-22 |  | Currently in Use | Diesel | 1000 | Steel-Impressed Current | 1978-05-09 | Fiberglass Reinforced Plastic | Safe Suction (Euro)
9095060 | R-1 | Flapper Valve | 1999-12-22 |  | 1999-12-22 |  | Currently in Use | Gas (Historical Use) | 4000 | Steel-Impressed Current | 1978-05-09 | Fiberglass Reinforced Plastic | Safe Suction (Euro)
9095060 | S-3 | Flapper Valve | 1999-12-22 |  | 1999-12-22 |  | Currently in Use | Gas (Historical Use) | 1000 | Steel-Impressed Current | 1978-05-09 | Fiberglass Reinforced Plastic | Safe Suction (Euro)
9095060 | U-2 | Flapper Valve | 1999-12-22 | no | 1999-12-22 | no | Currently in Use | Gas (Historical Use) | 4000 | Steel-Impressed Current | 1978-05-09 | Fiberglass Reinforced Plastic | Safe Suction (Euro)
9095061 | 1 | [5 empty] | Removed from Ground | Gas (Historical Use) | 1000 | Bare Steel | 1972-05-02 | Bare Steel
9095061 | 2 | [5 empty] | Removed from Ground | Gas (Historical Use) | 1000 | Bare Steel | 1972-05-02 | Bare Steel
9095061 | 3 | [5 empty] | Removed from Ground | Gas (Historical Use) | 1000 | Bare Steel | 1972-05-02 | Bare Steel
9095062 | L-2 | [5 empty] | Removed from Ground | Gas (Historical Use) | 550 | Bare Steel | 1966-05-13 | Galvanized Steel
9095062 | R-1 | [5 empty] | Removed from Ground | Gas (Historical Use) | 550 | Bare Steel | 1966-05-13 | Galvanized Steel
9095063 | 1 | [5 empty] | Removed from Ground | Gas (Historical Use) | 500 | Bare Steel | 1986-05-07 | Galvanized Steel
9095063 | 2 | [5 empty] | Removed from Ground | Gas (Historical Use) | 1000 | Bare Steel | 1986-05-07 | Galvanized Steel
9095063 | 3 | [5 empty] | Removed from Ground | Gas (Historical Use) | 1000 | Bare Steel | 1986-05-07 | Galvanized Steel
9095064 | 1 | [5 empty] | Removed from Ground | Gas (Historical Use) | 1000 | Bare Steel | 1981-01-02 | Galvanized Steel
9095064 | 2 | [5 empty] | Removed from Ground | Gas (Historical Use) | 560 | Bare Steel | 1971-01-05 | Galvanized Steel
9095064 | 3 | [5 empty] | Removed from Ground | Gas (Historical Use) | 560 | Bare Steel | 1975-01-04 | Galvanized Steel
9095065 | 1 | [5 empty] | Removed from Ground | Gas (Historical Use) | 1500 | Bare Steel | 1986-03-26 | Unknown
9095066 | 1 | [5 empty] | Removed from Ground | Gas (Historical Use) | 1000 | Bare Steel | 1966-04-28 | Galvanized Steel | Suction (American)
9095066 | 2 | [5 empty] | Removed from Ground | Diesel | 3000 | Bare Steel | 1976-04-25 | Galvanized Steel | Suction (American)
9095067 | 1 | [5 empty] | Removed from Ground | Gas (Historical Use) | 1000 | Bare Steel | 1974-04-24 | Galvanized Steel
9095067 | 2 | [5 empty] | Removed from Ground | Diesel | 1000 | Bare Steel | 1974-04-24 | Galvanized Steel
9095068 | 1 | [5 empty] | Removed from Ground | Gas (Historical Use) | 10000 | Bare Steel | 1976-02-22 | Bare Steel | Safe Suction (Euro)
9095068 | 2 | [5 empty] | Removed from Ground | Gas (Historical Use) | 3000 | Bare Steel | 1982-02-20 | Bare Steel | Safe Suction (Euro)
9095068 | 3 | [5 empty] | Removed from Ground | Gas (Historical Use) | 3000 | Bare Steel | 1982-02-20 | Bare Steel | Safe Suction (Euro)
9095069 | 1 |  | 1998-07-01 | no | 1987-12-06 | no | Currently in Use | Gas (Historical Use) | 4000 | Galvanic (STIP-3) | 1987-12-06 |  | Pressurized
9095069 | 2 |  | 1998-07-01 | no | 1987-12-06 | no | Currently in Use | Gas (Historical Use) | 4000 | Galvanic (STIP-3) | 1987-12-06 |  | Pressurized
9095069 | 3 |  | 1998-07-01 | no | 1987-12-06 | no | Currently in Use | Gas (Historical Use) | 4000 | Galvanic (STIP-3) | 1987-12-06 |  | Pressurized
9095069 | 4 |  | 1998-07-01 | no | 1987-12-06 | no | Currently in Use | Diesel | 1000 | Galvanic (STIP-3) | 1987-12-06 |  | Pressurized
9095070 | 1 | [5 empty] | Removed from Ground | Gas (Historical Use) | 560 | Bare Steel | 1951-05-17 | Galvanized Steel
9095070 | 2 | [5 empty] | Removed from Ground | Gas (Historical Use) | 1000 | Bare Steel | 1985-05-08 | Galvanized Steel
9095070 | 3 | [5 empty] | Removed from Ground | Empty | 560 | Bare Steel | 1951-05-17 | Galvanized Steel
9095073 | 1 | [5 empty] | Removed from Ground | Diesel | 550 | Bare Steel | 1992-04-06 | Copper
9095075 | 1 | [5 empty] | Removed from Ground | Diesel | 3000 | Bare Steel | 1984-01-24 | Copper | Safe Suction (Euro)
9095076 | 1 | [5 empty] | Removed from Ground | Gas (Historical Use) | 2000 | Bare Steel | 1983-01-01 | Unknown
9095077 | 1 | [5 empty] | Removed from Ground | Gas (Historical Use) | 1000 | Bare Steel | 1983-01-01 | Galvanized Steel
9095077 | 2 | [5 empty] | Removed from Ground | Gas (Historical Use) | 1000 | Bare Steel | 1983-01-01 | Galvanized Steel
9095077 | 3 | [5 empty] | Removed from Ground | Gas (Historical Use) | 560 | Bare Steel | 1983-01-01 | Galvanized Steel
9095078 | 1 | [5 empty] | Permanently Out of Use - historical purposes | Diesel | 560 | Bare Steel |  | Galvanized Steel
9095078 | 2 | [5 empty] | Permanently Out of Use - historical purposes | Gas (Historical Use) | 560 | Bare Steel |  | Galvanized Steel
9095078 | 3 | [5 empty] | Permanently Out of Use - historical purposes | Gas (Historical Use) | 560 | Bare Steel |  | Galvanized Steel
9095079 | 1 | [5 empty] | Removed from Ground | Empty | 5000 | Bare Steel | 1974-02-21 | Galvanized Steel
9095079 | 2 |  | 1991-10-24 | yes | 1991-10-24 | no | Currently in Use | Regular | 10000 | Composite | 1991-10-24 | Fiberglass Reinforced Plastic | Pressurized
9095079 | 3 |  | 1991-10-24 | yes | 1991-10-24 | no | Currently in Use | Diesel | 5000 | Composite | 1991-10-24 | Fiberglass Reinforced Plastic | Pressurized
9095079 | 4 |  | 1991-10-24 | yes | 1991-10-24 | no | Currently in Use | Premium | 5000 | Composite | 1991-10-24 | Fiberglass Reinforced Plastic | Pressurized
9095080 | 1 | [5 empty] | Removed from Ground | Gas (Historical Use) | 2000 | Bare Steel | 1961-05-11 | Galvanized Steel
9095080 | 2 | [5 empty] | Removed from Ground | Gas (Historical Use) | 2000 | Bare Steel | 1961-05-11 | Galvanized Steel
9095080 | 3 | [5 empty] | Removed from Ground | Gas (Historical Use) | 2000 | Bare Steel | 1961-05-11 | Galvanized Steel
9095080 | 4 | [5 empty] | Removed from Ground | Gas (Historical Use) | 2000 | Bare Steel | 1961-05-11 | Galvanized Steel
9095081 | 1 | [5 empty] | Removed from Ground | Diesel | 550 | Bare Steel | 1986-01-01 | Unknown
9095082 | 1 | [5 empty] | Removed from Ground | Other | 552 | Bare Steel | 1992-07-20 | Not Marked
9095082 | 2 | [5 empty] | Removed from Ground | Other | 552 | Bare Steel | 1992-07-20 | Not Marked
9095084 | 1 | [5 empty] | Removed from Ground | Diesel | 1000 | Bare Steel | 1967-01-01 | Galvanized Steel | Safe Suction (Euro)
9095084 | 10 | Flapper Valve | 1997-05-01 |  | 1997-05-01 | yes | Currently in Use | Kerosene | 2000 | Composite | 1997-05-01 | Fiberglass Reinforced Plastic | Safe Suction (Euro)
9095084 | 2 | [5 empty] | Removed from Ground | Gas (Historical Use) | 6000 | Bare Steel | 1979-01-01 | Galvanized Steel | Safe Suction (Euro)
9095084 | 3 | [5 empty] | Removed from Ground | Gas (Historical Use) | 6000 | Bare Steel | 1979-01-01 | Galvanized Steel | Safe Suction (Euro)
9095084 | 4 | [5 empty] | Removed from Ground | Diesel | 1000 | Bare Steel | 1979-01-01 | Galvanized Steel | Safe Suction (Euro)
9095084 | 5 | [5 empty] | Removed from Ground | Other | 1000 | Bare Steel | 1997-05-01 | Galvanized Steel
9095084 | 6 | Flapper Valve | 1997-05-01 |  | 1997-05-01 | yes | Currently in Use | Gas (Historical Use) | 10000 | Composite | 1997-05-01 | Fiberglass Reinforced Plastic | Safe Suction (Euro)
9095084 | 7 | Flapper Valve | 1997-05-01 |  | 1997-05-01 | yes | Currently in Use | Gas (Historical Use) | 6000 | Composite | 1997-05-01 | Fiberglass Reinforced Plastic | Safe Suction (Euro)
9095084 | 8 |  | 1997-05-01 |  | 1997-05-01 | yes | Currently in Use | Gas (Historical Use) | 4000 | Composite | 1997-05-01 | Fiberglass Reinforced Plastic | Safe Suction (Euro)
9095084 | 9A |  | 1997-05-01 |  | 1997-05-01 | yes | Currently in Use | Diesel | 6000 | Composite | 1997-05-01 | Fiberglass Reinforced Plastic | Safe Suction (Euro)
9095084 | 9B | Flapper Valve | 1997-05-01 |  | 1997-05-01 | yes | Currently in Use | Diesel | 2000 | Composite | 1997-05-01 | Fiberglass Reinforced Plastic | Safe Suction (Euro)
9095085 | 1 | Ball Float | 1994-09-01 | no | 1994-09-01 | no | Currently in Use | Premium | 8000 | Galvanic (STIP-3) | 1994-09-01 | Fiberglass Reinforced Plastic | Pressurized
9095085 | 2 | Ball Float | 1994-09-01 | no | 1994-09-01 | no | Currently in Use | Regular | 6000 | Galvanic (STIP-3) | 1994-09-01 | Fiberglass Reinforced Plastic | Pressurized
9095085 | 3 | Ball Float | 1994-09-01 | no | 1994-09-01 | no | Currently in Use | Diesel | 6000 | Galvanic (STIP-3) | 1994-09-01 | Fiberglass Reinforced Plastic | Pressurized
9095085 | 4 |  | 1994-09-01 | no | 1994-09-01 | no | Currently in Use | Diesel | 6000 | Galvanic (STIP-3) | 1994-09-01 | Fiberglass Reinforced Plastic | Pressurized
9095086 | 1 | [5 empty] | Closed in Ground | Empty | 550 | Bare Steel | 1992-07-21 | Galvanized Steel
9095086 | 2 | [5 empty] | Closed in Ground | Empty | 550 | Bare Steel | 1992-07-21 | Galvanized Steel
9095088 | 1 |  | 1992-01-01 |  | 1992-01-01 | yes | Currently in Use | Gas (Historical Use) | 8000 | Galvanic (STIP-3) | 1992-01-01 | Fiberglass Reinforced Plastic | Pressurized
9095088 | 2 |  | 1992-01-01 |  | 1992-01-01 | yes | Currently in Use | Gas (Historical Use) | 8000 | Galvanic (STIP-3) | 1992-01-01 | Fiberglass Reinforced Plastic | Pressurized
9095088 | 3 |  | 1992-01-01 |  | 1992-01-01 | yes | Currently in Use | Diesel | 6000 | Galvanic (STIP-3) | 1992-01-01 | Fiberglass Reinforced Plastic | Safe Suction (Euro)
9095089 | 1 | Flapper Valve | 1990-01-01 |  | 1990-01-01 |  | Temporarily out of use | Gas (Historical Use) | 6000 | Galvanic (STIP-3) | 1990-01-01 | Fiberglass Reinforced Plastic | Pressurized
9095089 | 2 | Flapper Valve | 1990-01-01 | no | 1990-01-01 | no | Temporarily out of use | Diesel | 6000 | Galvanic (STIP-3) | 1990-01-01 | Double Walled | Pressurized
9095089 | 3 | Flapper Valve | 1990-01-01 |  | 1990-01-01 |  | Temporarily out of use | Diesel | 6000 | Galvanic (STIP-3) | 1990-01-01 | Fiberglass Reinforced Plastic | Safe Suction (Euro)
9095089 | 4 |  | 2001-06-10 |  | 2001-06-10 |  | Temporarily out of use | Gas (Historical Use) | 8000 | Composite | 2001-06-10 | Double Walled | Pressurized
9095090 | 1 | [5 empty] | Removed from Ground | Gas (Historical Use) | 10000 | Cathodically Protected Steel | 1986-01-01 | Galvanized Steel | Suction (American)
9095090 | 2 | [5 empty] | Removed from Ground | Gas (Historical Use) | 10000 | Bare Steel | 1976-01-01 | Galvanized Steel | Pressurized
9095090 | 3 | [5 empty] | Removed from Ground | Diesel | 10000 | Bare Steel | 1976-01-01 | Galvanized Steel | Suction (American)
9095090 | 4 | Flapper Valve | 1996-01-01 | no | 1996-01-01 | no | Currently in Use | Premium | 10000 | Composite | 1996-01-20 | Fiberglass Reinforced Plastic | Safe Suction (Euro)
9095090 | 5 | Flapper Valve | 1996-01-01 | no | 1996-01-01 | no | Currently in Use | Diesel | 10000 | Composite | 1996-01-20 | Fiberglass Reinforced Plastic | Safe Suction (Euro)
9095093 | 1 | [5 empty] | Removed from Ground | Gas (Historical Use) | 0 | Bare Steel |  | Galvanized Steel | Suction (American)
9095093 | 2 | [5 empty] | Removed from Ground | Gas (Historical Use) | 0 | Bare Steel |  | Galvanized Steel | Suction (American)
9095093 | 3 | [5 empty] | Removed from Ground | Gas (Historical Use) | 0 | Not Marked/Unknown |  | Not Marked
9095094 | 1 |  | 1998-12-20 |  | 1998-12-20 |  | Currently in Use | Gas (Historical Use) | 5000 | Steel-Impressed Current | 1983-01-01 | Cathodically Protected | Safe Suction (Euro)
9095094 | 2 |  | 1998-12-20 |  | 1998-12-20 |  | Currently in Use | Gas (Historical Use) | 3000 | Steel-Impressed Current | 1983-01-01 | Cathodically Protected | Safe Suction (Euro)
9095094 | 3 |  | 1998-12-20 |  | 1998-12-20 |  | Temporarily out of use | Gas (Historical Use) | 3000 | Steel-Impressed Current | 1983-01-01 | Cathodically Protected | Safe Suction (Euro)
9095094 | 4 |  | 1998-12-20 |  | 1998-12-20 |  | Currently in Use | Diesel | 2000 | Steel-Impressed Current | 1988-01-01 | Cathodically Protected | Safe Suction (Euro)
9095095 | 1 |  | 1999-12-01 |  | 1999-12-01 |  | Removed from Ground | Gas (Historical Use) | 3000 | Steel-Impressed Current | 1989-10-01 | Cathodically Protected | Suction (American)
9095095 | 2 |  | 1999-12-01 |  | 1999-12-01 |  | Removed from Ground | Gas (Historical Use) | 3000 | Steel-Impressed Current | 1989-10-01 | Cathodically Protected | Suction (American)
9095095 | 3 |  | 1999-12-01 |  | 1999-12-01 |  | Removed from Ground | Gas (Historical Use) | 4000 | Steel-Impressed Current | 1989-10-01 | Cathodically Protected | Suction (American)
9095096 | 1 | [5 empty] | Closed in Ground | Diesel | 1000 | Cathodically Protected Steel | 1991-02-01 | Cathodically Protected | Safe Suction (Euro)
9095100 | 1 |  | 1996-05-20 | no | 1996-05-20 | no | Currently in Use | Gas (Historical Use) | 10000 |  | 1996-05-20 |  | Pressurized
9095100 | 2 |  | 1996-05-20 | no | 1996-05-20 | no | Currently in Use | Gas (Historical Use) | 10000 |  | 1996-05-20 |  | Pressurized
9095100 | 3 |  | 1996-05-20 | no | 1996-05-20 | no | Currently in Use | Gas (Historical Use) | 10000 |  | 1996-05-20 |  | Pressurized
9095100 | 4 |  | 1996-05-20 | no | 1996-05-20 | no | Currently in Use | Diesel | 4000 |  | 1996-05-20 |  | Pressurized
9095101 | 1 |  | 1998-07-01 | no | 1998-07-01 | no | Currently in Use | Gas (Historical Use) | 12000 | Fiberglass | 1998-07-10 |  | Pressurized
9095101 | 2 |  | 1998-07-01 | no | 1998-07-01 | no | Currently in Use | Gas (Historical Use) | 10000 | Fiberglass | 1998-07-10 |  | Pressurized
9095101 | 3 | Flapper Valve | 1998-07-01 | no | 1998-07-01 | no | Currently in Use | Kerosene | 2000 | Fiberglass | 1998-07-10 |  | Safe Suction (Euro)
9095101 | 4 |  | 1998-07-01 | no | 1998-07-01 | no | Currently in Use | Diesel | 10000 | Fiberglass | 1998-07-10 |  | Pressurized
9095102 | 1 |  | 1998-03-01 | no | 1998-03-01 | no | Currently in Use | Regular | 10000 | Composite | 1998-03-01 | Fiberglass Reinforced Plastic | Pressurized
9095102 | 2 | Ball Float | 1998-03-01 | no | 1998-03-01 | no | Currently in Use | Premium | 10000 | Composite | 1998-03-01 | Fiberglass Reinforced Plastic | Pressurized
9095102 | 3 | Ball Float | 1998-03-01 | no | 1998-03-01 | no | Currently in Use | Diesel | 3000 | Composite | 1998-03-01 | Fiberglass Reinforced Plastic | Pressurized
9096002 | G1 | [5 empty] | Permanently Out of Use - historical purposes | Gas (Historical Use) | 4000 | Bare Steel | 1982-03-28 | Galvanized Steel
9096003 | 1 | [5 empty] | Removed from Ground | Diesel | 560 | Bare Steel | 1955-04-30 | Galvanized Steel | Safe Suction (Euro)
9096003 | 2 | [5 empty] | Removed from Ground | Gas (Historical Use) | 2000 | Bare Steel | 1984-04-22 | Galvanized Steel | Safe Suction (Euro)
9096003 | 248865 |  | 1993-04-01 |  | 1993-04-01 |  | Removed from Ground | Gas (Historical Use) | 1000 | Galvanic (STIP-3) | 1993-04-01 | Cathodically Protected | Safe Suction (Euro)
9096003 | 248866 |  | 1993-04-01 |  | 1993-04-01 |  | Removed from Ground | Diesel | 1000 | Galvanic (STIP-3) | 1993-04-01 | Cathodically Protected | Safe Suction (Euro)
9096004 | 1 | [5 empty] | Removed from Ground | Gas (Historical Use) | 0 | Bare Steel | 1999-06-16 | Galvanized Steel
9096006 | 2 | [5 empty] | Removed from Ground | Diesel | 500 | Bare Steel | 1983-01-10 | Galvanized Steel
9096006 | 3 | [5 empty] | Removed from Ground | Gas (Historical Use) | 1000 | Bare Steel | 1976-01-12 | Galvanized Steel
9096006 | 4 | [5 empty] | Removed from Ground | Other | 1000 | Bare Steel | 1976-01-12 | Galvanized Steel
9096007 | 1 | [5 empty] | Removed from Ground | Gas (Historical Use) | 1000 | Bare Steel | 1994-11-16 | Bare Steel
9096007 | 2 | [5 empty] | Removed from Ground | Gas (Historical Use) | 1000 | Bare Steel | 1994-11-16 | Bare Steel
9096007 | 3 | [5 empty] | Removed from Ground | Gas (Historical Use) | 1000 | Bare Steel | 1994-11-16 | Bare Steel
9096007 | 4 | [5 empty] | Removed from Ground | Gas (Historical Use) | 3800 | Bare Steel | 1994-11-16 | Bare Steel
9096007 | 5 | [5 empty] | Removed from Ground | Gas (Historical Use) | 3000 | Bare Steel | 1994-11-16 | Bare Steel
9096007 | 6 | [5 empty] | Removed from Ground | Gas (Historical Use) | 3000 | Bare Steel | 1994-11-16 | Bare Steel
9096007 | 7 | [5 empty] | Removed from Ground | Gas (Historical Use) | 2000 | Bare Steel | 1994-11-16 | Bare Steel
9096007 | 8 |  |  | yes |  | yes | Removed from Ground | Used Oil | 1000 | Bare Steel | 1994-11-16 | Bare Steel
9096009 | 1 |  | 1998-08-18 | no | 1998-08-18 | no | Currently in Use | Gas (Historical Use) | 0 | Steel-Impressed Current | 1998-07-22 |  | Pressurized
9096009 | 2 |  | 1998-08-18 | no | 1998-08-18 | no | Currently in Use | Gas (Historical Use) | 0 | Steel-Impressed Current | 1998-07-22 |  | Pressurized
9096009 | 3 |  | 1998-08-18 | no | 1998-08-18 | no | Currently in Use | Gas (Historical Use) | 0 | Steel-Impressed Current | 1998-07-22 |  | Pressurized
9096009 | 4 |  | 1998-08-18 | no | 1998-08-18 | no | Currently in Use | Diesel | 0 | Steel-Impressed Current | 1998-07-22 |  | Pressurized
9096010 | 1 |  | 1998-12-10 |  | 1998-12-10 |  | Removed from Ground | Gas (Historical Use) | 20000 | Steel-Impressed Current | 1974-05-09 | Fiberglass Reinforced Plastic | Pressurized
9096010 | 2 |  | 1998-12-10 |  | 1998-12-10 |  | Removed from Ground | Gas (Historical Use) | 20000 | Steel-Impressed Current | 1974-05-09 | Fiberglass Reinforced Plastic | Pressurized
9096010 | 3 | [5 empty] | Removed from Ground | Kerosene | 2000 | Bare Steel | 1978-01-01 | Galvanized Steel | Suction (American)
9096010 | 4 | [5 empty] | Removed from Ground | Kerosene | 1000 | Bare Steel | 1964-05-11 | Galvanized Steel | Suction (American)
9096011 | 1 |  | 1998-12-10 |  | 1998-12-10 |  | Closed in Ground | Gas (Historical Use) | 2000 | Steel-Impressed Current | 1985-05-06 | Cathodically Protected | Suction (American)
9096011 | 2 |  | 1998-12-10 |  | 1998-12-10 |  | Closed in Ground | Gas (Historical Use) | 2000 | Steel-Impressed Current | 1954-05-14 | Fiberglass Reinforced Plastic | Suction (American)
9096011 | 3 |  | 1998-12-10 |  | 1998-12-10 |  | Closed in Ground | Gas (Historical Use) | 1000 | Steel-Impressed Current | 1983-01-01 | Cathodically Protected | Suction (American)
9096012 | 1 | Flapper Valve | 1998-01-01 | no | 1998-01-01 | no | Currently in Use | Gas (Historical Use) | 6000 | Steel-Impressed Current | 1981-05-09 |  | Safe Suction (Euro)
9096012 | 2 | Flapper Valve | 1998-01-01 | no | 1998-01-01 | no | Currently in Use | Gas (Historical Use) | 6000 | Steel-Impressed Current | 1981-05-09 |  | Safe Suction (Euro)
9096012 | 3 | Flapper Valve | 1998-01-01 | no | 1998-01-01 | no | Currently in Use | Gas (Historical Use) | 5000 | Steel-Impressed Current | 1981-05-09 |  | Safe Suction (Euro)
9096012 | 4 | Flapper Valve | 1998-01-01 | no | 1998-01-01 | no | Currently in Use | Diesel | 5000 | Steel-Impressed Current | 1981-05-09 |  | Safe Suction (Euro)
9096013 | 1 | [5 empty] | Removed from Ground | Gas (Historical Use) | 3000 | Bare Steel | 1982-05-09 | Galvanized Steel
9096013 | 2 | [5 empty] | Removed from Ground | Gas (Historical Use) | 2000 | Bare Steel | 1982-05-09 | Galvanized Steel
9096013 | 3 | [5 empty] | Removed from Ground | Gas (Historical Use) | 2000 | Bare Steel | 1982-05-09 | Galvanized Steel
9096014 | 1 | [5 empty] | Closed in Ground | Gas (Historical Use) | 550 | Bare Steel | 1970-05-10 | Galvanized Steel
9096014 | 2 | [5 empty] | Closed in Ground | Gas (Historical Use) | 550 | Bare Steel | 1970-05-10 | Galvanized Steel
9096016 | 1 | [5 empty] | Removed from Ground | Gas (Historical Use) | 3000 | Bare Steel | 1954-05-14 | Galvanized Steel
9096016 | 2 | [5 empty] | Removed from Ground | Gas (Historical Use) | 3000 | Bare Steel | 1954-05-14 | Galvanized Steel
9096016 | 3 | [5 empty] | Removed from Ground | Gas (Historical Use) | 3000 | Bare Steel | 1954-05-14 | Galvanized Steel
9096017 | 1 | Flapper Valve | 1998-10-06 | no | 1998-10-06 | no | Currently in Use | Diesel | 10000 | Steel-Impressed Current | 1972-05-02 | Steel (Impressed Current) | Safe Suction (Euro)
9096017 | 2 | Flapper Valve | 1998-10-06 | no | 1998-10-06 | no | Currently in Use | Gas (Historical Use) | 10000 | Steel-Impressed Current | 1972-05-02 | Steel (Impressed Current) | Safe Suction (Euro)
9096018 | 1 | Flapper Valve | 1998-10-01 | no | 1998-10-01 | no | Currently in Use | Diesel | 10000 | Steel-Impressed Current | 1976-01-12 |  | Safe Suction (Euro)
9096018 | 2 | Flapper Valve | 1998-10-01 | no | 1998-10-01 | no | Currently in Use | Gas (Historical Use) | 2000 | Steel-Impressed Current | 1986-01-01 |  | Safe Suction (Euro)
9096019 | 1 | [5 empty] | Removed from Ground | Gas (Historical Use) | 1000 | Bare Steel | 1965-05-13 | Galvanized Steel
9096019 | 2 | [5 empty] | Removed from Ground | Diesel | 500 | Bare Steel | 1965-05-13 | Galvanized Steel
9096021 | 1 | [5 empty] | Removed from Ground | Gas (Historical Use) | 550 | Bare Steel | 1975-05-09 | Galvanized Steel
9096021 | 2 | [5 empty] | Removed from Ground | Gas (Historical Use) | 550 | Bare Steel | 1954-05-14 | Galvanized Steel
9096022 | 8 | [5 empty] | Removed from Ground | Other | 500 | Bare Steel | 1955-01-17 | Galvanized Steel
9096022 | 9 | [5 empty] | Removed from Ground | Diesel | 8000 | Bare Steel | 1955-01-17 | Galvanized Steel
9096023 | 330D1 | [5 empty] | Removed from Ground | Diesel | 2000 | Bare Steel | 1987-01-01 | Galvanized Steel | Safe Suction (Euro)
9096023 | 330G1 | [5 empty] | Removed from Ground | Gas (Historical Use) | 2000 | Bare Steel | 1987-01-01 | Galvanized Steel | Safe Suction (Euro)
9096024 | 10394-1 | [5 empty] | Removed from Ground | Gas (Historical Use) | 1000 | Bare Steel | 1972-05-02 | Galvanized Steel | Safe Suction (Euro)
9096024 | 10394-2 | [5 empty] | Removed from Ground | Gas (Historical Use) | 500 | Bare Steel | 1973-05-02 | Galvanized Steel | Safe Suction (Euro)
9096025 | 1A |  | 1996-03-16 |  | 1996-03-16 |  | Temporarily out of use | Gas (Historical Use) | 5000 | Composite | 1996-03-16 | Fiberglass Reinforced Plastic | Suction (American)
9096025 | 1B |  | 1996-03-16 |  | 1996-03-16 |  | Temporarily out of use | Gas (Historical Use) | 3000 | Composite | 1996-03-16 | Fiberglass Reinforced Plastic | Suction (American)
9096025 | 1C |  | 1996-03-16 | no | 1996-03-16 | no | Temporarily out of use | Diesel | 2000 | Composite | 1996-03-16 | Fiberglass Reinforced Plastic | Suction (American)
9096025 | 1R | [5 empty] | Removed from Ground | Gas (Historical Use) | 6000 | Bare Steel | 1971-05-12 | Unknown
9096025 | 2PREM | [5 empty] | Removed from Ground | Gas (Historical Use) | 3000 | Bare Steel | 1971-05-12 | Galvanized Steel
9096025 | 3DIESEL | [5 empty] | Removed from Ground | Diesel | 3000 | Bare Steel | 1971-05-12 | Unknown
9096026 | 1 | [5 empty] | Removed from Ground | Diesel | 1000 | Bare Steel | 1961-05-14 | Galvanized Steel
9096026 | 2 | [5 empty] | Removed from Ground | Gas (Historical Use) | 500 | Bare Steel | 1961-05-14 | Galvanized Steel
9096027 | 1 |  | 1990-01-01 | no | 1990-01-01 | no | Currently in Use | Gas (Historical Use) | 6000 | Galvanic (STIP-3) | 1990-01-01 | Fiberglass Reinforced Plastic | Pressurized
9096027 | 2 |  | 1990-01-01 | no | 1990-01-01 | no | Currently in Use | Gas (Historical Use) | 6000 | Galvanic (STIP-3) | 1990-01-01 | Fiberglass Reinforced Plastic | Pressurized
9096027 | 3 |  | 1990-01-01 | no | 1990-01-01 | no | Currently in Use | Gas (Historical Use) | 6000 | Galvanic (STIP-3) | 1990-01-01 | Fiberglass Reinforced Plastic | Pressurized
9096027 | 4 |  | 1990-01-01 | no | 1990-01-01 | no | Currently in Use | Diesel | 2000 | Galvanic (STIP-3) | 1990-01-01 | Fiberglass Reinforced Plastic | Safe Suction (Euro)
9096027 | 5 |  | 1990-01-01 | no | 1990-01-01 | no | Currently in Use | Diesel | 1000 | Galvanic (STIP-3) | 1990-01-01 | Fiberglass Reinforced Plastic | Safe Suction (Euro)
9096028 | 1 | [5 empty] | Removed from Ground | Gas (Historical Use) | 1000 | Not Marked/Unknown | 1997-04-10 | Not Marked
9096028 | 2 | [5 empty] | Removed from Ground | Gas (Historical Use) | 5000 | Not Marked/Unknown | 1997-04-10 | Not Marked
9096028 | 3 | [5 empty] | Removed from Ground | Diesel | 5000 | Not Marked/Unknown | 1997-04-10 | Not Marked
9096028 | 4 | [5 empty] | Removed from Ground | Diesel | 4000 | Not Marked/Unknown | 1997-04-10 | Not Marked
9096028 | 5 | [5 empty] | Removed from Ground | Gas (Historical Use) | 10000 | Not Marked/Unknown | 1997-04-10 | Not Marked
9096028 | 6 |  | 1997-04-17 | no | 1997-04-17 | no | Currently in Use | Gas (Historical Use) | 6000 | Composite | 1997-04-17 | Double-Walled Fiberglass | Pressurized
9096028 | 7 |  | 1997-04-17 | no | 1997-04-17 | no | Currently in Use | Gas (Historical Use) | 6000 | Composite | 1997-04-17 | Double-Walled Fiberglass | Pressurized
9096028 | 8 |  | 1997-04-17 | no | 1997-04-17 | no | Currently in Use | Gas (Historical Use) | 10000 | Composite | 1997-04-17 | Double-Walled Fiberglass | Pressurized
9096028 | 9 |  | 1997-04-17 | no | 1997-04-17 | no | Currently in Use | Diesel | 10000 | Fiberglass | 1997-04-17 | Double-Walled Fiberglass | Pressurized
9096029 | 1 | [5 empty] | Removed from Ground | Gas (Historical Use) | 1000 | Not Marked/Unknown | 1994-10-27 | Not Marked
9096029 | 2 | [5 empty] | Removed from Ground | Gas (Historical Use) | 1000 | Not Marked/Unknown | 1994-10-27 | Not Marked
9096029 | 3 |  | 1994-10-27 | no | 1994-10-27 | no | Temporarily out of use | Gas (Historical Use) | 4000 | Composite | 1992-09-01 | Fiberglass Reinforced Plastic | Pressurized
9096029 | 4 |  | 1994-10-27 | no | 1994-10-27 | no | Temporarily out of use | Diesel | 3000 | Composite | 1992-09-01 | Fiberglass Reinforced Plastic | Pressurized
9096030 | 1 | [5 empty] | Removed from Ground | Diesel | 8000 | Not Marked/Unknown | 1991-05-01 | Not Marked
9096030 | 2 | [5 empty] | Removed from Ground | Gas (Historical Use) | 3000 | Not Marked/Unknown | 1991-05-01 | Not Marked
9096030 | 3 | [5 empty] | Removed from Ground | Gas (Historical Use) | 3000 | Not Marked/Unknown | 1991-05-01 | Not Marked
9096030 | 4 | [5 empty] | Removed from Ground | Gas (Historical Use) | 3000 | Not Marked/Unknown | 1994-05-01 | Not Marked
9096030 | 5 | [5 empty] | Removed from Ground | Kerosene | 1000 | Not Marked/Unknown | 1991-05-01 | Not Marked
9096031 | 1 | [5 empty] | Closed in Ground | Gas (Historical Use) | 550 | Bare Steel | 1954-05-14 | Galvanized Steel | Suction (American)
9096031 | 2 | [5 empty] | Closed in Ground | Diesel | 550 | Bare Steel | 1954-05-14 | Galvanized Steel | Suction (American)
9096032 | 1 |  | 1995-06-01 |  | 1995-06-01 |  | Temporarily out of use | Gas (Historical Use) | 2000 | Composite | 1995-06-01 | Fiberglass Reinforced Plastic | Safe Suction (Euro)
9096033 | 1 |  | 1999-12-20 | no | 1990-01-10 | no | Currently in Use | Gas (Historical Use) | 4000 |  | 1990-01-01 | Cathodically Protected | Suction (American)
9096035 | 1 |  | 1999-03-08 | no | 1999-03-08 | no | Currently in Use | Gas (Historical Use) | 12000 | Composite | 1999-03-08 |  | Pressurized
9096035 | 2 |  | 1999-03-08 | no | 1999-03-08 | no | Currently in Use | Gas (Historical Use) | 8000 | Composite | 1999-03-08 |  | Pressurized
9096035 | 3 |  | 1999-03-08 | no | 1999-03-08 | no | Currently in Use | Diesel | 12000 | Composite | 1999-03-08 |  | Pressurized
9096035 | 4 |  | 1999-03-08 | no | 1999-03-08 | no | Currently in Use | Diesel | 6000 | Composite | 1999-03-08 |  | Pressurized
9096036 | 1 | [5 empty] | Removed from Ground | Gas (Historical Use) | 550 | Fiberglass | 2000-02-29 | Copper
9097001 | 1 | [5 empty] | Removed from Ground | Diesel | 3000 | Bare Steel | 1963-01-01 | Copper | Suction (American)
9097002 | 1 | [5 empty] | Removed from Ground | Gas (Historical Use) | 2000 | Bare Steel | 1975-06-01 | Galvanized Steel | Safe Suction (Euro)
9097002 | 2 | [5 empty] | Removed from Ground | Gas (Historical Use) | 2000 | Bare Steel | 1975-06-01 | Galvanized Steel | Safe Suction (Euro)
9097002 | 3 | [5 empty] | Removed from Ground | Gas (Historical Use) | 1000 | Bare Steel | 1975-06-01 | Galvanized Steel | Safe Suction (Euro)
9097003 | 1 | [5 empty] | Removed from Ground | Gas (Historical Use) | 560 | Bare Steel | 1974-01-04 | Galvanized Steel
9097003 | 10 |  | 2001-07-02 |  | 2001-07-02 |  | Currently in Use | Gas (Historical Use) | 12000 | Fiberglass | 2001-06-20 | Secondary Containment | Pressurized
9097003 | 11 |  | 2001-07-02 |  | 2001-07-02 |  | Currently in Use | Diesel | 8000 | Fiberglass | 2001-06-20 |  | Pressurized
9097003 | 12 |  | 2001-07-02 |  | 2001-07-02 |  | Currently in Use | Diesel | 4000 | Fiberglass | 2001-06-20 | Secondary Containment | Pressurized
9097003 | 2 | [5 empty] | Removed from Ground | Gas (Historical Use) | 560 | Bare Steel | 1974-01-04 | Galvanized Steel
9097003 | 3 | [5 empty] | Removed from Ground | Gas (Historical Use) | 1000 | Bare Steel | 1974-01-04 | Galvanized Steel
9097003 | 4 | [5 empty] | Removed from Ground | Gas (Historical Use) | 6000 | Bare Steel | 1974-01-04 | Galvanized Steel
9097003 | 5 | [5 empty] | Removed from Ground | Diesel | 6000 | Bare Steel | 1974-01-04 | Galvanized Steel
9097003 | 6 | [5 empty] | Removed from Ground | Diesel | 6000 | Bare Steel | 1974-01-04 | Galvanized Steel
9097003 | 7 | [5 empty] | Removed from Ground | Other | 6000 | Marked Unknown |  | Unknown
9097003 | 8 |  | 2001-07-02 |  | 2001-07-02 |  | Currently in Use | Gas (Historical Use) | 12000 | Fiberglass | 2001-06-20 | Secondary Containment | Pressurized
9097003 | 9 |  | 2001-07-02 | no | 2001-07-02 | no | Currently in Use | Gas (Historical Use) | 12000 | Fiberglass | 2001-06-20 | Secondary Containment | Pressurized
9097004 | 1 | [5 empty] | Removed from Ground | Diesel | 550 | Bare Steel | 1963-01-01 | Bare Steel | Suction (American)
9097004 | 2 | [5 empty] | Removed from Ground | Gas (Historical Use) | 1000 | Bare Steel | 1999-10-28 | Not Marked
9097004 | 3 |  | 1999-11-03 | no | 1999-11-03 | no | Currently in Use | Diesel | 2500 |  | 1999-11-03 |  | Suction (American)
9097005 | 1 | [5 empty] | Currently in Use | Other | 500 | Bare Steel | 1959-05-15 | Galvanized Steel
9097006 | 1 | [5 empty] | Closed in Ground | Empty | 6000 | Bare Steel | 1966-01-01 | Galvanized Steel
9097006 | 1A |  | 1998-12-01 |  | 1998-12-01 |  | Removed from Ground | Gas (Historical Use) | 6000 | Steel-Impressed Current | 1971-01-01 | Cathodically Protected
9097006 | 2 | [5 empty] | Closed in Ground | Gas (Historical Use) | 6000 | Bare Steel | 1966-01-01 | Galvanized Steel
9097006 | 2A |  | 1998-12-01 |  | 1998-12-01 |  | Removed from Ground | Gas (Historical Use) | 6000 | Steel-Impressed Current | 1971-01-01 | Cathodically Protected
9097006 | 3 |  | 1998-12-01 |  | 1998-12-01 |  | Removed from Ground | Gas (Historical Use) | 6000 | Cathodically Protected Steel | 1971-01-01 | Cathodically Protected
9097006 | 4 |  | 1998-12-01 |  | 1998-12-01 |  | Removed from Ground | Diesel | 5000 | Steel-Impressed Current | 1971-01-01 | Cathodically Protected
9097007 | 1 | Flapper Valve | 1997-09-15 | no | 1997-09-15 | no | Currently in Use | Regular | 10000 | Steel-Impressed Current | 1981-05-02 | Steel (Impressed Current) | Pressurized
9097007 | 2 | Flapper Valve | 1997-09-15 | no | 1997-09-15 | no | Currently in Use | Premium | 10000 | Steel-Impressed Current | 1981-05-02 | Steel (Impressed Current) | Pressurized
9097007 | 3 | Flapper Valve | 1997-09-15 | no | 1997-09-15 | no | Currently in Use | Diesel | 5000 | Steel-Impressed Current | 1981-05-02 | Steel (Impressed Current) | Pressurized
9097007 | 4 | Flapper Valve | 2009-09-21 | no | 2009-09-21 | no | Currently in Use | Kerosene | 2000 | Fiberglass | 2009-09-21 | Double-Walled Fiberglass | Safe Suction (Euro)
9097008 | 1 |  | 1997-11-14 |  | 1997-11-14 |  | Temporarily out of use | Gas (Historical Use) | 6000 | Steel-Impressed Current | 1965-06-01 | Fiberglass Reinforced Plastic | Pressurized
9097008 | 2 |  | 1997-11-14 |  | 1997-11-14 |  | Temporarily out of use | Gas (Historical Use) | 6000 | Steel-Impressed Current | 1965-06-01 | Fiberglass Reinforced Plastic | Pressurized
9097008 | 3 | [5 empty] | Removed from Ground | Gas (Historical Use) | 4000 | Bare Steel | 1965-06-01 | Fiberglass Reinforced Plastic | Pressurized
9097008 | 4 |  | 1997-11-14 |  | 1997-11-14 |  | Temporarily out of use | Gas (Historical Use) | 3000 | Steel-Impressed Current | 1984-06-01 | Fiberglass Reinforced Plastic | Pressurized
9097008 | 5 | [5 empty] | Removed from Ground | Gas (Historical Use) | 500 | Bare Steel | 1965-06-01 | Galvanized Steel
9097009 | 1 |  |  | yes |  | yes | Removed from Ground | Used Oil | 550 | Bare Steel | 1971-05-09 | Unknown
9097010 | 1 | Flapper Valve | 1993-02-17 | no | 1993-02-17 | no | Currently in Use | Gas (Historical Use) | 10000 | Steel-Impressed Current | 1976-05-09 | Fiberglass Reinforced Plastic | Pressurized
9097010 | 2 | Flapper Valve | 1993-02-17 | no | 1993-02-17 | no | Currently in Use | Gas (Historical Use) | 10000 | Steel-Impressed Current | 1976-05-09 | Fiberglass Reinforced Plastic | Pressurized
9097011 | 1 | [5 empty] | Currently in Use | Gas (Historical Use) | 3000 | Bare Steel | 1972-01-05 | Galvanized Steel
9097011 | 2 | [5 empty] | Currently in Use | Gas (Historical Use) | 3000 | Bare Steel | 1972-01-05 | Galvanized Steel
9097011 | 3 | [5 empty] | Currently in Use | Gas (Historical Use) | 1000 | Bare Steel | 1972-01-05 | Galvanized Steel
9097011 | 4 | [5 empty] | Currently in Use | Gas (Historical Use) | 1000 | Bare Steel | 1972-01-05 | Galvanized Steel
9097011 | 5 |  |  | yes |  | yes | Currently in Use | Used Oil | 500 | Bare Steel | 1972-01-05 | Galvanized Steel
9097013 | 1 | [5 empty] | Removed from Ground | Gas (Historical Use) | 10000 | Bare Steel | 1979-01-01 | Fiberglass Reinforced Plastic
9097013 | 2 | [5 empty] | Removed from Ground | Gas (Historical Use) | 10000 | Bare Steel | 1979-01-01 | Fiberglass Reinforced Plastic
9097013 | 3 | [5 empty] | Removed from Ground | Gas (Historical Use) | 10000 | Bare Steel | 1979-01-01 | Fiberglass Reinforced Plastic
9097013 | 4 |  | 1991-11-14 |  | 1991-11-14 |  | Currently in Use | Gas (Historical Use) | 12000 | Fiberglass | 1991-11-14 | Fiberglass Reinforced Plastic | Pressurized
9097013 | 5 |  | 1991-11-14 |  | 1991-11-14 |  | Currently in Use | Diesel | 10000 | Fiberglass | 1991-11-14 | Fiberglass Reinforced Plastic | Pressurized
9097013 | 6 |  | 1991-11-14 |  | 1991-11-14 |  | Currently in Use | Gas (Historical Use) | 10000 | Fiberglass | 1991-11-14 | Fiberglass Reinforced Plastic | Pressurized
9097014 | 1 | [5 empty] | Permanently Out of Use - historical purposes | Gas (Historical Use) | 1000 | Bare Steel | 1966-05-12 | Galvanized Steel
9097014 | 2 | [5 empty] | Permanently Out of Use - historical purposes | Gas (Historical Use) | 550 | Bare Steel | 1966-05-12 | Galvanized Steel
9097014 | 3 | [5 empty] | Permanently Out of Use - historical purposes | Gas (Historical Use) | 550 | Bare Steel | 1966-05-12 | Galvanized Steel
9097015 | 1 | [5 empty] | Removed from Ground | Gas (Historical Use) | 500 | Marked Unknown | 1968-05-04 | Unknown
9097017 | 1 | [5 empty] | Removed from Ground | Gas (Historical Use) | 1000 | Bare Steel | 1971-01-01 | Galvanized Steel
9097017 | 2 | [5 empty] | Removed from Ground | Gas (Historical Use) | 12000 | Bare Steel | 1981-01-02 | Galvanized Steel
9097020 | 1 | [5 empty] | Removed from Ground | Diesel | 2000 | Bare Steel | 1991-01-01 | Galvanized Steel
9097020 | 2 | [5 empty] | Removed from Ground | Gas (Historical Use) | 2000 | Bare Steel | 1991-01-01 | Galvanized Steel
9097021 | 1 | Flapper Valve | 1996-09-01 | no | 1996-09-01 | no | Currently in Use | Regular | 6000 | Steel-Impressed Current | 1979-05-02 | Fiberglass Reinforced Plastic | Pressurized
9097021 | 2 |  | 1996-09-01 |  | 1996-09-01 |  | Currently in Use | Gas (Historical Use) | 10000 | Steel-Impressed Current | 1979-05-02 | Fiberglass Reinforced Plastic | Pressurized
9097021 | 3 |  | 1996-09-01 |  | 1996-09-01 |  | Currently in Use | Gas (Historical Use) | 10000 | Steel-Impressed Current | 1979-05-02 | Fiberglass Reinforced Plastic | Pressurized
9097021 | 4 |  | 1996-09-01 |  | 1996-09-01 |  | Currently in Use | Diesel | 20000 | Steel-Impressed Current | 1979-05-02 | Fiberglass Reinforced Plastic | Pressurized
9097022 | 1 |  | 1999-03-30 | no | 1999-03-30 | no | Currently in Use | Gas (Historical Use) | 1000 | Steel-Impressed Current | 1973-03-20 |  | Suction (American)
9097022 | 2 |  | 1999-03-30 | no | 1999-03-30 | no | Currently in Use | Gas (Historical Use) | 1000 | Steel-Impressed Current | 1973-03-20 |  | Suction (American)
9097023 | 1 | [5 empty] | Removed from Ground | Gas (Historical Use) | 10000 | Bare Steel | 1981-01-09 | Galvanized Steel
9097023 | 2 | [5 empty] | Removed from Ground | Diesel | 10000 | Bare Steel | 1983-01-09 | Galvanized Steel
9097023 | 3 | [5 empty] | Removed from Ground | Empty | 7500 | Bare Steel | 1961-01-14 | Galvanized Steel
9097024 | 1 | [5 empty] | Removed from Ground | Diesel | 550 | Bare Steel | 1986-05-06 | Galvanized Steel
9097026 | 1 | [5 empty] | Removed from Ground | Gas (Historical Use) | 6000 | Bare Steel | 1971-05-12 | Galvanized Steel | Safe Suction (Euro)
9097026 | 2 | [5 empty] | Removed from Ground | Gas (Historical Use) | 6000 | Bare Steel | 1971-05-12 | Galvanized Steel | Safe Suction (Euro)
9097026 | 3 | [5 empty] | Removed from Ground | Gas (Historical Use) | 4000 | Bare Steel | 1971-05-12 | Galvanized Steel | Safe Suction (Euro)
9097026 | 4 | [5 empty] | Removed from Ground | Diesel | 3000 | Bare Steel | 1971-05-12 | Galvanized Steel | Safe Suction (Euro)
9097027 | 3A | Flapper Valve | 2006-01-30 | no | 2006-01-30 | no | Currently in Use | Regular | 2000 | Composite | 2006-01-30 | Fiberglass Reinforced Plastic | Safe Suction (Euro)
9097027 | 3B | Flapper Valve | 2006-01-30 | no | 2006-01-30 | no | Currently in Use | Diesel | 10000 | Composite | 2006-01-30 | Fiberglass Reinforced Plastic | Safe Suction (Euro)
9097027 | DIESEL |  |  | no |  | no | Removed from Ground | Diesel | 1000 | Bare Steel | 1998-12-01 | Galvanized Steel | Suction (American)
9097027 | UNLEADED |  |  | no |  | no | Removed from Ground |  | 10000 | Bare Steel | 1998-12-01 | Galvanized Steel | Suction (American)
9097028 | 1 |  | 1998-12-18 |  | 1998-12-18 |  | Closed in Ground | Diesel | 30000 | Steel-Impressed Current | 1983-02-27 | Cathodically Protected | Suction (American)
9097028 | 2 |  | 1998-12-18 |  | 1998-12-18 |  | Closed in Ground | Diesel | 12000 | Steel-Impressed Current | 1983-02-27 | Cathodically Protected | Suction (American)
9097028 | 3 |  | 1998-12-18 |  | 1998-12-18 |  | Closed in Ground | Gas (Historical Use) | 12000 | Steel-Impressed Current | 1983-02-27 | Cathodically Protected | Suction (American)
9097028 | 4 |  | 1998-12-18 |  | 1998-12-18 |  | Closed in Ground | Other | 500 | Steel-Impressed Current | 1983-02-27 | Cathodically Protected | Suction (American)
9097028 | 5 |  | 1998-12-31 | yes | 1998-12-31 | yes | Closed in Ground | Used Oil | 250 | Steel-Impressed Current | 1983-02-27 | Cathodically Protected | Suction (American)
9097029 | 1 | [5 empty] | Removed from Ground | Gas (Historical Use) | 2000 | Bare Steel | 1976-04-24 | Galvanized Steel
9097029 | 2 | [5 empty] | Removed from Ground | Diesel | 560 | Bare Steel | 1966-04-27 | Galvanized Steel
9097029 | 3 |  | 1989-01-01 |  | 1989-01-01 |  | Removed from Ground | Gas (Historical Use) | 2000 | Galvanic (STIP-3) | 1989-01-01 | Cathodically Protected
9097029 | 4 |  | 1989-01-01 |  | 1989-01-01 |  | Removed from Ground | Diesel | 1000 | Galvanic (STIP-3) | 1989-01-01 | Cathodically Protected
9097030 | 1 | [5 empty] | Removed from Ground | Gas (Historical Use) | 500 | Bare Steel | 1978-02-26 | Galvanized Steel
9097031 | 1 | [5 empty] | Removed from Ground | Gas (Historical Use) | 10000 | Bare Steel | 1981-05-09 | Galvanized Steel
9097031 | 2 | [5 empty] | Removed from Ground | Gas (Historical Use) | 10000 | Bare Steel | 1986-05-08 | Galvanized Steel
9097031 | 3 | [5 empty] | Removed from Ground | Gas (Historical Use) | 10000 | Bare Steel | 1981-05-09 | Galvanized Steel
9097031 | 4 | [5 empty] | Removed from Ground | Diesel | 10000 | Bare Steel | 1981-05-09 | Galvanized Steel
9097034 | 1 | [5 empty] | Currently in Use | Gas (Historical Use) | 8000 | Fiberglass | 1968-05-10 | Galvanized Steel
9097034 | 10 | [5 empty] | Currently in Use | Gas (Historical Use) | 1000 | Fiberglass | 1987-01-01 | Fiberglass Reinforced Plastic | Pressurized
9097034 | 11 |  |  | yes |  | yes | Currently in Use | Used Oil | 1000 | Fiberglass | 1987-01-01 | Fiberglass Reinforced Plastic | Gravity Fed
9097034 | 2 | [5 empty] | Currently in Use | Gas (Historical Use) | 6000 | Bare Steel | 1968-05-10 | Cathodically Protected
9097034 | 3 | [5 empty] | Currently in Use | Gas (Historical Use) | 6000 | Bare Steel | 1968-05-10 | Galvanized Steel
9097034 | 4 | [5 empty] | Currently in Use | Gas (Historical Use) | 4000 | Bare Steel | 1968-05-10 | Galvanized Steel
9097034 | 5 | [5 empty] | Currently in Use | Gas (Historical Use) | 500 | Bare Steel | 1968-05-10 | Galvanized Steel
9097034 | 6 | [5 empty] | Currently in Use | Kerosene | 500 | Bare Steel | 1968-05-10 | Galvanized Steel
9097034 | 7 | [5 empty] | Currently in Use | Gas (Historical Use) | 12000 | Fiberglass | 1987-01-01 | Fiberglass Reinforced Plastic | Pressurized
9097034 | 8 | [5 empty] | Currently in Use | Gas (Historical Use) | 10000 | Fiberglass | 1987-01-01 | Fiberglass Reinforced Plastic | Pressurized
9097034 | 9 | [5 empty] | Currently in Use | Gas (Historical Use) | 10000 | Fiberglass | 1987-01-01 | Fiberglass Reinforced Plastic | Pressurized
9097036 | 1 |  |  | yes |  | yes | Removed from Ground | Used Oil | 500 | Marked Unknown | 1980-01-01 | Unknown
9097037 | 1 | [5 empty] | Removed from Ground | Gas (Historical Use) | 6000 | Bare Steel | 1968-11-08 | Unknown
9097037 | 2 | [5 empty] | Removed from Ground | Gas (Historical Use) | 3000 | Bare Steel | 1968-11-08 | Unknown
9097037 | 3 | [5 empty] | Removed from Ground | Gas (Historical Use) | 6000 | Bare Steel | 1981-11-05 | Unknown
9097037 | 4 |  | 1994-05-16 | no | 1994-05-16 | no | Currently in Use | Gas (Historical Use) | 10000 | Composite | 1994-05-16 | Fiberglass Reinforced Plastic | Pressurized
9097037 | 5 |  | 1994-05-16 |  | 1994-05-16 |  | Currently in Use | Gas (Historical Use) | 10000 | Composite | 1994-05-16 | Fiberglass Reinforced Plastic | Pressurized
9097037 | 6 |  | 1994-05-16 | no | 1994-05-16 | no | Currently in Use | Diesel | 10000 | Composite | 1994-05-16 | Fiberglass Reinforced Plastic | Pressurized
9097037 | 7 |  | 1994-05-16 | no | 1994-05-16 | no | Currently in Use | Kerosene | 2000 | Composite | 1994-05-16 | Fiberglass Reinforced Plastic | Pressurized
9097038 | G-11D | [5 empty] | Removed from Ground | Diesel | 1000 | Bare Steel | 1974-01-01 | Galvanized Steel
9097038 | G-12G | [5 empty] | Removed from Ground | Gas (Historical Use) | 2000 | Bare Steel | 1974-01-01 | Galvanized Steel
9097039 | 1 | [5 empty] | Removed from Ground | Gas (Historical Use) | 1075 | Bare Steel | 1976-04-19 | Galvanized Steel
9097039 | 2 |  |  | yes |  | yes | Removed from Ground | Used Oil | 2000 | Bare Steel | 1976-04-19 | Galvanized Steel
9097041 | 1 |  | 1997-10-01 | no | 1997-10-01 | no | Currently in Use | Diesel | 2000 | Steel-Impressed Current | 1982-05-17 |  | Safe Suction (Euro)
9097041 | 2 |  | 1997-10-01 | no | 1997-10-01 | no | Currently in Use | Gas (Historical Use) | 1000 | Steel-Impressed Current | 1975-05-19 |  | Safe Suction (Euro)
9097041 | 3 |  | 1997-10-01 | no | 1997-10-01 | no | Currently in Use | Gas (Historical Use) | 1000 | Steel-Impressed Current | 1975-05-19 |  | Safe Suction (Euro)
9097042 | 1 |  | 1998-12-22 |  | 1998-12-22 |  | Removed from Ground | Diesel | 3000 | Cathodically Protected Steel | 1986-01-01 | Galvanized Steel | Safe Suction (Euro)
9097043 | 1 | [5 empty] | Removed from Ground | Gas (Historical Use) | 1000 | Bare Steel | 1966-05-12 | Unknown | Suction (American)
9097043 | 2 | [5 empty] | Removed from Ground | Diesel | 550 | Bare Steel | 1966-05-12 | Unknown | Suction (American)
9097044 | 1 | [5 empty] | Removed from Ground | Gas (Historical Use) | 4000 | Bare Steel | 1978-03-19 | Galvanized Steel
9097044 | 2 | [5 empty] | Removed from Ground | Diesel | 4000 | Bare Steel | 1979-01-01 | Galvanized Steel
9097045 | 1 | [5 empty] | Removed from Ground | Other | 500 | Bare Steel | 1960-05-14 | Galvanized Steel
9097046 | 1 | [5 empty] | Removed from Ground | Diesel | 10000 | Bare Steel | 1983-01-02 | Galvanized Steel
9097047 | 1 | [5 empty] | Removed from Ground | Diesel | 1000 | Bare Steel | 1978-07-12 | Galvanized Steel
9097048 | 1 |  | 1998-05-05 |  | 1998-05-05 |  | Removed from Ground | Diesel | 10000 | Epoxy | 1979-05-31 | Fiberglass Reinforced Plastic | Safe Suction (Euro)
9097048 | 2 |  | 1998-05-05 |  | 1998-05-05 |  | Removed from Ground | Gas (Historical Use) | 1065 | Epoxy | 1950-05-01 | Fiberglass Reinforced Plastic | Safe Suction (Euro)
9097048 | 3 | [5 empty] | Removed from Ground | Diesel | 560 | Bare Steel | 1950-05-01 | Galvanized Steel | Suction (American)
9097048 | 4 |  | 1998-04-28 |  | 1998-04-28 |  | Removed from Ground | Diesel | 10000 | Epoxy | 1998-04-01 | Fiberglass Reinforced Plastic | Safe Suction (Euro)
9097048 | 5 |  | 1998-04-28 |  | 1998-04-28 |  | Removed from Ground | Gas (Historical Use) | 1000 | Epoxy | 1998-04-01 | Fiberglass Reinforced Plastic | Safe Suction (Euro)
9097050 | 1 | [5 empty] | Removed from Ground | Gas (Historical Use) | 1000 | Bare Steel | 1981-04-18 | Galvanized Steel
9097050 | 2 | [5 empty] | Removed from Ground | Diesel | 500 | Bare Steel | 1961-04-23 | Galvanized Steel
9097051 | DIESEL-E | [5 empty] | Removed from Ground | Gas (Historical Use) | 2000 | Bare Steel | 1991-04-01 | Galvanized Steel
9097051 | DIESEL-T | [5 empty] | Removed from Ground | Gas (Historical Use) | 2000 | Bare Steel | 1991-04-01 | Galvanized Steel
9097051 | GASOLINE | [5 empty] | Removed from Ground | Gas (Historical Use) | 4000 | Bare Steel | 1991-04-01 | Galvanized Steel
9097052 | 1 |  | 1998-05-29 | no | 1998-05-29 | no | Temporarily out of use | Gas (Historical Use) | 8000 | Steel-Impressed Current | 1974-04-20 |  | Pressurized
9097052 | 2 |  | 1998-05-29 | no | 1998-05-29 | no | Temporarily out of use | Gas (Historical Use) | 8000 | Steel-Impressed Current | 1974-04-20 |  | Pressurized
9097052 | 3 |  | 1998-05-29 | no | 1998-05-29 | no | Temporarily out of use | Gas (Historical Use) | 6000 | Steel-Impressed Current | 1974-04-20 |  | Pressurized
9097053 | 1 | [5 empty] | Removed from Ground | Gas (Historical Use) | 1000 | Bare Steel | 1966-05-12 | Unknown | Suction (American)
9097053 | 2 | [5 empty] | Removed from Ground | Gas (Historical Use) | 1000 | Bare Steel | 1966-05-12 | Unknown
9097054 | 1 | [5 empty] | Removed from Ground | Gas (Historical Use) | 3000 | Bare Steel | 1966-03-11 | Galvanized Steel
9097055 | 1 | [5 empty] | Removed from Ground | Diesel | 600 | Bare Steel | 1951-05-17 | Bare Steel
9097057 | 10222-1 | [5 empty] | Closed in Ground | Gas (Historical Use) | 540 | Bare Steel | 1961-05-05 | Galvanized Steel
9097057 | 222D1 | [5 empty] | Removed from Ground | Diesel | 2000 | Cathodically Protected Steel | 1988-06-01 | Cathodically Protected | Suction (American)
9097057 | 222G1 | [5 empty] | Removed from Ground | Gas (Historical Use) | 2000 | Cathodically Protected Steel | 1988-06-01 | Cathodically Protected | Suction (American)
9097058 | 1 | [5 empty] | Removed from Ground | Gas (Historical Use) | 8000 | Bare Steel | 1979-11-06 | Galvanized Steel | Suction (American)
9097058 | 2 | [5 empty] | Removed from Ground | Gas (Historical Use) | 4000 | Bare Steel | 1968-11-08 | Galvanized Steel | Suction (American)
9097058 | 3 | [5 empty] | Removed from Ground | Gas (Historical Use) | 4000 | Bare Steel | 1968-11-08 | Galvanized Steel | Suction (American)
9097058 | 4 | [5 empty] | Removed from Ground | Gas (Historical Use) | 3000 | Bare Steel | 1978-11-06 | Galvanized Steel | Suction (American)
9097058 | 5 | [5 empty] | Removed from Ground | Diesel | 2000 | Bare Steel | 1978-11-06 | Galvanized Steel | Suction (American)
9097059 | 1 | [5 empty] | Removed from Ground | Gas (Historical Use) | 2000 | Bare Steel | 1976-04-10 | Unknown
9097060 | 1 | [5 empty] | Currently in Use | Other | 500 | Bare Steel | 1974-05-11 | Galvanized Steel
9097061 | 1 | [5 empty] | Removed from Ground | Diesel | 3000 | Bare Steel | 1986-05-06 | Galvanized Steel
9097062 | 1 | [5 empty] | Permanently Out of Use - historical purposes | Other | 500 | Bare Steel | 1969-05-12 | Galvanized Steel
9097063 | 1 | [5 empty] | Currently in Use | Other | 500 | Bare Steel | 1969-05-12 | Galvanized Steel
9097064 | 1 | [5 empty] | Removed from Ground | Gas (Historical Use) | 1000 | Bare Steel | 1973-01-01 | Galvanized Steel
9097064 | 2 | [5 empty] | Removed from Ground | Gas (Historical Use) | 550 | Bare Steel | 1970-05-01 | Galvanized Steel | Safe Suction (Euro)
9097064 | 3 |  | 2006-05-01 | no | 2006-05-01 | no | Currently in Use | Gas (Historical Use) | 2500 | Fiberglass Double Walled | 2006-05-01 | Fiberglass Reinforced Plastic | Safe Suction (Euro)
9097064 | 4 |  | 2006-05-01 | no | 2006-05-01 | no | Currently in Use | Diesel | 2500 | Fiberglass Double Walled | 2006-05-01 | Fiberglass Reinforced Plastic | Safe Suction (Euro)
9097065 | 1 | [5 empty] | Currently in Use | Other | 500 | Bare Steel | 1970-01-01 | Galvanized Steel
9097066 | #1WESTWOOD | [5 empty] | Removed from Ground | Other | 3000 | Concrete | 1982-12-01 | Galvanized Steel
9097066 | #2WESTWOOD | [5 empty] | Removed from Ground | Other | 3000 | Concrete | 1982-12-01 | Galvanized Steel
9097066 | #3WESTWOOD | [5 empty] | Removed from Ground | Other | 3000 | Concrete | 1982-12-01 | Galvanized Steel
9097066 | 4WESTWOOD | [5 empty] | Removed from Ground | Diesel | 300 | Not Marked/Unknown | 1982-12-01 | Copper | Suction (American)
9097067 | 1 | [5 empty] | Removed from Ground | Other | 3000 | Concrete | 1982-12-01 | Galvanized Steel | Suction (American)
9097067 | 2 | [5 empty] | Removed from Ground | Diesel | 300 | Bare Steel | 1982-12-01 | Copper | Suction (American)
9097070 | DIESEL#1 | [5 empty] | Removed from Ground | Diesel | 1 | Bare Steel | 1995-06-01 | Galvanized Steel
9097070 | DIESEL#2 | [5 empty] | Removed from Ground | Gas (Historical Use) | 1 | Bare Steel | 1986-05-06 | Galvanized Steel
9097071 | 1 |  | 1998-02-01 |  | 1994-05-01 |  | Currently in Use | Gas (Historical Use) | 10000 | Steel-Impressed Current | 1969-01-01 | Fiberglass Reinforced Plastic | Pressurized
9097071 | 2 |  | 1998-02-01 |  | 1994-05-01 |  | Currently in Use | Gas (Historical Use) | 10000 | Steel-Impressed Current | 1969-01-01 | Fiberglass Reinforced Plastic | Pressurized
9097071 | 3 |  | 1998-02-01 |  | 1994-05-01 |  | Currently in Use | Gas (Historical Use) | 10000 | Steel-Impressed Current | 1969-01-01 | Fiberglass Reinforced Plastic | Pressurized
9097071 | 4 |  | 1998-02-01 |  | 1994-05-01 |  | Currently in Use | Diesel | 10000 | Steel-Impressed Current | 1969-01-01 | Fiberglass Reinforced Plastic | Pressurized
9097071 | 5 |  | 1998-02-01 |  | 1994-05-01 |  | Currently in Use | Gas (Historical Use) | 10000 | Steel-Impressed Current | 1969-01-01 | Fiberglass Reinforced Plastic | Pressurized
9097071 | 6 | [5 empty] | Removed from Ground | Gas (Historical Use) | 2000 | Bare Steel | 2000-03-23 | Galvanized Steel
9097071 | 7 |  |  | yes |  | yes | Removed from Ground | Used Oil | 550 | Bare Steel | 2000-03-23 | Galvanized Steel
9097072 | 1 | [5 empty] | Removed from Ground | Diesel | 550 | Bare Steel | 1971-03-21 | Galvanized Steel
9097072 | 2 | [5 empty] | Removed from Ground | Kerosene | 550 | Bare Steel | 1971-03-21 | Galvanized Steel
9097073 | 1 | [5 empty] | Removed from Ground | Empty | 1000 | Bare Steel |  | Unknown
9097073 | 2 | [5 empty] | Removed from Ground | Empty | 1000 | Bare Steel |  | Unknown
9097073 | 3 | [5 empty] | Removed from Ground | Empty | 1000 | Bare Steel |  | Unknown
9097073 | 4 | [5 empty] | Removed from Ground | Empty | 1000 | Bare Steel |  | Unknown
9097075 | 1 | Flapper Valve | 1998-05-20 | no | 1998-05-20 | no | Currently in Use | Regular | 8000 | Steel-Impressed Current | 1970-05-03 | Steel (Impressed Current) | Pressurized
9097075 | 2 | Flapper Valve | 1998-05-20 | no | 1998-05-20 | no | Currently in Use | Regular | 8000 | Steel-Impressed Current | 1970-05-03 | Steel (Impressed Current) | Pressurized
9097075 | 3 | Flapper Valve | 1998-05-20 | no | 1998-05-20 | no | Currently in Use | Gas (Historical Use) | 8000 | Steel-Impressed Current | 1970-05-03 | Steel (Impressed Current) | Pressurized
9097075 | 4 | Flapper Valve | 1998-05-20 | no | 1998-05-20 | no | Currently in Use | Diesel | 12000 | Steel-Impressed Current | 1970-05-03 | Steel (Impressed Current) | Pressurized
9097076 | 1 |  | 1987-01-01 | no | 1987-01-01 | no | Removed from Ground | Gas (Historical Use) | 12000 | Fiberglass | 1987-11-04 | Fiberglass Reinforced Plastic | Pressurized
9097076 | 2 |  | 1987-01-01 | no | 1987-01-01 | no | Removed from Ground | Gas (Historical Use) | 12000 | Fiberglass | 1987-11-04 | Fiberglass Reinforced Plastic | Pressurized
9097076 | 3 |  | 1987-01-01 | no | 1987-01-01 | no | Removed from Ground | Gas (Historical Use) | 12000 | Fiberglass | 1987-11-04 | Fiberglass Reinforced Plastic | Pressurized
9097076 | 4 |  | 1987-01-01 | no | 1987-01-01 | no | Removed from Ground | Gas (Historical Use) | 12000 | Fiberglass | 1987-11-04 | Fiberglass Reinforced Plastic | Pressurized
9097078 | 10AST | [5 empty] | Currently in Use | Other | 1500 | Bare Steel | 1965-05-06 | Not Marked
9097078 | 1AST | [5 empty] | Currently in Use | Other | 1500 | Concrete | 1980-05-02 | Not Marked
9097078 | 2AST | [5 empty] | Currently in Use | Other | 1500 | Concrete | 1980-05-02 | Not Marked
9097078 | 3AST | [5 empty] | Currently in Use | Other | 1500 | Concrete | 1980-05-02 | Not Marked
9097078 | 4AST | [5 empty] | Currently in Use | Other | 1500 | Concrete | 1980-05-02 | Not Marked
9097078 | 5AST | [5 empty] | Currently in Use | Other | 15000 | Concrete | 1980-05-02 | Not Marked
9097078 | 6AST | [5 empty] | Currently in Use | Diesel | 3000 | Bare Steel | 1980-05-02 | Not Marked
9097078 | 7AST | [5 empty] | Currently in Use | Diesel | 3000 | Bare Steel | 1980-05-02 | Not Marked
9097078 | 8AST | [5 empty] | Currently in Use | Diesel | 10000 | Bare Steel | 1980-05-02 | Not Marked
9097078 | 9AST | [5 empty] | Currently in Use | Other | 2000 | Bare Steel | 1970-05-05 | Not Marked
9097079 | 1 | [5 empty] | Closed in Ground | Diesel | 500 | Fiberglass | 1985-01-01 | Not Marked
9097079 | 2 |  | 1993-12-01 |  | 1993-12-01 |  | Currently in Use | Diesel | 600 | Fiberglass Double Walled | 1993-12-08 | Fiberglass Reinforced Plastic | Suction (American)
9097080 | 1 | [5 empty] | Removed from Ground | Gas (Historical Use) | 12000 | Marked Unknown | 1980-01-01 | Unknown
9097080 | 2 | [5 empty] | Removed from Ground | Kerosene | 3000 | Marked Unknown | 1971-01-01 | Unknown
9097082 | 1 |  | 1990-01-01 |  | 1990-01-01 |  | Currently in Use | Gas (Historical Use) | 12000 | Galvanic (STIP-3) | 1990-01-01 | Fiberglass Reinforced Plastic | Pressurized
9097082 | 2 |  | 1990-01-01 |  | 1990-01-01 |  | Currently in Use | Gas (Historical Use) | 12000 | Galvanic (STIP-3) | 1990-01-01 | Fiberglass Reinforced Plastic | Pressurized
9097082 | 3 |  | 1990-01-01 |  | 1990-01-01 |  | Currently in Use | Gas (Historical Use) | 12000 | Galvanic (STIP-3) | 1990-01-01 | Fiberglass Reinforced Plastic | Pressurized
9097082 | 4 |  | 1990-01-01 |  | 1990-01-01 |  | Currently in Use | Diesel | 20000 | Galvanic (STIP-3) | 1990-01-01 | Fiberglass Reinforced Plastic | Pressurized
9097082 | 5 |  | 1990-01-01 |  | 1990-01-01 |  | Currently in Use | Diesel | 20000 | Galvanic (STIP-3) | 1990-01-01 | Fiberglass Reinforced Plastic | Pressurized
9097082 | 6 |  | 1990-01-01 |  | 1990-01-01 |  | Currently in Use | Diesel | 12000 | Galvanic (STIP-3) | 1990-01-01 | Fiberglass Reinforced Plastic | Pressurized
9097082 | 7 |  | 1990-01-01 |  | 1990-01-01 |  | Temporarily out of use | Other | 10000 | Galvanic (STIP-3) | 1990-01-01 | Fiberglass Reinforced Plastic | Pressurized
9097083 | 1 | [5 empty] | Removed from Ground | Gas (Historical Use) | 3000 | Bare Steel | 1986-05-06 | Galvanized Steel | Safe Suction (Euro)
9097083 | 2 | [5 empty] | Removed from Ground | Gas (Historical Use) | 3000 | Bare Steel | 1986-05-06 | Galvanized Steel | Safe Suction (Euro)
9097083 | 3 | [5 empty] | Removed from Ground | Gas (Historical Use) | 3000 | Bare Steel | 1986-05-06 | Galvanized Steel | Safe Suction (Euro)
9097083 | 4 | [5 empty] | Removed from Ground | Gas (Historical Use) | 550 | Bare Steel | 1996-03-27 | Galvanized Steel
9097084 | 1 | [5 empty] | Removed from Ground | Gas (Historical Use) | 10000 | Bare Steel | 1968-01-01 | Galvanized Steel | Pressurized
9097084 | 2 | [5 empty] | Removed from Ground | Gas (Historical Use) | 10000 | Bare Steel | 1968-01-01 | Galvanized Steel | Pressurized
9097084 | 3 | [5 empty] | Removed from Ground | Gas (Historical Use) | 10000 | Bare Steel | 1968-01-01 | Galvanized Steel | Pressurized
9097084 | 4 | [5 empty] | Removed from Ground | Diesel | 3000 | Epoxy | 1978-01-01 | Galvanized Steel | Suction (American)
9097084 | 5 |  | 1996-02-29 | no | 1996-02-29 | yes | Removed from Ground | Gas (Historical Use) | 10000 | Galvanic (STIP-3) | 1988-02-02 | Fiberglass Reinforced Plastic | Pressurized
9097084 | 6 |  | 1996-02-29 | no | 1996-02-29 | yes | Removed from Ground | Gas (Historical Use) | 10000 | Galvanic (STIP-3) | 1988-01-01 | Fiberglass Reinforced Plastic | Pressurized
9097084 | 7 |  | 1996-02-29 | no | 1996-02-29 | yes | Removed from Ground | Gas (Historical Use) | 10000 | Galvanic (STIP-3) | 1988-01-01 | Fiberglass Reinforced Plastic | Pressurized
9097084 | 8 |  | 1996-02-29 | no | 1996-02-29 | yes | Removed from Ground | Diesel | 6000 | Galvanic (STIP-3) | 1996-02-15 | Fiberglass Reinforced Plastic | Pressurized
9097084 | 9 |  | 1996-02-29 | no | 1996-02-29 | yes | Removed from Ground | Diesel | 2000 | Galvanic (STIP-3) | 1996-02-15 | Fiberglass Reinforced Plastic | Pressurized
9097085 | 1 |  | 1997-10-17 | no | 1997-10-17 | no | Temporarily out of use | Gas (Historical Use) | 8000 | Steel-Impressed Current | 1979-03-01 | Steel (Impressed Current) | Pressurized
9097085 | 2 |  | 1997-10-17 | no | 1997-10-17 | no | Temporarily out of use | Gas (Historical Use) | 8000 | Steel-Impressed Current | 1979-03-01 | Steel (Impressed Current) | Pressurized
9097085 | 3 |  | 1997-10-17 | no | 1997-10-17 | no | Temporarily out of use | Gas (Historical Use) | 6000 | Steel-Impressed Current | 1979-03-01 | Steel (Impressed Current) | Pressurized
9097086 | 1 |  | 1999-12-21 |  | 1999-12-21 |  | Currently in Use | Gas (Historical Use) | 10000 | Steel-Impressed Current | 1974-01-01 | Steel (Impressed Current) | Pressurized
9097086 | 2 |  | 1999-12-21 |  | 1999-12-21 |  | Currently in Use | Gas (Historical Use) | 500 | Steel-Impressed Current | 1974-01-01 | Steel (Impressed Current) | Safe Suction (Euro)
9097086 | 3 |  | 2007-01-19 | yes | 1974-01-01 |  | Currently in Use | Used Oil | 500 | Steel-Impressed Current | 1974-01-01 | Unknown
9097087 | 1 |  | 1994-05-05 | no | 1994-05-05 | no | Currently in Use | Diesel | 10000 | Fiberglass | 1986-01-01 | Fiberglass Reinforced Plastic | Pressurized
9097087 | 2 |  | 1994-05-05 | no | 1994-05-05 | no | Closed in Ground | Diesel | 10000 | Fiberglass | 1998-10-01 | Fiberglass Reinforced Plastic | Pressurized
9097088 | 1 | [5 empty] | Removed from Ground | Other | 550 | Marked Unknown | 1992-09-14 | Unknown
9097089 | 1 |  |  | yes |  | yes | Removed from Ground | Used Oil | 1000 | Bare Steel | 1980-01-01 | Galvanized Steel
9097090 | 1 | Ball Float | 1993-09-04 |  | 1993-09-04 |  | Currently in Use | Gas (Historical Use) | 10000 | Composite | 1993-08-30 | Fiberglass Reinforced Plastic | Pressurized
9097090 | 2 | Ball Float | 1993-09-04 |  | 1993-09-04 |  | Currently in Use | Gas (Historical Use) | 10000 | Composite | 1993-08-30 | Fiberglass Reinforced Plastic | Pressurized
9097091 | 1 | [5 empty] | Removed from Ground | Gas (Historical Use) | 1000 | Bare Steel | 1993-12-01 | Bare Steel | Suction (American)
9097091 | 2 | [5 empty] | Removed from Ground | Gas (Historical Use) | 1000 | Bare Steel | 1993-12-01 | Bare Steel | Suction (American)
9097091 | 3 |  |  | no |  | no | Removed from Ground | Kerosene | 500 | Bare Steel | 2009-05-18 | Bare Steel
9097092 | 1 |  | 1995-03-01 | no | 1995-03-01 | no | Currently in Use | Gas (Historical Use) | 10000 | Cathodically Protected Steel | 1995-03-01 | Fiberglass Reinforced Plastic | Pressurized
9097092 | 2 |  | 1995-03-01 | no | 1995-03-01 | no | Currently in Use | Gas (Historical Use) | 10000 | Cathodically Protected Steel | 1995-03-01 | Fiberglass Reinforced Plastic | Pressurized
9097092 | 3 |  | 1995-03-01 | no | 1995-03-01 | no | Currently in Use | Gas (Historical Use) | 10000 | Cathodically Protected Steel | 1995-03-01 | Fiberglass Reinforced Plastic | Pressurized
9097092 | 4 |  | 1995-03-01 | no | 1995-03-01 | no | Currently in Use | Diesel | 10000 | Cathodically Protected Steel | 1995-03-01
9097092 | A | [5 empty] | Removed from Ground | Gas (Historical Use) | 10000 | Not Marked/Unknown | 1976-01-01 | Not Marked
9097092 | B | [5 empty] | Removed from Ground | Gas (Historical Use) | 10000 | Not Marked/Unknown | 1976-01-01 | Not Marked
9097092 | C | [5 empty] | Removed from Ground | Gas (Historical Use) | 10000 | Not Marked/Unknown | 1976-01-01 | Not Marked
9097092 | D | [5 empty] | Removed from Ground | Diesel | 10000 | Not Marked/Unknown | 1976-01-01 | Not Marked
9097093 | 1 |  | 1997-12-01 |  | 1997-12-01 |  | Removed from Ground | Gas (Historical Use) | 6000 | Steel-Impressed Current | 1970-07-01 | Steel (Impressed Current) | Pressurized
9097093 | 2 |  | 1997-12-01 |  | 1997-12-01 |  | Currently in Use | Diesel | 6000 | Steel-Impressed Current | 1986-07-01 | Steel (Impressed Current) | Suction (American)
9097093 | 3 |  | 2005-11-01 | no | 2005-11-01 | no | Currently in Use | Gas (Historical Use) | 6000 | Composite | 2005-11-01 | Double Walled | Safe Suction (Euro)
9097095 | 1-GAS | [5 empty] | Removed from Ground | Gas (Historical Use) | 1000 | Bare Steel | 1970-01-01 | Galvanized Steel
9097095 | 2-GAS | [5 empty] | Removed from Ground | Gas (Historical Use) | 1000 | Bare Steel | 1970-01-01 | Galvanized Steel
9097095 | 3-DIESEL | [5 empty] | Removed from Ground | Diesel | 1000 | Bare Steel | 1970-01-01 | Galvanized Steel
9097095 | 4A |  | 1993-01-01 |  | 1993-01-01 |  | Removed from Ground | Gas (Historical Use) | 3000 | Cathodically Protected Steel | 1993-01-25 | Cathodically Protected | Pressurized
9097095 | 4B |  | 1993-01-01 |  | 1993-01-01 |  | Removed from Ground | Gas (Historical Use) | 3000 | Cathodically Protected Steel | 1993-01-25 | Cathodically Protected | Pressurized
9097095 | 4C |  | 1993-01-01 |  | 1993-01-01 |  | Removed from Ground | Diesel | 2000 | Cathodically Protected Steel | 1993-01-25 | Cathodically Protected | Pressurized
9097096 | AVGAS |  | 1998-09-01 |  | 1998-09-01 |  | Removed from Ground | Gas (Historical Use) | 2000 | Steel-Impressed Current | 1968-07-01 | Cathodically Protected | Safe Suction (Euro)
9097096 | GAS |  | 1998-09-01 |  | 1998-09-01 |  | Removed from Ground | Gas (Historical Use) | 6000 | Steel-Impressed Current | 1968-07-01 | Cathodically Protected | Safe Suction (Euro)
9097096 | JETA |  | 1998-09-01 |  | 1998-09-01 |  | Removed from Ground | Gas (Historical Use) | 10000 | Steel-Impressed Current | 1981-07-01 | Cathodically Protected | Safe Suction (Euro)
9097097 | 1 | Flapper Valve | 1996-04-01 | no | 1996-04-01 | no | Currently in Use | Gas (Historical Use) | 10000 | Fiberglass | 1996-04-01 | Flex | Pressurized
9097097 | 2 | Flapper Valve | 1996-04-01 | no | 1996-04-01 | no | Currently in Use | Gas (Historical Use) | 10000 | Fiberglass | 1996-04-01 | Flex | Pressurized
9097097 | 3 | Flapper Valve | 1996-04-01 | no | 1996-04-01 | no | Currently in Use | Diesel | 12000 | Fiberglass | 1996-04-01 | Flex | Pressurized
9097098 | 1RU |  | 1998-05-01 |  | 1998-05-01 |  | Removed from Ground | Gas (Historical Use) | 6000 | Steel-Impressed Current | 1970-01-01 | Fiberglass Reinforced Plastic | Pressurized
9097098 | 2RU |  | 1998-05-01 |  | 1998-05-01 |  | Removed from Ground | Gas (Historical Use) | 6000 | Steel-Impressed Current | 1970-01-01 | Fiberglass Reinforced Plastic | Pressurized
9097098 | 3P |  | 1998-05-01 |  | 1998-05-01 |  | Removed from Ground | Gas (Historical Use) | 10000 | Steel-Impressed Current | 1970-01-01 | Fiberglass Reinforced Plastic | Pressurized
9097098 | 4S |  | 1998-05-01 |  | 1998-05-01 |  | Removed from Ground | Diesel | 6000 | Steel-Impressed Current | 1970-01-01 | Fiberglass Reinforced Plastic | Pressurized
9097099 | 1 | [5 empty] | Removed from Ground | Gas (Historical Use) | 500 | Bare Steel | 1996-03-27 | Galvanized Steel | Suction (American)
9097100 | 1 | [5 empty] | Removed from Ground | Gas (Historical Use) | 6000 | Bare Steel | 1985-01-05 | Galvanized Steel | Suction (American)
9097100 | 2 | [5 empty] | Removed from Ground | Gas (Historical Use) | 6000 | Bare Steel | 1985-01-05 | Galvanized Steel | Suction (American)
9097100 | 3 | [5 empty] | Removed from Ground | Gas (Historical Use) | 1000 | Bare Steel | 1985-01-05 | Galvanized Steel | Suction (American)
9097100 | 4 | Flapper Valve | 1997-01-23 |  | 1997-01-23 |  | Currently in Use | Gas (Historical Use) | 6000 | Steel-Impressed Current | 1997-01-23 | Steel (Impressed Current) | Suction (American)
9097100 | 5 | Flapper Valve | 1997-01-23 |  | 1997-01-23 |  | Currently in Use | Gas (Historical Use) | 3000 | Steel-Impressed Current | 1997-01-23 | Steel (Impressed Current) | Suction (American)
9097100 | 6 | Flapper Valve | 1997-01-23 |  | 1997-01-23 |  | Currently in Use | Gas (Historical Use) | 3000 | Steel-Impressed Current | 1997-01-23 | Steel (Impressed Current) | Suction (American)
9097101 | 1 | Flapper Valve | 1998-01-01 |  | 1998-01-01 |  | Currently in Use | Gas (Historical Use) | 3000 | Galvanic (STIP-3) | 1987-11-01 | Galvanized Steel | Suction (American)
9097101 | 2 | Flapper Valve | 1998-01-01 |  | 1998-01-01 |  | Currently in Use | Gas (Historical Use) | 3000 | Galvanic (STIP-3) | 1987-11-01 | Galvanized Steel | Suction (American)
9097101 | 3 | Flapper Valve | 1998-01-01 |  | 1998-01-01 |  | Currently in Use | Gas (Historical Use) | 3000 | Galvanic (STIP-3) | 1987-11-01 | Galvanized Steel | Suction (American)
9097101 | 4 | Flapper Valve | 1998-01-01 |  | 1998-01-01 |  | Temporarily out of use | Diesel | 1000 | Galvanic (STIP-3) | 1987-11-01 | Galvanized Steel | Suction (American)
9097102 | 1 | [5 empty] | Removed from Ground | Used Oil | 8000 | Not Marked/Unknown | 1972-01-01 | Not Marked
9097102 | 2 | [5 empty] | Removed from Ground | Diesel | 8000 | Not Marked/Unknown | 1972-01-01 | Not Marked
9097103 | 1 | [5 empty] | Closed in Ground | Diesel | 3000 | Bare Steel | 1986-08-02 | Galvanized Steel | Safe Suction (Euro)
9097104 | 1 | [5 empty] | Removed from Ground | Gas (Historical Use) | 1000 | Not Marked/Unknown | 1996-04-03 | Not Marked
9097104 | 2 | [5 empty] | Removed from Ground | Gas (Historical Use) | 1000 | Not Marked/Unknown | 1996-04-03 | Not Marked
9097104 | 3 | [5 empty] | Removed from Ground | Gas (Historical Use) | 500 | Not Marked/Unknown | 1996-04-03 | Not Marked
9097105 | 1 | [5 empty] | Closed in Ground | Gas (Historical Use) | 500 | Marked Unknown | 1971-04-21 | Galvanized Steel
9097106 | 1 |  | 1991-12-01 |  | 1991-12-01 |  | Temporarily out of use | Gas (Historical Use) | 2000 | Cathodically Protected Steel | 1991-12-01 | Fiberglass Reinforced Plastic | Safe Suction (Euro)
9097106 | 2 |  | 1991-12-01 |  | 1991-12-01 |  | Temporarily out of use | Gas (Historical Use) | 2000 | Cathodically Protected Steel | 1991-12-01 | Fiberglass Reinforced Plastic | Safe Suction (Euro)
9097107 | 1 | Ball Float | 1998-05-15 | no | 1998-05-15 | no | Currently in Use | Regular | 10000 | Composite | 1998-05-14 | Fiberglass Reinforced Plastic | Pressurized
9097108 | 1 |  | 1990-07-16 | no | 1990-07-16 | no | Currently in Use | Gas (Historical Use) | 10000 | Composite | 1990-07-16 | Fiberglass Reinforced Plastic | Suction (American)
9097108 | 2 |  | 1990-07-16 |  | 1990-07-16 |  | Currently in Use | Diesel | 10000 | Composite | 1990-07-16 | Fiberglass Reinforced Plastic | Suction (American)
9097109 | 1 |  | 1992-06-01 |  | 1992-06-01 |  | Currently in Use | Gas (Historical Use) | 8000 | Cathodically Protected Steel | 1992-06-01 | Fiberglass Reinforced Plastic | Pressurized
9097109 | 2 |  | 1992-06-01 |  | 1992-06-01 |  | Currently in Use | Gas (Historical Use) | 6000 | Cathodically Protected Steel | 1992-06-01 | Fiberglass Reinforced Plastic | Pressurized
9097109 | 3 |  | 1992-06-01 |  | 1992-06-01 |  | Currently in Use | Gas (Historical Use) | 6000 | Cathodically Protected Steel | 1992-06-01 | Fiberglass Reinforced Plastic | Pressurized
9097109 | 4 |  | 1992-06-01 |  | 1992-06-01 |  | Currently in Use | Diesel | 4000 | Cathodically Protected Steel | 1992-06-01 | Fiberglass Reinforced Plastic | Pressurized
9097109 | 5 |  | 1992-06-01 | no | 1992-06-01 | no | Currently in Use | Kerosene | 1000 |  | 1992-06-01 | Fiberglass Reinforced Plastic | Pressurized
9097110 | 1A | Flapper Valve | 2001-10-24 | no | 2001-10-24 | no | Currently in Use | Regular | 14000 | Fiberglass Double Walled | 2001-10-17 | Double-Walled Flex | Pressurized
9097110 | 1B |  | 2001-10-24 |  | 2001-10-24 |  | Currently in Use | Gas (Historical Use) | 7000 | Fiberglass Double Walled | 2001-10-17 | Double-Walled Flex | Pressurized
9097110 | 2A |  | 2001-10-24 | no | 2001-10-24 | no | Currently in Use | Regular | 1400 | Fiberglass Double Walled | 2001-10-17 | Double-Walled Flex | Pressurized
9097110 | 2B |  | 2001-10-24 |  | 2001-10-24 |  | Currently in Use | Diesel | 7000 | Fiberglass Double Walled | 2001-10-17 | Double-Walled Flex | Pressurized
9098001 | 1 |  | 1994-07-01 |  | 1994-07-01 |  | Removed from Ground | Gas (Historical Use) | 3000 | Double Walled | 1970-02-28 | Double Walled | Pressurized
9098001 | 2 |  | 1994-07-01 |  | 1994-07-01 |  | Removed from Ground | Gas (Historical Use) | 3000 | Double Walled | 1970-02-28 | Cathodically Protected | Pressurized
9098001 | 3 | [5 empty] | Removed from Ground | Gas (Historical Use) | 6000 | Bare Steel | 1970-02-28 | Galvanized Steel
9098001 | 4 |  | 1994-07-01 |  | 1994-07-01 |  | Currently in Use | Gas (Historical Use) | 10000 | Fiberglass Double Walled | 1994-07-28 | Double-Walled Fiberglass | Pressurized
9098001 | 5 |  | 1994-07-01 |  | 1994-07-01 |  | Currently in Use | Gas (Historical Use) | 8000 | Fiberglass Double Walled | 1994-07-28 | Double-Walled Fiberglass | Pressurized
9098002 | 1 | [5 empty] | Removed from Ground | Diesel | 500 | Bare Steel | 1982-05-09 | Unknown
9098002 | 2 | [5 empty] | Removed from Ground | Gas (Historical Use) | 500 | Bare Steel | 1982-05-09 | Unknown
9098003 | 1 | [5 empty] | Removed from Ground | Gas (Historical Use) | 1000 | Bare Steel | 1971-04-13 | Galvanized Steel
9098003 | 2 | [5 empty] | Removed from Ground | Gas (Historical Use) | 1000 | Bare Steel | 1981-04-10 | Galvanized Steel
9098003 | 3 | [5 empty] | Removed from Ground | Gas (Historical Use) | 1000 | Marked Unknown | 1956-04-16 | Unknown
9098003 | 4 | [5 empty] | Removed from Ground | Gas (Historical Use) | 0 | Marked Unknown | 1956-04-16 | Unknown
9098004 | 1 | [5 empty] | Removed from Ground | Gas (Historical Use) | 560 | Bare Steel | 1956-05-15 | Galvanized Steel
9098005 | 1 | [5 empty] | Removed from Ground | Empty | 560 | Bare Steel | 1966-05-10 | Galvanized Steel
9098006 | 1 | [5 empty] | Removed from Ground | Gas (Historical Use) | 1000 | Bare Steel | 1985-05-08 | Galvanized Steel
9098006 | 2 | [5 empty] | Removed from Ground | Gas (Historical Use) | 1000 | Bare Steel | 1985-05-08 | Galvanized Steel
9098007 | 1 | [5 empty] | Removed from Ground | Gas (Historical Use) | 1000 | Bare Steel | 1983-05-09 | Galvanized Steel
9098007 | 2 | [5 empty] | Removed from Ground | Diesel | 2000 | Not Marked/Unknown | 1998-11-30 | Not Marked
9098007 | 3 | [5 empty] | Removed from Ground | Kerosene | 530 | Not Marked/Unknown | 1998-11-30 | Not Marked
9098009 | 1 |  | 1997-09-17 |  | 1994-01-01 |  | Temporarily out of use | Gas (Historical Use) | 10000 | Fiberglass | 1982-05-08 | Fiberglass Reinforced Plastic | Pressurized
9098009 | 2 |  | 1997-09-17 |  | 1994-01-01 |  | Temporarily out of use | Gas (Historical Use) | 10000 | Fiberglass | 1982-05-08 | Fiberglass Reinforced Plastic | Pressurized
9098009 | 3 |  | 1997-09-17 |  | 1994-01-01 |  | Temporarily out of use | Gas (Historical Use) | 10000 | Fiberglass | 1982-05-08 | Fiberglass Reinforced Plastic | Pressurized
9098009 | 4 |  | 1997-09-17 |  | 1994-01-01 |  | Temporarily out of use | Gas (Historical Use) | 10000 | Fiberglass | 1982-05-08 | Fiberglass Reinforced Plastic | Pressurized
9098009 | 5 |  |  | yes |  | yes | Removed from Ground | Used Oil | 250 | Fiberglass | 1982-05-08 | Galvanized Steel
9098011 | 1 | [5 empty] | Removed from Ground | Gas (Historical Use) | 2000 | Bare Steel | 1981-05-09 | Galvanized Steel
9098014 | 1 | [5 empty] | Removed from Ground | Gas (Historical Use) | 560 | Bare Steel | 1981-05-09 | Galvanized Steel
9098015 | 1 |  | 1997-09-15 |  | 1989-01-01 |  | Removed from Ground | Gas (Historical Use) | 6000 | Steel-Impressed Current | 1970-02-28 | Cathodically Protected | Suction (American)
9098015 | 2 |  | 1997-09-15 |  | 1989-01-01 |  | Removed from Ground | Gas (Historical Use) | 6000 | Steel-Impressed Current | 1970-02-28 | Cathodically Protected | Suction (American)
9098015 | 3 |  | 1997-09-15 |  | 1989-01-01 |  | Removed from Ground | Gas (Historical Use) | 6000 | Steel-Impressed Current | 1970-02-28 | Cathodically Protected | Suction (American)
9098017 | 1 |  | 1998-01-01 |  | 1990-01-01 |  | Removed from Ground | Gas (Historical Use) | 4000 | Cathodically Protected Steel | 1984-02-25 | Cathodically Protected | Suction (American)
9098017 | 2 |  | 1998-01-01 |  | 1990-01-01 |  | Removed from Ground | Gas (Historical Use) | 4000 | Cathodically Protected Steel | 1984-02-25 | Cathodically Protected | Suction (American)
9098018 | 1 | [5 empty] | Removed from Ground | Gas (Historical Use) | 1000 | Bare Steel | 1956-05-15 | Galvanized Steel
9098018 | 2 | [5 empty] | Removed from Ground | Gas (Historical Use) | 1000 | Bare Steel | 1956-05-15 | Galvanized Steel
9098019 | 1 | [5 empty] | Removed from Ground | Empty | 560 | Bare Steel | 1961-03-19 | Galvanized Steel
9098019 | 2 | [5 empty] | Removed from Ground | Empty | 560 | Bare Steel | 1961-03-19 | Galvanized Steel
9098019 | 3 | [5 empty] | Removed from Ground | Empty | 560 | Bare Steel | 1961-03-19 | Galvanized Steel
9098022 | 1 | [5 empty] | Permanently Out Of Use | Gas (Historical Use) | 4000 | Bare Steel | 1974-03-21 | Unknown
9098022 | 2 | [5 empty] | Permanently Out Of Use | Gas (Historical Use) | 4000 | Bare Steel | 1974-03-21 | Unknown
9098022 | 3 | [5 empty] | Permanently Out Of Use | Gas (Historical Use) | 4000 | Bare Steel | 1974-03-21 | Unknown
9098022 | 4 |  | 1991-07-01 | yes | 1991-07-01 |  | Currently in Use | Gas (Historical Use) | 8000 | Galvanic (STIP-3) | 1991-07-01 | Fiberglass Reinforced Plastic | Pressurized
9098022 | 5 |  | 1991-07-01 | yes | 1991-07-01 |  | Currently in Use | Gas (Historical Use) | 8000 | Galvanic (STIP-3) | 1991-07-01 | Fiberglass Reinforced Plastic | Pressurized
9098023 | 1 | [5 empty] | Removed from Ground | Gas (Historical Use) | 8022 | Bare Steel | 1978-02-26 | Galvanized Steel | Pressurized
9098023 | 2 | [5 empty] | Removed from Ground | Gas (Historical Use) | 8022 | Bare Steel | 1979-02-26 | Galvanized Steel | Pressurized
9098023 | 3 | [5 empty] | Removed from Ground | Gas (Historical Use) | 8022 | Bare Steel | 1979-02-26 | Galvanized Steel | Pressurized
9098023 | 4 | [5 empty] | Removed from Ground | Diesel | 6016 | Bare Steel | 1979-02-26 | Galvanized Steel | Pressurized
9098023 | 5 |  | 1996-05-10 |  | 1996-05-10 |  | Temporarily out of use | Gas (Historical Use) | 12000 | Composite | 1996-05-06 | Fiberglass Reinforced Plastic | Pressurized
9098023 | 6A |  | 1996-05-10 |  | 1996-05-10 |  | Temporarily out of use | Gas (Historical Use) | 6000 | Composite | 1996-05-06 | Fiberglass Reinforced Plastic | Pressurized
9098023 | 6B |  | 1996-05-10 |  | 1996-05-10 |  | Temporarily out of use | Gas (Historical Use) | 6000 | Composite | 1996-05-06 | Fiberglass Reinforced Plastic | Pressurized
9098023 | 7 |  | 1996-05-10 | no | 1996-05-10 | no | Temporarily out of use | Diesel | 5000 | Composite | 2008-04-21 | Fiberglass Reinforced Plastic | Pressurized
9098024 | 1 | [5 empty] | Removed from Ground | Gas (Historical Use) | 8000 | Bare Steel | 1979-04-25 | Galvanized Steel
9098024 | 2 | [5 empty] | Removed from Ground | Gas (Historical Use) | 8000 | Bare Steel | 1979-04-25 | Galvanized Steel
9098024 | 3 | [5 empty] | Removed from Ground | Gas (Historical Use) | 8000 | Bare Steel | 1979-04-25 | Galvanized Steel
9098024 | 4 | [5 empty] | Removed from Ground | Diesel | 4000 | Bare Steel | 1982-04-24 | Galvanized Steel
9098025 | 1 | [5 empty] | Removed from Ground | Gas (Historical Use) | 280 | Bare Steel | 1959-05-08 | Galvanized Steel
9098026 | 1 | [5 empty] | Removed from Ground | Gas (Historical Use) | 2000 | Bare Steel | 1974-04-25 | Galvanized Steel
9098026 | 2 | [5 empty] | Removed from Ground | Diesel | 560 | Bare Steel | 1958-04-29 | Galvanized Steel
9098026 | 3 | [5 empty] | Removed from Ground | Gas (Historical Use) | 560 | Bare Steel | 1959-04-29 | Galvanized Steel
9098026 | 4 | [5 empty] | Removed from Ground | Gas (Historical Use) | 560 | Bare Steel | 1958-04-29 | Galvanized Steel
9098026 | 5 |  | 1990-11-09 |  | 1990-11-09 |  | Removed from Ground | Diesel | 1000 | Cathodically Protected Steel | 1990-11-09 | Cathodically Protected | Safe Suction (Euro)
9098026 | 6 | [5 empty] | Removed from Ground | Gas (Historical Use) | 1000 | Cathodically Protected Steel | 1990-11-09 | Galvanized Steel
9098028 | 11 |  | 2000-03-15 |  | 2000-03-15 |  | Currently in Use | Gas (Historical Use) | 12000 | Double Walled | 2000-03-15 | Fiberglass Reinforced Plastic | Pressurized
9098028 | 12 |  | 2000-03-15 |  | 2000-03-15 |  | Currently in Use | Diesel | 6000 | Double Walled | 2000-03-15 | Fiberglass Reinforced Plastic | Pressurized
9098028 | 14 | [5 empty] | Removed from Ground | Diesel | 10000 | Bare Steel | 1980-01-01 | Galvanized Steel
9098028 | 15 | [5 empty] | Removed from Ground | Diesel | 10000 | Bare Steel | 1980-01-01 | Galvanized Steel
9098028 | 16 | [5 empty] | Removed from Ground | Diesel | 10000 | Bare Steel | 1980-01-01 | Galvanized Steel
9098028 | 2 |  | 1999-10-10 |  | 1999-10-10 |  | Temporarily out of use | Diesel | 750 | Bare Steel | 1954-07-01 | Unknown
9098028 | 3 |  | 1999-10-10 |  | 1999-10-10 |  | Currently in Use | Diesel | 750 | Bare Steel | 1956-04-16 | Bare Steel
9098028 | 4 | [5 empty] | Removed from Ground | Diesel | 500 | Bare Steel | 1956-04-16 | Bare Steel
9098028 | 5 | [5 empty] | Removed from Ground | Kerosene | 1000 | Bare Steel | 1982-04-10 | Galvanized Steel
9098028 | 6 | [5 empty] | Removed from Ground | Diesel | 500 | Bare Steel | 1955-01-01 | Unknown
9098028 | 7 | [5 empty] | Removed from Ground | Diesel | 1000 | Bare Steel | 1955-01-01 | Unknown
9098028 | 8 | [5 empty] | Removed from Ground | Diesel | 1000 | Bare Steel | 1955-01-01 | Unknown
9098028 | 9 | [5 empty] | Removed from Ground | Diesel | 500 | Bare Steel | 1955-01-01 | Unknown
9098029 | 1 | [5 empty] | Removed from Ground | Gas (Historical Use) | 2000 | Bare Steel | 1973-05-11 | Bare Steel | Safe Suction (Euro)
9098029 | 2 |  | 1994-06-13 |  | 1994-06-13 |  | Currently in Use | Gas (Historical Use) | 2000 | Composite | 1994-06-01 | Fiberglass Reinforced Plastic | Suction (American)
9098030 | 1 | [5 empty] | Removed from Ground | Gas (Historical Use) | 1000 | Bare Steel | 1956-05-15 | Galvanized Steel
9098030 | 2 | [5 empty] | Removed from Ground | Empty | 1000 | Bare Steel | 1956-05-15 | Galvanized Steel
9098031 | 1 | [5 empty] | Removed from Ground | Gas (Historical Use) | 1000 | Bare Steel | 1976-05-10 | Galvanized Steel
9098032 | 517D1 | [5 empty] | Removed from Ground | Diesel | 1000 | Bare Steel | 2004-04-01 | Unknown | Suction (American)
9098032 | 517G1 | [5 empty] | Removed from Ground | Gas (Historical Use) | 1000 | Bare Steel | 2004-04-01 | Unknown | Suction (American)
9098033 | 1 | [5 empty] | Removed from Ground | Diesel | 25000 | Bare Steel | 1981-05-09 | Cathodically Protected
9098033 | 2 | [5 empty] | Removed from Ground | Diesel | 25000 | Bare Steel | 1981-05-09 | Unknown
9098033 | 3 | [5 empty] | Removed from Ground | Gas (Historical Use) | 25000 | Bare Steel | 1946-05-18 | Unknown
9098033 | 4 | [5 empty] | Removed from Ground | Diesel | 25000 | Not Marked/Unknown | 1998-10-27 | Not Marked
9098033 | 5 |  |  | no |  | no | Removed from Ground | Gas (Historical Use) | 500 | Unknown | 2010-07-20 | Unknown
9098034 | 1 | [5 empty] | Removed from Ground | Gas (Historical Use) | 560 | Bare Steel | 1961-05-14 | Galvanized Steel
9098035 | 1 | [5 empty] | Removed from Ground | Gas (Historical Use) | 560 | Bare Steel | 1980-05-09 | Galvanized Steel
9098036 | 1 | [5 empty] | Removed from Ground | Gas (Historical Use) | 2000 | Bare Steel | 1973-05-11 | Galvanized Steel
9098036 | 2 | [5 empty] | Removed from Ground | Gas (Historical Use) | 2000 | Bare Steel | 1973-05-11 | Galvanized Steel
9098036 | 3 | [5 empty] | Removed from Ground | Gas (Historical Use) | 1000 | Bare Steel | 1973-05-11 | Galvanized Steel
9098037 | 1 | [5 empty] | Removed from Ground | Diesel | 6000 | Composite | 1979-04-12 | Unknown
9098037 | 10 | [5 empty] | Removed from Ground | Diesel | 10000 | Bare Steel | 1988-01-01 | Galvanized Steel
9098037 | 11 | [5 empty] | Removed from Ground | Gas (Historical Use) | 4000 | Bare Steel | 1988-01-01 | Galvanized Steel
9098037 | 2 | [5 empty] | Removed from Ground | Diesel | 6000 | Composite | 1979-04-12 | Unknown
9098037 | 3 | [5 empty] | Removed from Ground | Gas (Historical Use) | 2000 | Composite | 1979-04-12 | Unknown
9098037 | 4 | [5 empty] | Removed from Ground | Gas (Historical Use) | 2000 | Composite | 1979-04-12 | Unknown
9098037 | 5 | [5 empty] | Removed from Ground | Gas (Historical Use) | 2000 | Composite | 1979-04-12 | Unknown
9098037 | 6 | [5 empty] | Removed from Ground | Gas (Historical Use) | 1000 | Composite | 1979-04-12 | Unknown
9098037 | 7 | [5 empty] | Removed from Ground | Gas (Historical Use) | 3000 | Composite | 1979-04-12 | Unknown
9098037 | 8 | [5 empty] | Removed from Ground | Gas (Historical Use) | 4000 | Composite | 1979-04-12 | Unknown
9098037 | 9 |  |  | yes |  | yes | Removed from Ground | Used Oil | 2000 | Composite | 1979-04-12 | Unknown
9098038 | 1 | [5 empty] | Removed from Ground | Gas (Historical Use) | 1000 | Bare Steel | 1970-05-12 | Cathodically Protected
9098038 | 2 | [5 empty] | Removed from Ground | Gas (Historical Use) | 1000 | Bare Steel | 1970-05-12 | Galvanized Steel
9098040 | 1 | [5 empty] | Removed from Ground | Gas (Historical Use) | 4000 | Bare Steel | 1956-05-07 | Galvanized Steel
9098040 | 2 | [5 empty] | Removed from Ground | Gas (Historical Use) | 4000 | Bare Steel | 1956-05-07 | Galvanized Steel
9098040 | 3 | [5 empty] | Removed from Ground | Gas (Historical Use) | 2000 | Bare Steel | 1974-05-03 | Galvanized Steel
9098040 | 4 | [5 empty] | Removed from Ground | Diesel | 560 | Bare Steel | 1956-05-07 | Galvanized Steel
9098040 | 5 | [5 empty] | Removed from Ground | Gas (Historical Use) | 3000 | Not Marked/Unknown | 1970-01-01 | Not Marked
9098041 | 1 |  | 1998-02-01 |  | 1998-02-01 |  | Currently in Use | Gas (Historical Use) | 8000 | Steel-Impressed Current | 1981-02-25 | Cathodically Protected | Pressurized
9098041 | 2 |  | 1998-02-01 |  | 1998-02-01 |  | Currently in Use | Gas (Historical Use) | 8000 | Steel-Impressed Current | 1981-02-25 | Cathodically Protected | Pressurized
9098041 | 3 |  | 1998-02-01 |  | 1998-02-01 |  | Currently in Use | Gas (Historical Use) | 8000 | Steel-Impressed Current | 1981-02-25 | Cathodically Protected | Pressurized
9098044 | 1 |  | 1996-05-01 |  | 1996-05-01 |  | Temporarily out of use | Gas (Historical Use) | 8000 | Cathodically Protected Steel | 1983-01-01 | Double Walled | Pressurized
9098044 | 2 |  | 1996-05-01 |  | 1996-05-01 |  | Temporarily out of use | Gas (Historical Use) | 8000 | Cathodically Protected Steel | 1983-01-01 | Double Walled | Pressurized
9098044 | 3 |  | 1996-05-01 |  | 1996-05-01 |  | Temporarily out of use | Gas (Historical Use) | 8000 | Cathodically Protected Steel | 1983-01-01 | Double Walled | Pressurized
9098044 | 4 |  | 1996-05-01 |  | 1996-05-01 |  | Temporarily out of use | Diesel | 8000 | Cathodically Protected Steel | 1983-01-01 | Double Walled | Pressurized
9098045 | 1 |  | 1994-06-17 |  | 1994-06-17 |  | Removed from Ground | Gas (Historical Use) | 4000 | Steel-Impressed Current | 1978-01-01 | Cathodically Protected | Pressurized
9098045 | 2 |  | 1994-06-17 |  | 1994-06-17 |  | Removed from Ground | Gas (Historical Use) | 4000 | Steel-Impressed Current | 1978-01-01 | Cathodically Protected | Pressurized
9098045 | 3 |  | 1994-06-17 |  | 1994-06-17 |  | Removed from Ground | Gas (Historical Use) | 4000 | Steel-Impressed Current | 1978-01-01 | Cathodically Protected | Pressurized
9098045 | 4 |  | 1994-06-17 |  | 1994-06-17 |  | Removed from Ground | Gas (Historical Use) | 4000 | Steel-Impressed Current | 1978-01-01 | Cathodically Protected | Pressurized
9098045 | 5 |  | 1994-06-17 |  | 1994-06-17 |  | Removed from Ground | Gas (Historical Use) | 4000 | Steel-Impressed Current | 1978-01-01 | Cathodically Protected | Pressurized
9098045 | 6 |  | 2009-10-02 | no | 2009-10-02 | no | Currently in Use | Gas (Historical Use) | 12000 | Fiberglass Double Walled | 2009-10-02 | Double-Walled Fiberglass | Pressurized
9098045 | 7 |  | 2009-10-02 | no | 2009-10-02 | no | Currently in Use | Gas (Historical Use) | 10000 | Fiberglass Double Walled | 2009-10-02 | Double-Walled Fiberglass | Pressurized
9098046 | 1 |  | 1995-09-01 |  | 1995-09-01 |  | Currently in Use | Gas (Historical Use) | 12000 | Composite | 1995-09-10 | Double-Walled Flex | Pressurized
9098046 | 2 |  | 1995-09-01 |  | 1995-09-01 |  | Currently in Use | Gas (Historical Use) | 6000 | Composite | 1995-09-01 | Double-Walled Flex | Pressurized
9098046 | 3 |  | 1995-09-01 |  | 1995-09-01 |  | Currently in Use | Gas (Historical Use) | 6000 | Composite | 1995-09-01 | Double-Walled Flex | Pressurized
9098047 | 1 |  | 1982-03-29 |  | 1982-03-29 |  | Currently in Use | Gas (Historical Use) | 10000 | Fiberglass | 1982-03-29 | Fiberglass Reinforced Plastic | Pressurized
9098047 | 2 |  | 1982-03-29 |  | 1982-03-29 |  | Currently in Use | Gas (Historical Use) | 10000 | Fiberglass | 1982-03-29 | Fiberglass Reinforced Plastic | Pressurized
9098047 | 3 |  | 1982-03-29 |  | 1982-03-29 |  | Currently in Use | Gas (Historical Use) | 10000 | Fiberglass | 1982-03-29 | Fiberglass Reinforced Plastic | Pressurized
9098047 | 4 |  |  | yes |  | yes | Closed in Ground | Used Oil | 1000 | Fiberglass | 1982-03-29 | Fiberglass Reinforced Plastic
9098048 | 3175 | Flapper Valve | 1993-04-10 | no | 1993-04-10 | no | Currently in Use | Diesel | 12000 | Composite Double Walled | 1993-04-15 | Fiberglass Reinforced Plastic | Safe Suction (Euro)
9098049 | 1 | [5 empty] | Removed from Ground | Diesel | 1500 | Bare Steel | 1963-01-01 | Copper | Suction (American)
9098050 | 1 | Flapper Valve | 1992-01-08 | no | 1992-01-08 | no | Temporarily out of use | Regular | 8000 | Galvanic (STIP-3) | 2001-09-07 | Fiberglass Reinforced Plastic | Pressurized
9098050 | 2 | Flapper Valve | 1992-01-08 | no | 1992-01-08 | no | Temporarily out of use | Plus | 6000 | Galvanic (STIP-3) | 2001-09-07 | Fiberglass Reinforced Plastic | Pressurized
9098050 | 3 | Flapper Valve | 1992-01-08 | no | 1992-01-08 | no | Temporarily out of use | Premium | 6000 | Galvanic (STIP-3) | 2001-09-07 | Fiberglass Reinforced Plastic | Pressurized
9098051 | 1 | [5 empty] | Removed from Ground | Gas (Historical Use) | 2000 | Not Marked/Unknown | 1994-04-27 | Not Marked
9098051 | 2 | [5 empty] | Removed from Ground | Gas (Historical Use) | 2000 | Not Marked/Unknown | 1994-04-27 | Not Marked
9098051 | 3 | [5 empty] | Removed from Ground | Gas (Historical Use) | 2000 | Not Marked/Unknown | 1994-04-27 | Not Marked
9098051 | 4 | [5 empty] | Closed in Ground | Gas (Historical Use) | 1000 | Not Marked/Unknown | 1994-04-27 | Not Marked
9098051 | 5 |  | 1994-12-01 |  | 1994-12-01 |  | Temporarily out of use | Gas (Historical Use) | 4000 | Epoxy | 1994-12-01 | Fiberglass Reinforced Plastic | Pressurized
9098051 | 6 |  | 1994-12-01 |  | 1994-12-01 |  | Temporarily out of use | Gas (Historical Use) | 4000 | Epoxy | 1994-12-01 | Fiberglass Reinforced Plastic | Pressurized
9098051 | 7 |  | 1994-12-01 |  | 1994-12-01 |  | Temporarily out of use | Gas (Historical Use) | 5000 | Composite | 1996-04-01 | Fiberglass Reinforced Plastic | Pressurized
9098052 | 1 | Ball Float | 1994-03-01 |  | 1994-03-01 |  | Currently in Use | Gas (Historical Use) | 12000 | Composite | 1994-03-01 | Fiberglass Reinforced Plastic | Pressurized
9098052 | 2A | Ball Float | 1994-03-01 |  | 1994-03-01 |  | Currently in Use | Gas (Historical Use) | 6000 | Composite | 1994-03-01 | Fiberglass Reinforced Plastic | Pressurized
9098052 | 2B | Ball Float | 1994-03-01 |  | 1994-03-01 |  | Currently in Use | Gas (Historical Use) | 6000 | Composite | 1994-03-01 | Fiberglass Reinforced Plastic | Pressurized
9098052 | 3 | Ball Float | 1994-03-01 |  | 1994-03-01 |  | Currently in Use | Diesel | 4000 | Composite | 1994-03-01 | Fiberglass Reinforced Plastic | Pressurized
9098052 | 4 | Flapper Valve | 1994-03-01 | no | 1994-03-01 | no | Temporarily out of use | Kerosene | 2000 | Composite | 1994-03-01 | Fiberglass Reinforced Plastic | Pressurized
9098069 | 10583-1 | [5 empty] | Removed from Ground | Gas (Historical Use) | 500 | Bare Steel | 1995-01-11 | Galvanized Steel | Safe Suction (Euro)
9098069 | 10583-2 | [5 empty] | Removed from Ground | Diesel | 500 | Bare Steel | 1995-01-11 | Galvanized Steel | Safe Suction (Euro)
9098071 | 113 | Ball Float | 1990-09-10 |  | 1990-09-10 |  | Currently in Use | Gas (Historical Use) | 6142 | Galvanic (STIP-3) | 1990-09-06 | Fiberglass Reinforced Plastic | Pressurized
9098071 | 114 | Ball Float | 1990-09-10 |  | 1990-09-10 |  | Currently in Use | Gas (Historical Use) | 6142 | Galvanic (STIP-3) | 1990-09-06 | Fiberglass Reinforced Plastic | Pressurized
9098071 | 115 | Ball Float | 1990-09-10 |  | 1990-09-10 |  | Currently in Use | Gas (Historical Use) | 6142 | Galvanic (STIP-3) | 1990-09-06 | Fiberglass Reinforced Plastic | Pressurized
9098072 | 1 | Ball Float | 1999-01-25 | no | 1999-01-25 | no | Currently in Use |  | 2000 | Steel-Impressed Current | 1999-01-25 | Steel (Impressed Current) | Suction (American)
9098072 | 2 | Ball Float | 1999-01-25 | no | 1999-01-25 | no | Currently in Use |  | 2000 | Steel-Impressed Current | 1999-01-25 | Steel (Impressed Current) | Suction (American)
9098072 | 3 | Ball Float | 1999-01-25 | no | 1999-01-25 | no | Currently in Use |  | 2000 | Steel-Impressed Current | 1999-01-25 | Steel (Impressed Current) | Suction (American)
9098073 | 1 | [5 empty] | Removed from Ground | Gas (Historical Use) | 1000 | Bare Steel | 1979-01-01 | Galvanized Steel | Suction (American)
9098073 | 2 |  | 1998-05-27 |  | 1998-05-27 |  | Temporarily out of use | Gas (Historical Use) | 3000 | Composite | 1998-05-27 | Fiberglass Reinforced Plastic | Safe Suction (Euro)
9098075 | 1 | Ball Float | 1996-01-01 |  | 1996-01-01 |  | Currently in Use | Gas (Historical Use) | 3000 | Composite | 1996-01-01 | Fiberglass Reinforced Plastic | Safe Suction (Euro)
9098076 | 1 |  | 1990-05-01 |  | 1990-05-01 |  | Currently in Use | Gas (Historical Use) | 10000 | Cathodically Protected Steel | 1990-05-01 | Fiberglass Reinforced Plastic | Pressurized
9098076 | 2 |  | 1990-05-01 | no | 1990-05-01 | no | Currently in Use | Gas (Historical Use) | 10000 |  | 1990-05-01 | Fiberglass Reinforced Plastic | Pressurized
9098076 | 3 |  | 1990-05-01 |  | 1990-05-01 |  | Currently in Use | Gas (Historical Use) | 10000 | Cathodically Protected Steel | 1990-05-01 | Fiberglass Reinforced Plastic | Pressurized
9098076 | 4 |  | 1990-05-01 |  | 1990-05-01 |  | Currently in Use | Diesel | 6000 | Cathodically Protected Steel | 1990-05-01 | Fiberglass Reinforced Plastic | Pressurized
9098077 | 1 | [5 empty] | Removed from Ground | Gas (Historical Use) | 2000 | Marked Unknown | 1997-09-29 | Galvanized Steel | Suction (American)
9098077 | 2 | [5 empty] | Removed from Ground | Gas (Historical Use) | 2000 | Marked Unknown | 1997-09-29 | Galvanized Steel | Suction (American)
9098077 | 3 | [5 empty] | Removed from Ground | Empty | 2000 | Marked Unknown | 1997-09-29 | Galvanized Steel | Suction (American)
9098078 | 1 |  | 1990-07-01 |  | 1990-07-01 |  | Currently in Use | Gas (Historical Use) | 4000 | Cathodically Protected Steel | 1990-07-01 | Fiberglass Reinforced Plastic | Pressurized
9098078 | 2 |  | 1990-07-01 |  | 1990-07-01 |  | Currently in Use | Gas (Historical Use) | 4000 | Cathodically Protected Steel | 1990-07-01 | Fiberglass Reinforced Plastic | Pressurized
9098081 | 1 |  | 1998-10-01 |  | 1998-10-01 |  | Currently in Use | Gas (Historical Use) | 10000 | Steel-Impressed Current | 1987-01-01 | Fiberglass Reinforced Plastic | Pressurized
9098081 | 2 |  | 1998-10-01 |  | 1998-10-01 |  | Currently in Use | Gas (Historical Use) | 10000 | Steel-Impressed Current | 1987-01-01 | Fiberglass Reinforced Plastic | Pressurized
9098081 | 3 |  | 1998-10-01 |  | 1998-10-01 |  | Currently in Use | Gas (Historical Use) | 10000 | Steel-Impressed Current | 1987-01-01 | Fiberglass Reinforced Plastic | Pressurized
9098081 | 4 |  | 1998-10-01 |  | 1998-10-01 |  | Currently in Use | Diesel | 8000 | Steel-Impressed Current | 1987-01-01 | Fiberglass Reinforced Plastic | Pressurized
9098082 | 1 | [5 empty] | Removed from Ground | Diesel | 250 | Not Marked/Unknown | 1996-07-20 | Not Marked
9098083 | 1 |  | 1996-05-15 | no | 1996-05-15 | no | Temporarily out of use |  | 12000 | Composite | 2016-02-01 | Fiberglass Reinforced Plastic | Pressurized
9098083 | 2A | Flapper Valve | 1996-05-15 | no | 1996-05-15 | no | Temporarily out of use |  | 6000 | Composite | 2016-02-01 | Fiberglass Reinforced Plastic | Pressurized
9098083 | 2B | Flapper Valve | 1996-05-15 | no | 1996-05-15 | no | Temporarily out of use |  | 6000 | Composite | 2016-02-01 | Fiberglass Reinforced Plastic | Pressurized
9098083 | 3 | Flapper Valve | 1996-05-15 | no | 1996-05-15 | no | Temporarily out of use | Diesel | 5000 | Composite | 2016-02-01 | Fiberglass Reinforced Plastic | Pressurized
9098084 | 1 | Ball Float | 1997-01-01 |  | 1997-01-01 |  | Currently in Use | Gas (Historical Use) | 4000 | Composite | 1997-01-01 | Fiberglass Reinforced Plastic | Pressurized
9098085 | 1 | Flapper Valve | 1994-03-01 |  | 1984-06-15 |  | Currently in Use | Gas (Historical Use) | 8000 | Galvanic (STIP-3) | 1984-06-01 | Fiberglass Reinforced Plastic | Pressurized
9098085 | 2 | Flapper Valve | 1994-03-01 |  | 1984-06-15 |  | Currently in Use | Gas (Historical Use) | 8000 | Galvanic (STIP-3) | 1984-06-01 | Fiberglass Reinforced Plastic | Pressurized
9098085 | 3 | Flapper Valve | 1994-03-01 |  | 1984-06-15 |  | Currently in Use | Gas (Historical Use) | 8000 | Galvanic (STIP-3) | 1984-06-01 | Fiberglass Reinforced Plastic | Pressurized
9098085 | 4 | Flapper Valve | 1994-03-01 |  | 1984-06-15 |  | Currently in Use | Diesel | 10000 | Galvanic (STIP-3) | 1984-06-01 | Fiberglass Reinforced Plastic | Pressurized
9098085 | 5 | Flapper Valve | 1994-03-01 |  | 1984-06-15 |  | Currently in Use | Diesel | 10000 | Galvanic (STIP-3) | 1984-06-01 | Fiberglass Reinforced Plastic | Pressurized
9098085 | 6 | Flapper Valve | 1994-03-01 |  | 1984-06-15 |  | Currently in Use | Diesel | 10000 | Galvanic (STIP-3) | 1984-06-01 | Fiberglass Reinforced Plastic | Pressurized
9098086 | 1A |  | 1997-10-01 | no | 1997-10-01 | no | Currently in Use | Gas (Historical Use) | 1500 | Composite | 1997-10-01 | Fiberglass Reinforced Plastic | Safe Suction (Euro)
9098086 | 1B |  | 1997-10-01 | no | 1997-10-01 | no | Currently in Use | Diesel | 500 | Composite | 1997-10-01 | Fiberglass Reinforced Plastic | Safe Suction (Euro)
9098087 | 1 | [5 empty] | Closed in Ground | Gas (Historical Use) | 250 | Unknown | 1985-05-01 | Galvanized Steel | Pressurized
9098087 | 2 | [5 empty] | Closed in Ground | Gas (Historical Use) | 250 | Unknown | 1985-05-01 | Galvanized Steel | Pressurized
9098088 | 1 |  | 1998-08-01 |  | 1998-08-01 |  | Currently in Use | Gas (Historical Use) | 6000 | Galvanic (STIP-3) | 1992-01-01 | Fiberglass Reinforced Plastic | Safe Suction (Euro)
9098088 | 2 |  | 1998-08-01 |  | 1998-08-01 |  | Currently in Use | Gas (Historical Use) | 6000 | Galvanic (STIP-3) | 1992-01-01 | Fiberglass Reinforced Plastic | Safe Suction (Euro)
9098089 | 1 |  |  | no |  | no | Removed from Ground | Gas (Historical Use) | 1000 | Unknown | 2003-12-16
9098089 | UL759289 |  | 1999-09-28 |  | 1999-09-28 |  | Currently in Use | Gas (Historical Use) | 2500 | Fiberglass Double Walled | 1999-09-28 | Double-Walled Fiberglass | Pressurized
9098090 | 1 | [5 empty] | Removed from Ground | Diesel | 1000 | Bare Steel | 1998-10-21 | Not Marked
9098090 | 2 | [5 empty] | Removed from Ground | Gas (Historical Use) | 1000 | Bare Steel | 1998-10-21 | Not Marked
9098091 | 1A |  | 2000-02-01 |  | 2000-02-01 |  | Currently in Use | Gas (Historical Use) | 8000 | Composite | 2000-02-01 | Fiberglass Reinforced Plastic | Pressurized
9098091 | 1B |  | 2000-02-01 |  | 2000-02-01 |  | Currently in Use | Gas (Historical Use) | 4000 | Composite | 2000-02-01 | Fiberglass Reinforced Plastic | Pressurized
9099001 | 1 | [5 empty] | Removed from Ground | Gas (Historical Use) | 1000 | Marked Unknown | 1986-01-01 | Unknown
9099003 | 321D1 | [5 empty] | Removed from Ground | Diesel | 2000 | Bare Steel | 1988-01-01 | Galvanized Steel
9099003 | 321G1 | [5 empty] | Removed from Ground | Gas (Historical Use) | 2000 | Bare Steel | 1988-03-01 | Galvanized Steel | Safe Suction (Euro)
9099004 | 1 |  |  | no |  | no | Removed from Ground | Gas (Historical Use) | 6000 | Bare Steel | 1986-01-14
9099004 | 2 |  | 1998-06-01 |  | 1998-06-01 |  | Currently in Use | Diesel | 10000 | Composite | 1998-06-01 | Fiberglass Reinforced Plastic | Safe Suction (Euro)
9099004 | 3 |  | 1998-06-01 | no | 1998-06-01 | no | Currently in Use | Gas (Historical Use) | 6000 | Composite | 1998-06-01 | Fiberglass Reinforced Plastic | Safe Suction (Euro)
9099004 | L235085 | [5 empty] | Removed from Ground | Diesel | 10000 | Composite | 1991-01-01 | Fiberglass Reinforced Plastic
9099005 | 1 | [5 empty] | Removed from Ground | Gas (Historical Use) | 500 | Bare Steel | 1960-01-01 | Bare Steel | Suction (American)
9099006 | 1 |  | 1997-01-15 |  | 1997-01-15 |  | Removed from Ground | Gas (Historical Use) | 10000 | Galvanic (STIP-3) | 1989-01-01 | Cathodically Protected | Pressurized
9099006 | 2 |  | 1997-01-15 |  | 1997-01-15 |  | Removed from Ground | Gas (Historical Use) | 10000 | Galvanic (STIP-3) | 1989-01-01 | Cathodically Protected | Pressurized
9099006 | 3 |  | 1997-01-15 |  | 1997-01-15 |  | Removed from Ground | Gas (Historical Use) | 6000 | Galvanic (STIP-3) | 1989-01-01 | Cathodically Protected | Pressurized
9099006 | 4 | Flapper Valve | 2011-03-01 | no | 2011-03-01 | no | Currently in Use | Regular | 12000 | Composite Double Walled | 2011-03-01 | Double-Walled Fiberglass | Pressurized
9099006 | 5 | Flapper Valve | 2011-03-01 | no | 2011-03-01 | no | Currently in Use | Premium | 6000 | Composite Double Walled | 2011-03-01 | Double-Walled Fiberglass | Pressurized
9099006 | 6 | Flapper Valve | 2011-03-01 | no | 2011-03-01 | no | Currently in Use | Diesel | 6000 | Composite Double Walled | 2011-03-01 | Double-Walled Fiberglass | Pressurized
9099007 | 1 | [5 empty] | Removed from Ground | Other | 4000 | Not Marked/Unknown | 1981-01-01 | Not Marked
9099007 | 2 | [5 empty] | Removed from Ground | Other | 4000 | Not Marked/Unknown | 1981-01-01 | Not Marked
9099007 | 3 | [5 empty] | Removed from Ground | Other | 4000 | Not Marked/Unknown | 1981-01-01 | Not Marked
9099007 | 4 | [5 empty] | Removed from Ground | Other | 4000 | Not Marked/Unknown | 1981-01-01 | Not Marked
9099008 | 1 |  | 1995-04-28 |  | 1995-04-28 |  | Currently in Use | Gas (Historical Use) | 6000 | Galvanic (STIP-3) | 1990-01-01 | Cathodically Protected | Pressurized
9099008 | 2 |  | 1995-04-28 |  | 1995-04-28 |  | Currently in Use | Gas (Historical Use) | 6000 | Galvanic (STIP-3) | 1990-01-01 | Cathodically Protected | Pressurized
9099008 | 3 |  | 1995-04-28 |  | 1995-04-25 |  | Currently in Use | Gas (Historical Use) | 6000 | Galvanic (STIP-3) | 1990-01-01 | Cathodically Protected | Pressurized
9099008 | 4 |  | 1995-04-28 |  | 1995-04-28 |  | Currently in Use | Diesel | 1000 | Galvanic (STIP-3) | 1990-01-01 | Cathodically Protected | Pressurized
9099008 | 5 |  | 1995-04-28 |  | 1995-04-28 |  | Currently in Use | Diesel | 2000 | Galvanic (STIP-3) | 1990-01-01 | Cathodically Protected | Pressurized
9099009 | 1 | [5 empty] | Removed from Ground | Diesel | 10000 | Bare Steel | 1975-01-01 | Bare Steel | Safe Suction (Euro)
9099009 | 2 | [5 empty] | Removed from Ground | Gas (Historical Use) | 2000 | Bare Steel | 1975-01-01 | Bare Steel | Safe Suction (Euro)
9099011 | 3 |  |  |  | 2001-08-09 |  | Removed from Ground | Diesel | 1050 | Cathodically Protected Steel | 1985-01-01 | Galvanized Steel | Safe Suction (Euro)
9099013 | 1 | [5 empty] | Removed from Ground | Gas (Historical Use) | 1000 | Bare Steel | 1994-03-22 | Bare Steel | Safe Suction (Euro)
9099013 | 2 | [5 empty] | Removed from Ground | Diesel | 1000 | Bare Steel | 1994-03-22 | Bare Steel | Safe Suction (Euro)
9099013 | 3 | [5 empty] | Removed from Ground | Diesel | 1000 | Bare Steel | 1994-03-22 | Bare Steel | Safe Suction (Euro)
9099015 | 1 | [5 empty] | Removed from Ground | Gas (Historical Use) | 0 | Not Marked/Unknown |  | Not Marked
9099015 | 2 | [5 empty] | Currently in Use | Used Oil | 0 | Not Marked/Unknown |  | Not Marked
9099016 | 1 | [5 empty] | Removed from Ground | Gas (Historical Use) | 1000 | Bare Steel | 1974-01-01 | Not Marked | Safe Suction (Euro)
9099016 | 2 | [5 empty] | Removed from Ground | Gas (Historical Use) | 500 | Bare Steel | 1974-01-01 | Not Marked | Safe Suction (Euro)
9099016 | 3 | [5 empty] | Removed from Ground | Gas (Historical Use) | 500 | Bare Steel | 1974-01-01 | Not Marked | Safe Suction (Euro)
9099017 | 1 | [5 empty] | Closed in Ground | Diesel | 560 | Bare Steel | 1993-12-15 | Galvanized Steel
9099018 | 1 | [5 empty] | Removed from Ground | Gas (Historical Use) | 1000 | Bare Steel | 1994-12-15 | Galvanized Steel | Safe Suction (Euro)
9099018 | 2 | [5 empty] | Removed from Ground | Gas (Historical Use) | 2000 | Bare Steel | 1994-12-15 | Galvanized Steel | Safe Suction (Euro)
9099020 | 76 | [5 empty] | Removed from Ground | Diesel | 500 | Bare Steel | 1981-01-01 | Galvanized Steel | Suction (American)
9099021 | 2 | Flapper Valve | 1999-03-02 | no | 1999-03-02 | no | Temporarily out of use | Diesel | 1000 | Fiberglass Double Walled | 1999-03-02 | Fiberglass Reinforced Plastic | Safe Suction (Euro)
9099021 | 74 | [5 empty] | Removed from Ground | Diesel | 1000 | Cathodically Protected Steel | 1956-01-01 | Galvanized Steel | Suction (American)
9099022 | 72 | [5 empty] | Removed from Ground | Gas (Historical Use) | 1050 | Cathodically Protected Steel | 1971-01-01 | Galvanized Steel | Safe Suction (Euro)
9099024 | 71 | [5 empty] | Removed from Ground | Diesel | 500 | Bare Steel | 1956-01-01 | Bare Steel
9099038 | 71 | [5 empty] | Removed from Ground | Gas (Historical Use) | 1050 | Cathodically Protected Steel | 1971-01-01 | Galvanized Steel | Safe Suction (Euro)
9099040 | 1 | [5 empty] | Removed from Ground | Diesel | 1000 | Bare Steel | 1987-07-08 | Galvanized Steel | Suction (American)
9099041 | 1 | [5 empty] | Removed from Ground | Diesel | 1000 | Bare Steel | 1986-04-01 | Galvanized Steel | Safe Suction (Euro)
9099042 | DIESEL4 | [5 empty] | Removed from Ground | Diesel | 1000 | Bare Steel | 1982-05-01 | Galvanized Steel | Suction (American)
9099042 | PLUS7 | [5 empty] | Removed from Ground | Gas (Historical Use) | 2000 | Bare Steel | 1982-05-01 | Galvanized Steel | Suction (American)
9099042 | PREMIUM3 | [5 empty] | Removed from Ground | Gas (Historical Use) | 1000 | Bare Steel | 1982-05-01 | Galvanized Steel | Suction (American)
9099042 | REGULAR1 | [5 empty] | Removed from Ground | Gas (Historical Use) | 3000 | Bare Steel | 1982-05-01 | Galvanized Steel | Suction (American)
9099043 | PLUS | [5 empty] | Removed from Ground | Gas (Historical Use) | 1000 | Bare Steel | 1998-11-01 | Galvanized Steel | Safe Suction (Euro)
9099043 | PREMIUM | [5 empty] | Removed from Ground | Gas (Historical Use) | 560 | Bare Steel | 1998-11-01 | Galvanized Steel | Safe Suction (Euro)
9099043 | REG | [5 empty] | Removed from Ground | Gas (Historical Use) | 560 | Bare Steel | 1998-11-01 | Galvanized Steel | Safe Suction (Euro)
9099044 | 1 |  | 1995-04-01 |  | 1995-04-01 |  | Currently in Use | Gas (Historical Use) | 12000 | Epoxy | 1995-04-04 | Fiberglass Reinforced Plastic | Pressurized
9099044 | 2 |  | 1995-04-01 |  | 1995-04-01 |  | Currently in Use | Gas (Historical Use) | 8000 | Epoxy | 1995-04-04 | Fiberglass Reinforced Plastic | Pressurized
9099044 | 3 |  | 1995-04-01 |  | 1995-04-01 |  | Currently in Use | Diesel | 4000 | Epoxy | 1995-04-04 | Fiberglass Reinforced Plastic | Pressurized
9099044 | 4 |  | 1995-04-01 |  | 1995-04-01 |  | Currently in Use | Kerosene | 2000 | Epoxy | 1995-04-04 | Fiberglass Reinforced Plastic | Pressurized
9099045 | 1 | Flapper Valve | 1998-09-01 | no | 1998-09-01 | no | Currently in Use | Gas (Historical Use) | 10000 | Steel-Impressed Current | 1987-01-01 | Steel (Impressed Current) | Pressurized
9099045 | 2 | Flapper Valve | 1998-09-01 | no | 1998-09-01 | no | Currently in Use | Gas (Historical Use) | 5000 | Steel-Impressed Current | 1987-01-01 | Steel (Impressed Current) | Pressurized
9099045 | 3 | Flapper Valve | 1998-09-01 | no | 1998-09-01 | no | Currently in Use | Gas (Historical Use) | 5000 | Steel-Impressed Current | 1987-01-01 | Steel (Impressed Current) | Pressurized
9099045 | 4 | Flapper Valve | 1998-09-01 | no | 1998-09-01 | no | Currently in Use | Diesel | 3000 | Steel-Impressed Current | 1987-01-01 | Steel (Impressed Current) | Suction (American)
9099045 | 5 | Flapper Valve | 1998-09-01 | no | 1998-09-01 | no | Temporarily out of use | Kerosene | 1000 | Steel-Impressed Current | 1987-01-01 | Steel (Impressed Current) | Suction (American)
9099047 | 1 | Ball Float | 1999-01-13 |  | 1999-01-13 |  | Currently in Use | Diesel | 12000 | Steel-Impressed Current | 1989-07-01 | Steel (Impressed Current) | Pressurized
9099047 | 2 | Ball Float | 1999-01-13 |  | 1999-01-13 |  | Currently in Use | Diesel | 12000 | Steel-Impressed Current | 1989-07-01 | Steel (Impressed Current) | Pressurized
9099048 | 1 | [5 empty] | Removed from Ground | Gas (Historical Use) | 1000 | Bare Steel | 1978-01-01 | Galvanized Steel | Safe Suction (Euro)
9099048 | 2 | [5 empty] | Removed from Ground | Gas (Historical Use) | 1000 | Bare Steel | 1978-01-01 | Galvanized Steel | Safe Suction (Euro)
9099048 | 3 | [5 empty] | Removed from Ground | Gas (Historical Use) | 1000 | Bare Steel | 1978-01-01 | Galvanized Steel | Safe Suction (Euro)
9099048 | 4 | [5 empty] | Removed from Ground | Gas (Historical Use) | 1000 | Bare Steel | 1978-01-01 | Galvanized Steel | Safe Suction (Euro)
9099048 | 5 | [5 empty] | Removed from Ground | Diesel | 10000 | Bare Steel | 1978-01-01 | Galvanized Steel | Safe Suction (Euro)
9099048 | 6 |  | 1999-04-01 |  | 1999-04-01 |  | Currently in Use | Gas (Historical Use) | 10000 | Epoxy | 1999-04-01 | Fiberglass Reinforced Plastic | Pressurized
9099048 | 7 |  | 1999-04-01 |  | 1999-04-01 |  | Currently in Use | Diesel | 10000 | Epoxy | 1999-04-01 | Fiberglass Reinforced Plastic | Pressurized
9099049 | PREM-2000 | [5 empty] | Removed from Ground | Gas (Historical Use) | 0 | Bare Steel | 1976-01-01 | Galvanized Steel | Safe Suction (Euro)
9099049 | UL-2000 | [5 empty] | Removed from Ground | Gas (Historical Use) | 0 | Bare Steel | 1976-01-01 | Galvanized Steel | Safe Suction (Euro)
9099050 | 1 | [5 empty] | Removed from Ground | Gas (Historical Use) | 560 | Bare Steel | 1980-06-01 | Galvanized Steel | Suction (American)
9099052 | 1 | [5 empty] | Removed from Ground | Gas (Historical Use) | 10000 | Bare Steel | 1985-02-01 | Galvanized Steel | Safe Suction (Euro)
9099052 | 2 | [5 empty] | Removed from Ground | Diesel | 10000 | Bare Steel | 1985-05-01 | Galvanized Steel | Safe Suction (Euro)
9099052 | 3 | [5 empty] | Removed from Ground | Gas (Historical Use) | 1000 | Bare Steel | 1999-02-25 | Galvanized Steel | Suction (American)
9099053 | 1 | [5 empty] | Removed from Ground | Gas (Historical Use) | 6000 | Bare Steel | 1999-02-01 | Galvanized Steel | Safe Suction (Euro)
9099054 | 1 | [5 empty] | Removed from Ground | Diesel | 10000 | Bare Steel | 1999-12-01 | Galvanized Steel | Safe Suction (Euro)
9099054 | 2 | [5 empty] | Removed from Ground | Gas (Historical Use) | 2000 | Bare Steel | 1999-12-01 | Galvanized Steel | Safe Suction (Euro)
9099057 | 1 | Flapper Valve | 1998-07-16 |  | 1998-07-16 |  | Currently in Use | Gas (Historical Use) | 6000 | Steel-Impressed Current | 1985-05-01 | Steel (Impressed Current) | Pressurized
9099057 | 2 | Flapper Valve | 1998-07-16 |  | 1998-07-16 |  | Currently in Use | Gas (Historical Use) | 6000 | Steel-Impressed Current | 1985-05-01 | Steel (Impressed Current) | Pressurized
9099057 | 3 | Flapper Valve | 1998-07-16 |  | 1998-07-16 |  | Currently in Use | Diesel | 6000 | Steel-Impressed Current | 1985-05-01 | Steel (Impressed Current) | Pressurized
9099057 | 4 | [5 empty] | Removed from Ground | Diesel | 1000 | Not Marked/Unknown | 1998-07-22 | Not Marked
9099057 | 5 | [5 empty] | Removed from Ground | Diesel | 1000 | Not Marked/Unknown | 1998-07-22 | Not Marked
9099060 | 1 | [5 empty] | Removed from Ground | Gas (Historical Use) | 0 | Not Marked/Unknown | 1999-02-01 | Not Marked
9099061 | 1 | [5 empty] | Removed from Ground | Diesel | 5500 | Not Marked/Unknown | 1998-08-25 | Not Marked
9099061 | 2 | [5 empty] | Removed from Ground | Diesel | 500 | Not Marked/Unknown | 1998-08-25 | Not Marked
9099061 | 3 | [5 empty] | Removed from Ground | Diesel | 5000 | Not Marked/Unknown | 1998-08-25 | Not Marked
9099061 | 4 | [5 empty] | Removed from Ground | Gas (Historical Use) | 280 | Not Marked/Unknown | 1998-08-25 | Not Marked
9099062 | 1 | [5 empty] | Removed from Ground | Gas (Historical Use) | 5000 | Not Marked/Unknown | 1998-09-01 | Not Marked
9099062 | 2 | [5 empty] | Removed from Ground | Gas (Historical Use) | 5000 | Not Marked/Unknown | 1998-09-01 | Not Marked
9099062 | 3 | [5 empty] | Removed from Ground | Gas (Historical Use) | 4000 | Not Marked/Unknown | 1998-09-01 | Not Marked
9099063 | 1 | [5 empty] | Removed from Ground | Gas (Historical Use) | 2000 | Not Marked/Unknown | 1998-10-01 | Not Marked
9099063 | 2 | [5 empty] | Removed from Ground | Gas (Historical Use) | 2000 | Not Marked/Unknown | 1998-10-01 | Not Marked
9099064 | 1 |  | 1998-12-01 |  | 1998-12-01 |  | Currently in Use | Gas (Historical Use) | 12000 | Epoxy | 1998-12-01 | Fiberglass Reinforced Plastic | Pressurized
9099064 | 2 |  | 1998-12-01 |  | 1998-12-01 |  | Currently in Use | Gas (Historical Use) | 10000 | Epoxy | 1998-12-01 | Fiberglass Reinforced Plastic | Pressurized
9099064 | 3 |  | 1998-12-01 |  | 1998-12-01 |  | Currently in Use | Diesel | 8000 | Epoxy | 1998-12-01 | Fiberglass Reinforced Plastic | Pressurized
9099064 | 4 |  | 1998-12-01 |  | 1998-12-01 |  | Currently in Use | Diesel | 8000 | Epoxy | 1998-12-01 | Fiberglass Reinforced Plastic | Pressurized
9099064 | 5 |  | 1998-12-01 |  | 1998-12-01 |  | Currently in Use | Kerosene | 2000 | Epoxy | 1998-12-01 | Fiberglass Reinforced Plastic | Pressurized
9099065 | 1 |  | 1999-02-15 |  | 1999-02-15 |  | Removed from Ground | Gas (Historical Use) | 10000 | Cathodically Protected Steel | 1999-04-01 | Cathodically Protected | Suction (American)
9099065 | 2 |  | 1999-02-15 |  | 1999-02-15 |  | Removed from Ground | Gas (Historical Use) | 10000 | Cathodically Protected Steel | 1999-04-01 | Cathodically Protected | Suction (American)
9099065 | 3 |  | 1999-02-15 |  | 1999-02-15 |  | Removed from Ground | Gas (Historical Use) | 10000 | Cathodically Protected Steel | 1999-04-01 | Cathodically Protected | Suction (American)
9099066 | 1A | Ball Float | 1999-11-06 | no | 1999-11-06 | no | Currently in Use | Gas (Historical Use) | 12000 | Fiberglass | 1999-11-05 | Double-Walled Flex | Pressurized
9099066 | 1B | Ball Float | 1999-11-06 | no | 1999-11-06 | no | Currently in Use | Diesel | 8000 | Fiberglass | 1999-11-05 | Double-Walled Flex | Pressurized
9099066 | 2A | Ball Float | 1999-11-06 | no | 1999-11-06 | no | Currently in Use | Gas (Historical Use) | 6000 | Fiberglass | 1999-11-05 | Double-Walled Flex | Pressurized
9099066 | 2B | Ball Float | 1999-11-06 | no | 1999-11-06 | no | Currently in Use | Diesel | 6000 | Fiberglass | 1999-11-05 | Double-Walled Flex | Pressurized
9100001 | 1 | [5 empty] | Removed from Ground | Diesel | 10500 | Not Marked/Unknown | 1983-01-01 | Not Marked
9100002 | 1 | [5 empty] | Permanently Out of Use - historical purposes | Gas (Historical Use) | 500 | Marked Unknown |  | Unknown
9100004 | 1 | [5 empty] | Removed from Ground | Gas (Historical Use) | 1000 | Bare Steel | 1949-01-01 | Galvanized Steel | Safe Suction (Euro)
9100004 | 2 | [5 empty] | Removed from Ground | Gas (Historical Use) | 1000 | Bare Steel | 1949-01-01 | Galvanized Steel | Safe Suction (Euro)
9100006 | 1 | [5 empty] | Removed from Ground | Gas (Historical Use) | 6000 | Bare Steel | 1981-03-26 | Galvanized Steel | Pressurized
9100006 | 2 | [5 empty] | Removed from Ground | Gas (Historical Use) | 6000 | Bare Steel | 1981-03-26 | Galvanized Steel | Pressurized
9100006 | 3 | Ball Float | 1997-07-01 |  | 1997-07-01 |  | Currently in Use | Gas (Historical Use) | 8000 | Epoxy | 1997-07-01 | Double Walled | Pressurized
9100006 | 4 | Ball Float | 1997-07-01 |  | 1997-07-01 |  | Currently in Use | Gas (Historical Use) | 12000 | Epoxy | 1997-07-01 | Double Walled | Pressurized
9100009 | 1 | [5 empty] | Removed from Ground | Diesel | 4000 | Bare Steel | 1980-03-25 | Galvanized Steel | Suction (American)
910001 | 1 |  | 1996-02-01 |  | 1996-02-01 |  | Currently in Use | Gas (Historical Use) | 8000 | Steel-Impressed Current | 1985-03-10 | Double Walled | Pressurized
910001 | 2 |  | 1996-02-01 |  | 1996-02-01 |  | Currently in Use | Gas (Historical Use) | 8000 | Steel-Impressed Current | 1985-03-10 | Double Walled | Pressurized
910001 | 3 |  | 1996-02-01 |  | 1996-02-01 |  | Currently in Use | Gas (Historical Use) | 8000 | Steel-Impressed Current | 1985-03-10 | Double Walled | Pressurized
9100010 | 1 | [5 empty] | Removed from Ground | Other | 500 | Not Marked/Unknown | 1995-05-31 | Unknown
9100010 | 2 | [5 empty] | Removed from Ground | Other | 500 | Not Marked/Unknown | 1995-05-31 | Unknown
9100011 | 1 | [5 empty] | Removed from Ground | Other | 0 | Not Marked/Unknown | 1995-05-11 | Unknown
9100011 | 2 | [5 empty] | Removed from Ground | Other | 0 | Not Marked/Unknown | 1995-05-11 | Unknown
9100011 | 3 | [5 empty] | Removed from Ground | Other | 0 | Not Marked/Unknown | 1995-05-11 | Unknown
9100012 | 1 | [5 empty] | Removed from Ground | Gas (Historical Use) | 10000 | Bare Steel | 1995-05-31 | Unknown | Suction (American)
9100012 | 2 | [5 empty] | Removed from Ground | Diesel | 10000 | Bare Steel | 1995-05-31 | Unknown | Suction (American)
9100014 | 1 | [5 empty] | Removed from Ground | Diesel | 10000 | Not Marked/Unknown | 1995-10-11 | Unknown
9100015 | 1 | [5 empty] | Removed from Ground | Gas (Historical Use) | 10000 | Not Marked/Unknown | 1995-07-18 | Unknown
9100016 | 1 |  | 2010-10-26 |  | 2010-10-26 |  | Currently in Use | Gas (Historical Use) | 8000 | Galvanic (STIP-3) | 1995-11-27 | Fiberglass Reinforced Plastic | Pressurized
9100016 | 2 |  | 2010-10-26 |  | 2010-10-26 |  | Currently in Use | Diesel | 8000 | Galvanic (STIP-3) | 1995-11-27 | Fiberglass Reinforced Plastic | Pressurized
9100016 | 3 |  | 2010-10-26 |  | 2010-10-26 |  | Currently in Use | Diesel | 8000 | Galvanic (STIP-3) | 1995-11-27 | Fiberglass Reinforced Plastic | Pressurized
9100016 | 4 |  | 2010-10-26 |  | 2010-10-26 |  | Currently in Use | Diesel | 8000 | Galvanic (STIP-3) | 1995-11-27 | Fiberglass Reinforced Plastic | Pressurized
9100017 | 1 | [5 empty] | Removed from Ground | Diesel | 12000 | Bare Steel | 1999-03-24 | Bare Steel | Suction (American)
9100018 | 1 | [5 empty] | Permanently Out of Use - historical purposes | Diesel | 8000 | Bare Steel | 1962-08-01 | Unknown | Suction (American)
9100019 | 1 | [5 empty] | Removed from Ground | Gas (Historical Use) | 550 | Bare Steel | 1999-12-10 | Galvanized Steel | Suction (American)
9100019 | 2 | [5 empty] | Removed from Ground | Gas (Historical Use) | 550 | Bare Steel | 1999-12-10 | Bare Steel | Suction (American)
910002 | 1 | [5 empty] | Removed from Ground | Gas (Historical Use) | 4000 | Bare Steel | 1984-01-01 | Galvanized Steel
910002 | 2 | [5 empty] | Permanently Out of Use - historical purposes | Other | 1 | Bare Steel |  | Galvanized Steel
9100020 | 1 | [5 empty] | Removed from Ground | Gas (Historical Use) | 4000 | Marked Unknown | 1998-12-12 | Galvanized Steel | Suction (American)
9100020 | 2 | [5 empty] | Removed from Ground | Empty | 4000 | Marked Unknown | 1998-12-12 | Galvanized Steel | Suction (American)
9100021 | 1 | [5 empty] | Removed from Ground | Gas (Historical Use) | 2000 | Bare Steel | 1986-09-01 | Galvanized Steel | Suction (American)
9100021 | 2 | [5 empty] | Removed from Ground | Gas (Historical Use) | 1034 | Bare Steel | 1986-09-01 | Galvanized Steel | Suction (American)
9100022 | 1 | [5 empty] | Removed from Ground | Gas (Historical Use) | 550 | Marked Unknown | 1995-09-29 | Unknown
9100023 | 1 | [5 empty] | Permanently Out Of Use | Other | 1000 | Marked Unknown | 1980-01-01 | Unknown
9100024 | 1 | [5 empty] | Removed from Ground | Diesel | 4000 | Bare Steel | 1988-07-07 | Galvanized Steel | Safe Suction (Euro)
9100028 | 1A |  | 1995-06-15 |  | 1995-06-15 |  | Currently in Use | Gas (Historical Use) | 6000 | Composite | 1995-06-15 | Fiberglass Reinforced Plastic | Pressurized
9100028 | 2A |  | 1995-06-15 |  | 1995-06-15 |  | Currently in Use | Gas (Historical Use) | 4000 | Composite | 1995-06-15 | Fiberglass Reinforced Plastic | Pressurized
9100029 | 1A |  | 1995-02-08 |  | 1995-02-08 |  | Removed from Ground | Gas (Historical Use) | 1000 | Cathodically Protected Steel | 1995-02-05 | Fiberglass Reinforced Plastic | Suction (American)
9100029 | 1B |  | 1995-02-08 |  | 1995-02-08 |  | Removed from Ground | Gas (Historical Use) | 2000 | Cathodically Protected Steel | 1995-02-05 | Fiberglass Reinforced Plastic | Suction (American)
9100030 | 1 | [5 empty] | Removed from Ground | Gas (Historical Use) | 1000 | Bare Steel | 1998-11-23 | Galvanized Steel | Suction (American)
9100030 | 2 | [5 empty] | Removed from Ground | Gas (Historical Use) | 1000 | Bare Steel | 1998-11-23 | Galvanized Steel | Suction (American)
9100030 | 3 | [5 empty] | Removed from Ground | Diesel | 550 | Bare Steel | 1998-11-23 | Galvanized Steel | Suction (American)
9100030 | 4 | [5 empty] | Removed from Ground | Other | 2000 | Bare Steel | 1998-11-23 | Galvanized Steel | Suction (American)
9100030 | 5 | [5 empty] | Removed from Ground | Other | 3000 | Bare Steel | 1998-11-23 | Galvanized Steel | Suction (American)
9100031 | 1 |  | 1987-07-01 |  | 1987-07-01 | yes | Currently in Use | Gas (Historical Use) | 10000 | Galvanic (STIP-3) | 1987-07-01 | Double-Walled Flex | Pressurized
9100031 | 2 |  | 1987-07-01 |  | 1987-07-01 | yes | Currently in Use | Gas (Historical Use) | 10000 | Galvanic (STIP-3) | 1987-07-01 | Double-Walled Flex | Pressurized
9100031 | 3 |  | 1987-07-01 |  | 1987-07-01 | yes | Currently in Use | Gas (Historical Use) | 10000 | Galvanic (STIP-3) | 1987-07-01 | Double-Walled Flex | Pressurized
9100032 | 1A |  | 1998-02-09 |  | 1998-02-09 |  | Temporarily out of use | Gas (Historical Use) | 4000 | Composite | 1998-10-27 | Fiberglass Reinforced Plastic | Pressurized
9100032 | 1B |  | 1998-02-09 |  | 1998-02-09 |  | Temporarily out of use | Diesel | 8000 | Composite | 1998-10-27 | Fiberglass Reinforced Plastic | Pressurized
9100033 | 1 |  | 1999-12-02 |  | 1999-12-02 |  | Removed from Ground | Gas (Historical Use) | 3000 | Steel-Impressed Current | 1990-02-21 | Not Marked
9100033 | 2 |  | 1999-12-02 |  | 1999-12-02 |  | Removed from Ground | Diesel | 8000 | Steel-Impressed Current | 1990-02-21 | Not Marked
910005 | 1 |  | 1998-10-01 |  | 1998-10-01 |  | Removed from Ground | Diesel | 6000 | Cathodically Protected Steel | 1982-01-01 | Double Walled | Safe Suction (Euro)
910005 | 2 |  | 1998-10-01 |  | 1998-10-01 |  | Removed from Ground | Gas (Historical Use) | 6000 | Cathodically Protected Steel | 1982-01-01 | Double Walled | Safe Suction (Euro)
910006 | 1 | [5 empty] | Removed from Ground | Gas (Historical Use) | 560 | Bare Steel |  | Bare Steel | Safe Suction (Euro)
910006 | 2 | [5 empty] | Removed from Ground | Gas (Historical Use) | 560 | Bare Steel |  | Bare Steel | Safe Suction (Euro)
910006 | 3 | [5 empty] | Removed from Ground | Gas (Historical Use) | 560 | Bare Steel |  | Bare Steel | Safe Suction (Euro)
910006 | 4 | Ball Float | 1999-02-01 | no | 1999-02-01 | no | Currently in Use | Diesel | 4000 | Composite | 1999-02-01 | Fiberglass Reinforced Plastic | Suction (American)
910006 | 5A | Ball Float | 1999-02-01 | no | 1999-02-01 | no | Currently in Use | Regular | 2000 | Composite | 1999-02-01 | Fiberglass Reinforced Plastic | Suction (American)
910006 | 5B | Ball Float | 1999-02-01 | no | 1999-02-01 | no | Currently in Use | Premium | 2000 | Composite | 1999-02-01 | Fiberglass Reinforced Plastic | Suction (American)
910007 | 1 |  | 1996-06-01 |  | 1996-06-01 |  | Removed from Ground | Gas (Historical Use) | 3000 | Steel-Impressed Current | 1956-01-01 | Cathodically Protected | Suction (American)
910007 | 2 |  | 1996-06-01 |  | 1996-06-01 |  | Removed from Ground | Gas (Historical Use) | 3000 | Steel-Impressed Current | 1956-01-01 | Cathodically Protected | Safe Suction (Euro)
910007 | 3 |  | 1996-06-01 |  | 1996-06-01 |  | Removed from Ground | Gas (Historical Use) | 3000 | Steel-Impressed Current | 1956-01-01 | Cathodically Protected | Safe Suction (Euro)
910007 | 4 |  | 1996-06-01 |  | 1996-06-01 |  | Removed from Ground | Gas (Historical Use) | 3000 | Steel-Impressed Current | 1971-01-01 | Cathodically Protected | Safe Suction (Euro)
910008 | 1 |  |  | yes |  | yes | Closed in Ground | Used Oil | 1000 | Marked Unknown | 1956-01-01 | Unknown
910008 | 2 | [5 empty] | Closed in Ground | Empty | 2000 | Marked Unknown | 1956-01-01 | Unknown
910008 | 3 | [5 empty] | Closed in Ground | Empty | 1000 | Marked Unknown | 1956-01-01 | Unknown
910009 | 1 | [5 empty] | Removed from Ground | Gas (Historical Use) | 3000 | Bare Steel | 1976-01-01 | Galvanized Steel | Pressurized
910009 | 2 | [5 empty] | Removed from Ground | Gas (Historical Use) | 3000 | Bare Steel | 1976-01-01 | Galvanized Steel | Pressurized
910009 | 3 | [5 empty] | Removed from Ground | Gas (Historical Use) | 3000 | Bare Steel | 1976-01-01 | Galvanized Steel | Pressurized
910009 | 4 | [5 empty] | Removed from Ground | Gas (Historical Use) | 3000 | Bare Steel | 1976-01-01 | Galvanized Steel | Pressurized
910009 | 5 | [5 empty] | Removed from Ground | Gas (Historical Use) | 3000 | Bare Steel | 1976-01-01 | Galvanized Steel | Pressurized
910009 | 6 |  | 1994-08-10 |  | 1994-08-10 |  | Currently in Use | Gas (Historical Use) | 10000 | Composite | 1994-08-03 | Cathodically Protected | Pressurized
910009 | 7 |  | 1994-08-10 |  | 1994-08-10 |  | Currently in Use | Gas (Historical Use) | 10000 | Composite | 1994-08-03 | Cathodically Protected | Pressurized
910010 | 1 |  | 1995-01-18 |  | 1995-01-18 |  | Currently in Use | Gas (Historical Use) | 6000 | Steel-Impressed Current | 1985-01-01 | Steel (Impressed Current) | Pressurized
910010 | 2 |  | 1995-01-18 |  | 1995-01-18 |  | Currently in Use | Gas (Historical Use) | 6000 | Steel-Impressed Current | 1985-01-01 | Steel (Impressed Current) | Pressurized
910010 | 3 |  | 1995-01-18 |  | 1995-01-18 |  | Currently in Use | Gas (Historical Use) | 6000 | Steel-Impressed Current | 1985-01-01 | Steel (Impressed Current) | Pressurized
910010 | 4 |  | 1995-01-18 |  | 1995-01-18 |  | Currently in Use | Diesel | 6000 | Steel-Impressed Current | 1985-01-01 | Steel (Impressed Current) | Pressurized
910011 | 1 | [5 empty] | Closed in Ground | Gas (Historical Use) | 1000 | Marked Unknown | 1966-01-01 | Unknown
910011 | 2 | [5 empty] | Closed in Ground | Gas (Historical Use) | 1000 | Marked Unknown | 1966-01-01 | Unknown
910012 | 1 | [5 empty] | Removed from Ground | Diesel | 3000 | Bare Steel | 1966-01-01 | Copper
910015 | 1 | [5 empty] | Removed from Ground | Diesel | 560 | Bare Steel | 1957-01-01 | Galvanized Steel
910015 | 2 | [5 empty] | Removed from Ground | Gas (Historical Use) | 560 | Bare Steel | 1957-01-01 | Galvanized Steel
910015 | 3 |  | 1990-01-01 |  | 1990-01-01 |  | Removed from Ground | Diesel | 1000 | Galvanic (STIP-3) | 1990-01-01 | Cathodically Protected | Safe Suction (Euro)
910015 | 4 |  | 1990-01-01 |  | 1990-01-01 |  | Removed from Ground | Gas (Historical Use) | 1000 | Galvanic (STIP-3) | 1990-01-01 | Cathodically Protected | Safe Suction (Euro)
910016 | 1 | [5 empty] | Removed from Ground | Gas (Historical Use) | 5000 | Bare Steel | 1961-01-01 | Galvanized Steel
910016 | 2 | [5 empty] | Removed from Ground | Gas (Historical Use) | 3000 | Bare Steel | 1961-01-01 | Galvanized Steel
910018 | 1 | [5 empty] | Removed from Ground | Gas (Historical Use) | 1000 | Bare Steel | 1954-01-01 | Galvanized Steel
910018 | 2 | [5 empty] | Closed in Ground | Gas (Historical Use) | 1000 | Bare Steel | 1954-01-01 | Galvanized Steel
910019 | 1 | [5 empty] | Removed from Ground | Gas (Historical Use) | 3000 | Bare Steel | 1979-01-01 | Bare Steel | Suction (American)
910019 | 2 | [5 empty] | Removed from Ground | Diesel | 3000 | Bare Steel | 1979-01-01 | Bare Steel | Suction (American)
910020 | 1 | [5 empty] | Permanently Out of Use - historical purposes | Gas (Historical Use) | 4000 | Bare Steel | 1976-01-01 | Galvanized Steel
910020 | 2 | [5 empty] | Permanently Out of Use - historical purposes | Gas (Historical Use) | 4000 | Bare Steel | 1976-01-01 | Galvanized Steel
910020 | 3 | [5 empty] | Permanently Out of Use - historical purposes | Gas (Historical Use) | 4000 | Bare Steel | 1976-01-01 | Galvanized Steel
9101001 | 1 | [5 empty] | Removed from Ground | Kerosene | 500 | Not Marked/Unknown | 1991-02-13 | Not Marked
9101001 | 2 | [5 empty] | Removed from Ground | Gas (Historical Use) | 4000 | Not Marked/Unknown | 1991-02-13 | Not Marked
9101001 | 3 | [5 empty] | Removed from Ground | Gas (Historical Use) | 4000 | Not Marked/Unknown | 1991-02-13 | Not Marked
9101001 | 4 | [5 empty] | Removed from Ground | Gas (Historical Use) | 4000 | Not Marked/Unknown | 1991-02-13 | Not Marked
9101001 | 5 |  | 1991-01-01 |  | 1991-01-01 |  | Currently in Use | Gas (Historical Use) | 6015 | Cathodically Protected Steel | 1991-01-01 | Double Walled | Pressurized
9101001 | 6 |  | 1991-01-01 |  | 1991-01-01 |  | Currently in Use | Gas (Historical Use) | 6015 | Cathodically Protected Steel | 1991-01-01 | Double Walled | Pressurized
9101001 | 7 |  | 1991-01-01 |  | 1991-01-01 |  | Currently in Use | Gas (Historical Use) | 6015 | Cathodically Protected Steel | 1991-01-01 | Double Walled | Pressurized
9101001 | 8 |  | 1991-01-01 |  | 1991-01-01 |  | Currently in Use | Gas (Historical Use) | 8000 | Cathodically Protected Steel | 1991-01-01 | Double Walled | Pressurized
9101001 | 9 |  | 1991-01-01 |  | 1991-01-01 |  | Currently in Use | Kerosene | 2000 | Cathodically Protected Steel | 1991-01-01 | Double Walled | Safe Suction (Euro)
9101002 | 2 | Flapper Valve | 1992-01-01 |  | 1992-01-01 |  | Currently in Use | Diesel | 1000 | Fiberglass | 1992-01-01 | Secondary Containment | Safe Suction (Euro)
9101003 | 1 | [5 empty] | Removed from Ground | Diesel | 2000 | Bare Steel | 1980-01-01 | Galvanized Steel | Suction (American)
9101003 | 2 | [5 empty] | Removed from Ground | Gas (Historical Use) | 2000 | Bare Steel | 1980-01-01 | Galvanized Steel | Suction (American)
9101003 | 3 | [5 empty] | Removed from Ground | Diesel | 10000 | Bare Steel | 1980-01-01 | Galvanized Steel | Suction (American)
9101004 | 1 |  | 1998-12-01 |  | 1998-12-01 |  | Removed from Ground | Gas (Historical Use) | 6000 | Steel-Impressed Current | 1981-01-01 | Steel (Impressed Current) | Safe Suction (Euro)
9101004 | 2 |  | 1998-12-01 |  | 1998-12-01 |  | Removed from Ground | Gas (Historical Use) | 4000 | Steel-Impressed Current | 1981-01-01 | Steel (Impressed Current) | Safe Suction (Euro)
9101004 | 3 |  | 1998-12-01 |  | 1998-12-01 |  | Removed from Ground | Gas (Historical Use) | 3000 | Steel-Impressed Current | 1981-01-01 | Steel (Impressed Current) | Safe Suction (Euro)
9101004 | 4 | [5 empty] | Removed from Ground | Diesel | 2000 | Bare Steel | 1981-01-01 | Galvanized Steel | Safe Suction (Euro)
9101005 | 1 | [5 empty] | Removed from Ground | Gas (Historical Use) | 1000 | Bare Steel | 1981-01-01 | Not Marked
9101005 | 2 | [5 empty] | Removed from Ground | Diesel | 1000 | Bare Steel | 1981-01-01 | Not Marked
9101005 | 3 | [5 empty] | Removed from Ground | Diesel | 1000 | Bare Steel | 1981-01-01 | Not Marked
9101005 | 4 | [5 empty] | Removed from Ground | Diesel | 3000 | Bare Steel | 1981-01-01 | Not Marked
9101005 | 5 | [5 empty] | Removed from Ground | Diesel | 3000 | Bare Steel | 1981-01-01 | Not Marked
9101005 | 6 | [5 empty] | Removed from Ground | Diesel | 3000 | Cathodically Protected Steel | 1979-03-07 | Galvanized Steel
9101005 | 7 | [5 empty] | Removed from Ground | Diesel | 5000 | Cathodically Protected Steel | 1979-03-07 | Galvanized Steel
9101006 | 122347 | Ball Float | 1988-09-20 |  | 1988-09-20 |  | Currently in Use | Diesel | 12000 | Galvanic (STIP-3) | 1988-09-20 | Fiberglass Reinforced Plastic | Pressurized
9101006 | 84928 | Ball Float | 1987-08-19 |  | 1987-08-19 |  | Currently in Use | Gas (Historical Use) | 6000 | Galvanic (STIP-3) | 1987-08-19 | Fiberglass Reinforced Plastic | Pressurized
9101006 | 84930 | Ball Float | 1987-08-19 |  | 1987-08-19 |  | Currently in Use | Gas (Historical Use) | 6000 | Galvanic (STIP-3) | 1987-08-19 | Fiberglass Reinforced Plastic | Pressurized
9101006 | 84942 | Ball Float | 1987-08-19 |  | 1987-08-19 |  | Currently in Use | Gas (Historical Use) | 6000 | Galvanic (STIP-3) | 1987-08-19 | Fiberglass Reinforced Plastic | Pressurized
9101007 | 1 |  | 1990-01-01 |  | 1990-01-01 |  | Removed from Ground | Gas (Historical Use) | 2000 | Galvanic (STIP-3) | 1990-01-01 | Cathodically Protected | Safe Suction (Euro)
9101007 | 2 |  | 1990-01-01 |  | 1990-01-01 |  | Removed from Ground | Diesel | 1000 | Galvanic (STIP-3) | 1990-01-01 | Cathodically Protected | Safe Suction (Euro)
9101007 | 3 | [5 empty] | Removed from Ground | Gas (Historical Use) | 1000 | Bare Steel | 1961-04-28 | Bare Steel
9101007 | 4 | [5 empty] | Removed from Ground | Gas (Historical Use) | 2000 | Bare Steel | 1961-04-28 | Galvanized Steel
9101007 | 5 | [5 empty] | Removed from Ground | Diesel | 2000 | Bare Steel | 1961-04-28 | Galvanized Steel
9101008 | 1 | [5 empty] | Removed from Ground | Gas (Historical Use) | 560 | Bare Steel | 1958-06-01 | Galvanized Steel | Safe Suction (Euro)
9101008 | 2 | [5 empty] | Removed from Ground | Gas (Historical Use) | 560 | Bare Steel | 1982-06-01 | Galvanized Steel | Safe Suction (Euro)
9101008 | 200188 |  | 1992-02-21 |  | 1992-02-21 |  | Removed from Ground | Other | 1000 | Cathodically Protected Steel | 1992-02-21 | Cathodically Protected | Safe Suction (Euro)
9101009 | 1 | [5 empty] | Removed from Ground | Gas (Historical Use) | 4000 | Bare Steel | 1979-01-01 | Galvanized Steel
9101009 | 2 | [5 empty] | Removed from Ground | Gas (Historical Use) | 4000 | Bare Steel | 1979-01-01 | Galvanized Steel
9101009 | 3 | [5 empty] | Removed from Ground | Gas (Historical Use) | 1000 | Cathodically Protected Steel | 1989-01-01 | Galvanized Steel
9101011 | 1 |  | 1993-06-08 |  | 1993-06-08 |  | Removed from Ground | Diesel | 2500 | Double Walled | 1993-06-08 | Fiberglass Reinforced Plastic | Pressurized
9101011 | 2 |  | 1998-12-15 |  | 1998-12-15 |  | Removed from Ground | Other | 10000 | Fiberglass | 1985-01-01 | Fiberglass Reinforced Plastic | Suction (American)
9101011 | 3 | [5 empty] | Removed from Ground | Diesel | 2500 | Fiberglass | 1985-01-01 | Fiberglass Reinforced Plastic | Suction (American)
9101011 | 4 |  | 2007-02-23 | no | 2007-02-23 | no | Currently in Use | Gas (Historical Use) | 2500 | Fiberglass Double Walled | 2007-02-23 | Double-Walled Fiberglass | Safe Suction (Euro)
9101011 | 5 |  | 2007-02-23 | no | 2007-02-23 | no | Currently in Use | Diesel | 2500 | Fiberglass Double Walled | 2007-02-23 | Double-Walled Fiberglass | Safe Suction (Euro)
9101012 | 1 | [5 empty] | Removed from Ground | Gas (Historical Use) | 6000 | Marked Unknown | 1998-09-23 | Unknown
9101012 | 2 | [5 empty] | Removed from Ground | Gas (Historical Use) | 3000 | Marked Unknown | 1968-01-01 | Unknown
9101012 | 3 | [5 empty] | Removed from Ground | Diesel | 6000 | Marked Unknown | 1968-01-01 | Unknown
9101012 | 4 |  | 1998-06-05 |  | 1998-06-05 |  | Currently in Use | Gas (Historical Use) | 8000 | Galvanic (STIP-3) | 1998-06-05 | Fiberglass Reinforced Plastic | Pressurized
9101012 | 5 |  | 1998-06-05 |  | 1998-06-05 |  | Currently in Use | Diesel | 8000 | Galvanic (STIP-3) | 1998-06-05 | Fiberglass Reinforced Plastic | Pressurized
9101012 | 6 | [5 empty] | Removed from Ground | Gas (Historical Use) | 1120 | Bare Steel | 1998-09-23 | Not Marked
9101015 | 1 | [5 empty] | Removed from Ground | Diesel | 1000 | Not Marked/Unknown | 1991-07-28 | Not Marked
9101015 | 2 | [5 empty] | Removed from Ground | Gas (Historical Use) | 550 | Not Marked/Unknown | 1991-07-28 | Not Marked
9101015 | 3 | [5 empty] | Removed from Ground | Gas (Historical Use) | 550 | Not Marked/Unknown | 1991-07-28 | Not Marked
9101016 | 1 | [5 empty] | Removed from Ground | Diesel | 1000 | Bare Steel | 1994-12-02 | Galvanized Steel
9101016 | 2 | [5 empty] | Removed from Ground | Gas (Historical Use) | 1000 | Bare Steel | 1994-12-02 | Galvanized Steel
9101016 | 3 | [5 empty] | Removed from Ground | Gas (Historical Use) | 2000 | Bare Steel | 1994-12-02 | Galvanized Steel
9101016 | 4 | [5 empty] | Removed from Ground | Gas (Historical Use) | 2000 | Bare Steel | 1994-12-02 | Galvanized Steel
9101017 | 1 |  | 1997-06-01 |  | 1997-06-01 |  | Removed from Ground | Gas (Historical Use) | 6000 | Cathodically Protected Steel | 1986-03-01 | Cathodically Protected | Pressurized
9101017 | 2 |  | 1997-06-01 |  | 1997-06-01 |  | Removed from Ground | Gas (Historical Use) | 6000 | Cathodically Protected Steel | 1986-03-01 | Cathodically Protected | Pressurized
9101017 | 3 |  | 1997-06-01 |  | 1997-06-01 |  | Removed from Ground | Gas (Historical Use) | 6000 | Cathodically Protected Steel | 1986-03-01 | Cathodically Protected | Pressurized
9101019 | 1 | [5 empty] | Removed from Ground | Diesel | 6000 | Not Marked/Unknown | 1995-05-13 | Unknown
9101019 | 2 | [5 empty] | Removed from Ground | Gas (Historical Use) | 6000 | Not Marked/Unknown | 1995-05-13 | Unknown
9101021 | 1 | [5 empty] | Removed from Ground | Gas (Historical Use) | 3000 | Bare Steel | 1999-12-01 | Galvanized Steel | Safe Suction (Euro)
9101021 | 2 | [5 empty] | Removed from Ground | Gas (Historical Use) | 3000 | Bare Steel | 1999-12-01 | Galvanized Steel | Safe Suction (Euro)
9101021 | 3 | [5 empty] | Removed from Ground | Gas (Historical Use) | 2000 | Marked Unknown | 1999-12-01 | Unknown
9101021 | 4A |  | 2000-07-01 |  | 2000-07-01 |  | Temporarily out of use | Gas (Historical Use) | 7000 | Epoxy | 2000-07-01 | Fiberglass Reinforced Plastic | Safe Suction (Euro)
9101021 | 4B |  | 2000-07-01 |  | 2000-07-01 |  | Temporarily out of use | Diesel | 3000 | Epoxy | 2000-07-01 | Fiberglass Reinforced Plastic | Safe Suction (Euro)
9101023 | 225534UL | Ball Float | 1994-11-01 |  | 1994-11-01 |  | Currently in Use | Diesel | 15000 | Galvanic (STIP-3) | 1994-11-03 | Double-Walled Fiberglass | Pressurized
9101023 | 225535UL | Ball Float | 1994-11-01 |  | 1994-11-01 |  | Currently in Use | Gas (Historical Use) | 12000 | Galvanic (STIP-3) | 1994-11-03 | Double-Walled Fiberglass | Pressurized
9101023 | 225536UL | Ball Float | 1994-11-01 |  | 1994-11-01 |  | Currently in Use | Gas (Historical Use) | 10000 | Galvanic (STIP-3) | 1994-11-03 | Double-Walled Fiberglass | Pressurized
9101025 | 1 |  | 1998-12-04 |  | 1998-12-04 |  | Temporarily out of use | Gas (Historical Use) | 6000 | Steel-Impressed Current | 1968-04-01 | Steel (Impressed Current) | Suction (American)
9101025 | 2 |  | 1998-12-04 |  | 1998-12-04 |  | Temporarily out of use | Diesel | 6000 | Steel-Impressed Current | 1968-04-01 | Steel (Impressed Current) | Suction (American)
9101025 | 3 |  | 1998-12-04 |  | 1998-12-04 |  | Temporarily out of use | Gas (Historical Use) | 6000 | Steel-Impressed Current | 1968-04-01 | Steel (Impressed Current) | Suction (American)
9101025 | 4 |  | 1998-12-04 |  | 1998-12-04 |  | Temporarily out of use | Diesel | 1000 | Steel-Impressed Current | 1968-04-01 | Steel (Impressed Current) | Suction (American)
9101026 | 1 |  | 1999-02-05 | yes | 1999-02-05 |  | Currently in Use | Gas (Historical Use) | 4000 | Steel-Impressed Current | 1987-01-01 | Steel (Impressed Current) | Safe Suction (Euro)
9101026 | 2 |  | 1999-02-05 | yes | 1999-02-05 |  | Currently in Use | Diesel | 4000 | Steel-Impressed Current | 1987-01-01 | Steel (Impressed Current) | Safe Suction (Euro)
9101026 | 3 |  | 1999-02-05 | yes | 1999-02-05 |  | Currently in Use | Gas (Historical Use) | 4000 | Steel-Impressed Current | 1987-01-01 | Steel (Impressed Current) | Safe Suction (Euro)
9101027 | T1 | [5 empty] | Removed from Ground | Gas (Historical Use) | 6000 | Bare Steel | 1985-01-01 | Galvanized Steel | Suction (American)
9101027 | T2 | [5 empty] | Removed from Ground | Diesel | 8000 | Bare Steel | 1985-01-01 | Galvanized Steel | Suction (American)
9101030 | 1 |  | 1998-11-01 |  | 1998-11-01 |  | Temporarily out of use | Gas (Historical Use) | 8000 | Steel-Impressed Current | 1995-09-18 | Cathodically Protected | Safe Suction (Euro)
9101030 | 2 |  | 1998-11-01 |  | 1998-11-01 |  | Temporarily out of use | Gas (Historical Use) | 8000 | Steel-Impressed Current | 1995-09-18 | Cathodically Protected | Safe Suction (Euro)
9101031 | 1 |  | 1995-03-01 |  | 1995-03-01 |  | Currently in Use | Diesel | 10000 | Epoxy | 1995-03-01 | Fiberglass Reinforced Plastic | Pressurized
9101034 | 1 | [5 empty] | Removed from Ground | Diesel | 8500 | Not Marked/Unknown | 1995-04-05 | Not Marked
9101034 | 2 | [5 empty] | Removed from Ground | Gas (Historical Use) | 8000 | Not Marked/Unknown | 1995-04-05 | Not Marked
9101035 | 1 |  | 1998-04-28 |  | 1998-04-28 |  | Removed from Ground | Diesel | 1000 | Double Walled | 1987-12-01 | Copper | Suction (American)
9101036 | 1 | Flapper Valve | 1998-10-06 |  | 1998-10-06 |  | Currently in Use | Gas (Historical Use) | 10000 | Steel-Impressed Current | 1981-01-01 | Fiberglass Reinforced Plastic | Suction (American)
9101036 | 2 | [5 empty] | Removed from Ground | Diesel | 1000 | Cathodically Protected Steel | 1971-01-01 | Bare Steel | Suction (American)
9101036 | 3 | Flapper Valve | 1998-10-06 |  | 1998-10-06 |  | Currently in Use | Diesel | 5000 | Steel-Impressed Current | 1999-10-06 | Fiberglass Reinforced Plastic | Suction (American)
9101037 | 1 | Flapper Valve | 1998-04-28 |  | 1998-04-28 |  | Currently in Use | Gas (Historical Use) | 8000 | Steel-Impressed Current | 1970-01-01 | Cathodically Protected | Safe Suction (Euro)
9101037 | 2 | Flapper Valve | 1998-04-28 |  | 1998-04-28 |  | Currently in Use | Gas (Historical Use) | 8000 | Steel-Impressed Current | 1970-01-01 | Cathodically Protected | Safe Suction (Euro)
9101038 | RU |  | 1996-05-15 |  | 1996-05-15 |  | Removed from Ground | Gas (Historical Use) | 8000 | Composite | 1996-05-15 | Secondary Containment | Safe Suction (Euro)
9101039 | 1 | [5 empty] | Removed from Ground | Gas (Historical Use) | 6000 | Bare Steel | 1978-01-01 | Galvanized Steel | Pressurized
9101039 | 2 | [5 empty] | Removed from Ground | Gas (Historical Use) | 6000 | Bare Steel | 1978-01-01 | Galvanized Steel | Pressurized
9101039 | 3 | [5 empty] | Removed from Ground | Gas (Historical Use) | 6000 | Bare Steel | 1978-01-01 | Galvanized Steel | Pressurized
9101039 | 4 | [5 empty] | Removed from Ground | Gas (Historical Use) | 6000 | Bare Steel | 1978-01-01 | Galvanized Steel | Pressurized
9101039 | 5 | [5 empty] | Removed from Ground | Diesel | 6000 | Bare Steel | 1978-01-01 | Galvanized Steel | Pressurized
9101039 | 6A |  | 1997-01-22 |  | 1997-01-22 |  | Currently in Use | Gas (Historical Use) | 10000 | Galvanic (STIP-3) | 1997-01-07 | Double-Walled Flex | Safe Suction (Euro)
9101039 | 6B |  | 1997-01-22 | no | 1997-01-22 | no | Currently in Use | Gas (Historical Use) | 6000 | Galvanic (STIP-3) | 1997-01-07 | Double-Walled Flex | Safe Suction (Euro)
9101041 | 1 | Overfill Alarm | 1997-04-01 |  | 1997-04-01 |  | Currently in Use | Gas (Historical Use) | 10000 | Composite | 1997-04-01 | Double-Walled Flex | Pressurized
9101041 | 2 | Overfill Alarm | 1997-04-01 |  | 1997-04-01 |  | Currently in Use | Gas (Historical Use) | 10000 | Composite | 1997-04-01 | Double-Walled Flex | Pressurized
9101041 | 3 | Overfill Alarm | 1997-04-01 |  | 1997-04-01 |  | Currently in Use | Diesel | 6000 | Composite | 1997-04-01 | Double-Walled Flex | Pressurized
9101043 | 1 | [5 empty] | Removed from Ground | Gas (Historical Use) | 560 | Not Marked/Unknown | 1997-09-17 | Not Marked
9101044 | 1 | [5 empty] | Removed from Ground | Gas (Historical Use) | 560 | Not Marked/Unknown | 1997-09-17 | Not Marked
9101046 | 1 | [5 empty] | Removed from Ground | Gas (Historical Use) | 3000 | Bare Steel | 1998-10-28 | Galvanized Steel | Safe Suction (Euro)
9101046 | 2 | [5 empty] | Removed from Ground | Gas (Historical Use) | 3000 | Bare Steel | 1998-10-28 | Galvanized Steel | Safe Suction (Euro)
9101046 | 3A |  | 1998-03-01 | no | 1998-03-01 | no | Temporarily out of use | Gas (Historical Use) | 4000 | Composite | 1998-01-01 | Fiberglass Reinforced Plastic | Pressurized
9101046 | 3B |  | 1998-03-01 | no | 1998-03-01 | no | Temporarily out of use | Gas (Historical Use) | 4000 | Composite | 1998-01-01 | Fiberglass Reinforced Plastic | Pressurized
9101046 | 3C |  | 1998-03-01 | no | 1998-03-01 | no | Temporarily out of use | Diesel | 2000 | Composite | 1998-01-01 | Fiberglass Reinforced Plastic | Pressurized
9101047 | 1 | [5 empty] | Removed from Ground | Gas (Historical Use) | 4000 | Bare Steel |  | Bare Steel | Suction (American)
9101047 | 2 | [5 empty] | Removed from Ground | Gas (Historical Use) | 4000 | Bare Steel |  | Bare Steel | Suction (American)
9101047 | 3 |  | 2012-08-28 |  | 2012-08-28 |  | Currently in Use | Diesel | 4000 | Composite | 1988-01-01 | Double Walled | Suction (American)
9101048 | 1 | [5 empty] | Removed from Ground | Empty | 1000 | Bare Steel | 1999-02-24 | Galvanized Steel
9101048 | 2 | [5 empty] | Removed from Ground | Empty | 1000 | Bare Steel | 1999-02-24 | Galvanized Steel
9101048 | 3 | [5 empty] | Removed from Ground | Empty | 1000 | Bare Steel | 1999-02-24 | Galvanized Steel
9101049 | 1 | [5 empty] | Removed from Ground | Gas (Historical Use) | 1000 | Bare Steel | 2000-02-01 | Bare Steel
9101049 | 2 | [5 empty] | Removed from Ground | Gas (Historical Use) | 1000 | Bare Steel | 2000-02-01 | Bare Steel
9101050 | 1 | [5 empty] | Removed from Ground | Gas (Historical Use) | 2000 | Marked Unknown | 2000-06-01 | Unknown
9101050 | 2 | [5 empty] | Removed from Ground | Diesel | 10000 | Marked Unknown | 2000-06-01 | Unknown
9101051 | 1 | [5 empty] | Closed in Ground | Gas (Historical Use) | 10000 | Bare Steel | 1999-08-05 | Galvanized Steel | Suction (American)
9101051 | 2 | [5 empty] | Closed in Ground | Gas (Historical Use) | 10000 | Bare Steel | 1999-08-05 | Galvanized Steel | Suction (American)
9101051 | 3 | [5 empty] | Closed in Ground | Gas (Historical Use) | 10000 | Bare Steel | 1999-08-05 | Galvanized Steel | Suction (American)
9101051 | 4 | [5 empty] | Closed in Ground | Diesel | 10000 | Bare Steel | 1999-08-05 | Galvanized Steel | Suction (American)
9102001 | 1 |  | 1998-10-17 |  | 1998-10-17 |  | Removed from Ground | Gas (Historical Use) | 8272 | Steel-Impressed Current | 1969-01-01 | Fiberglass Reinforced Plastic | Pressurized
9102001 | 2 |  | 1998-10-17 |  | 1998-10-17 |  | Removed from Ground | Gas (Historical Use) | 15546 | Steel-Impressed Current | 1969-01-01 | Fiberglass Reinforced Plastic | Pressurized
9102001 | 3 |  | 1998-10-17 |  | 1998-10-17 |  | Removed from Ground | Gas (Historical Use) | 15546 | Steel-Impressed Current | 1969-01-01 | Fiberglass Reinforced Plastic | Pressurized
9102001 | 4 | Ball Float | 1998-10-17 |  | 1998-10-17 |  | Currently in Use | Diesel | 12033 | Steel-Impressed Current | 1969-01-01 | Steel (Impressed Current) | Pressurized
9102001 | 5 | Ball Float | 2008-06-01 | no | 2008-06-01 | no | Currently in Use | Gas (Historical Use) | 12000 | Composite | 2008-06-01 | Fiberglass Reinforced Plastic | Pressurized
9102001 | 6 | Ball Float | 2008-06-01 | no | 2008-06-01 | no | Currently in Use | Gas (Historical Use) | 8000 | Composite | 2008-06-01 | Fiberglass Reinforced Plastic | Pressurized
9102003 | 1 | [5 empty] | Removed from Ground | Gas (Historical Use) | 10000 | Bare Steel | 1991-07-18 | Galvanized Steel
9102003 | 2 | [5 empty] | Removed from Ground | Diesel | 500 | Bare Steel | 1991-07-18 | Galvanized Steel
9102004 | 1 | [5 empty] | Removed from Ground | Gas (Historical Use) | 10000 | Marked Unknown | 1993-05-26 | Galvanized Steel | Suction (American)
9102004 | 2 | [5 empty] | Removed from Ground | Gas (Historical Use) | 10000 | Marked Unknown | 1993-05-26 | Galvanized Steel | Suction (American)
9102004 | 3 | [5 empty] | Removed from Ground | Gas (Historical Use) | 10000 | Marked Unknown | 1993-05-26 | Galvanized Steel | Suction (American)
9102006 | 1 |  | 1990-10-01 |  | 1990-10-01 |  | Currently in Use | Gas (Historical Use) | 12000 | Steel-Impressed Current | 1990-10-01 | Steel (Impressed Current) | Pressurized
9102006 | 2 |  | 1990-10-01 |  | 1990-10-01 |  | Currently in Use | Gas (Historical Use) | 8000 | Steel-Impressed Current | 1990-10-01 | Steel (Impressed Current) | Pressurized
9102006 | 3 |  | 1990-10-01 |  | 1990-10-01 |  | Currently in Use | Diesel | 8000 | Steel-Impressed Current | 1990-10-01 | Steel (Impressed Current) | Pressurized
9102006 | 4 |  | 1990-10-01 |  | 1990-10-01 |  | Currently in Use | Diesel | 8000 | Steel-Impressed Current | 1990-10-01 | Steel (Impressed Current) | Pressurized
9102007 | 1 | Flapper Valve | 1998-07-17 |  | 1998-07-17 |  | Currently in Use | Diesel | 15000 | Steel-Impressed Current | 1983-01-01 | Steel (Impressed Current) | Pressurized
9102007 | 2 | Flapper Valve | 1998-07-17 |  | 1998-07-17 |  | Currently in Use | Gas (Historical Use) | 1000 | Steel-Impressed Current | 1983-01-01 | Steel (Impressed Current) | Safe Suction (Euro)
9102009 | 1 | [5 empty] | Removed from Ground | Gas (Historical Use) | 2000 | Bare Steel | 1995-03-10 | Galvanized Steel | Safe Suction (Euro)
9102009 | 2 |  | 1991-09-01 |  | 1991-09-01 |  | Currently in Use | Diesel | 10000 | Steel-Impressed Current | 1991-09-01 | Fiberglass Reinforced Plastic | Pressurized
9102009 | 3A |  | 1991-09-01 |  | 1991-09-01 |  | Currently in Use | Gas (Historical Use) | 8000 | Steel-Impressed Current | 1991-09-01 | Fiberglass Reinforced Plastic | Pressurized
9102009 | 3B |  | 1991-09-01 |  | 1991-09-01 |  | Currently in Use | Diesel | 4000 | Steel-Impressed Current | 1991-09-01 | Fiberglass Reinforced Plastic | Pressurized
9102010 | 10380-1 | [5 empty] | Removed from Ground | Gas (Historical Use) | 500 | Bare Steel | 1993-05-21 | Galvanized Steel
9102011 | 1 |  |  | yes |  | yes | Removed from Ground | Used Oil | 550 | Not Marked/Unknown | 1994-04-18 | Galvanized Steel | Suction (American)
9102011 | 2 | [5 empty] | Removed from Ground | Gas (Historical Use) | 1000 | Not Marked/Unknown | 1994-04-18 | Galvanized Steel | Suction (American)
9102012 | 1 | [5 empty] | Removed from Ground | Diesel | 2000 | Bare Steel | 1991-09-01 | Not Marked
9102014 | 1 | [5 empty] | Permanently Out of Use - historical purposes | Gas (Historical Use) | 550 | Not Marked/Unknown |  | Not Marked
9102014 | 2 | [5 empty] | Permanently Out of Use - historical purposes | Gas (Historical Use) | 550 | Not Marked/Unknown |  | Not Marked
9102015 | 1 | [5 empty] | Removed from Ground | Other | 1000 | Marked Unknown |  | Unknown
9102016 | 1 | Flapper Valve | 1989-11-01 |  | 1989-11-01 |  | Currently in Use | Gas (Historical Use) | 6000 | Epoxy | 1989-11-01 | Fiberglass Reinforced Plastic | Pressurized
9102016 | 2 | Flapper Valve | 1989-11-01 |  | 1989-11-01 |  | Currently in Use | Gas (Historical Use) | 6000 | Epoxy | 1989-11-01 | Fiberglass Reinforced Plastic | Pressurized
9102016 | 3 | Flapper Valve | 1989-11-01 |  | 1989-11-01 |  | Currently in Use | Gas (Historical Use) | 6000 | Epoxy | 1989-11-01 | Fiberglass Reinforced Plastic | Pressurized
9102016 | 4 |  | 2013-05-01 | no | 2013-05-01 | no | Currently in Use | Diesel | 4000 | Composite Double Walled | 2013-05-01 | Double-Walled Fiberglass | Pressurized
9102017 | DF3 |  | 1999-03-02 |  | 1999-03-02 |  | Temporarily out of use | Diesel | 6000 | Steel-Impressed Current | 1999-03-02 | Cathodically Protected | Safe Suction (Euro)
9102017 | DFI |  | 1999-03-02 |  | 1999-03-02 |  | Temporarily out of use | Diesel | 6000 | Steel-Impressed Current | 1999-03-02 | Cathodically Protected | Safe Suction (Euro)
9102017 | RG2 | [5 empty] | Removed from Ground | Gas (Historical Use) | 6000 | Not Marked/Unknown | 1999-01-10 | Not Marked
9102018 | 1 | [5 empty] | Temporarily out of use | Diesel | 500 | Bare Steel | 1993-11-10 | Galvanized Steel | Suction (American)
9102018 | 2 | [5 empty] | Temporarily out of use | Gas (Historical Use) | 1000 | Bare Steel | 1993-11-10 | Galvanized Steel | Suction (American)
9102019 | 1 | Ball Float | 1998-12-01 |  | 1998-12-01 |  | Currently in Use | Gas (Historical Use) | 8000 | Cathodically Protected Steel | 1986-04-30 | Fiberglass Reinforced Plastic | Safe Suction (Euro)
9102019 | 2 | Ball Float | 1998-12-01 |  | 1998-12-01 |  | Currently in Use | Gas (Historical Use) | 8000 | Cathodically Protected Steel | 1986-04-30 | Fiberglass Reinforced Plastic | Safe Suction (Euro)
9102019 | 3 | Ball Float | 1998-12-01 |  | 1998-12-01 |  | Currently in Use | Gas (Historical Use) | 6000 | Cathodically Protected Steel | 1986-04-30 | Fiberglass Reinforced Plastic | Safe Suction (Euro)
9102020 | 1 | [5 empty] | Removed from Ground | Gas (Historical Use) | 6000 | Bare Steel | 1999-08-30 | Galvanized Steel | Safe Suction (Euro)
9102020 | 2 | [5 empty] | Removed from Ground | Gas (Historical Use) | 6000 | Bare Steel | 1999-08-30 | Galvanized Steel | Safe Suction (Euro)
9102021 | 1 |  | 1993-12-31 |  | 1993-12-31 |  | Currently in Use | Diesel | 8000 | Steel-Impressed Current | 1984-06-01 | Fiberglass Reinforced Plastic | Pressurized
9102021 | 2 |  | 1993-12-31 |  | 1993-12-31 |  | Currently in Use | Gas (Historical Use) | 8000 | Steel-Impressed Current | 1984-06-08 | Fiberglass Reinforced Plastic | Pressurized
9102021 | 3 |  | 1993-12-31 |  | 1993-12-31 |  | Currently in Use | Gas (Historical Use) | 6000 | Steel-Impressed Current | 1984-06-08 | Fiberglass Reinforced Plastic | Pressurized
9102021 | 4 |  | 1993-12-31 |  | 1993-12-31 |  | Currently in Use | Gas (Historical Use) | 6000 | Steel-Impressed Current | 1984-06-08 | Fiberglass Reinforced Plastic | Pressurized
9102021 | 5 |  | 1993-12-31 |  | 1993-12-31 |  | Currently in Use | Kerosene | 2000 | Composite | 1984-06-08 | Fiberglass Reinforced Plastic | Suction (American)
9102023 | 1 |  | 1988-01-01 |  | 1988-01-01 |  | Removed from Ground | Diesel | 10000 | Galvanic (STIP-3) | 1988-01-01 | Fiberglass Reinforced Plastic | Safe Suction (Euro)
9102024 | 6A | Ball Float | 1996-07-16 |  | 1996-07-16 |  | Currently in Use | Gas (Historical Use) | 10000 | Composite | 1996-07-15 | Double-Walled Flex | Pressurized
9102024 | 6B | Ball Float | 1996-07-16 |  | 1996-07-16 |  | Currently in Use | Gas (Historical Use) | 6000 | Composite | 1996-07-15 | Double-Walled Flex | Pressurized
9102024 | 7 | Ball Float | 1996-07-16 |  | 1996-07-16 |  | Currently in Use | Diesel | 6000 | Composite | 1996-07-15 | Double-Walled Flex | Pressurized
9102024 | DIESEL | [5 empty] | Removed from Ground | Gas (Historical Use) | 3000 | Not Marked/Unknown | 1984-01-01 | Not Marked
9102024 | KEROSENE | [5 empty] | Removed from Ground | Gas (Historical Use) | 3000 | Not Marked/Unknown | 1984-01-01 | Not Marked
9102024 | MID-GRADE | [5 empty] | Removed from Ground | Gas (Historical Use) | 5000 | Not Marked/Unknown | 1958-01-01 | Not Marked
9102024 | REGULAR | [5 empty] | Removed from Ground | Gas (Historical Use) | 5000 | Not Marked/Unknown | 1958-01-01 | Not Marked
9102024 | SUPER | [5 empty] | Removed from Ground | Gas (Historical Use) | 3000 | Not Marked/Unknown | 1958-01-01 | Not Marked
9102025 | 1 | [5 empty] | Removed from Ground | Gas (Historical Use) | 10000 | Bare Steel | 1999-10-04 | Galvanized Steel | Pressurized
9102025 | 2 | [5 empty] | Removed from Ground | Diesel | 10000 | Bare Steel | 1999-10-04 | Galvanized Steel | Pressurized
9102026 | 1 | Ball Float | 1991-10-31 |  | 1991-10-31 |  | Currently in Use | Gas (Historical Use) | 8000 | Lined Interior | 1978-11-20 | Fiberglass Reinforced Plastic | Pressurized
9102026 | 2 | Ball Float | 1991-10-31 |  | 1991-10-31 |  | Currently in Use | Gas (Historical Use) | 8000 | Lined Interior | 1978-11-20 | Fiberglass Reinforced Plastic | Pressurized
9102026 | 3 | Ball Float | 1991-10-31 |  | 1991-10-31 |  | Currently in Use | Gas (Historical Use) | 6000 | Lined Interior | 1978-11-20 | Fiberglass Reinforced Plastic | Pressurized
9102027 | 1 |  | 1998-07-14 |  | 1998-07-14 |  | Currently in Use | Diesel | 10000 | Steel-Impressed Current | 1998-07-14 | Steel (Impressed Current) | Safe Suction (Euro)
9102027 | 2 |  | 1998-07-14 |  | 1998-07-14 |  | Currently in Use | Gas (Historical Use) | 3000 | Steel-Impressed Current | 1998-07-14 | Steel (Impressed Current) | Safe Suction (Euro)
9102028 | 1 |  | 1999-03-01 |  | 1999-03-01 |  | Removed from Ground | Diesel | 2000 | Steel-Impressed Current | 1978-01-01 | Double Walled | Safe Suction (Euro)
9102028 | 2 |  | 1999-03-01 |  | 1999-03-01 |  | Removed from Ground | Gas (Historical Use) | 3000 | Steel-Impressed Current | 1978-01-01 | Double Walled | Safe Suction (Euro)
9102028 | 3 |  | 1999-03-01 |  | 1999-03-01 |  | Removed from Ground | Gas (Historical Use) | 3000 | Steel-Impressed Current | 1978-01-01 | Double Walled | Safe Suction (Euro)
9102029 | 1 |  | 1999-01-02 |  | 1999-01-02 |  | Currently in Use | Gas (Historical Use) | 20000 | Steel-Impressed Current | 1999-01-02 | Cathodically Protected | Pressurized
9102029 | 2 |  | 1999-01-02 |  | 1999-01-02 |  | Currently in Use | Gas (Historical Use) | 20000 | Steel-Impressed Current | 1999-01-02 | Cathodically Protected | Pressurized
9102029 | 3 |  | 1999-01-02 |  | 1999-01-02 |  | Currently in Use | Gas (Historical Use) | 5000 | Steel-Impressed Current | 1999-01-02 | Cathodically Protected | Pressurized
9102029 | 4 |  | 1999-01-02 |  | 1999-01-02 |  | Currently in Use | Diesel | 5000 | Steel-Impressed Current | 1999-01-02 | Cathodically Protected | Pressurized
9102030 | 1 | [5 empty] | Currently in Use | Diesel | 2000 | Not Marked/Unknown | 1982-01-01 | Not Marked
9102031 | 1 | [5 empty] | Removed from Ground | Gas (Historical Use) | 6000 | Marked Unknown | 1995-11-01 | Unknown
9102031 | 2 | [5 empty] | Removed from Ground | Gas (Historical Use) | 6000 | Marked Unknown | 1995-11-01 | Unknown
9102034 | 1 | [5 empty] | Removed from Ground | Kerosene | 1000 | Not Marked/Unknown | 1996-08-08 | Not Marked
9102035 | 1 | [5 empty] | Removed from Ground | Kerosene | 3000 | Not Marked/Unknown | 1996-10-16 | Not Marked
9102035 | 2 | [5 empty] | Removed from Ground | Diesel | 3000 | Not Marked/Unknown | 1996-10-16 | Not Marked
9102035 | 3 | [5 empty] | Removed from Ground | Gas (Historical Use) | 3000 | Not Marked/Unknown | 1996-10-16 | Not Marked
9102035 | 4 | [5 empty] | Removed from Ground | Gas (Historical Use) | 250 | Not Marked/Unknown | 1996-10-16 | Not Marked
9102036 | 1 | [5 empty] | Removed from Ground | Gas (Historical Use) | 500 | Bare Steel | 1971-01-01 | Bare Steel | Safe Suction (Euro)
9102037 | 1 | [5 empty] | Removed from Ground | Gas (Historical Use) | 0 | Bare Steel | 1997-06-01 | Bare Steel | Safe Suction (Euro)
9102045 | 1 |  | 1998-11-19 |  | 1998-11-19 |  | Currently in Use | Gas (Historical Use) | 20000 | Epoxy | 1996-01-01 | Double-Walled Fiberglass | Pressurized
9102045 | 2 |  | 1998-11-20 |  | 1998-11-20 |  | Currently in Use | Gas (Historical Use) | 10000 | Epoxy | 1996-01-01 | Double-Walled Fiberglass | Pressurized
9102046 | 1 | Flapper Valve | 1996-09-01 | no | 1996-09-01 | no | Currently in Use | Diesel | 10000 | Composite | 1996-09-15 | Double-Walled Fiberglass | Pressurized
9102046 | 2 |  | 1996-09-01 |  | 1996-09-01 |  | Currently in Use | Gas (Historical Use) | 10000 | Composite | 1996-09-15 | Double-Walled Fiberglass | Pressurized
9102046 | 3 |  | 1996-09-01 |  | 1996-09-01 |  | Currently in Use | Gas (Historical Use) | 6000 | Composite | 1996-09-15 | Double-Walled Fiberglass | Pressurized
9102046 | 4 |  | 1996-09-01 |  | 1996-09-01 |  | Currently in Use | Kerosene | 2000 | Composite | 1996-09-15 | Double-Walled Fiberglass | Safe Suction (Euro)
9102047 | 1 | Ball Float | 1996-01-01 |  | 1996-01-01 |  | Currently in Use | Gas (Historical Use) | 12000 | Fiberglass | 1995-02-01 | Fiberglass Reinforced Plastic | Pressurized
9102047 | 2 | Ball Float | 1996-01-01 |  | 1996-01-01 |  | Currently in Use | Gas (Historical Use) | 12000 | Fiberglass | 1995-02-01 | Fiberglass Reinforced Plastic | Pressurized
9102047 | 3 | Ball Float | 1996-01-01 |  | 1996-01-01 |  | Currently in Use | Gas (Historical Use) | 12000 | Fiberglass | 1995-02-01 | Fiberglass Reinforced Plastic | Pressurized
9102048 | 1 |  | 1998-11-01 |  | 1998-11-01 | yes | Currently in Use | Gas (Historical Use) | 4000 | Cathodically Protected Steel | 1998-11-01 | Cathodically Protected | Safe Suction (Euro)
9102048 | 2 |  | 1998-11-01 |  | 1998-11-01 | yes | Currently in Use | Gas (Historical Use) | 4000 | Cathodically Protected Steel | 1998-11-01 | Cathodically Protected | Safe Suction (Euro)
9102049 | 1 | [5 empty] | Removed from Ground | Gas (Historical Use) | 2500 | Bare Steel | 1999-08-01 | Bare Steel | Safe Suction (Euro)
9102049 | 2 | [5 empty] | Removed from Ground | Gas (Historical Use) | 2500 | Bare Steel | 1999-08-01 | Bare Steel | Safe Suction (Euro)
9102050 | 1 | Flapper Valve | 1999-07-01 |  | 1999-07-01 |  | Currently in Use | Diesel | 10000 | Composite | 1999-07-12 | Double-Walled Flex | Pressurized
9102050 | 2 | Flapper Valve | 1999-07-01 |  | 1999-07-01 |  | Currently in Use | Gas (Historical Use) | 6000 | Composite | 1999-07-12 | Double-Walled Flex | Pressurized
9102050 | 3 | Flapper Valve | 1999-07-01 |  | 1999-07-01 |  | Currently in Use | Gas (Historical Use) | 4000 | Composite | 1999-07-12 | Double-Walled Flex | Safe Suction (Euro)
9102050 | 4 | Flapper Valve | 2005-04-25 | no | 2005-04-25 | no | Currently in Use | Diesel | 20000 | Composite | 2005-04-25 | Double-Walled Flex | Pressurized
9102052 | 1 | Flapper Valve | 1992-01-01 |  | 1992-01-01 |  | Currently in Use | Gas (Historical Use) | 8131 | Galvanic (STIP-3) | 1992-01-01 | Fiberglass Reinforced Plastic | Pressurized
9102052 | 2 | Flapper Valve | 1992-01-01 |  | 1992-01-01 |  | Currently in Use | Gas (Historical Use) | 6078 | Galvanic (STIP-3) | 1992-01-01 | Fiberglass Reinforced Plastic | Pressurized
9102053 | 1 | [5 empty] | Removed from Ground | Gas (Historical Use) | 500 | Bare Steel | 1962-01-01 | Galvanized Steel | Suction (American)
9102053 | 2 | [5 empty] | Removed from Ground | Gas (Historical Use) | 500 | Bare Steel | 1962-01-01 | Galvanized Steel | Suction (American)
9103001 | 1 |  | 1999-03-29 |  | 1999-03-29 |  | Removed from Ground | Gas (Historical Use) | 6000 | Galvanic (STIP-3) | 1989-01-01 | Galvanized Steel | Safe Suction (Euro)
9103001 | 2 |  | 1999-03-29 |  | 1999-03-29 |  | Removed from Ground | Gas (Historical Use) | 6000 | Galvanic (STIP-3) | 1989-01-01 | Galvanized Steel | Safe Suction (Euro)
9103002 | 1 | [5 empty] | Removed from Ground | Diesel | 12000 | Bare Steel | 1970-01-01 | Bare Steel
9103002 | 2 | [5 empty] | Removed from Ground | Diesel | 1000 | Bare Steel | 1970-01-01 | Bare Steel
9103002 | 3 | [5 empty] | Removed from Ground | Gas (Historical Use) | 1000 | Bare Steel | 1970-01-01 | Bare Steel
9103004 | 1 | [5 empty] | Removed from Ground | Gas (Historical Use) | 2000 | Bare Steel | 1992-06-04 | Galvanized Steel | Suction (American)
9103004 | 2 | [5 empty] | Removed from Ground | Gas (Historical Use) | 2000 | Bare Steel | 1992-06-04 | Galvanized Steel | Suction (American)
9103004 | 3 | [5 empty] | Removed from Ground | Gas (Historical Use) | 2000 | Bare Steel | 1992-06-04 | Galvanized Steel | Suction (American)
9103004 | 4 | [5 empty] | Removed from Ground | Gas (Historical Use) | 2000 | Bare Steel | 1992-06-04 | Galvanized Steel | Suction (American)
9103005 | 1 | [5 empty] | Removed from Ground | Gas (Historical Use) | 1000 | Bare Steel | 1993-09-01 | Galvanized Steel | Suction (American)
9103005 | 2 | [5 empty] | Removed from Ground | Gas (Historical Use) | 1000 | Bare Steel | 1993-09-01 | Galvanized Steel | Suction (American)
9103005 | 3 | [5 empty] | Removed from Ground | Diesel | 1000 | Bare Steel | 1993-09-01 | Galvanized Steel | Suction (American)
9103006 | 1 |  | 1995-03-31 |  | 1995-03-31 |  | Currently in Use | Gas (Historical Use) | 6000 | Cathodically Protected Steel | 1980-06-15 | Fiberglass Reinforced Plastic | Safe Suction (Euro)
9103006 | 2 |  | 1995-03-31 |  | 1995-03-31 |  | Currently in Use | Gas (Historical Use) | 6000 | Cathodically Protected Steel | 1980-06-15 | Fiberglass Reinforced Plastic | Safe Suction (Euro)
9103006 | 3 |  | 1995-03-31 |  | 1995-03-31 |  | Currently in Use | Gas (Historical Use) | 6000 | Cathodically Protected Steel | 1980-06-15 | Fiberglass Reinforced Plastic | Safe Suction (Euro)
9103007 | 2 |  |  | no |  | no | Removed from Ground | Diesel | 560 | Unknown |  | Unknown
9103007 | 3 |  |  | no |  | no | Removed from Ground | Used Oil | 300 | Unknown |  | Unknown
9103007 | 530G1 | [5 empty] | Removed from Ground | Gas (Historical Use) | 1000 | Bare Steel | 2000-06-21 | Galvanized Steel | Safe Suction (Euro)
9103008 | 546G1 | [5 empty] | Permanently Out of Use - historical purposes | Gas (Historical Use) | 1000 | Bare Steel |  | Galvanized Steel | Safe Suction (Euro)
9103009 | 1 |  | 1988-04-01 |  | 1988-04-01 |  | Currently in Use | Gas (Historical Use) | 10000 | Fiberglass | 1988-04-01 | Fiberglass Reinforced Plastic | Pressurized
9103009 | 2 |  | 1988-04-01 |  | 1988-04-01 |  | Currently in Use | Diesel | 10000 | Fiberglass | 1988-04-01 | Fiberglass Reinforced Plastic | Pressurized
9103009 | 3 |  | 1988-04-01 |  | 1988-04-01 |  | Currently in Use | Gas (Historical Use) | 6000 | Fiberglass | 1988-04-01 | Fiberglass Reinforced Plastic | Pressurized
9103009 | 4 |  | 1988-04-01 |  | 1988-04-01 |  | Temporarily out of use | Gas (Historical Use) | 6000 | Fiberglass | 1988-04-01 | Fiberglass Reinforced Plastic | Pressurized
9103010 | 1A |  | 1993-01-01 |  | 1993-01-01 |  | Temporarily out of use | Gas (Historical Use) | 6000 | Cathodically Protected Steel | 1993-01-01 | Cathodically Protected | Safe Suction (Euro)
9103010 | 1B |  | 1993-01-01 |  | 1993-01-01 |  | Temporarily out of use | Gas (Historical Use) | 2000 | Cathodically Protected Steel | 1993-01-01 | Cathodically Protected | Safe Suction (Euro)
9103010 | 2 |  | 1993-01-01 |  | 1993-01-01 |  | Temporarily out of use | Diesel | 2000 | Cathodically Protected Steel | 1993-01-01 | Cathodically Protected | Safe Suction (Euro)
9103011 | 1 |  | 1998-12-01 |  | 1998-12-01 |  | Removed from Ground | Gas (Historical Use) | 1000 | Cathodically Protected Steel | 1989-02-01 | Cathodically Protected | Safe Suction (Euro)
9103011 | 2 |  | 1998-12-01 |  | 1998-12-01 |  | Removed from Ground | Gas (Historical Use) | 1000 | Cathodically Protected Steel | 1989-02-01 | Cathodically Protected | Safe Suction (Euro)
9103012 | 1 |  | 1998-06-01 |  | 1998-06-01 |  | Temporarily out of use | Gas (Historical Use) | 3000 | Cathodically Protected Steel | 1986-05-15 | Cathodically Protected | Safe Suction (Euro)
9103012 | 2 |  | 1998-06-01 |  | 1998-06-01 |  | Temporarily out of use | Gas (Historical Use) | 3000 | Cathodically Protected Steel | 1986-05-15 | Cathodically Protected | Safe Suction (Euro)
9103012 | 3 |  | 1998-06-01 |  | 1998-06-01 |  | Temporarily out of use | Gas (Historical Use) | 3000 | Cathodically Protected Steel | 1986-05-15 | Cathodically Protected | Safe Suction (Euro)
9103013 | 1 | [5 empty] | Removed from Ground | Gas (Historical Use) | 1000 | Bare Steel | 1980-06-15 | Galvanized Steel | Safe Suction (Euro)
9103013 | 2 | [5 empty] | Removed from Ground | Gas (Historical Use) | 1000 | Bare Steel | 1980-06-15 | Galvanized Steel | Safe Suction (Euro)
9103013 | 3A |  | 1998-03-01 | no | 1998-03-01 | no | Temporarily out of use | Gas (Historical Use) | 8115 | Fiberglass | 2016-12-28 | Fiberglass Reinforced Plastic | Pressurized
9103013 | 3B |  | 1998-03-01 | no | 1998-03-01 | no | Temporarily out of use |  | 4073 | Fiberglass | 2016-12-28 | Fiberglass Reinforced Plastic | Pressurized
9103013 | 4 |  | 1998-03-01 | no | 1998-03-01 | no | Currently in Use | Diesel | 6110 | Fiberglass | 2016-12-28 | Fiberglass Reinforced Plastic | Pressurized
9103014 | 1 | [5 empty] | Permanently Out of Use - historical purposes | Gas (Historical Use) | 1000 | Not Marked/Unknown | 1991-01-01 | Not Marked
9103015 | 1 | [5 empty] | Removed from Ground | Gas (Historical Use) | 1000 | Bare Steel | 1998-05-04 | Galvanized Steel | Safe Suction (Euro)
9103018 | 1 | [5 empty] | Currently in Use | Diesel | 2000 | Marked Unknown |  | Not Marked
9103018 | 2 | [5 empty] | Currently in Use | Gas (Historical Use) | 1000 | Marked Unknown |  | Not Marked
9103019 | 1 | [5 empty] | Removed from Ground | Gas (Historical Use) | 500 | Bare Steel | 1994-11-01 | Bare Steel | Suction (American)
9103020 | 1A |  | 1999-08-19 |  | 1999-08-19 |  | Currently in Use | Gas (Historical Use) | 8000 | Composite | 1999-08-13 | Double Walled | Pressurized
9103020 | 1B |  | 1999-08-19 |  | 1999-08-19 |  | Currently in Use | Gas (Historical Use) | 4000 | Composite | 1999-08-13 | Double Walled | Pressurized
9103020 | 2 |  | 1999-08-19 |  | 1999-08-19 |  | Currently in Use | Diesel | 4000 | Composite | 1999-08-13 | Double Walled | Pressurized
9103021 | 1A |  | 2000-05-19 |  | 2000-05-19 |  | Currently in Use | Gas (Historical Use) | 8000 | Composite | 2000-05-17 | Double Walled | Pressurized
9103021 | 1B |  | 2000-05-19 |  | 2000-05-19 |  | Currently in Use | Gas (Historical Use) | 4000 | Composite | 2000-05-17 | Double Walled | Pressurized
9103021 | 2A |  | 2000-05-19 |  | 2000-05-19 |  | Currently in Use | Diesel | 8000 | Composite | 2000-05-17 | Double Walled | Pressurized
9103021 | 2B |  | 2000-05-19 |  | 2000-05-19 |  | Currently in Use | Diesel | 4000 | Composite | 2000-05-17 | Double Walled | Pressurized
9104001 | 1 | [5 empty] | Removed from Ground | Gas (Historical Use) | 2000 | Bare Steel | 1991-08-20 | Unknown
9104001 | 2 |  |  | yes |  | yes | Removed from Ground | Used Oil | 500 | Bare Steel | 1991-09-12 | Unknown
9104001 | 3 | [5 empty] | Removed from Ground | Gas (Historical Use) | 2000 | Bare Steel | 1991-09-12 | Unknown
9104003 | 1 | [5 empty] | Closed in Ground | Diesel | 500 | Fiberglass | 1986-06-01 | Secondary Containment | Suction (American)
9104003 | 2 |  | 1994-01-01 |  | 1994-01-01 |  | Currently in Use | Diesel | 600 | Fiberglass | 1994-01-15 | Fiberglass Reinforced Plastic | Suction (American)
9104004 | 1 |  | 1998-11-05 | no | 1998-11-05 | no | Currently in Use | Gas (Historical Use) | 10000 | Steel-Impressed Current | 1981-01-01 |  | Pressurized
9104004 | 2 |  | 1998-11-05 | no | 1998-11-05 | no | Currently in Use | Gas (Historical Use) | 10000 | Steel-Impressed Current | 1981-01-01 |  | Pressurized
9104004 | 3 |  | 1998-11-05 | no | 1998-11-05 | no | Currently in Use | Diesel | 10000 | Steel-Impressed Current | 1981-01-01 |  | Pressurized
9104005 | 1 |  |  | no |  | no | Removed from Ground | Diesel | 1500 | Epoxy | 1986-01-01 | Copper | Suction (American)
9104005 | 2 | Flapper Valve | 1997-06-18 | no | 1997-06-18 | no | Currently in Use | Diesel | 1000 | Epoxy | 1997-06-18 | Double-Walled Fiberglass | Suction (American)
9104006 | 1 |  | 1995-02-01 |  | 1993-05-01 |  | Currently in Use | Gas (Historical Use) | 8000 | Galvanic (STIP-3) | 1987-05-19 | Galvanized Steel | Pressurized
9104006 | 2 |  | 1995-02-01 |  | 1992-05-01 |  | Currently in Use | Gas (Historical Use) | 8000 | Galvanic (STIP-3) | 1987-05-19 | Galvanized Steel | Pressurized
9104006 | 3 |  | 1995-02-01 |  | 1993-05-01 |  | Currently in Use | Diesel | 6000 | Galvanic (STIP-3) | 1987-05-19 | Fiberglass Reinforced Plastic | Pressurized
9104006 | 4 |  | 1995-02-01 |  | 1993-05-01 |  | Currently in Use | Diesel | 4000 | Galvanic (STIP-3) | 1987-05-19 | Galvanized Steel | Suction (American)
9104006 | 5 |  | 1995-02-01 |  | 1993-05-01 |  | Currently in Use | Kerosene | 1000 | Galvanic (STIP-3) | 1987-05-19 | Galvanized Steel | Suction (American)
9104007 | 1 |  | 1998-05-01 | no | 1998-05-01 | no | Removed from Ground | Gas (Historical Use) | 10000 | Composite | 1989-01-01 | Fiberglass Reinforced Plastic | Pressurized
9104007 | 2 |  | 1998-05-01 | no | 1998-05-01 | no | Removed from Ground | Gas (Historical Use) | 10000 | Composite | 1989-01-01 | Fiberglass Reinforced Plastic | Pressurized
9104007 | 3 |  | 1998-05-01 | no | 1998-05-01 | no | Removed from Ground | Gas (Historical Use) | 10000 | Composite | 1989-01-01 | Fiberglass Reinforced Plastic | Pressurized
9104007 | 4 |  | 1998-05-01 | no | 1998-05-01 | no | Removed from Ground | Diesel | 15000 | Composite | 1989-01-01 | Fiberglass Reinforced Plastic | Pressurized
9104007 | 5 |  | 1998-05-01 | no | 1998-05-01 | no | Removed from Ground | Kerosene | 6000 | Composite | 1989-01-01 | Fiberglass Reinforced Plastic
9104008 | 1 | Ball Float | 1988-01-01 |  | 1988-01-01 |  | Currently in Use | Gas (Historical Use) | 10000 | Steel-Impressed Current | 1988-01-01 | Steel (Impressed Current) | Pressurized
9104008 | 2 | Ball Float | 1988-01-01 |  | 1988-01-01 |  | Currently in Use | Gas (Historical Use) | 10000 | Steel-Impressed Current | 1988-01-01 | Steel (Impressed Current) | Pressurized
9104008 | 3 | Ball Float | 1988-01-01 |  | 1988-01-01 |  | Currently in Use | Gas (Historical Use) | 10000 | Steel-Impressed Current | 1988-01-01 | Steel (Impressed Current) | Pressurized
9104008 | 4 | Ball Float | 1988-01-01 |  | 1988-01-01 |  | Currently in Use | Diesel | 8000 | Steel-Impressed Current | 1988-01-01 | Steel (Impressed Current) | Pressurized
9104013 | 1 | [5 empty] | Removed from Ground | Gas (Historical Use) | 3000 | Bare Steel | 1968-01-01 | Galvanized Steel
9104013 | 2 | [5 empty] | Removed from Ground | Gas (Historical Use) | 3000 | Bare Steel | 1968-01-01 | Galvanized Steel
9104013 | 3 | [5 empty] | Removed from Ground | Gas (Historical Use) | 3000 | Bare Steel | 1968-01-01 | Galvanized Steel
9104013 | 4 |  |  | yes |  | yes | Removed from Ground | Used Oil | 500 | Not Marked/Unknown | 1993-07-01 | Not Marked
9104013 | 5 | [5 empty] | Removed from Ground | Gas (Historical Use) | 3000 | Bare Steel | 1968-01-01 | Galvanized Steel
9104014 | 1 | [5 empty] | Removed from Ground | Gas (Historical Use) | 5000 | Not Marked/Unknown | 1992-10-28 | Not Marked
9104014 | 2 | [5 empty] | Removed from Ground | Gas (Historical Use) | 5000 | Not Marked/Unknown | 1992-10-21 | Not Marked
9104014 | 3 | [5 empty] | Removed from Ground | Diesel | 2000 | Not Marked/Unknown | 1992-10-21 | Not Marked
9104014 | 4 | [5 empty] | Removed from Ground | Other | 6000 | Not Marked/Unknown | 1992-10-28 | Not Marked
9104014 | 5 | [5 empty] | Removed from Ground | Gas (Historical Use) | 1000 | Bare Steel | 1994-06-20 | Not Marked
9104015 | 1 | [5 empty] | Removed from Ground | Diesel | 3000 | Bare Steel | 1972-01-01 | Copper | Suction (American)
9104016 | 1 | Flapper Valve | 2005-09-26 |  | 2005-09-26 |  | Currently in Use | Gas (Historical Use) | 8000 | Cathodically Protected Steel | 1979-01-01 | Fiberglass Reinforced Plastic | Pressurized
9104016 | 2 | Flapper Valve | 2005-09-26 |  | 2005-09-26 |  | Currently in Use | Gas (Historical Use) | 8000 | Cathodically Protected Steel | 1979-01-01 | Fiberglass Reinforced Plastic | Pressurized
9104016 | 3 | Flapper Valve | 2005-09-26 |  | 2005-09-26 |  | Currently in Use | Diesel | 5000 | Cathodically Protected Steel | 1979-01-01 | Fiberglass Reinforced Plastic | Pressurized
9104017 | 1 | Flapper Valve | 1999-05-01 | no | 1999-05-01 | no | Currently in Use | Regular | 1000 | Steel-Impressed Current | 2016-05-31 | Steel (Impressed Current) | Suction (American)
9104017 | 2 | Flapper Valve | 1999-05-01 | no | 1999-05-01 | no | Currently in Use | Diesel | 1000 | Steel-Impressed Current | 2016-05-31 | Steel (Impressed Current) | Suction (American)
9104018 | 1 | [5 empty] | Removed from Ground | Gas (Historical Use) | 550 | Bare Steel | 1964-01-01 | Galvanized Steel
9104018 | 2 | [5 empty] | Removed from Ground | Gas (Historical Use) | 550 | Bare Steel | 1964-01-01 | Galvanized Steel
9104018 | 3 | [5 empty] | Removed from Ground | Gas (Historical Use) | 550 | Bare Steel | 1964-01-01 | Galvanized Steel
9104018 | 4 |  | 1999-10-01 | no | 1995-01-01 | no | Removed from Ground |  | 5000 | Composite | 2010-01-15 | Fiberglass Reinforced Plastic | Safe Suction (Euro)
9104018 | 5 |  | 1999-10-01 | no | 1995-01-01 | no | Removed from Ground |  | 550 | Composite | 2010-01-15 | Fiberglass Reinforced Plastic | Safe Suction (Euro)
9104019 | 1 | [5 empty] | Removed from Ground | Empty | 1000 | Bare Steel | 1964-01-01 | Galvanized Steel | Suction (American)
9104019 | 2 | [5 empty] | Removed from Ground | Empty | 1000 | Bare Steel | 1964-01-01 | Galvanized Steel | Suction (American)
9104019 | 3 | [5 empty] | Removed from Ground | Empty | 1000 | Bare Steel | 1964-01-01 | Galvanized Steel | Suction (American)
9104020 | 1 | [5 empty] | Removed from Ground | Gas (Historical Use) | 1000 | Bare Steel | 1962-01-01 | Galvanized Steel | Suction (American)
9104020 | 2 | [5 empty] | Removed from Ground | Gas (Historical Use) | 1000 | Bare Steel | 1962-01-01 | Galvanized Steel | Suction (American)
9104021 | 1 | [5 empty] | Removed from Ground | Gas (Historical Use) | 550 | Not Marked/Unknown | 1994-01-11 | Not Marked
9104021 | 2 | [5 empty] | Removed from Ground | Diesel | 550 | Not Marked/Unknown | 1994-01-11 | Not Marked
9104022 | 1 | [5 empty] | Removed from Ground | Diesel | 3000 | Not Marked/Unknown | 1991-09-26 | Not Marked
9104023 | 1 | [5 empty] | Removed from Ground | Diesel | 10000 | Not Marked/Unknown |  | Not Marked
9104023 | 2 | [5 empty] | Removed from Ground | Gas (Historical Use) | 10000 | Not Marked/Unknown |  | Not Marked
9104024 | 1 | [5 empty] | Removed from Ground | Gas (Historical Use) | 8000 | Cathodically Protected Steel | 1987-01-01 | Galvanized Steel | Pressurized
9104024 | 2 | [5 empty] | Removed from Ground | Gas (Historical Use) | 8000 | Cathodically Protected Steel | 1987-01-01 | Galvanized Steel | Pressurized
9104024 | 3 | [5 empty] | Removed from Ground | Gas (Historical Use) | 8000 | Cathodically Protected Steel | 1987-01-01 | Galvanized Steel | Pressurized
9104024 | 4 | [5 empty] | Removed from Ground | Diesel | 6000 | Cathodically Protected Steel | 1987-01-01 | Galvanized Steel | Pressurized
9104024 | 5 | [5 empty] | Removed from Ground | Kerosene | 2000 | Cathodically Protected Steel | 1987-01-01 | Galvanized Steel | Suction (American)
9104024 | 6 | Ball Float | 2002-03-01 | no | 2002-03-01 | no | Currently in Use | Gas (Historical Use) | 10000 | Composite | 2002-03-01 | Fiberglass Reinforced Plastic
9104024 | 7 | Ball Float | 2002-03-01 | no | 2002-03-01 | no | Currently in Use | Gas (Historical Use) | 10000 | Composite | 2002-03-01 | Fiberglass Reinforced Plastic
9104024 | 8A |  | 2015-01-02 | no | 2015-01-02 | no | Currently in Use | Diesel | 4000 | Fiberglass Double Walled | 2015-01-02 | Double-Walled Flex | Pressurized
9104024 | 8B |  | 2015-01-02 | no | 2015-01-02 | no | Currently in Use | E-85 | 8000 | Fiberglass Double Walled | 2015-01-02 | Double-Walled Flex | Pressurized
9104024 | 8C |  | 2015-01-02 | no | 2015-01-02 | no | Currently in Use | Biodiesel | 4000 | Fiberglass Double Walled | 2015-01-02 | Double-Walled Flex | Pressurized
9104025 | 1 |  | 1998-11-04 | no | 1998-11-04 | no | Temporarily out of use | Gas (Historical Use) | 10000 | Galvanic (STIP-3) | 1987-01-01 | Fiberglass Reinforced Plastic | Pressurized
9104025 | 2 |  | 1998-11-04 | no | 1998-11-04 | no | Temporarily out of use | Gas (Historical Use) | 10000 | Galvanic (STIP-3) | 1987-01-01 | Fiberglass Reinforced Plastic | Pressurized
9104025 | 3 |  | 1998-11-04 | no | 1998-11-04 | no | Temporarily out of use | Gas (Historical Use) | 10000 | Galvanic (STIP-3) | 1987-01-01 | Fiberglass Reinforced Plastic | Pressurized
9104027 | 1 | [5 empty] | Removed from Ground | Gas (Historical Use) | 1000 | Marked Unknown | 1995-04-01 | Galvanized Steel | Suction (American)
9104027 | 2 | [5 empty] | Removed from Ground | Gas (Historical Use) | 500 | Marked Unknown | 1995-04-01 | Galvanized Steel | Suction (American)
9104027 | 3 | [5 empty] | Removed from Ground | Gas (Historical Use) | 500 | Marked Unknown | 1995-04-01 | Galvanized Steel | Suction (American)
9104027 | 4 | [5 empty] | Removed from Ground | Gas (Historical Use) | 500 | Marked Unknown | 1995-04-01 | Galvanized Steel | Suction (American)
9104027 | 5 | [5 empty] | Removed from Ground | Gas (Historical Use) | 0 | Bare Steel | 1995-04-01 | Galvanized Steel | Suction (American)
9104028 | 10 | Flapper Valve | 2005-03-10 | no | 2005-03-10 | no | Currently in Use | New Oil | 8000 | Fiberglass Double Walled | 2005-02-24 | Double-Walled Fiberglass | Safe Suction (Euro)
9104028 | 2 | Flapper Valve | 1997-02-25 | no | 1997-02-25 | no | Currently in Use | Regular | 10000 | Steel-Impressed Current | 1978-01-01 | Double-Walled Fiberglass | Pressurized
9104028 | 3 | Flapper Valve | 1997-02-25 | no | 1997-02-25 | no | Currently in Use | Regular | 10000 | Steel-Impressed Current | 1978-01-01 | Double-Walled Fiberglass | Pressurized
9104028 | 4 | Flapper Valve | 1997-02-25 | no | 1997-02-25 | no | Currently in Use | Premium | 10000 | Steel-Impressed Current | 1978-01-01 | Double-Walled Fiberglass | Pressurized
9104028 | 5 | Flapper Valve | 1997-02-25 | no | 1997-02-25 | no | Currently in Use | Diesel | 20000 | Steel-Impressed Current | 1978-01-01 | Double-Walled Fiberglass | Pressurized
9104028 | 6 | Flapper Valve | 1997-02-25 | no | 1997-02-25 | no | Currently in Use | Diesel | 20000 | Steel-Impressed Current | 1978-01-01 | Double-Walled Fiberglass | Pressurized
9104028 | 7 | Flapper Valve | 1997-02-25 | no | 1997-02-25 | no | Currently in Use | Diesel | 20000 | Steel-Impressed Current | 1978-01-01 | Double-Walled Fiberglass | Pressurized
9104028 | 8 |  |  | yes |  | yes | Removed from Ground |  | 1000 | Bare Steel | 1978-01-01 | Bare Steel
9104028 | 9 |  | 1997-03-13 | yes | 1997-03-10 | yes | Currently in Use | Used Oil | 1000 | Fiberglass Double Walled | 1997-03-11 | Fiberglass Reinforced Plastic | Gravity
9104029 | 1 | [5 empty] | Currently in Use | Gas (Historical Use) | 1000 | Epoxy | 1987-01-01 | Galvanized Steel | Suction (American)
9104029 | 2 | [5 empty] | Currently in Use | Gas (Historical Use) | 1000 | Epoxy | 1987-01-01 | Galvanized Steel | Suction (American)
9104029 | 3 | [5 empty] | Currently in Use | Diesel | 550 | Bare Steel | 1979-01-01 | Galvanized Steel | Suction (American)
9104030 | 1 | Flapper Valve | 1998-12-01 | no | 1998-12-01 | no | Currently in Use | Regular | 10000 | Steel-Impressed Current | 1986-05-01 | Fiberglass Reinforced Plastic | Pressurized
9104030 | 2 | Flapper Valve | 1998-12-01 | no | 1998-12-01 | no | Currently in Use | Diesel | 10000 | Steel-Impressed Current | 1986-05-01 | Fiberglass Reinforced Plastic | Pressurized
9104030 | 3 | Flapper Valve | 1998-12-01 | no | 1998-12-01 | no | Currently in Use | Premium | 10000 | Steel-Impressed Current | 1986-05-01 | Fiberglass Reinforced Plastic | Pressurized
9104031 | 1 |  | 1998-12-01 | no | 1998-12-01 | no | Currently in Use | Gas (Historical Use) | 10086 | Steel-Impressed Current | 1978-04-01 |  | Pressurized
9104031 | 2 |  | 1998-12-01 | no | 1998-12-01 | no | Currently in Use | Gas (Historical Use) | 10086 | Steel-Impressed Current | 1978-04-01 |  | Pressurized
9104031 | 3 |  | 1998-12-01 | no | 1998-12-01 | no | Currently in Use | Gas (Historical Use) | 10086 | Steel-Impressed Current | 1978-04-01 | Cathodically Protected | Pressurized
9104032 | 1 | [5 empty] | Removed from Ground | Gas (Historical Use) | 1000 | Bare Steel | 1968-01-01 | Galvanized Steel | Suction (American)
9104034 | 1 | [5 empty] | Removed from Ground | Gas (Historical Use) | 500 | Bare Steel | 1978-01-01 | Galvanized Steel | Suction (American)
9104034 | 2 | [5 empty] | Removed from Ground | Empty | 1000 | Bare Steel | 1970-01-01 | Galvanized Steel | Pressurized
9104034 | 3 | [5 empty] | Removed from Ground | Empty | 1000 | Bare Steel | 1970-01-01 | Galvanized Steel | Suction (American)
9104035 | 1 |  | 1993-06-09 |  | 1993-06-09 |  | Currently in Use | Gas (Historical Use) | 6000 | Composite | 1993-03-01 | Fiberglass Reinforced Plastic | Suction (American)
9104035 | 2 | [5 empty] | Removed from Ground | Diesel | 6000 | Not Marked/Unknown | 1998-06-10 | Not Marked
9104035 | 3 | [5 empty] | Removed from Ground | Diesel | 6000 | Bare Steel | 1998-09-15 | Bare Steel | Safe Suction (Euro)
9104035 | 4 |  | 1998-07-08 |  | 1998-07-08 |  | Removed from Ground | Gas (Historical Use) | 6000 | Bare Steel | 1998-06-10 | Galvanized Steel | Safe Suction (Euro)
9104035 | 5 |  | 1998-07-08 |  | 1998-07-08 |  | Currently in Use | Gas (Historical Use) | 10000 | Double Walled | 1998-07-02 | Fiberglass Reinforced Plastic | Safe Suction (Euro)
9104035 | 6 |  | 1998-07-08 |  | 1998-07-08 |  | Currently in Use | Diesel | 10000 | Double Walled | 1998-07-02 | Fiberglass Reinforced Plastic | Safe Suction (Euro)
9104036 | 1 | [5 empty] | Removed from Ground | Gas (Historical Use) | 500 | Not Marked/Unknown | 1988-01-01 | Bare Steel | Suction (American)
9104037 | 1 |  | 1999-12-13 |  | 1999-12-13 |  | Currently in Use | Gas (Historical Use) | 500 | Steel-Impressed Current | 1967-01-01 | Cathodically Protected | Suction (American)
9104037 | 2 |  | 1999-12-13 |  | 1999-12-13 |  | Currently in Use | Gas (Historical Use) | 600 | Steel-Impressed Current | 1999-12-13 | Cathodically Protected | Suction (American)
9104039 | 1 |  | 1999-12-22 |  | 1999-12-22 |  | Removed from Ground | Gas (Historical Use) | 1000 | Steel-Impressed Current | 1999-12-22 | Cathodically Protected | Safe Suction (Euro)
9104039 | 2 |  | 1999-12-22 |  | 1999-12-22 |  | Removed from Ground | Gas (Historical Use) | 1000 | Steel-Impressed Current | 1999-12-22 | Cathodically Protected | Safe Suction (Euro)
9104041 | 1 | [5 empty] | Removed from Ground | Gas (Historical Use) | 8000 | Bare Steel | 2000-07-07 | Galvanized Steel | Suction (American)
9104041 | 2 | [5 empty] | Removed from Ground | Gas (Historical Use) | 8000 | Bare Steel | 2000-07-07 | Galvanized Steel | Suction (American)
9104041 | 3 | [5 empty] | Removed from Ground | Diesel | 5000 | Bare Steel | 2000-07-07 | Galvanized Steel | Suction (American)
9104043 | 1 | [5 empty] | Removed from Ground | Gas (Historical Use) | 550 | Not Marked/Unknown | 1997-04-15 | Not Marked
9104045 | 1 | [5 empty] | Removed from Ground | Gas (Historical Use) | 500 | Not Marked/Unknown | 1997-06-21 | Not Marked
9104045 | 2 | [5 empty] | Removed from Ground | Diesel | 500 | Not Marked/Unknown | 1997-06-21 | Not Marked
9104045 | 3 | [5 empty] | Removed from Ground | Diesel | 500 | Not Marked/Unknown | 1997-06-21 | Not Marked
9104046 | 1 |  | 1998-04-01 | no | 1998-04-01 | no | Temporarily out of use |  | 10000 | Steel-Impressed Current | 1998-05-01 |  | Pressurized
9104046 | 2 |  | 1999-10-29 | no | 1998-04-01 | no | Temporarily out of use |  | 2000 | Steel-Impressed Current | 1998-05-01 |  | Suction (American)
9104046 | 3 |  | 1999-10-28 | no | 1998-04-01 | no | Temporarily out of use |  | 2000 | Steel-Impressed Current | 1998-05-01 |  | Suction (American)
9104046 | 4 |  | 1999-10-28 | no | 1998-04-01 | no | Temporarily out of use |  | 10000 | Steel-Impressed Current | 1998-05-01 |  | Suction (American)
9104047 | 1 |  | 1999-03-11 |  | 1999-03-11 |  | Currently in Use | Gas (Historical Use) | 10000 | Composite | 1999-03-15 | Fiberglass Reinforced Plastic | Pressurized
9104047 | 2 |  | 1999-03-11 |  | 1999-03-11 |  | Currently in Use | Gas (Historical Use) | 10000 | Composite | 1999-03-15 | Fiberglass Reinforced Plastic | Pressurized
9104047 | 3 |  | 1999-03-11 |  | 1999-03-11 |  | Currently in Use | Diesel | 10000 | Composite | 1999-03-15 | Fiberglass Reinforced Plastic | Pressurized
9104047 | 4A |  | 1999-03-11 |  | 1999-03-11 |  | Currently in Use | Diesel | 3000 | Composite | 1999-03-15 | Fiberglass Reinforced Plastic | Pressurized
9104047 | 4B |  | 1999-03-11 |  | 1999-03-11 |  | Currently in Use | Other | 3000 | Composite | 1999-03-15 | Fiberglass Reinforced Plastic | Pressurized
9104048 | 1 |  | 2000-11-01 |  | 2000-10-01 |  | Currently in Use | Gas (Historical Use) | 20000 | Fiberglass Double Walled | 2000-05-24 | Double-Walled Fiberglass | Pressurized
9104048 | 2 |  | 2000-11-01 |  | 2000-10-01 |  | Currently in Use | Gas (Historical Use) | 20000 | Fiberglass Double Walled | 2000-05-24 | Double-Walled Fiberglass | Pressurized
9104048 | 3A |  | 2000-11-01 |  | 2000-10-01 |  | Currently in Use | Gas (Historical Use) | 12000 | Fiberglass Double Walled | 2000-05-24 | Double-Walled Fiberglass | Pressurized
9104048 | 3B |  | 2000-11-01 |  | 2000-10-01 |  | Currently in Use | Gas (Historical Use) | 8000 | Fiberglass Double Walled | 2000-05-24 | Double-Walled Fiberglass | Pressurized
9104048 | 4 |  | 2000-11-01 |  | 2000-10-01 |  | Currently in Use | Gas (Historical Use) | 20000 | Fiberglass Double Walled | 2000-06-24 | Double-Walled Fiberglass | Pressurized
9104048 | 5 |  | 2000-11-01 |  | 2000-10-01 |  | Currently in Use | Diesel | 20000 | Fiberglass Double Walled | 2000-06-24 | Double-Walled Fiberglass | Pressurized
9104048 | 6 |  | 2000-11-01 |  | 2000-10-01 |  | Currently in Use | Diesel | 20000 | Fiberglass Double Walled | 2000-06-24 | Double-Walled Fiberglass | Pressurized
9104048 | 7 |  | 2000-11-01 |  | 2000-10-01 |  | Currently in Use | Diesel | 20000 | Fiberglass Double Walled | 2000-06-24 | Double-Walled Fiberglass | Pressurized
9104049 | 1 | [5 empty] | Removed from Ground | Gas (Historical Use) | 0 | Marked Unknown | 1993-01-01 | Unknown
9105001 | 41 | [5 empty] | Removed from Ground | Gas (Historical Use) | 1000 | Bare Steel | 1978-01-01 | Galvanized Steel
9105001 | 46 | [5 empty] | Removed from Ground | Diesel | 500 | Bare Steel | 1971-01-01 | Galvanized Steel
9105001 | 47 | [5 empty] | Removed from Ground | Diesel | 500 | Bare Steel | 1971-01-01 | Galvanized Steel
9105002 | 1 | [5 empty] | Removed from Ground | Diesel | 20000 | Bare Steel | 1985-01-01 | Galvanized Steel
9105002 | 2 | [5 empty] | Removed from Ground | Other | 8000 | Bare Steel | 1985-01-01 | Galvanized Steel
9105003 | 1 | Ball Float | 1996-07-01 |  | 1996-07-01 |  | Currently in Use | Gas (Historical Use) | 5000 | Steel-Impressed Current | 1984-01-01 | Double-Walled Flex | Pressurized
9105003 | 2 | Ball Float | 1996-07-01 |  | 1996-07-01 |  | Currently in Use | Gas (Historical Use) | 5000 | Steel-Impressed Current | 1984-01-01 | Double-Walled Flex | Pressurized
9105003 | 3 | Ball Float | 1996-07-01 |  | 1996-07-01 |  | Currently in Use | Gas (Historical Use) | 3000 | Steel-Impressed Current | 1984-01-01 | Double-Walled Flex | Pressurized
9105003 | 4 | Ball Float | 1996-07-01 |  | 1996-07-01 |  | Currently in Use | Diesel | 2000 | Steel-Impressed Current | 1984-01-01 | Double-Walled Flex | Pressurized
9105003 | 5 | Ball Float | 1996-07-01 |  | 1996-07-01 |  | Currently in Use | Diesel | 8000 | Steel-Impressed Current | 1984-01-01 | Double-Walled Flex | Pressurized
9105003 | 6A | Ball Float | 1996-07-01 |  | 1996-07-01 |  | Currently in Use | Gas (Historical Use) | 12000 | Composite | 1996-07-01 | Double-Walled Flex | Pressurized
9105003 | 6B | Ball Float | 1996-07-01 |  | 1996-07-01 |  | Currently in Use | Gas (Historical Use) | 5000 | Composite | 1996-07-01 | Double-Walled Flex | Pressurized
9105005 | 4401 | Ball Float | 1991-10-22 |  | 1991-10-22 |  | Currently in Use | Gas (Historical Use) | 10000 | Composite | 1991-10-22 | Fiberglass Reinforced Plastic | Pressurized
9105005 | 4402 | Ball Float | 1991-10-22 |  | 1991-10-22 |  | Currently in Use | Gas (Historical Use) | 10000 | Composite | 1991-10-22 | Fiberglass Reinforced Plastic | Pressurized
9105005 | 4403 | Flapper Valve | 1991-10-22 |  | 1991-10-22 |  | Currently in Use | Gas (Historical Use) | 10000 | Composite | 1991-10-22 | Fiberglass Reinforced Plastic | Pressurized
9105005 | 4404 | Flapper Valve | 1991-10-22 |  | 1991-10-22 |  | Currently in Use | Diesel | 8000 | Composite | 1991-10-22 | Fiberglass Reinforced Plastic | Pressurized
9105006 | 1 | [5 empty] | Removed from Ground | Gas (Historical Use) | 1000 | Bare Steel | 1963-01-01 | Unknown
9105006 | 2 | [5 empty] | Removed from Ground | Gas (Historical Use) | 1000 | Bare Steel | 1963-01-01 | Unknown
9105006 | 3 |  |  | yes |  | yes | Closed in Ground | Used Oil | 1000 | Bare Steel | 1963-01-01 | Unknown
9105006 | 4 | [5 empty] | Closed in Ground | Empty | 500 | Bare Steel | 1963-01-01 | Unknown
9105008 | 1 | [5 empty] | Removed from Ground | Gas (Historical Use) | 1000 | Marked Unknown | 1992-02-28 | Unknown
9105008 | 2 | [5 empty] | Removed from Ground | Other | 1000 | Marked Unknown | 1992-02-28 | Unknown
9105008 | 296054 | Overfill Alarm | 1991-07-12 |  | 1991-07-13 |  | Removed from Ground | Gas (Historical Use) | 10000 | Composite | 1991-07-13 | Fiberglass Reinforced Plastic | Safe Suction (Euro)
9105008 | 296055 | Overfill Alarm | 1991-07-15 |  | 1991-07-15 |  | Removed from Ground | Diesel | 1000 | Composite | 1991-07-15 | Fiberglass Reinforced Plastic | Safe Suction (Euro)
9105008 | 3 | [5 empty] | Removed from Ground | Diesel | 1000 | Marked Unknown | 1992-02-28 | Unknown
9105008 | 4 | [5 empty] | Removed from Ground | Gas (Historical Use) | 1000 | Marked Unknown | 1992-02-28 | Unknown
9105008 | 5 | [5 empty] | Removed from Ground | Diesel | 1000 | Marked Unknown | 1992-02-28 | Unknown
9105009 | 1 | [5 empty] | Removed from Ground | Gas (Historical Use) | 500 | Bare Steel | 1993-02-22 | Bare Steel
9105010 | 1 | Flapper Valve | 1998-01-01 |  | 1998-01-01 |  | Currently in Use | Gas (Historical Use) | 8000 | Galvanic (STIP-3) | 2001-09-11 | Fiberglass Reinforced Plastic | Pressurized
9105010 | 2 | Flapper Valve | 1998-01-01 |  | 1998-01-01 |  | Currently in Use | Gas (Historical Use) | 8000 | Galvanic (STIP-3) | 2001-09-11 | Fiberglass Reinforced Plastic | Pressurized
9105010 | 3 | Flapper Valve | 1998-01-01 |  | 1998-01-01 |  | Currently in Use | Gas (Historical Use) | 8000 | Galvanic (STIP-3) | 2001-09-11 | Fiberglass Reinforced Plastic | Pressurized
9105010 | 4 | Flapper Valve | 1998-01-01 |  | 1998-01-01 |  | Currently in Use | Diesel | 6000 | Galvanic (STIP-3) | 2001-09-11 | Fiberglass Reinforced Plastic | Pressurized
9105010 | 5 | Flapper Valve | 1998-01-01 |  | 1998-01-01 |  | Currently in Use | Kerosene | 6000 | Galvanic (STIP-3) | 2001-09-11 | Fiberglass Reinforced Plastic | Safe Suction (Euro)
9105011 | L338057 | Overfill Alarm | 1993-02-08 |  | 1993-02-08 |  | Currently in Use | Gas (Historical Use) | 8000 | Composite | 1993-02-08 | Double-Walled Fiberglass | Pressurized
9105011 | L338063 | Ball Float | 1993-02-08 |  | 1993-02-08 |  | Currently in Use | Diesel | 2000 | Composite | 1993-02-08 | Double-Walled Fiberglass | Safe Suction (Euro)
9105011 | L338066 | Overfill Alarm | 1993-02-08 |  | 1993-02-08 |  | Currently in Use | Gas (Historical Use) | 12000 | Composite | 1993-02-08 | Double-Walled Fiberglass | Pressurized
9105012 | 1 | Ball Float | 1997-04-01 | no | 1997-04-01 | no | Currently in Use | Premium | 4000 | Steel-Impressed Current | 1984-02-01 | Fiberglass Reinforced Plastic | Pressurized
9105012 | 2 | Ball Float | 1997-04-01 | no | 1997-04-01 | no | Currently in Use | Regular | 6000 | Steel-Impressed Current | 1984-02-01 | Fiberglass Reinforced Plastic | Pressurized
9105012 | 3 | Ball Float | 1997-04-01 | no | 1997-04-01 | no | Currently in Use | Regular | 6000 | Steel-Impressed Current | 1984-02-01 | Fiberglass Reinforced Plastic | Pressurized
9105012 | 4 | Ball Float | 1997-04-01 | no | 1997-04-01 | no | Currently in Use | Diesel | 3000 | Steel-Impressed Current | 1984-02-01 | Fiberglass Reinforced Plastic | Pressurized
9105012 | 5 | Ball Float | 1997-04-01 | no | 1997-04-01 | no | Currently in Use | Kerosene | 2000 | Steel-Impressed Current | 1984-02-01 | Fiberglass Reinforced Plastic | Pressurized
9105013 | 1 | [5 empty] | Removed from Ground | Gas (Historical Use) | 10000 | Bare Steel | 1970-01-01 | Galvanized Steel | Pressurized
9105013 | 2 | [5 empty] | Removed from Ground | Gas (Historical Use) | 10000 | Bare Steel | 1970-01-01 | Galvanized Steel | Pressurized
9105013 | 3 |  |  | yes |  | yes | Removed from Ground | Used Oil | 3000 | Bare Steel | 1970-01-01 | Galvanized Steel | Gravity Fed
9105013 | 4 | [5 empty] | Removed from Ground | Diesel | 10000 | Bare Steel | 1986-01-01 | Galvanized Steel | Pressurized
9105014 | 1 | Ball Float | 1993-07-20 |  | 1993-07-20 |  | Currently in Use | Diesel | 15000 | Composite | 1993-07-20 | Fiberglass Reinforced Plastic | Pressurized
9105014 | 2 | Ball Float | 1993-07-20 |  | 1993-07-20 |  | Currently in Use | Gas (Historical Use) | 12000 | Composite | 1993-07-20 | Fiberglass Reinforced Plastic | Pressurized
9105014 | 3 | Ball Float | 1993-07-20 |  | 1993-07-20 |  | Currently in Use | Gas (Historical Use) | 10000 | Composite | 1993-07-20 | Fiberglass Reinforced Plastic | Pressurized
9105014 | 4 | Ball Float | 1993-07-20 |  | 1993-07-20 |  | Currently in Use | Gas (Historical Use) | 8000 | Composite | 1993-07-20 | Fiberglass Reinforced Plastic | Pressurized
9105014 | 5 | Ball Float | 1993-07-20 |  | 1993-07-20 |  | Currently in Use | Kerosene | 3000 | Composite | 1993-07-20 | Fiberglass Reinforced Plastic | Pressurized
9105017 | 1 | [5 empty] | Removed from Ground | Gas (Historical Use) | 2000 | Bare Steel | 1973-01-01 | Galvanized Steel | Suction (American)
9105018 | DUMMY | [5 empty] | Currently in Use | Diesel | 0 | Not Marked/Unknown |  | Not Marked
9105019 | 1 | [5 empty] | Removed from Ground | Diesel | 10000 | Not Marked/Unknown | 1995-06-12 | Unknown
9105019 | 2 | [5 empty] | Removed from Ground | Diesel | 10000 | Not Marked/Unknown | 1995-06-12 | Unknown
9105020 | 1 | Flapper Valve | 1998-07-28 |  | 1998-07-28 |  | Currently in Use | Gas (Historical Use) | 2000 | Steel-Impressed Current | 1980-10-01 | Steel (Impressed Current) | Safe Suction (Euro)
9105020 | 2 | Ball Float | 1998-07-28 |  | 1998-07-28 |  | Currently in Use | Gas (Historical Use) | 2000 | Steel-Impressed Current | 1980-10-01 | Steel (Impressed Current) | Safe Suction (Euro)
9105020 | 3 | Flapper Valve | 1998-07-28 |  | 1998-07-28 |  | Currently in Use | Gas (Historical Use) | 2000 | Epoxy | 1988-06-01 | Fiberglass Reinforced Plastic | Safe Suction (Euro)
9105020 | 4 |  | 1998-07-28 | no | 1998-07-28 | no | Currently in Use | Gas (Historical Use) | 8000 | Fiberglass | 1998-07-28 | Double-Walled Fiberglass | Safe Suction (Euro)
9105021 | D |  | 1998-12-01 |  | 1998-12-01 |  | Removed from Ground | Diesel | 4000 | Steel-Impressed Current | 1998-12-01 | Cathodically Protected | Safe Suction (Euro)
9105021 | RU |  | 1998-12-01 |  | 1998-12-01 |  | Removed from Ground | Gas (Historical Use) | 4000 | Steel-Impressed Current | 1998-12-01 | Cathodically Protected | Safe Suction (Euro)
9105021 | SU |  | 1998-12-01 |  | 1998-12-01 |  | Removed from Ground | Gas (Historical Use) | 4000 | Steel-Impressed Current | 1998-12-01 | Cathodically Protected | Safe Suction (Euro)
9105022 | 1 | [5 empty] | Removed from Ground | Gas (Historical Use) | 4000 | Cathodically Protected Steel | 1986-10-01 | Galvanized Steel | Pressurized
9105022 | 2 | [5 empty] | Removed from Ground | Gas (Historical Use) | 4000 | Cathodically Protected Steel | 1986-10-01 | Galvanized Steel | Pressurized
9105022 | 3 | Ball Float | 1997-03-01 |  | 1997-03-01 |  | Currently in Use | Gas (Historical Use) | 10000 | Galvanic (STIP-3) | 1986-10-01 | Fiberglass Reinforced Plastic | Pressurized
9105022 | 4 | Ball Float | 1997-03-01 |  | 1997-03-01 |  | Currently in Use | Diesel | 10000 | Galvanic (STIP-3) | 1986-10-01 | Fiberglass Reinforced Plastic | Pressurized
9105022 | 5 |  | 1997-03-01 |  | 1997-03-01 |  | Removed from Ground | Diesel | 4000 | Cathodically Protected Steel | 1986-10-01 | Cathodically Protected | Pressurized
9105022 | 6 | [5 empty] | Removed from Ground | Gas (Historical Use) | 3000 | Cathodically Protected Steel | 1986-10-01 | Galvanized Steel | Pressurized
9105022 | 7 | Ball Float | 1997-03-01 |  | 1997-03-01 |  | Currently in Use | Diesel | 4000 | Galvanic (STIP-3) | 1997-03-01 | Fiberglass Reinforced Plastic | Pressurized
9105022 | 8 | Ball Float | 1997-03-01 |  | 1997-03-01 |  | Currently in Use | Gas (Historical Use) | 4000 | Galvanic (STIP-3) | 1997-03-01 | Fiberglass Reinforced Plastic | Pressurized
9105023 | 1 | Flapper Valve | 1997-12-12 | no | 1997-12-12 | no | Currently in Use | Gas (Historical Use) | 3000 | Steel-Impressed Current | 1984-09-18 | Cathodically Protected | Safe Suction (Euro)
9105023 | 2 | Flapper Valve | 1997-12-12 |  | 1997-12-12 |  | Currently in Use | Gas (Historical Use) | 3000 | Steel-Impressed Current | 1984-09-18 | Cathodically Protected | Safe Suction (Euro)
9105023 | 3 | Flapper Valve | 1997-12-12 |  | 1997-12-12 |  | Currently in Use | Gas (Historical Use) | 3000 | Steel-Impressed Current | 1984-09-18 | Cathodically Protected | Safe Suction (Euro)
9105024 | 1 |  | 1998-11-01 |  | 1998-11-01 |  | Currently in Use | Gas (Historical Use) | 8000 | Fiberglass | 1987-07-01 | Fiberglass Reinforced Plastic | Pressurized
9105024 | 2 |  | 1998-11-01 |  | 1998-11-01 |  | Currently in Use | Diesel | 8000 | Fiberglass | 1987-07-01 | Fiberglass Reinforced Plastic | Pressurized
9105024 | 3 |  | 1998-11-01 |  | 1998-11-01 |  | Currently in Use | Gas (Historical Use) | 8000 | Fiberglass | 1987-07-01 | Fiberglass Reinforced Plastic | Pressurized
9105024 | 4 |  | 1998-11-01 |  | 1998-11-01 |  | Temporarily out of use | Diesel | 1000 | Fiberglass | 1987-07-01 | Fiberglass Reinforced Plastic | Suction (American)
9105025 | 1 | Flapper Valve | 1998-11-01 |  | 1998-11-01 |  | Currently in Use | Gas (Historical Use) | 2000 | Steel-Impressed Current | 1986-01-01 | Steel (Impressed Current) | Pressurized
9105025 | 2 | Flapper Valve | 1998-11-01 |  | 1998-11-01 |  | Currently in Use | Gas (Historical Use) | 2000 | Steel-Impressed Current | 1986-01-01 | Steel (Impressed Current) | Pressurized
9105025 | 3 | Flapper Valve | 1998-11-01 |  | 1998-11-01 |  | Currently in Use | Gas (Historical Use) | 2000 | Steel-Impressed Current | 1986-01-01 | Steel (Impressed Current) | Pressurized
9105026 | 1 | Ball Float | 1989-05-01 |  | 1989-05-01 |  | Currently in Use | Gas (Historical Use) | 10000 | Fiberglass | 1989-05-01 | Fiberglass Reinforced Plastic | Pressurized
9105026 | 2 | Ball Float | 1989-05-01 |  | 1989-05-01 |  | Currently in Use | Gas (Historical Use) | 10000 | Fiberglass | 1989-05-01 | Fiberglass Reinforced Plastic | Pressurized
9105026 | 3 |  | 1989-05-01 |  | 1989-05-01 |  | Currently in Use | Gas (Historical Use) | 10000 | Fiberglass | 1989-05-01 | Fiberglass Reinforced Plastic | Pressurized
9105026 | 4 | Ball Float | 1989-05-01 |  | 1989-05-01 |  | Currently in Use | Diesel | 10000 | Fiberglass | 1989-05-01 | Fiberglass Reinforced Plastic | Pressurized
9105027 | 1 | Ball Float | 1991-10-10 |  | 1991-10-10 |  | Currently in Use | Gas (Historical Use) | 10000 | Galvanic (STIP-3) | 1991-10-10 | Fiberglass Reinforced Plastic | Pressurized
9105027 | 2 | Ball Float | 1991-10-10 |  | 1991-10-10 |  | Currently in Use | Diesel | 5000 | Galvanic (STIP-3) | 1991-10-10 | Fiberglass Reinforced Plastic | Pressurized
9105027 | 3 | Ball Float | 1991-10-10 |  | 1991-10-10 |  | Currently in Use | Gas (Historical Use) | 10000 | Galvanic (STIP-3) | 1991-10-10 | Fiberglass Reinforced Plastic | Pressurized
9105028 | 1 | Flapper Valve | 1990-06-01 |  | 1990-06-01 |  | Currently in Use | Gas (Historical Use) | 3000 | Galvanic (STIP-3) | 1990-11-01 | Fiberglass Reinforced Plastic | Safe Suction (Euro)
9105028 | 2 | Flapper Valve | 1990-06-01 |  | 1990-06-01 |  | Currently in Use | Gas (Historical Use) | 3000 | Galvanic (STIP-3) | 1990-11-01 | Fiberglass Reinforced Plastic | Safe Suction (Euro)
9105028 | 3 | Flapper Valve | 1990-06-01 |  | 1990-06-01 |  | Currently in Use | Other | 1000 | Galvanic (STIP-3) | 1990-11-01 | Fiberglass Reinforced Plastic | Safe Suction (Euro)
9105028 | 4 | Flapper Valve | 2014-07-08 | no | 2014-07-08 | no | Currently in Use | Gas (Historical Use) | 10000 | Composite Double Walled | 2014-07-01 | Double-Walled Fiberglass | Pressurized
9105028 | 5 | Flapper Valve | 2014-07-08 | no | 2014-07-08 | no | Currently in Use | Gas (Historical Use) | 4000 | Composite Double Walled | 2014-07-01 | Double-Walled Fiberglass | Pressurized
9105028 | 6 | Flapper Valve | 2014-07-08 | no | 2014-07-08 | no | Currently in Use | Gas (Historical Use) | 4000 | Composite Double Walled | 2014-07-01 | Double-Walled Fiberglass | Pressurized
9105028 | 7 | Flapper Valve | 2014-07-08 | no | 2014-07-08 | no | Currently in Use | Diesel | 4000 | Composite Double Walled | 2014-07-01 | Double-Walled Fiberglass | Pressurized
9105029 | 1 | [5 empty] | Removed from Ground | Kerosene | 6000 | Not Marked/Unknown | 1995-09-06 | Not Marked
9105029 | 2 | [5 empty] | Removed from Ground | Gas (Historical Use) | 6000 | Not Marked/Unknown | 1995-09-06 | Not Marked
9105030 | 1 |  | 1999-01-01 |  | 1999-01-01 |  | Removed from Ground | Gas (Historical Use) | 3000 | Steel-Impressed Current | 1999-01-01 | Cathodically Protected | Safe Suction (Euro)
9105030 | D-1 |  | 1999-01-01 |  | 1999-01-01 |  | Removed from Ground | Diesel | 500 | Steel-Impressed Current | 1999-01-01 | Cathodically Protected | Safe Suction (Euro)
9105030 | P-1 |  | 1999-01-01 |  | 1999-01-01 |  | Removed from Ground | Gas (Historical Use) | 1000 | Steel-Impressed Current | 1999-01-01 | Cathodically Protected | Safe Suction (Euro)
9105030 | R-1 |  | 1999-01-01 |  | 1999-01-01 |  | Removed from Ground | Gas (Historical Use) | 1000 | Steel-Impressed Current | 1999-01-01 | Cathodically Protected | Safe Suction (Euro)
9105030 | R-2 |  | 1999-01-01 |  | 1999-01-01 |  | Removed from Ground | Gas (Historical Use) | 1000 | Steel-Impressed Current | 1999-01-01 | Cathodically Protected | Safe Suction (Euro)
9105031 | 1 | Flapper Valve | 1997-06-01 |  | 1997-06-01 |  | Currently in Use | Gas (Historical Use) | 8000 | Steel-Impressed Current | 1984-08-01 | Steel (Impressed Current) | Pressurized
9105031 | 2 | Flapper Valve | 1997-06-01 |  | 1997-06-01 |  | Currently in Use | Gas (Historical Use) | 8000 | Steel-Impressed Current | 1984-08-01 | Steel (Impressed Current) | Pressurized
9105031 | 3 | Flapper Valve | 1997-06-01 |  | 1997-06-01 |  | Temporarily out of use | Diesel | 8000 | Steel-Impressed Current | 1984-08-01 | Steel (Impressed Current) | Pressurized
9105032 | 1 | [5 empty] | Removed from Ground | Diesel | 2000 | Not Marked/Unknown | 1987-04-01 | Not Marked
9105032 | 2 | [5 empty] | Removed from Ground | Gas (Historical Use) | 2000 | Not Marked/Unknown | 1987-04-01 | Not Marked
9105033 | RU |  | 1988-09-01 |  | 1988-09-01 |  | Removed from Ground | Gas (Historical Use) | 1000 | Bare Steel | 1988-10-01 | Galvanized Steel | Safe Suction (Euro)
9105033 | SU |  | 1988-09-01 |  | 1988-09-01 |  | Removed from Ground | Gas (Historical Use) | 1000 | Bare Steel | 1988-10-01 | Galvanized Steel | Safe Suction (Euro)
9105034 | 1 | [5 empty] | Closed in Ground | Gas (Historical Use) | 10000 | Epoxy | 1996-12-15 | Bare Steel | Safe Suction (Euro)
9105034 | 2 | [5 empty] | Closed in Ground | Diesel | 10000 | Epoxy | 1996-12-15 | Bare Steel | Safe Suction (Euro)
9105035 | 1 | Ball Float | 1998-12-28 |  | 1998-12-28 |  | Currently in Use | Gas (Historical Use) | 2000 | Steel-Impressed Current | 1980-01-01 | Steel (Impressed Current) | Safe Suction (Euro)
9105035 | 2 | Ball Float | 1998-12-28 |  | 1998-12-28 |  | Currently in Use | Gas (Historical Use) | 1000 | Steel-Impressed Current | 1982-01-01 | Steel (Impressed Current) | Safe Suction (Euro)
9105035 | 3 | [5 empty] | Removed from Ground | Gas (Historical Use) | 550 | Bare Steel | 1983-01-01 | Galvanized Steel | Safe Suction (Euro)
9105036 | 1 | [5 empty] | Removed from Ground | Gas (Historical Use) | 550 | Bare Steel | 1996-12-18 | Bare Steel | Safe Suction (Euro)
9105036 | 2 | [5 empty] | Removed from Ground | Gas (Historical Use) | 550 | Bare Steel | 1996-12-18 | Bare Steel | Safe Suction (Euro)
9105037 | 1 | [5 empty] | Removed from Ground | Gas (Historical Use) | 1000 | Bare Steel | 1998-05-13 | Not Marked | Safe Suction (Euro)
9105037 | 2 |  |  | yes |  | yes | Removed from Ground | Used Oil | 5000 | Not Marked/Unknown | 1998-05-14 | Not Marked | Gravity Fed
9105038 | 1 |  | 1998-12-17 |  | 1998-12-17 | yes | Currently in Use | Diesel | 550 | Steel-Impressed Current | 1980-01-01 | Cathodically Protected | Safe Suction (Euro)
9105039 | 1 | Ball Float | 1997-10-01 | no | 1997-10-01 | no | Currently in Use | Gas (Historical Use) | 15000 | Composite | 1997-10-01 | Fiberglass Reinforced Plastic | Pressurized
9105039 | 2 | Ball Float | 1997-10-01 | no | 1997-10-01 | no | Currently in Use | Gas (Historical Use) | 8000 | Composite | 1997-10-01 | Fiberglass Reinforced Plastic | Pressurized
9105039 | 3 | Ball Float | 1997-10-01 | no | 1997-10-01 | no | Currently in Use | Diesel | 12000 | Composite | 1997-10-01 | Fiberglass Reinforced Plastic | Pressurized
9105040 | 1A |  | 1998-10-05 |  | 1998-10-05 |  | Currently in Use | Gas (Historical Use) | 10000 | Composite | 1998-10-05 | Double Walled | Pressurized
9105040 | 1B |  | 1998-10-05 |  | 1998-10-05 |  | Currently in Use | Gas (Historical Use) | 10000 | Composite | 1998-10-05 | Double Walled | Pressurized
9105040 | 2A |  | 1998-10-05 |  | 1998-10-05 |  | Currently in Use | Diesel | 6000 | Composite | 1998-10-05 | Double Walled | Pressurized
9105040 | 2B |  | 1998-10-05 |  | 1998-10-05 |  | Currently in Use | Diesel | 6000 | Composite | 1998-10-05 | Double Walled | Pressurized
9106001 | 1 | [5 empty] | Permanently Out of Use - historical purposes | Gas (Historical Use) | 10000 | Bare Steel | 1972-01-01 | Unknown
9106001 | 2 |  |  | yes |  | yes | Permanently Out of Use - historical purposes | Used Oil | 500 | Bare Steel | 1972-01-01 | Unknown
9106001 | 3 |  | 1995-02-28 |  | 1995-02-28 |  | Currently in Use | Diesel | 10000 | Fiberglass | 1991-03-18 | Double-Walled Fiberglass | Pressurized
9106002 | 1 | [5 empty] | Removed from Ground | Diesel | 6000 | Not Marked/Unknown | 1990-10-30 | Not Marked
9106002 | 2 | [5 empty] | Removed from Ground | Gas (Historical Use) | 6000 | Not Marked/Unknown | 1990-10-30 | Not Marked
9106002 | 3 | [5 empty] | Removed from Ground | Gas (Historical Use) | 3000 | Not Marked/Unknown | 1990-10-30 | Not Marked
9106003 | DUMMY | [5 empty] | Removed from Ground | Gas (Historical Use) | 0 | Not Marked/Unknown |  | Not Marked
9106004 | 1 | [5 empty] | Removed from Ground | Other | 0 | Not Marked/Unknown |  | Not Marked
9106005 | 1 | Flapper Valve | 1998-08-01 |  | 1998-08-01 |  | Currently in Use | Kerosene | 4000 | Composite | 1986-03-17 | Fiberglass Reinforced Plastic | Pressurized
9106005 | 2 | Flapper Valve | 1998-08-01 |  | 1998-08-01 |  | Currently in Use | Diesel | 8000 | Composite | 1986-03-17 | Fiberglass Reinforced Plastic | Pressurized
9106005 | 3 | Flapper Valve | 1998-08-01 |  | 1998-08-01 |  | Currently in Use | Gas (Historical Use) | 8000 | Composite | 1986-03-17 | Fiberglass Reinforced Plastic | Pressurized
9106005 | 4 | Flapper Valve | 1998-08-01 |  | 1998-08-01 |  | Currently in Use | Gas (Historical Use) | 10000 | Composite | 1986-03-17 | Fiberglass Reinforced Plastic | Pressurized
9106005 | 5 | Flapper Valve | 1998-08-01 |  | 1998-08-01 |  | Currently in Use | Gas (Historical Use) | 10000 | Composite | 1986-03-17 | Fiberglass Reinforced Plastic | Pressurized
9106006 | 1 | [5 empty] | Closed in Ground | Gas (Historical Use) | 10000 | Bare Steel |  | Bare Steel | Pressurized
9106007 | 1 | [5 empty] | Removed from Ground | Diesel | 2000 | Marked Unknown | 1991-05-08 | Bare Steel
9106007 | 3 | [5 empty] | Removed from Ground | Diesel | 4000 | Fiberglass | 1987-08-01 | Copper | Safe Suction (Euro)
9106007 | 4 | Flapper Valve | 2006-01-05 | no | 1998-08-07 | no | Currently in Use | Diesel | 20000 | Fiberglass | 1998-08-07 | Double-Walled Flex | Safe Suction (Euro)
9106008 | 1 | [5 empty] | Removed from Ground | Gas (Historical Use) | 500 | Bare Steel | 1960-01-01 | Unknown
9106009 | 1 | [5 empty] | Removed from Ground | Gas (Historical Use) | 560 | Bare Steel | 1983-01-01 | Galvanized Steel
9106010 | 1 | [5 empty] | Removed from Ground | Gas (Historical Use) | 1000 | Bare Steel | 1972-01-01 | Bare Steel
9106010 | 2 | [5 empty] | Removed from Ground | Diesel | 1000 | Bare Steel | 1985-01-01 | Bare Steel
9106013 | 1 | [5 empty] | Removed from Ground | Diesel | 20000 | Fiberglass | 1988-01-01 | Cathodically Protected
9106013 | 2 | [5 empty] | Removed from Ground | Other | 8000 | Fiberglass | 1988-01-01 | Galvanized Steel
9106014 | 1 | [5 empty] | Removed from Ground | Gas (Historical Use) | 2000 | Bare Steel | 1974-05-11 | Galvanized Steel
9106014 | 2 | [5 empty] | Removed from Ground | Gas (Historical Use) | 2000 | Bare Steel | 1974-05-11 | Galvanized Steel
9106014 | 3 | [5 empty] | Removed from Ground | Gas (Historical Use) | 2000 | Bare Steel | 1974-05-11 | Galvanized Steel
9106015 | 1 |  |  |  | 1990-11-27 |  | Removed from Ground | Gas (Historical Use) | 1000 | Bare Steel | 1978-01-01 | Bare Steel | Suction (American)
9106017 | 1 | [5 empty] | Removed from Ground | Gas (Historical Use) | 1000 | Bare Steel | 1979-01-01 | Not Marked
9106018 | 1 | Flapper Valve | 1991-08-22 | no | 1991-08-22 | no | Currently in Use | Diesel | 10000 | Fiberglass Double Walled | 1991-01-01 | Fiberglass Reinforced Plastic | Safe Suction (Euro)
9106019 | 1 | [5 empty] | Permanently Out of Use - historical purposes | Gas (Historical Use) | 1000 | Bare Steel | 1976-01-01 | Galvanized Steel
9106019 | 2 | [5 empty] | Removed from Ground | Gas (Historical Use) | 560 | Bare Steel | 1961-01-01 | Bare Steel
9106020 | 1 | [5 empty] | Removed from Ground | Gas (Historical Use) | 0 | Marked Unknown |  | Unknown
9106020 | 2 |  | 1993-01-26 |  | 1993-01-26 |  | Removed from Ground | Diesel | 10000 | Cathodically Protected Steel | 1993-01-26 | Fiberglass Reinforced Plastic | Pressurized
9106021 | 1 | [5 empty] | Removed from Ground | Diesel | 1000 | Bare Steel | 1990-01-01 | Unknown
9106021 | 2 | [5 empty] | Removed from Ground | Gas (Historical Use) | 1200 | Bare Steel | 1990-01-01 | Unknown
9106022 | 1 | Flapper Valve | 1989-12-01 | no | 1989-12-01 | no | Currently in Use | Diesel | 10270 | Steel-Impressed Current | 1978-01-01 | Fiberglass Reinforced Plastic | Pressurized
9106022 | 2 | Flapper Valve | 1989-12-01 | no | 1989-12-01 | no | Currently in Use | Premium | 15060 | Steel-Impressed Current | 1974-01-01 | Fiberglass Reinforced Plastic | Pressurized
9106022 | 3 | Flapper Valve | 1989-12-01 | no | 1989-12-01 | no | Currently in Use | Regular | 15060 | Steel-Impressed Current | 1974-01-01 | Fiberglass Reinforced Plastic | Pressurized
9106024 | 1 | Ball Float | 1990-03-05 |  | 1990-03-05 |  | Currently in Use | Kerosene | 1000 | Galvanic (STIP-3) | 1990-01-01 | Fiberglass Reinforced Plastic | Pressurized
9106024 | 2 | Ball Float | 1990-03-05 |  | 1990-03-05 |  | Currently in Use | Gas (Historical Use) | 10000 | Galvanic (STIP-3) | 1990-01-01 | Fiberglass Reinforced Plastic | Pressurized
9106024 | 3 | Ball Float | 1990-03-05 |  | 1990-03-05 |  | Currently in Use | Gas (Historical Use) | 10000 | Galvanic (STIP-3) | 1990-01-01 | Fiberglass Reinforced Plastic | Pressurized
9106024 | 4 | Ball Float | 1990-03-05 |  | 1990-03-05 |  | Currently in Use | Gas (Historical Use) | 10000 | Galvanic (STIP-3) | 1990-01-01 | Fiberglass Reinforced Plastic | Pressurized
9106024 | 5 | Ball Float | 1990-03-05 |  | 1990-03-05 |  | Currently in Use | Diesel | 10000 | Galvanic (STIP-3) | 1990-01-01 | Fiberglass Reinforced Plastic | Pressurized
9106025 | 1 |  | 1996-08-26 |  | 1996-08-26 |  | Currently in Use | Gas (Historical Use) | 10000 | Steel-Impressed Current | 1988-01-01 | Steel (Impressed Current) | Pressurized
9106025 | 2 |  | 1996-08-26 |  | 1996-08-26 |  | Currently in Use | Gas (Historical Use) | 10000 | Steel-Impressed Current | 1988-01-01 | Steel (Impressed Current) | Pressurized
9106025 | 3 |  | 1988-08-26 |  | 1988-08-26 |  | Currently in Use | Gas (Historical Use) | 10000 | Steel-Impressed Current | 1988-01-01 | Steel (Impressed Current) | Pressurized
9106025 | 4 |  | 1988-08-26 |  | 1988-08-26 |  | Currently in Use | Diesel | 5000 | Steel-Impressed Current | 1988-01-01 | Steel (Impressed Current) | Pressurized
9106025 | 5 |  | 1988-08-26 |  | 1988-08-26 |  | Currently in Use | Kerosene | 1000 | Steel-Impressed Current | 1988-01-01 | Steel (Impressed Current) | Pressurized
9106026 | 1 | Flapper Valve | 1990-06-01 | no | 1990-06-01 | no | Currently in Use | Diesel | 12000 | Composite Double Walled | 1998-07-15 | Double-Walled Fiberglass | Pressurized
9106026 | 2 | Flapper Valve | 1990-05-28 | yes | 1990-06-01 | yes | Currently in Use | Used Oil | 550 | STIP-3/Impressed Current | 1998-07-15 | Galvanized Steel | Gravity
9106027 | 1 | Ball Float | 1991-10-21 |  | 1991-10-21 |  | Currently in Use | E-10 | 10000 | Galvanic (STIP-3) | 1991-10-21 | Fiberglass Reinforced Plastic | Pressurized
9106027 | 2 | Ball Float | 1991-10-21 |  | 1991-10-21 |  | Currently in Use | E-10 | 10000 | Galvanic (STIP-3) | 1991-01-01 | Fiberglass Reinforced Plastic | Pressurized
9106029 | 1 | [5 empty] | Removed from Ground | Gas (Historical Use) | 10000 | Cathodically Protected Steel | 1984-01-01 | Bare Steel | Pressurized
9106029 | 2 | [5 empty] | Removed from Ground | Diesel | 10000 | Cathodically Protected Steel | 1984-01-01 | Bare Steel | Pressurized
9106029 | 3 | [5 empty] | Removed from Ground | Other | 1000 | Bare Steel | 1984-01-01 | Bare Steel | Suction (American)
9106029 | 4 |  |  | yes |  | yes | Removed from Ground | Used Oil | 1000 | Bare Steel | 1984-01-01 | Bare Steel | Suction (American)
9106029 | 5 | Ball Float | 1997-01-21 |  | 1997-01-21 |  | Currently in Use | Diesel | 12000 | Fiberglass Double Walled | 1997-01-21 | Double-Walled Fiberglass | Pressurized
9106029 | 6 | Ball Float | 1997-01-21 |  | 1997-01-21 |  | Currently in Use | Gas (Historical Use) | 5000 | Fiberglass Double Walled | 1997-01-21 | Double-Walled Fiberglass | Pressurized
9106030 | 1 |  | 1989-05-30 |  | 1989-05-30 |  | Removed from Ground | Gas (Historical Use) | 1000 | Cathodically Protected Steel | 1989-05-30 | Cathodically Protected
9106031 | 1 | [5 empty] | Removed from Ground | Gas (Historical Use) | 1000 | Bare Steel | 1978-01-01 | Galvanized Steel | Suction (American)
9106032 | 1 | Flapper Valve | 1999-12-01 | no | 1999-12-01 | no | Currently in Use | Gas (Historical Use) | 10000 | Steel-Impressed Current | 2002-05-01 | Double-Walled Fiberglass | Pressurized
9106032 | 2 | Flapper Valve | 1999-12-01 |  | 1999-12-01 |  | Closed in Ground | Diesel | 8000 | Steel-Impressed Current | 1974-01-01 | Double-Walled Fiberglass | Pressurized
9106032 | 3 | Flapper Valve | 1999-12-01 | no | 1999-12-01 | no | Currently in Use | Gas (Historical Use) | 8000 | Steel-Impressed Current | 2002-05-01 | Double-Walled Fiberglass | Pressurized
9106032 | 4 | Flapper Valve | 1999-12-01 | no | 1999-12-01 | no | Currently in Use | Gas (Historical Use) | 8000 | Steel-Impressed Current | 2002-05-01 | Double-Walled Fiberglass | Pressurized
9106032 | 5 | Flapper Valve | 1999-12-01 |  | 1999-12-01 |  | Closed in Ground | Kerosene | 550 | Steel-Impressed Current | 1974-01-01 | Steel (Impressed Current) | Safe Suction (Euro)
9106034 | 1 | [5 empty] | Removed from Ground | Empty | 1000 | Bare Steel | 1990-02-20 | Galvanized Steel
9106035 | 1 | [5 empty] | Removed from Ground | Other | 20000 | Bare Steel | 1997-09-23 | Bare Steel | Pressurized
9106036 | 1 | [5 empty] | Removed from Ground | Diesel | 6000 | Bare Steel | 1975-01-01 | Galvanized Steel
9106036 | 2 | [5 empty] | Removed from Ground | Gas (Historical Use) | 8000 | Bare Steel | 1975-01-01 | Galvanized Steel
9106036 | 3 | [5 empty] | Removed from Ground | Diesel | 6000 | Bare Steel | 1975-01-01 | Galvanized Steel
9106037 | 1 | [5 empty] | Removed from Ground | Other | 1000 | Not Marked/Unknown | 1978-01-01 | Not Marked
9106037 | 2 | [5 empty] | Removed from Ground | Other | 1000 | Not Marked/Unknown | 1978-01-01 | Not Marked
9106038 | 1 | [5 empty] | Removed from Ground | Gas (Historical Use) | 6000 | Cathodically Protected Steel | 1988-01-01 | Galvanized Steel | Pressurized
9106038 | 2 | [5 empty] | Removed from Ground | Gas (Historical Use) | 8000 | Cathodically Protected Steel | 1988-01-01 | Galvanized Steel | Pressurized
9106038 | 3 | [5 empty] | Removed from Ground | Gas (Historical Use) | 8000 | Cathodically Protected Steel | 1988-01-01 | Galvanized Steel | Pressurized
9106038 | 4 | Ball Float | 2007-07-01 | no | 2007-07-01 | no | Currently in Use | Gas (Historical Use) | 12000 | Galvanic (STIP-3) | 2001-10-03 | Fiberglass Reinforced Plastic | Pressurized
9106038 | 5 | Ball Float | 2007-07-01 | no | 2007-07-01 | no | Currently in Use | Gas (Historical Use) | 10000 | Galvanic (STIP-3) | 2001-10-03 | Fiberglass Reinforced Plastic | Pressurized
9106039 | 1 | [5 empty] | Removed from Ground | Empty | 6000 | Bare Steel | 1970-01-01 | Galvanized Steel
9106039 | 2 | [5 empty] | Removed from Ground | Empty | 6000 | Bare Steel | 1970-01-01 | Galvanized Steel
9106039 | 3 | [5 empty] | Removed from Ground | Empty | 4000 | Bare Steel | 1970-01-01 | Galvanized Steel
9106039 | 4 | [5 empty] | Removed from Ground | Empty | 1000 | Bare Steel | 1970-01-01 | Galvanized Steel
9106039 | 5 |  |  | yes |  | yes | Removed from Ground | Used Oil | 500 | Bare Steel | 1970-01-01 | Galvanized Steel
9106040 | 1 | [5 empty] | Removed from Ground | Empty | 6000 | Bare Steel | 1964-01-01 | Not Marked
9106040 | 2 | [5 empty] | Removed from Ground | Empty | 2000 | Bare Steel | 1964-01-01 | Not Marked
9106040 | 3 | [5 empty] | Removed from Ground | Empty | 4000 | Bare Steel | 1964-01-01 | Not Marked
9106040 | 4 | [5 empty] | Removed from Ground | Empty | 550 | Not Marked/Unknown | 1974-01-01 | Not Marked
9106041 | 1 | Ball Float | 1990-05-02 |  | 1990-05-02 |  | Closed in Ground | Gas (Historical Use) | 10000 | Galvanic (STIP-3) | 1990-05-02 | Fiberglass Reinforced Plastic | Pressurized
9106041 | 2 | Ball Float | 1990-05-02 |  | 1990-05-02 |  | Currently in Use | Gas (Historical Use) | 10000 | Galvanic (STIP-3) | 1990-05-02 | Fiberglass Reinforced Plastic | Pressurized
9106041 | 3 | Ball Float | 1990-05-02 |  | 1990-05-02 |  | Currently in Use | Gas (Historical Use) | 10000 | Galvanic (STIP-3) | 1990-05-02 | Fiberglass Reinforced Plastic | Pressurized
9106042 | 1 | [5 empty] | Removed from Ground | Gas (Historical Use) | 1000 | Marked Unknown |  | Unknown
9106042 | 2 | [5 empty] | Removed from Ground | Gas (Historical Use) | 1000 | Marked Unknown |  | Unknown
9106043 | 1 |  | 1987-09-01 |  |  |  | Removed from Ground | Diesel | 10000 | Cathodically Protected Steel | 1987-09-01 | Cathodically Protected | Safe Suction (Euro)
9106044 | 1 | [5 empty] | Removed from Ground | Gas (Historical Use) | 500 | Marked Unknown | 1949-01-01 | Unknown
9106044 | 2 | [5 empty] | Removed from Ground | Gas (Historical Use) | 500 | Marked Unknown | 1949-01-01 | Unknown
9106044 | 3 | [5 empty] | Removed from Ground | Gas (Historical Use) | 500 | Marked Unknown | 1949-01-01 | Unknown
9106044 | 9238 | [5 empty] | Removed from Ground | Diesel | 4000 | Cathodically Protected Steel | 1989-06-06 | Galvanized Steel | Safe Suction (Euro)
9106044 | 9239 | [5 empty] | Removed from Ground | Gas (Historical Use) | 4000 | Cathodically Protected Steel | 1989-05-15 | Galvanized Steel | Safe Suction (Euro)
9106044 | 9240 | [5 empty] | Removed from Ground | Gas (Historical Use) | 4000 | Cathodically Protected Steel | 1989-05-15 | Galvanized Steel | Safe Suction (Euro)
9106044 | 9241 | [5 empty] | Removed from Ground | Diesel | 4000 | Cathodically Protected Steel | 1989-05-15 | Galvanized Steel | Safe Suction (Euro)
9106044 | 9242 |  |  | yes |  | yes | Removed from Ground | Kerosene | 1000 | Cathodically Protected Steel | 1989-05-15 | Galvanized Steel | Safe Suction (Euro)
9106045 | 1 | [5 empty] | Permanently Out of Use - historical purposes | Other | 550 | Not Marked/Unknown | 1982-01-01 | Not Marked
9106046 | 1 |  | 1990-03-05 |  | 1990-03-05 |  | Currently in Use | Kerosene | 1000 | Galvanic (STIP-3) | 1990-01-01 | Fiberglass Reinforced Plastic | Pressurized
9106046 | 2 |  | 1990-03-05 |  | 1990-03-05 |  | Currently in Use | Gas (Historical Use) | 10000 | Galvanic (STIP-3) | 1990-01-01 | Fiberglass Reinforced Plastic | Pressurized
9106046 | 3 |  | 1990-03-05 |  | 1990-03-05 |  | Currently in Use | Gas (Historical Use) | 10000 | Galvanic (STIP-3) | 1990-01-01 | Fiberglass Reinforced Plastic | Pressurized
9106046 | 4 |  | 1990-03-05 |  | 1990-03-05 |  | Currently in Use | Gas (Historical Use) | 10000 | Galvanic (STIP-3) | 1990-01-01 | Fiberglass Reinforced Plastic | Pressurized
9106047 | 1 | [5 empty] | Removed from Ground | Gas (Historical Use) | 3000 | Marked Unknown | 1992-04-06 | Unknown
9106048 | 0 | [5 empty] | Removed from Ground | Other | 0 | Not Marked/Unknown |  | Not Marked
9106049 | 1 | Flapper Valve | 1998-10-15 | no | 1998-10-15 | no | Currently in Use | Regular | 10000 | Composite | 1998-10-15 | Fiberglass Reinforced Plastic | Pressurized
9106049 | 2 |  | 1998-10-15 | no | 1998-10-15 | no | Currently in Use | Plus | 10000 | Composite | 1998-10-15 | Fiberglass Reinforced Plastic | Pressurized
9106049 | 3 |  | 1998-10-15 | no | 1998-10-15 | no | Currently in Use | Premium | 10000 | Composite | 1984-10-01 | Fiberglass Reinforced Plastic | Pressurized
9106051 | 1 | [5 empty] | Removed from Ground | Gas (Historical Use) | 500 | Marked Unknown | 1992-05-29 | Unknown
9106051 | 2 | [5 empty] | Removed from Ground | Gas (Historical Use) | 1000 | Marked Unknown | 1992-05-29 | Unknown
9106052 | T-1 | [5 empty] | Removed from Ground | Diesel | 1000 | Bare Steel | 1992-05-12 | Bare Steel | Safe Suction (Euro)
9106052 | T-2 | [5 empty] | Removed from Ground | Gas (Historical Use) | 1000 | Bare Steel | 1992-05-12 | Bare Steel | Safe Suction (Euro)
9106053 | 1 | [5 empty] | Removed from Ground | Gas (Historical Use) | 0 | Not Marked/Unknown | 1991-10-16 | Not Marked
9106053 | 2 | [5 empty] | Removed from Ground | Gas (Historical Use) | 0 | Not Marked/Unknown | 1991-10-16 | Not Marked
9106053 | 3 | [5 empty] | Removed from Ground | Diesel | 0 | Not Marked/Unknown | 1991-10-16 | Not Marked
9106054 | 1 | [5 empty] | Removed from Ground | Gas (Historical Use) | 8000 | Not Marked/Unknown | 1993-12-01 | Not Marked
9106054 | 2 | [5 empty] | Removed from Ground | Gas (Historical Use) | 8000 | Not Marked/Unknown | 1993-12-01 | Not Marked
9106054 | 3 | [5 empty] | Removed from Ground | Gas (Historical Use) | 8000 | Not Marked/Unknown | 1993-12-01 | Not Marked
9106054 | 4 | [5 empty] | Removed from Ground | Gas (Historical Use) | 8000 | Not Marked/Unknown | 1993-12-01 | Not Marked
9106055 | 1 | [5 empty] | Removed from Ground | Gas (Historical Use) | 1000 | Marked Unknown | 1992-01-24 | Unknown
9106056 | 1 | [5 empty] | Removed from Ground | Diesel | 20000 | Bare Steel | 1992-08-21 | Galvanized Steel | Safe Suction (Euro)
9106057 | 1 | [5 empty] | Removed from Ground | Other | 1 | Marked Unknown | 1993-01-01 | Unknown
9106058 | 1 | [5 empty] | Removed from Ground | Gas (Historical Use) | 12000 | Cathodically Protected Steel | 1986-08-26 | Fiberglass Reinforced Plastic | Pressurized
9106058 | 2 |  |  | yes |  | yes | Removed from Ground | Used Oil | 550 | Composite | 1986-08-26 | Fiberglass Reinforced Plastic | Gravity Fed
9106059 | 1 | [5 empty] | Removed from Ground | Gas (Historical Use) | 1000 | Marked Unknown | 1993-01-01 | Unknown
9106060 | 1 | [5 empty] | Removed from Ground | Gas (Historical Use) | 1000 | Bare Steel | 1992-11-14 | Bare Steel | Suction (American)
9106060 | 2 | [5 empty] | Removed from Ground | Gas (Historical Use) | 1000 | Bare Steel | 1992-11-14 | Bare Steel | Suction (American)
9106060 | 3 | [5 empty] | Removed from Ground | Gas (Historical Use) | 1000 | Bare Steel | 1992-11-14 | Bare Steel | Suction (American)
9106060 | 4 | [5 empty] | Removed from Ground | Gas (Historical Use) | 250 | Bare Steel | 1992-11-14 | Bare Steel | Suction (American)
9106061 | 1 | [5 empty] | Removed from Ground | Gas (Historical Use) | 1000 | Bare Steel | 1993-03-02 | Galvanized Steel
9106061 | 2 | [5 empty] | Removed from Ground | Gas (Historical Use) | 1000 | Bare Steel | 1993-03-02 | Unknown
9106062 | 1 | [5 empty] | Removed from Ground | Gas (Historical Use) | 3000 | Bare Steel | 1992-10-28 | Bare Steel | Suction (American)
9106062 | 2 | [5 empty] | Removed from Ground | Gas (Historical Use) | 3000 | Bare Steel | 1992-10-28 | Bare Steel | Suction (American)
9106062 | 3 | [5 empty] | Removed from Ground | Gas (Historical Use) | 3000 | Bare Steel | 1992-10-28 | Bare Steel | Suction (American)
9106063 | 1 | [5 empty] | Removed from Ground | Gas (Historical Use) | 6000 | Marked Unknown | 1993-05-17 | Unknown
9106063 | 2 | [5 empty] | Removed from Ground | Gas (Historical Use) | 6000 | Marked Unknown | 1993-05-17 | Unknown
9106063 | 3 | [5 empty] | Removed from Ground | Gas (Historical Use) | 4000 | Marked Unknown | 1993-05-17 | Unknown
9106064 | 1 | [5 empty] | Removed from Ground | Diesel | 5000 | Not Marked/Unknown | 1992-11-16 | Not Marked
9106064 | 2 | [5 empty] | Removed from Ground | Diesel | 25000 | Bare Steel | 1981-01-01 | Bare Steel | Suction (American)
9106064 | 3 | Flapper Valve | 1993-10-28 |  | 1993-10-28 |  | Currently in Use | Diesel | 20000 | Fiberglass Double Walled | 1993-10-28 | Double-Walled Fiberglass | Pressurized
9106064 | 4 | [5 empty] | Removed from Ground | Diesel | 500 | Unknown | 1996-09-03 | Not Marked
9106064 | 5 | Flapper Valve | 1999-09-21 |  | 1999-09-21 |  | Closed in Ground | Diesel | 550 | Composite | 1996-09-10 | Double-Walled Flex | Safe Suction (Euro)
9106064 | 6 | Flapper Valve | 1996-09-10 |  | 1996-09-10 |  | Closed in Ground | Diesel | 550 | Composite | 1996-09-10 | Copper | Safe Suction (Euro)
9106065 | 1 | [5 empty] | Removed from Ground | Gas (Historical Use) | 0 | Marked Unknown | 1974-01-01 | Unknown
9106067 | 1 | [5 empty] | Removed from Ground | Gas (Historical Use) | 4000 | Marked Unknown | 1990-05-08 | Unknown
9106067 | 2 |  |  | yes |  | yes | Removed from Ground | Used Oil | 500 | Marked Unknown | 1993-08-30 | Unknown
9106068 | 1 |  | 1990-01-01 |  | 1990-01-01 |  | Removed from Ground | Gas (Historical Use) | 4000 | Cathodically Protected Steel | 1990-01-01 | Fiberglass Reinforced Plastic | Pressurized
9106068 | 2 |  | 1990-01-01 |  | 1990-01-01 |  | Removed from Ground | Gas (Historical Use) | 4000 | Cathodically Protected Steel | 1990-01-01 | Fiberglass Reinforced Plastic | Pressurized
9106068 | 3 |  | 1990-01-01 |  | 1990-01-01 |  | Removed from Ground | Gas (Historical Use) | 4000 | Cathodically Protected Steel | 1990-01-01 | Fiberglass Reinforced Plastic | Pressurized
9106068 | 4 |  | 1990-01-01 |  | 1990-01-01 |  | Removed from Ground | Diesel | 4000 | Cathodically Protected Steel | 1990-01-01 | Fiberglass Reinforced Plastic | Pressurized
9106069 | 1 | Flapper Valve | 1990-10-01 | no | 1990-10-01 | no | Currently in Use | Regular | 6000 | Galvanic (STIP-3) | 1990-10-01 | Fiberglass Reinforced Plastic | Pressurized
9106069 | 2 | Flapper Valve | 1990-10-01 | no | 1990-10-01 | no | Currently in Use | Premium | 6000 | Galvanic (STIP-3) | 1990-10-01 | Fiberglass Reinforced Plastic | Pressurized
9106069 | 3 | Flapper Valve | 1990-10-01 | no | 1990-10-01 | no | Currently in Use | Regular | 6000 | Galvanic (STIP-3) | 1990-10-01 | Fiberglass Reinforced Plastic | Pressurized
9106070 | 1 | [5 empty] | Removed from Ground | Gas (Historical Use) | 8000 | Bare Steel | 1993-10-13 | Galvanized Steel | Safe Suction (Euro)
9106072 | 1 | [5 empty] | Removed from Ground | Gas (Historical Use) | 2000 | Bare Steel | 1993-10-05 | Bare Steel
9106073 | 1 | [5 empty] | Removed from Ground | Gas (Historical Use) | 3000 | Bare Steel | 1993-04-29 | Bare Steel | Safe Suction (Euro)
9106073 | 2 | [5 empty] | Removed from Ground | Gas (Historical Use) | 2000 | Bare Steel | 1993-04-29 | Bare Steel | Safe Suction (Euro)
9106073 | 3 | [5 empty] | Removed from Ground | Gas (Historical Use) | 2000 | Bare Steel | 1993-04-29 | Bare Steel | Safe Suction (Euro)
9106074 | 1 | [5 empty] | Removed from Ground | Gas (Historical Use) | 2000 | Bare Steel | 1993-11-04 | Galvanized Steel
9106075 | 1 | [5 empty] | Removed from Ground | Diesel | 0 | Bare Steel | 1994-06-17 | Galvanized Steel
9106075 | 2 | [5 empty] | Removed from Ground | Diesel | 0 | Bare Steel | 1994-06-17 | Galvanized Steel
9106075 | 3 | [5 empty] | Removed from Ground | Gas (Historical Use) | 0 | Bare Steel | 1994-06-17 | Galvanized Steel
9106076 | 3 |  |  | yes |  | yes | Removed from Ground | Used Oil | 550 | Bare Steel | 1981-08-01 | Not Marked
9106077 | 1 | [5 empty] | Removed from Ground | Gas (Historical Use) | 4000 | Not Marked/Unknown | 1993-01-25 | Not Marked
9106077 | 2 | [5 empty] | Removed from Ground | Gas (Historical Use) | 4000 | Not Marked/Unknown | 1993-01-25 | Not Marked
9106078 | 1 | [5 empty] | Currently in Use | Gas (Historical Use) | 8000 | Not Marked/Unknown |  | Not Marked
9106078 | 2 |  |  | no |  | no | Currently in Use | Gas (Historical Use) | 8000 |  |  | Not Marked
9106078 | 3 | [5 empty] | Currently in Use | Gas (Historical Use) | 8000 | Not Marked/Unknown |  | Not Marked
9106078 | 4 | [5 empty] | Currently in Use | Gas (Historical Use) | 8000 | Not Marked/Unknown |  | Not Marked
9106078 | 5 |  | 2016-08-22 | no |  | no | Currently in Use | Gas (Historical Use) | 4000 | Composite | 2016-08-22 | Double-Walled Fiberglass | Pressurized
9106078 | 6 |  | 2016-08-22 | no |  | no | Currently in Use | Gas (Historical Use) | 4000 | Composite | 2016-08-22 | Double-Walled Fiberglass | Pressurized
9106078 | 7 |  | 2016-08-22 | no |  | no | Currently in Use | Gas (Historical Use) | 15000 | Composite | 2016-08-22 | Double-Walled Fiberglass | Pressurized
9106079 | 1 | [5 empty] | Removed from Ground | Gas (Historical Use) | 550 | Bare Steel | 1994-01-19 | Bare Steel | Safe Suction (Euro)
9106081 | 1 | [5 empty] | Removed from Ground | Diesel | 10000 | Cathodically Protected Steel | 1987-11-12 | Galvanized Steel | Pressurized
9106083 | 1 | Ball Float | 1991-07-17 | no | 1991-07-17 | no | Currently in Use | Gas (Historical Use) | 10000 | Galvanic (STIP-3) | 1998-08-19 | Fiberglass Reinforced Plastic | Pressurized
9106083 | 2 | Ball Float | 1991-07-17 | no | 1991-07-17 | no | Currently in Use | Gas (Historical Use) | 10000 | Galvanic (STIP-3) | 1998-08-19 | Fiberglass Reinforced Plastic | Pressurized
9106084 | 1 | [5 empty] | Removed from Ground | Gas (Historical Use) | 4500 | Not Marked/Unknown | 1992-12-18 | Bare Steel | Safe Suction (Euro)
9106084 | 2 | [5 empty] | Removed from Ground | Gas (Historical Use) | 4500 | Not Marked/Unknown | 1992-12-18 | Bare Steel | Safe Suction (Euro)
9106084 | 3 |  |  | yes |  | yes | Removed from Ground | Used Oil | 500 | Not Marked/Unknown | 1992-12-18 | Bare Steel | Safe Suction (Euro)
9106085 | 1 | [5 empty] | Removed from Ground | Gas (Historical Use) | 1000 | Bare Steel | 1994-05-09 | Galvanized Steel | Suction (American)
9106086 | 0 | [5 empty] | Removed from Ground | Gas (Historical Use) | 0 | Not Marked/Unknown |  | Not Marked
9106089 | 1 | [5 empty] | Removed from Ground | Gas (Historical Use) | 8000 | Bare Steel | 1994-08-30 | Galvanized Steel
9106089 | 2 | [5 empty] | Removed from Ground | Gas (Historical Use) | 6000 | Bare Steel | 1994-09-01 | Galvanized Steel
9106089 | 3 | [5 empty] | Removed from Ground | Gas (Historical Use) | 6000 | Bare Steel | 1994-09-01 | Galvanized Steel
9106089 | 4 |  |  | yes |  | yes | Removed from Ground | Used Oil | 1000 | Bare Steel | 1994-08-30 | Galvanized Steel
9106089 | 5 | [5 empty] | Removed from Ground | Diesel | 275 | Bare Steel | 1994-09-01 | Galvanized Steel
9106090 | 1 | [5 empty] | Removed from Ground | Gas (Historical Use) | 560 | Bare Steel | 1994-12-01 | Bare Steel | Suction (American)
9106090 | 2 | [5 empty] | Removed from Ground | Gas (Historical Use) | 560 | Bare Steel | 1994-12-01 | Bare Steel | Suction (American)
9106090 | 3 |  |  | yes |  | yes | Removed from Ground | Used Oil | 560 | Bare Steel | 1994-12-01 | Bare Steel | Suction (American)
9106091 | 1 |  | 1993-11-01 |  | 1993-11-01 |  | Removed from Ground | Gas (Historical Use) | 10000 | Galvanic (STIP-3) | 1993-11-01 | Fiberglass Reinforced Plastic | Pressurized
9106091 | 2 |  | 1993-11-01 |  | 1993-11-01 |  | Removed from Ground | Gas (Historical Use) | 8000 | Galvanic (STIP-3) | 1993-11-01 | Fiberglass Reinforced Plastic | Pressurized
9106091 | 3 |  | 1993-11-01 |  | 1993-11-01 |  | Removed from Ground | Diesel | 3000 | Galvanic (STIP-3) | 1993-11-01 | Fiberglass Reinforced Plastic | Pressurized
9106091 | 4 |  | 1993-11-01 |  | 1993-11-01 |  | Removed from Ground | Kerosene | 3000 | Galvanic (STIP-3) | 1993-11-01 | Fiberglass Reinforced Plastic | Pressurized
9106092 | 1 | [5 empty] | Removed from Ground | Other | 1000 | Bare Steel | 1994-05-11 | Cathodically Protected | Suction (American)
9106092 | 10 | [5 empty] | Removed from Ground | Other | 10000 | Bare Steel | 1999-02-23 | Cathodically Protected | Suction (American)
9106092 | 2 | [5 empty] | Removed from Ground | Other | 20000 | Bare Steel | 1999-02-23 | Cathodically Protected | Suction (American)
9106092 | 3 | [5 empty] | Removed from Ground | Other | 20000 | Bare Steel | 1999-02-23 | Cathodically Protected | Suction (American)
9106092 | 4 | [5 empty] | Removed from Ground | Other | 20000 | Bare Steel | 1999-02-23 | Cathodically Protected | Suction (American)
9106092 | 5 | [5 empty] | Removed from Ground | Other | 20000 | Bare Steel | 1999-02-23 | Cathodically Protected | Suction (American)
9106092 | 6 | [5 empty] | Removed from Ground | Gas (Historical Use) | 10000 | Bare Steel | 1999-02-23 | Cathodically Protected | Suction (American)
9106092 | 7 | [5 empty] | Removed from Ground | Other | 10000 | Bare Steel | 1999-02-23 | Cathodically Protected | Suction (American)
9106092 | 8 | [5 empty] | Removed from Ground | Other | 550 | Bare Steel | 1999-02-23 | Cathodically Protected | Suction (American)
9106093 | 1 |  | 1991-05-09 |  | 1991-05-09 |  | Removed from Ground | Gas (Historical Use) | 3000 | Cathodically Protected Steel | 1991-05-09 | Double-Walled Fiberglass | Pressurized
9106093 | 2 |  | 1991-05-09 |  | 1991-05-09 |  | Removed from Ground | Diesel | 2000 | Cathodically Protected Steel | 1991-05-09 | Double-Walled Fiberglass | Pressurized
9106093 | 3 |  | 2003-02-28 | no | 2003-02-28 | no | Currently in Use | Gas (Historical Use) | 2500 | Fiberglass Double Walled | 2003-02-24 | Fiberglass Reinforced Plastic | Safe Suction (Euro)
9106093 | 4 |  | 2003-02-28 | no | 2003-02-28 | no | Currently in Use | Diesel | 2500 | Fiberglass Double Walled | 2003-02-24 | Fiberglass Reinforced Plastic | Safe Suction (Euro)
9106094 | 1 | [5 empty] | Currently in Use | Gas (Historical Use) | 100 | Bare Steel | 1987-01-01 | Bare Steel
9106098 | 1 | [5 empty] | Removed from Ground | Gas (Historical Use) | 3000 | Cathodically Protected Steel | 1988-04-27 | Galvanized Steel | Safe Suction (Euro)
9106099 | 1 | [5 empty] | Removed from Ground | Gas (Historical Use) | 0 | Not Marked/Unknown | 1989-08-30 | Not Marked
9106100 | 1 | [5 empty] | Removed from Ground | Gas (Historical Use) | 550 | Bare Steel | 1994-11-01 | Bare Steel | Suction (American)
9106101 | 1 | [5 empty] | Removed from Ground | Gas (Historical Use) | 2000 | Bare Steel | 1981-01-01 | Bare Steel | Suction (American)
9106102 | 1 | Ball Float | 1994-08-19 | no | 1994-08-19 | no | Currently in Use | Gas (Historical Use) | 10000 | Fiberglass | 1994-08-19 | Fiberglass Reinforced Plastic | Pressurized
9106102 | 2 | Ball Float | 1994-08-19 | no | 1994-08-19 | no | Currently in Use | Gas (Historical Use) | 8000 | Fiberglass | 1994-08-19 | Fiberglass Reinforced Plastic | Pressurized
9106102 | 3 | Ball Float | 1994-08-19 | no | 1994-08-19 | no | Currently in Use | Diesel | 8000 | Fiberglass | 1994-08-19 | Fiberglass Reinforced Plastic | Pressurized
9106103 | 1 | [5 empty] | Removed from Ground | Gas (Historical Use) | 0 | Not Marked/Unknown | 1970-01-01 | Not Marked
9106103 | 2 | [5 empty] | Removed from Ground | Gas (Historical Use) | 0 | Not Marked/Unknown | 1970-01-01 | Not Marked
9106104 | 1 |  | 1996-06-10 |  | 1996-06-10 |  | Closed in Ground | Gas (Historical Use) | 10000 | Steel-Impressed Current | 1980-07-01 | Cathodically Protected | Pressurized
9106104 | 2 |  | 1996-06-10 | no | 1996-06-10 | no | Removed from Ground | Gas (Historical Use) | 10000 | Steel-Impressed Current | 1980-07-01 | Cathodically Protected | Pressurized
9106104 | 3 |  | 1996-06-10 |  | 1996-06-10 |  | Removed from Ground | Gas (Historical Use) | 10000 | Steel-Impressed Current | 1980-07-01 | Cathodically Protected | Pressurized
9106104 | 4 |  | 1996-06-10 |  | 1996-06-10 |  | Removed from Ground | Gas (Historical Use) | 10000 | Steel-Impressed Current | 1980-07-01 | Cathodically Protected | Pressurized
9106105 | 1 |  | 1995-01-09 |  | 1995-01-09 |  | Removed from Ground | Gas (Historical Use) | 10000 | Cathodically Protected Steel | 1994-12-27 | Fiberglass Reinforced Plastic | Safe Suction (Euro)
9106105 | 2 |  | 1995-01-09 |  | 1995-01-09 |  | Removed from Ground | Diesel | 10000 | Cathodically Protected Steel | 1994-12-27 | Fiberglass Reinforced Plastic | Safe Suction (Euro)
9106106 | 500GALLON |  |  | yes |  | yes | Removed from Ground | Used Oil | 500 | Not Marked/Unknown | 1985-05-01 | Bare Steel | Gravity Fed
9106107 | 1 | Ball Float | 1995-02-18 | no | 1995-02-18 | no | Currently in Use | Gas (Historical Use) | 10000 | Composite | 1995-02-18 | Flex | Pressurized
9106107 | 2 | Ball Float | 1995-02-18 | no | 1995-02-18 | no | Currently in Use | Gas (Historical Use) | 10000 | Composite | 1995-02-18 | Flex | Pressurized
9106107 | 3 | Ball Float | 1995-02-18 | no | 1995-02-18 | no | Currently in Use | Diesel | 10000 | Composite | 1995-02-18 | Flex | Pressurized
9106108 | 1 |  |  | yes |  | yes | Removed from Ground | Used Oil | 560 | Marked Unknown | 1995-08-03 | Galvanized Steel | Gravity Fed
9106109 | 1 | [5 empty] | Removed from Ground | Gas (Historical Use) | 6000 | Bare Steel | 1968-05-01 | Galvanized Steel | Suction (American)
9106109 | 2 | [5 empty] | Removed from Ground | Gas (Historical Use) | 6000 | Bare Steel | 1968-05-01 | Galvanized Steel | Suction (American)
9106109 | 3 | [5 empty] | Removed from Ground | Gas (Historical Use) | 6000 | Bare Steel | 1968-05-01 | Galvanized Steel | Suction (American)
9106109 | 4 |  |  | yes |  | yes | Removed from Ground | Used Oil | 550 | Bare Steel | 1968-05-01 | Galvanized Steel | Suction (American)
9106109 | 5 |  |  | yes |  | yes | Removed from Ground | Used Oil | 550 | Bare Steel | 1968-05-01 | Galvanized Steel | Suction (American)
9106109 | 6 | [5 empty] | Removed from Ground | Kerosene | 550 | Bare Steel | 1968-05-01 | Bare Steel | Suction (American)
9106110 | 1 | Flapper Valve | 1998-06-28 |  | 1989-06-28 |  | Closed in Ground | Gas (Historical Use) | 10000 | Galvanic (STIP-3) | 1989-06-28 | Fiberglass Reinforced Plastic | Pressurized
9106110 | 2 |  | 1998-06-28 |  | 1989-06-28 |  | Closed in Ground | Gas (Historical Use) | 10000 | Galvanic (STIP-3) | 1989-06-28 | Fiberglass Reinforced Plastic | Pressurized
9106110 | 3 | Flapper Valve | 1989-06-28 | no | 1989-06-28 | no | Currently in Use | Diesel | 10000 | Galvanic (STIP-3) | 1989-06-28 | Fiberglass Reinforced Plastic | Pressurized
9106110 | 4A | Ball Float | 2009-11-01 | no | 2009-11-01 | no | Currently in Use | Gas (Historical Use) | 8000 | Fiberglass Double Walled | 2009-11-01 | Fiberglass Reinforced Plastic | Pressurized
9106110 | 4B | Ball Float | 2009-11-01 | no | 2009-11-01 | no | Currently in Use | Gas (Historical Use) | 4000 | Fiberglass Double Walled | 2009-11-01 | Fiberglass Reinforced Plastic | Pressurized
9106111 | 1 |  |  | yes |  | yes | Removed from Ground | Used Oil | 550 | Marked Unknown | 1995-08-02 | Bare Steel | Gravity Fed
9106112 | 1 |  | 1998-01-13 | no | 1998-01-13 | no | Installed |  | 8000 | Steel-Impressed Current | 1998-01-13 |  | Pressurized
9106112 | 2 |  | 1998-01-13 | no | 1998-01-13 | no | Installed |  | 8000 | Steel-Impressed Current | 1998-01-13 |  | Pressurized
9106113 | 1 |  |  | yes |  | yes | Removed from Ground | Used Oil | 2000 | Cathodically Protected Steel | 1988-03-28 | Galvanized Steel
9106113 | 2 |  |  | yes |  | yes | Removed from Ground | Used Oil | 1000 | Cathodically Protected Steel | 1988-03-28 | Galvanized Steel
9106113 | 3 | [5 empty] | Removed from Ground | Empty | 1000 | Cathodically Protected Steel | 1988-03-28 | Galvanized Steel
9106113 | 4 | [5 empty] | Removed from Ground | Gas (Historical Use) | 560 | Cathodically Protected Steel | 1988-03-28 | Galvanized Steel
9106113 | 5 | [5 empty] | Removed from Ground | Diesel | 560 | Cathodically Protected Steel | 1988-03-28 | Galvanized Steel
9106113 | 6 | [5 empty] | Removed from Ground | Kerosene | 560 | Not Marked/Unknown | 1988-03-28 | Not Marked
9106113 | 7 | [5 empty] | Removed from Ground | Gas (Historical Use) | 560 | Not Marked/Unknown | 1988-03-28 | Not Marked
9106114 | 1 |  |  | yes | 1993-06-10 | yes | Removed from Ground | Used Oil | 3000 | Cathodically Protected Steel | 1993-06-10 | Galvanized Steel
9106114 | 2 |  | 1993-06-10 |  | 1993-06-10 |  | Removed from Ground | Gas (Historical Use) | 2000 | Cathodically Protected Steel | 1993-06-10 | Galvanized Steel
9106114 | 3 |  | 1993-06-10 |  | 1993-06-10 |  | Removed from Ground | Gas (Historical Use) | 2000 | Cathodically Protected Steel | 1993-06-10 | Fiberglass Reinforced Plastic
9106114 | 4 |  | 1993-06-10 |  | 1993-06-10 |  | Removed from Ground | Gas (Historical Use) | 2000 | Cathodically Protected Steel | 1993-06-10 | Galvanized Steel
9106114 | 5 |  | 1993-06-10 |  | 1993-06-10 |  | Removed from Ground | Kerosene | 1000 | Cathodically Protected Steel | 1993-06-10 | Galvanized Steel
9106114 | 6 | [5 empty] | Removed from Ground | Diesel | 1000 | Not Marked/Unknown | 1993-06-10 | Not Marked
9106114 | 7 | [5 empty] | Removed from Ground | Gas (Historical Use) | 1000 | Not Marked/Unknown | 1993-06-10 | Not Marked
9106115 | 1 |  |  | yes |  | yes | Removed from Ground | Used Oil | 2000 | Cathodically Protected Steel | 1986-07-03 | Galvanized Steel
9106115 | 2 | [5 empty] | Removed from Ground | Diesel | 1000 | Cathodically Protected Steel | 1986-07-03 | Galvanized Steel
9106115 | 3 | [5 empty] | Removed from Ground | Diesel | 1000 | Cathodically Protected Steel | 1986-07-03 | Galvanized Steel
9106115 | 4 | [5 empty] | Removed from Ground | Gas (Historical Use) | 1000 | Cathodically Protected Steel | 1986-07-03 | Galvanized Steel
9106115 | 5 | [5 empty] | Removed from Ground | Gas (Historical Use) | 560 | Cathodically Protected Steel | 1987-07-28 | Galvanized Steel
9106115 | 6 | [5 empty] | Removed from Ground | Gas (Historical Use) | 560 | Cathodically Protected Steel | 1987-07-28 | Galvanized Steel
9106115 | 7 | [5 empty] | Removed from Ground | Used Oil | 560 | Cathodically Protected Steel | 1987-07-28 | Galvanized Steel
9106116 | 1 | [5 empty] | Removed from Ground | Diesel | 2000 | Cathodically Protected Steel | 1987-12-21 | Cathodically Protected | Safe Suction (Euro)
9106117 | 1 | [5 empty] | Removed from Ground | Diesel | 1000 | Cathodically Protected Steel | 1987-02-18 | Galvanized Steel | Safe Suction (Euro)
9106117 | 2 | [5 empty] | Removed from Ground | Gas (Historical Use) | 1000 | Cathodically Protected Steel | 1987-02-18 | Galvanized Steel | Safe Suction (Euro)
9106118 | 1 |  | 1989-03-09 |  | 1989-03-09 |  | Removed from Ground | Gas (Historical Use) | 500 | Cathodically Protected Steel | 1989-03-09 | Cathodically Protected | Suction (American)
9106119 | 1 | [5 empty] | Removed from Ground | Diesel | 5000 | Cathodically Protected Steel | 1986-01-01 | Copper | Suction (American)
9106119 | 2 |  | 1996-04-26 |  | 1996-04-26 |  | Removed from Ground | Diesel | 1000 | Steel-Impressed Current | 1996-04-26 | Steel/FG Secondary containment | Suction (American)
9106119 | 3 | Flapper Valve | 1999-09-10 | no | 1999-09-10 | no | Currently in Use | Diesel | 2000 | Galvanic (STIP-3) | 1999-09-01 |  | Suction (American)
9106120 | 1 |  | 1995-04-27 |  | 1995-04-27 |  | Currently in Use | Gas (Historical Use) | 12000 | Composite | 1995-04-27 | Fiberglass Reinforced Plastic | Pressurized
9106120 | 2 |  | 1995-04-27 |  | 1995-04-27 |  | Currently in Use | Gas (Historical Use) | 12000 | Composite | 1995-04-27 | Fiberglass Reinforced Plastic | Pressurized
9106120 | 3 |  | 1995-04-27 |  | 1995-04-27 |  | Currently in Use | Gas (Historical Use) | 12000 | Composite | 1995-04-27 | Fiberglass Reinforced Plastic | Pressurized
9106121 | 1 | Ball Float | 1995-06-12 |  | 1995-06-12 |  | Removed from Ground | Gas (Historical Use) | 12000 | Composite | 1995-06-12 | Fiberglass Reinforced Plastic | Pressurized
9106121 | 2 | Ball Float | 1995-06-12 |  | 1995-06-12 |  | Removed from Ground | Gas (Historical Use) | 12000 | Composite | 1995-06-12 | Fiberglass Reinforced Plastic | Pressurized
9106121 | 3 | Ball Float | 1995-06-12 |  | 1995-06-12 |  | Removed from Ground | Gas (Historical Use) | 12000 | Composite | 1995-06-12 | Fiberglass Reinforced Plastic | Pressurized
9106121 | 4 | Ball Float | 1995-11-08 |  | 1995-11-08 |  | Currently in Use | Diesel | 12000 | Composite | 1996-05-30 | Fiberglass Reinforced Plastic | Pressurized
9106121 | 5 |  | 2008-02-29 | no | 2008-02-29 | no | Currently in Use | Gas (Historical Use) | 20000 | Fiberglass Double Walled | 2008-02-28 | Double-Walled Fiberglass | Pressurized
9106121 | 6 |  | 2008-02-29 | no | 2008-02-29 | no | Currently in Use | Gas (Historical Use) | 15000 | Fiberglass Double Walled | 2008-02-28 | Double-Walled Fiberglass | Pressurized
9106122 | 1 | [5 empty] | Removed from Ground | Gas (Historical Use) | 1000 | Marked Unknown | 1995-09-11 | Galvanized Steel | Safe Suction (Euro)
9106123 | 1 | Ball Float | 1998-07-31 |  | 1988-12-01 |  | Currently in Use | Gas (Historical Use) | 6000 | Steel-Impressed Current | 1988-12-01 | Double-Walled Fiberglass | Pressurized
9106123 | 2 |  | 1998-07-31 |  | 1988-12-01 |  | Currently in Use | Gas (Historical Use) | 6000 | Steel-Impressed Current | 1988-12-01 | Double-Walled Fiberglass | Pressurized
9106123 | 3 | Ball Float | 1988-12-01 |  | 1988-12-01 |  | Currently in Use | Gas (Historical Use) | 6000 | Steel-Impressed Current | 1988-12-01 | Double-Walled Fiberglass | Pressurized
9106123 | 4 | Ball Float |  | yes | 1988-12-01 | yes | Removed from Ground | Used Oil | 1000 | Steel-Impressed Current | 1988-12-01 | Double-Walled Fiberglass | Gravity Fed
9106124 | 1 | [5 empty] | Removed from Ground | Diesel | 1000 | Bare Steel | 1997-09-15 | Galvanized Steel | Suction (American)
9106125 | 1 | Ball Float | 1995-08-25 | no | 1995-08-25 | no | Currently in Use | Gas (Historical Use) | 12000 | Epoxy | 1995-08-25 | Fiberglass Reinforced Plastic | Pressurized
9106125 | 2 | Ball Float | 1995-08-25 | no | 1995-08-25 | no | Currently in Use | Gas (Historical Use) | 12000 | Epoxy | 1995-08-25 | Fiberglass Reinforced Plastic | Pressurized
9106126 | 1 |  |  | yes |  | yes | Removed from Ground | Used Oil | 550 | Marked Unknown | 1995-10-10 | Galvanized Steel | Gravity Fed
9106126 | 2 |  |  | yes |  | yes | Removed from Ground | Used Oil | 550 | Marked Unknown | 1995-10-10 | Galvanized Steel | Gravity Fed
9106127 | 1 |  | 1995-10-09 |  | 1995-10-09 |  | Removed from Ground | Gas (Historical Use) | 1000 | Cathodically Protected Steel | 1987-07-08 | Cathodically Protected | Suction (American)
9106128 | 1 | [5 empty] | Removed from Ground | Diesel | 1000 | Marked Unknown | 1998-12-15 | Unknown
9106129 | 1 | Flapper Valve | 1998-12-18 | no | 1998-12-18 | no | Currently in Use | Gas (Historical Use) | 10000 | Galvanic (STIP-3) | 1986-01-01 | Fiberglass Reinforced Plastic | Safe Suction (Euro)
9106129 | 2 | Flapper Valve | 1998-12-18 | no | 1998-12-18 | no | Currently in Use | Diesel | 3000 | Galvanic (STIP-3) | 1986-01-01 | Fiberglass Reinforced Plastic | Safe Suction (Euro)
9106130 | 1 |  |  | yes |  | yes | Removed from Ground | Used Oil | 1000 | Bare Steel | 1973-05-08 | Galvanized Steel
9106130 | 2 |  |  | no |  | no | Removed from Ground | Gas (Historical Use) | 550 | Bare Steel | 1973-05-08 | Galvanized Steel
9106130 | 3 |  |  | no |  | no | Removed from Ground | Gas (Historical Use) | 550 | Bare Steel | 2005-11-29
9106133 | 1 |  |  | yes |  | yes | Closed in Ground | Used Oil | 250 | Concrete | 1971-01-05 | Not Marked
9106136 | 1 | Ball Float | 1996-05-16 |  | 1996-05-16 |  | Currently in Use | Gas (Historical Use) | 10000 | Fiberglass Double Walled | 1996-05-16 | Double-Walled Fiberglass | Pressurized
9106136 | 2 | Ball Float | 1996-05-16 |  | 1996-05-16 |  | Currently in Use | Gas (Historical Use) | 8000 | Fiberglass Double Walled | 1996-05-16 | Double-Walled Fiberglass | Pressurized
9106136 | 3 | Ball Float | 1996-05-16 |  | 1996-05-16 |  | Currently in Use | Gas (Historical Use) | 8000 | Fiberglass Double Walled | 1996-05-16 | Double-Walled Fiberglass | Pressurized
9106136 | 4 | Ball Float | 1998-05-25 |  | 1998-02-25 |  | Currently in Use | Diesel | 8000 | Fiberglass Double Walled | 1998-05-25 | Double-Walled Fiberglass | Pressurized
9106137 | 1 | Ball Float | 1988-05-04 | no | 1988-05-04 | no | Currently in Use | Regular | 10000 | Galvanic (STIP-3) | 1988-05-04 | Fiberglass Reinforced Plastic | Pressurized
9106137 | 2 | Ball Float | 1988-05-04 | no | 1988-05-04 | no | Currently in Use | Regular | 10000 | Galvanic (STIP-3) | 1988-05-04 | Fiberglass Reinforced Plastic | Pressurized
9106137 | 3 | Ball Float | 1988-05-04 | no | 1988-05-04 | no | Currently in Use | Premium | 10000 | Galvanic (STIP-3) | 1988-05-04 | Fiberglass Reinforced Plastic | Pressurized
9106137 | 4 | Flapper Valve | 1988-05-04 | no | 1988-05-04 | no | Currently in Use | Diesel | 6000 | Galvanic (STIP-3) | 1988-05-04 | Fiberglass Reinforced Plastic | Pressurized
9106138 | 1 | [5 empty] | Removed from Ground | Gas (Historical Use) | 500 | Not Marked/Unknown | 1996-08-05 | Not Marked
9106138 | 2 | [5 empty] | Removed from Ground | Gas (Historical Use) | 500 | Not Marked/Unknown | 1996-08-05 | Not Marked
9106139 | SUPU/L | Ball Float | 1993-09-06 |  | 1993-09-06 |  | Currently in Use | Gas (Historical Use) | 8000 | Galvanic (STIP-3) | 1993-09-06 | Fiberglass Reinforced Plastic | Pressurized
9106139 | U/L | Ball Float | 1993-09-06 |  | 1993-09-06 |  | Currently in Use | Gas (Historical Use) | 8000 | Galvanic (STIP-3) | 1993-09-06 | Fiberglass Reinforced Plastic | Pressurized
9106140 | 1 | [5 empty] | Removed from Ground | Gas (Historical Use) | 1000 | Not Marked/Unknown | 1996-08-29 | Not Marked
9106147 | 1 | [5 empty] | Removed from Ground | Gas (Historical Use) | 500 | Not Marked/Unknown | 1997-08-08 | Not Marked
9106147 | 2 | [5 empty] | Removed from Ground | Diesel | 500 | Not Marked/Unknown | 1997-08-08 | Not Marked
9106147 | 3 | [5 empty] | Removed from Ground | Gas (Historical Use) | 250 | Not Marked/Unknown | 1997-08-08 | Not Marked
9106148 | 1 | [5 empty] | Removed from Ground | Gas (Historical Use) | 8000 | Not Marked/Unknown |  | Not Marked
9106148 | 2 | [5 empty] | Removed from Ground | Gas (Historical Use) | 8000 | Not Marked/Unknown |  | Not Marked
9106148 | 3 | [5 empty] | Removed from Ground | Diesel | 10000 | Not Marked/Unknown |  | Not Marked
9106149 | 1 | Overfill Alarm | 1992-02-12 |  | 1992-02-12 |  | Removed from Ground | Other | 10224 | Galvanic (STIP-3) | 1991-12-09 | Galvanized Steel | Safe Suction (Euro)
9106150 | 1 | [5 empty] | Removed from Ground | Gas (Historical Use) | 500 | Not Marked/Unknown | 1997-08-01 | Not Marked
9106154 | 1 | [5 empty] | Removed from Ground | Gas (Historical Use) | 880 | Not Marked/Unknown | 1956-01-01 | Not Marked
9106156 | 1 | [5 empty] | Removed from Ground | Diesel | 1000 | Bare Steel | 1987-01-01 | Not Marked
9106156 | 2 | [5 empty] | Removed from Ground | Gas (Historical Use) | 1000 | Bare Steel | 1987-01-01 | Not Marked
9106157 | 1 | [5 empty] | Removed from Ground | Empty | 0 | Not Marked/Unknown |  | Not Marked
9106158 | 1 | [5 empty] | Removed from Ground | Gas (Historical Use) | 0 | Not Marked/Unknown | 1998-07-20 | Not Marked
9106158 | 2 | [5 empty] | Removed from Ground | Gas (Historical Use) | 750 | Bare Steel | 1998-07-20 | Bare Steel | Safe Suction (Euro)
9106159 | 1 | [5 empty] | Removed from Ground | Gas (Historical Use) | 0 | Not Marked/Unknown |  | Not Marked
9106159 | 2 | [5 empty] | Removed from Ground | Diesel | 0 | Not Marked/Unknown |  | Not Marked
9106160 | 1 | [5 empty] | Removed from Ground | Gas (Historical Use) | 0 | Not Marked/Unknown | 1998-04-21 | Not Marked
9106160 | 2 | [5 empty] | Removed from Ground | Gas (Historical Use) | 10000 | Not Marked/Unknown | 1998-04-21 | Not Marked
9106160 | 3 | [5 empty] | Removed from Ground | Gas (Historical Use) | 3000 | Not Marked/Unknown | 1998-04-21 | Not Marked
9106161 | 1 | [5 empty] | Removed from Ground | Diesel | 3000 | Not Marked/Unknown | 1998-04-20 | Not Marked
9106161 | 2 | [5 empty] | Removed from Ground | Diesel | 0 | Not Marked/Unknown | 1998-04-20 | Not Marked
9106161 | 3 | [5 empty] | Removed from Ground | Gas (Historical Use) | 0 | Not Marked/Unknown | 1998-04-20 | Not Marked
9106161 | 4 | [5 empty] | Removed from Ground | Gas (Historical Use) | 0 | Not Marked/Unknown | 1998-04-20 | Not Marked
9106161 | 5 | [5 empty] | Removed from Ground | Gas (Historical Use) | 500 | Not Marked/Unknown | 1998-04-20 | Not Marked
9106162 | 1 | [5 empty] | Removed from Ground | Kerosene | 10000 | Not Marked/Unknown | 1998-01-19 | Not Marked
9106162 | 2 | [5 empty] | Removed from Ground | Kerosene | 10000 | Not Marked/Unknown | 1998-01-19 | Not Marked
9106163 | 1 | [5 empty] | Closed in Ground | Other | 550 | Not Marked/Unknown | 1998-05-01 | Not Marked
9106164 | 1 | [5 empty] | Removed from Ground | Gas (Historical Use) | 0 | Not Marked/Unknown | 1985-01-01 | Not Marked
9106165 | 1 | Ball Float | 1997-12-01 | no | 1997-12-01 | no | Currently in Use | Gas (Historical Use) | 10000 | Fiberglass Double Walled | 1997-12-01 | Double-Walled Fiberglass | Pressurized
9106165 | 2 | Ball Float | 1997-12-01 | no | 1997-12-01 | no | Currently in Use | Gas (Historical Use) | 8000 | Fiberglass Double Walled | 1997-12-01 | Fiberglass Reinforced Plastic | Pressurized
9106165 | 3 | Ball Float | 1997-12-01 | no | 1997-12-01 | no | Currently in Use | Diesel | 8000 | Fiberglass Double Walled | 1997-12-01 | Double-Walled Fiberglass | Pressurized
9106167 | 1 |  |  | yes |  | yes | Removed from Ground | Used Oil | 550 | Bare Steel | 1998-04-22 | Not Marked
9106168 | 1 | [5 empty] | Removed from Ground | Gas (Historical Use) | 750 | Bare Steel | 1998-07-22 | Bare Steel | Safe Suction (Euro)
9106168 | 2 | [5 empty] | Removed from Ground | Gas (Historical Use) | 750 | Bare Steel | 1998-07-22 | Bare Steel | Safe Suction (Euro)
9106168 | 3 | [5 empty] | Removed from Ground | Gas (Historical Use) | 750 | Bare Steel | 1998-07-22 | Bare Steel | Safe Suction (Euro)
9106168 | 4 | [5 empty] | Removed from Ground | Gas (Historical Use) | 750 | Bare Steel | 1998-07-22 | Bare Steel | Safe Suction (Euro)
9106168 | 5 |  |  | yes |  | yes | Removed from Ground | Used Oil | 750 | Bare Steel | 1998-07-22 | Bare Steel | Safe Suction (Euro)
9106169 | 1 | [5 empty] | Removed from Ground | Gas (Historical Use) | 1000 | Bare Steel | 1998-07-20 | Bare Steel | Safe Suction (Euro)
9106169 | 2 | [5 empty] | Removed from Ground | Gas (Historical Use) | 1000 | Bare Steel | 1998-07-20 | Bare Steel | Safe Suction (Euro)
9106169 | 3 |  |  | yes |  | yes | Removed from Ground | Used Oil | 750 | Bare Steel | 1998-07-20 | Bare Steel | Safe Suction (Euro)
9106169 | 4 | [5 empty] | Removed from Ground | Gas (Historical Use) | 750 | Bare Steel | 1998-07-20 | Bare Steel | Safe Suction (Euro)
9106169 | 5 |  |  | yes |  | yes | Removed from Ground | Used Oil | 500 | Bare Steel | 1998-07-20 | Bare Steel | Safe Suction (Euro)
9106170 | 1 | [5 empty] | Currently in Use | Diesel | 6000 | Marked Unknown |  | Not Marked
9106171 | 1 | Flapper Valve | 1998-12-30 | no | 1998-12-30 | no | Currently in Use | Gas (Historical Use) | 1000 | Steel-Impressed Current | 1998-12-30 | Steel (Impressed Current) | Safe Suction (Euro)
9106171 | 2 | Flapper Valve | 1998-12-30 | no | 1998-12-30 | no | Currently in Use | Gas (Historical Use) | 4000 | Steel-Impressed Current | 1998-12-30 | Steel (Impressed Current) | Safe Suction (Euro)
9106171 | 3 | Flapper Valve | 1998-12-30 | no | 1998-12-30 | no | Currently in Use | Diesel | 4000 | Steel-Impressed Current | 1998-12-30 | Steel (Impressed Current) | Safe Suction (Euro)
9106172 | 1 | Ball Float | 1998-12-15 |  | 1998-12-15 |  | Currently in Use | Gas (Historical Use) | 10000 | Fiberglass Double Walled | 1998-12-15 | Double-Walled Fiberglass | Pressurized
9106172 | 2 | Ball Float | 1998-12-15 |  | 1998-12-15 |  | Currently in Use | Gas (Historical Use) | 8000 | Fiberglass Double Walled | 1998-12-15 | Double-Walled Fiberglass | Pressurized
9106172 | 3 | Ball Float | 1998-12-15 |  | 1998-12-15 |  | Currently in Use | Diesel | 8000 | Fiberglass Double Walled | 1998-12-15 | Double-Walled Fiberglass | Pressurized
9106173 | 1 | Flapper Valve | 1998-09-15 |  | 1998-09-15 |  | Currently in Use | Gas (Historical Use) | 12000 | Composite | 1998-09-15 | Double-Walled Flex | Pressurized
9106173 | 2 | Flapper Valve | 1998-09-15 |  | 1998-09-15 |  | Currently in Use | Gas (Historical Use) | 15000 | Composite | 1998-09-15 | Double-Walled Flex | Pressurized
9106174 | 1 | Ball Float | 1998-03-01 | no | 1998-03-01 | no | Currently in Use | Gas (Historical Use) | 10000 | Composite | 1998-03-01 | Fiberglass Reinforced Plastic | Pressurized
9106174 | 2 | Ball Float | 1998-03-01 | no | 1998-03-01 | no | Currently in Use | Gas (Historical Use) | 5000 | Composite | 1998-03-01 | Fiberglass Reinforced Plastic | Pressurized
9106175 | 1 | [5 empty] | Removed from Ground | Gas (Historical Use) | 4000 | Bare Steel | 1999-01-29 | Not Marked
9106175 | 2 | [5 empty] | Removed from Ground | Gas (Historical Use) | 4000 | Bare Steel | 1999-01-29 | Not Marked
9106176 | 1 |  |  | yes |  | yes | Closed in Ground | Used Oil | 500 | Bare Steel | 1998-12-03 | Bare Steel
9106176 | 2 | [5 empty] | Closed in Ground | Other | 500 | Bare Steel | 1998-12-03 | Bare Steel
9106176 | 3 | [5 empty] | Closed in Ground | Diesel | 8000 | Bare Steel | 1998-12-03 | Bare Steel
9106177 | 1 | [5 empty] | Removed from Ground | Gas (Historical Use) | 10000 | Bare Steel | 1999-03-16 | Bare Steel
9106177 | 2 | [5 empty] | Removed from Ground | Diesel | 10000 | Bare Steel | 1999-03-16 | Bare Steel
9106178 | 1 | [5 empty] | Removed from Ground | Gas (Historical Use) | 1300 | Bare Steel | 1999-02-26 | Not Marked
9106178 | 2 | [5 empty] | Removed from Ground | Gas (Historical Use) | 1300 | Bare Steel | 1999-02-26 | Not Marked
9106179 | 1 | [5 empty] | Removed from Ground | Diesel | 10000 | Not Marked/Unknown | 1993-03-12 | Not Marked
9106180 | 1 | Ball Float | 1999-02-01 | no | 1999-02-01 | no | Currently in Use | Gas (Historical Use) | 12000 | Fiberglass Double Walled | 1999-02-01 | Double-Walled Flex | Pressurized
9106180 | 2 | Ball Float | 1999-02-01 | no | 1999-02-01 | no | Currently in Use | Gas (Historical Use) | 10000 | Fiberglass Double Walled | 1999-02-01 | Double-Walled Flex | Pressurized
9106181 | 1 | Flapper Valve | 1998-04-09 |  | 1998-04-09 | yes | Currently in Use | Gas (Historical Use) | 8200 | Steel-Impressed Current | 2000-11-30 | Fiberglass Reinforced Plastic | Pressurized
9106181 | 2 | Flapper Valve | 1998-04-09 |  | 1998-04-09 | yes | Currently in Use | Gas (Historical Use) | 8200 | Steel-Impressed Current | 2000-11-30 | Fiberglass Reinforced Plastic | Pressurized
9106181 | 3 | Flapper Valve | 1998-04-09 |  | 1998-04-09 | yes | Currently in Use | Gas (Historical Use) | 8200 | Steel-Impressed Current | 2000-11-30 | Fiberglass Reinforced Plastic | Pressurized
9106181 | 4 | Flapper Valve | 1998-04-09 |  | 1998-04-09 | yes | Currently in Use | Diesel | 5000 | Steel-Impressed Current | 2000-11-30 | Fiberglass Reinforced Plastic | Pressurized
9106183 | 1 |  | 1997-12-01 |  | 1997-12-01 |  | Currently in Use | Gas (Historical Use) | 12000 | Composite | 1997-12-01 | Double Walled
9106183 | 2 |  | 1997-12-01 |  | 1997-12-01 |  | Currently in Use | Gas (Historical Use) | 8000 | Composite | 1997-12-01 | Double Walled
9106183 | 3 |  | 1997-12-01 |  | 1997-12-01 |  | Currently in Use | Diesel | 15000 | Composite | 1997-12-01 | Double Walled
9106184 | 1 | Ball Float | 2001-01-15 |  | 2001-01-15 |  | Currently in Use | Gas (Historical Use) | 0 | Fiberglass | 2001-01-15 | Flex | Pressurized
9106184 | 2 | Ball Float | 2001-01-15 |  | 2001-01-15 |  | Currently in Use | Gas (Historical Use) | 0 | Fiberglass Double Walled | 2001-01-15 | Flex | Pressurized
9106185 | 1 |  | 2001-01-01 |  | 2001-01-01 |  | Currently in Use | Gas (Historical Use) | 10000 | Composite | 2001-01-01 | Fiberglass Reinforced Plastic | Pressurized
9106185 | 2 |  | 2001-01-01 | no | 2001-01-01 | no | Currently in Use | Gas (Historical Use) | 15000 | Composite | 2001-01-01 | Fiberglass Reinforced Plastic | Pressurized
9106186 | 1 | [5 empty] | Removed from Ground | Diesel | 550 | Bare Steel | 2001-12-10 | Galvanized Steel
9107001 | DUMMY | [5 empty] | Currently in Use | Empty | 0 | Not Marked/Unknown |  | Not Marked
9107002 | DUMMY | [5 empty] | Temporarily out of use | Other | 0 | Marked Unknown |  | Unknown
9107004 | 1 |  | 1997-12-30 |  | 1997-12-30 |  | Removed from Ground | Diesel | 275 | Cathodically Protected Steel | 1986-01-01 | Double Walled
9107006 | 1 | [5 empty] | Removed from Ground | Diesel | 10000 | Bare Steel | 1965-01-01 | Bare Steel
9107006 | 2 | [5 empty] | Removed from Ground | Gas (Historical Use) | 4000 | Bare Steel | 1965-01-01 | Bare Steel | Suction (American)
9107006 | 3 | [5 empty] | Removed from Ground | Other | 1000 | Bare Steel | 1965-01-01 | Bare Steel | Suction (American)
9107006 | 4 | [5 empty] | Removed from Ground | Other | 1000 | Bare Steel | 1965-01-01 | Bare Steel | Suction (American)
9107008 | 1 |  | 1998-01-08 |  | 1998-01-08 |  | Currently in Use | Gas (Historical Use) | 10000 | Cathodically Protected Steel | 1988-11-01 | Fiberglass Reinforced Plastic | Pressurized
9107008 | 2 |  | 1998-01-08 |  | 1998-01-08 |  | Currently in Use | Diesel | 10000 | Cathodically Protected Steel | 1988-11-01 | Fiberglass Reinforced Plastic | Pressurized
9107008 | 3 |  | 1998-01-08 |  | 1998-01-08 |  | Currently in Use | Gas (Historical Use) | 10000 | Cathodically Protected Steel | 1987-01-01 | Fiberglass Reinforced Plastic | Pressurized
9107008 | 4 |  | 1998-01-08 |  | 1998-01-08 |  | Removed from Ground | Diesel | 3000 | Galvanic (STIP-3) | 1988-01-01 | Fiberglass Reinforced Plastic | Safe Suction (Euro)
9107008 | A | [5 empty] | Removed from Ground | Gas (Historical Use) | 2000 | Bare Steel | 1971-01-03 | Galvanized Steel
9107008 | B | [5 empty] | Removed from Ground | Empty | 2000 | Bare Steel | 1971-01-05 | Galvanized Steel
9107008 | C | [5 empty] | Removed from Ground | Empty | 1000 | Bare Steel | 1971-01-05 | Galvanized Steel
9107009 | 1 |  | 1998-08-06 |  | 1988-08-09 |  | Removed from Ground | Gas (Historical Use) | 10000 | Galvanic (STIP-3) | 1988-08-09 | Fiberglass Reinforced Plastic | Pressurized
9107009 | 2 |  | 1998-08-06 |  | 1988-09-09 |  | Removed from Ground | Gas (Historical Use) | 8000 | Galvanic (STIP-3) | 1988-08-09 | Fiberglass Reinforced Plastic | Pressurized
9107009 | 3 |  | 1998-08-06 |  | 1988-08-09 |  | Removed from Ground | Gas (Historical Use) | 8000 | Galvanic (STIP-3) | 1988-08-09 | Fiberglass Reinforced Plastic | Pressurized
9107009 | 4 | Flapper Valve | 2002-04-16 | no | 2002-04-16 | no | Currently in Use | Gas (Historical Use) | 15000 | Composite | 2002-04-16 | Double-Walled Fiberglass | Pressurized
9107009 | 5 | Flapper Valve | 2002-04-16 | no | 2002-04-16 | no | Currently in Use | Gas (Historical Use) | 12000 | Composite | 2002-04-16 | Double-Walled Fiberglass | Pressurized
9107011 | 1 |  | 1990-07-01 |  | 1990-07-01 |  | Removed from Ground | Gas (Historical Use) | 4010 | Cathodically Protected Steel | 1978-01-01 | Fiberglass Reinforced Plastic | Pressurized
9107011 | 2 |  | 1990-07-01 |  | 1990-07-01 |  | Removed from Ground | Gas (Historical Use) | 10134 | Cathodically Protected Steel | 1978-01-01 | Fiberglass Reinforced Plastic | Pressurized
9107011 | 3 |  | 1990-07-01 |  | 1990-07-01 |  | Removed from Ground | Gas (Historical Use) | 10134 | Cathodically Protected Steel | 1978-01-01 | Fiberglass Reinforced Plastic | Pressurized
9107012 | 1 | Ball Float | 1988-07-22 |  | 1998-08-06 |  | Removed from Ground | Gas (Historical Use) | 10000 | Galvanic (STIP-3) | 1988-07-22 | Fiberglass Reinforced Plastic | Pressurized
9107012 | 2 | Ball Float | 1988-07-22 |  | 1998-08-06 |  | Removed from Ground | Gas (Historical Use) | 10000 | Galvanic (STIP-3) | 1988-07-22 | Fiberglass Reinforced Plastic | Pressurized
9107012 | 3 | Ball Float | 1988-07-22 |  | 1998-08-06 |  | Removed from Ground | Gas (Historical Use) | 8000 | Galvanic (STIP-3) | 1988-07-22 | Fiberglass Reinforced Plastic | Pressurized
9107012 | 4 | Ball Float | 1998-07-22 |  | 1998-07-22 |  | Removed from Ground | Diesel | 8000 | Galvanic (STIP-3) | 1988-07-22 | Fiberglass Reinforced Plastic | Pressurized
9107014 | 1 | [5 empty] | Removed from Ground | Gas (Historical Use) | 3000 | Bare Steel | 1988-01-01 | Galvanized Steel
9107014 | 2 | Flapper Valve | 1994-03-04 |  | 1994-03-04 |  | Removed from Ground | Gas (Historical Use) | 2000 | Composite | 1994-03-04 | Galvanized Steel | Safe Suction (Euro)
9107015 | 1 | [5 empty] | Removed from Ground | Gas (Historical Use) | 500 | Bare Steel | 1974-01-01 | Unknown
9107015 | 2 | [5 empty] | Removed from Ground | Diesel | 8000 | Bare Steel | 1977-01-01 | Unknown
9107016 | 1 | Ball Float | 1988-01-01 | no | 1994-01-01 | no | Currently in Use | Regular | 8000 |  | 1988-01-01 |  | Pressurized
9107016 | 2 | Ball Float | 1988-01-01 | no | 1994-01-01 | no | Currently in Use | Plus | 8000 |  | 1988-01-01 |  | Pressurized
9107016 | 3 | Ball Float | 1988-01-01 | no | 1994-01-01 | no | Currently in Use | Premium | 8000 |  | 1988-01-01 |  | Pressurized
9107016 | 4 | Ball Float | 1988-01-01 | no | 1994-01-01 | no | Currently in Use | Diesel | 8000 |  | 1988-01-01 |  | Pressurized
9107016 | 5 | Ball Float | 1988-01-01 | no | 1994-01-01 | no | Currently in Use | Kerosene | 2000 |  | 1988-01-01 |  | Safe Suction (Euro)
9107017 | 1 | [5 empty] | Removed from Ground | Gas (Historical Use) | 5000 | Bare Steel | 1968-01-01 | Galvanized Steel
9107017 | 2 | [5 empty] | Removed from Ground | Gas (Historical Use) | 5000 | Bare Steel | 1968-01-01 | Galvanized Steel
9107017 | 3 | [5 empty] | Removed from Ground | Gas (Historical Use) | 1000 | Bare Steel | 1968-01-01 | Galvanized Steel
9107017 | 4 | [5 empty] | Removed from Ground | Kerosene | 280 | Bare Steel | 1985-01-01 | Galvanized Steel
9107017 | 5 | Ball Float | 1989-01-01 |  | 1989-01-01 |  | Currently in Use | Gas (Historical Use) | 8000 | Galvanic (STIP-3) | 1989-01-03 | Galvanized Steel | Pressurized
9107017 | 6 | Ball Float | 1989-01-01 |  | 1989-01-01 |  | Currently in Use | Gas (Historical Use) | 8000 | Galvanic (STIP-3) | 1989-01-03 | Galvanized Steel | Pressurized
9107017 | 7 | Ball Float | 1989-01-01 |  | 1989-01-01 |  | Currently in Use | Gas (Historical Use) | 8000 | Galvanic (STIP-3) | 1989-01-03 | Galvanized Steel | Pressurized
9107017 | 8 | Ball Float | 1989-01-01 |  | 1989-01-01 |  | Currently in Use | Kerosene | 2000 | Galvanic (STIP-3) | 1989-01-03 | Galvanized Steel | Pressurized
9107018 | 1 | Ball Float | 1991-01-01 |  | 1991-01-01 |  | Removed from Ground | Gas (Historical Use) | 20000 | Composite Double Walled | 1991-06-01 | Double-Walled Fiberglass | Pressurized
9107018 | 2 | Ball Float | 1991-01-01 |  | 1991-01-01 |  | Removed from Ground | Diesel | 12000 | Composite Double Walled | 1991-06-01 | Double-Walled Fiberglass | Pressurized
9107018 | 3 | Ball Float | 1991-01-01 |  | 1991-01-01 |  | Removed from Ground | Gas (Historical Use) | 12000 | Composite Double Walled | 1991-06-01 | Double-Walled Fiberglass | Pressurized
9107018 | 4 | Ball Float | 2011-06-28 | no | 2011-06-28 | no | Currently in Use | Gas (Historical Use) | 20000 | Composite Double Walled | 2011-06-28 | Double-Walled Fiberglass | Pressurized
9107018 | 5 | Ball Float | 2011-06-28 | no | 2011-06-28 | no | Currently in Use | Diesel | 12000 | Composite Double Walled | 2011-06-28 | Double-Walled Fiberglass | Pressurized
9107018 | 6 | Ball Float | 2011-06-28 | no | 2011-06-28 | no | Currently in Use | Gas (Historical Use) | 12000 | Composite Double Walled | 2011-06-28 | Double-Walled Fiberglass | Pressurized
9107019 | 1 | Ball Float | 1988-01-01 |  | 1994-01-01 |  | Currently in Use | Gas (Historical Use) | 8000 | Steel-Impressed Current | 1988-01-01 | Steel (Impressed Current) | Pressurized
9107019 | 2 | Ball Float | 1988-01-01 |  | 1994-01-01 |  | Currently in Use | Gas (Historical Use) | 8000 | Steel-Impressed Current | 1988-01-01 | Steel (Impressed Current)
9107019 | 3 | Ball Float | 1988-01-01 |  | 1994-01-01 |  | Currently in Use | Gas (Historical Use) | 8000 | Steel-Impressed Current | 1988-01-01 | Steel (Impressed Current) | Pressurized
9107019 | 4 | Ball Float | 1988-01-01 |  | 1994-01-01 |  | Currently in Use | Diesel | 8000 | Steel-Impressed Current | 1988-01-01 | Steel (Impressed Current) | Pressurized
9107019 | 5 | Ball Float | 1988-01-01 |  | 1994-01-01 |  | Currently in Use | Kerosene | 2000 | Steel-Impressed Current | 1988-01-01 | Steel (Impressed Current) | Pressurized
9107020 | 1 |  | 1999-09-20 |  | 1999-09-20 |  | Removed from Ground | Diesel | 1000 | Galvanic (STIP-3) | 1990-08-01 | Fiberglass Reinforced Plastic | Suction (American)
9107020 | 2 |  | 1999-09-20 |  | 1999-09-20 |  | Removed from Ground | Gas (Historical Use) | 1000 | Galvanic (STIP-3) | 1990-08-01 | Cathodically Protected | Suction (American)
9107021 | 1 | Ball Float | 1990-01-01 |  | 1990-01-01 |  | Currently in Use | Gas (Historical Use) | 8000 | Galvanic (STIP-3) | 1990-01-01 | Fiberglass Reinforced Plastic | Pressurized
9107021 | 2 | Ball Float | 1990-01-01 |  | 1990-01-01 |  | Currently in Use | Gas (Historical Use) | 8000 | Galvanic (STIP-3) | 1990-01-01 | Fiberglass Reinforced Plastic | Pressurized
9107021 | 3 | Ball Float | 1990-01-01 |  | 1990-01-01 |  | Currently in Use | Gas (Historical Use) | 8000 | Galvanic (STIP-3) | 1990-01-01 | Fiberglass Reinforced Plastic | Pressurized
9107021 | 4 | Ball Float | 1990-01-01 |  | 1990-01-01 |  | Currently in Use | Diesel | 8000 | Galvanic (STIP-3) | 1990-01-01 | Fiberglass Reinforced Plastic | Pressurized
9107021 | 5 | Ball Float | 1990-01-01 |  | 1990-01-01 |  | Currently in Use | Kerosene | 2000 | Galvanic (STIP-3) | 1990-01-01 | Fiberglass Reinforced Plastic | Pressurized
9107022 | 1 | [5 empty] | Removed from Ground | Gas (Historical Use) | 2000 | Bare Steel | 1973-01-01 | Bare Steel
9107022 | 2 | [5 empty] | Removed from Ground | Diesel | 1000 | Bare Steel | 1973-01-01 | Bare Steel
9107022 | 3 | [5 empty] | Removed from Ground | Diesel | 1000 | Bare Steel | 1973-01-01 | Bare Steel
9107022 | 4 | [5 empty] | Removed from Ground | Diesel | 500 | Bare Steel | 1973-01-01 | Bare Steel
9107022 | 5 | [5 empty] | Removed from Ground | Gas (Historical Use) | 2000 | Bare Steel | 1992-11-14 | Bare Steel
9107022 | 6 | [5 empty] | Removed from Ground | Gas (Historical Use) | 2000 | Bare Steel | 1992-11-14 | Bare Steel
9107022 | 7 | [5 empty] | Removed from Ground | Gas (Historical Use) | 2000 | Bare Steel | 1992-11-14 | Bare Steel
9107024 | 1 | Ball Float | 1990-01-01 |  | 1990-01-01 |  | Currently in Use | Gas (Historical Use) | 8000 | Galvanic (STIP-3) | 1990-01-01 | Fiberglass Reinforced Plastic | Pressurized
9107024 | 2 | Ball Float | 1990-01-01 |  | 1990-01-01 |  | Currently in Use | Gas (Historical Use) | 8000 | Galvanic (STIP-3) | 1990-01-01 | Fiberglass Reinforced Plastic | Pressurized
9107024 | 3 | Ball Float | 1990-01-01 |  | 1990-01-01 |  | Currently in Use | Gas (Historical Use) | 8000 | Galvanic (STIP-3) | 1990-01-01 | Fiberglass Reinforced Plastic | Pressurized
9107024 | 4 | Ball Float | 1990-01-01 |  | 1990-01-01 |  | Currently in Use | Diesel | 8000 | Galvanic (STIP-3) | 1990-01-01 | Fiberglass Reinforced Plastic | Pressurized
9107024 | 5 | Ball Float | 1990-01-01 |  | 1990-01-01 |  | Currently in Use | Kerosene | 2000 | Galvanic (STIP-3) | 1990-01-01 | Fiberglass Reinforced Plastic | Pressurized
9107025 | 1 |  |  | yes |  | yes | Removed from Ground | Used Oil | 500 | Bare Steel | 1992-05-14 | Galvanized Steel | Suction (American)
9107025 | 2 | [5 empty] | Removed from Ground | Other | 4000 | Bare Steel | 1992-08-05 | Galvanized Steel | Pressurized
9107025 | 3 | [5 empty] | Removed from Ground | Other | 6000 | Bare Steel | 1992-08-05 | Galvanized Steel | Pressurized
9107025 | 4 |  | 1992-08-05 |  | 1992-08-05 |  | Removed from Ground | Other | 10000 | Double Walled | 1992-08-05 | Fiberglass Reinforced Plastic | Pressurized
9107025 | 5 |  |  | no |  | no | Removed from Ground |  | 4000 | Unknown | 1981-01-01
9107025 | 6 |  |  | no |  | no | Removed from Ground | E-10 | 4000 | Unknown | 1981-01-01
9107025 | 7 |  |  | no |  | no | Removed from Ground | E-10 | 4000 | Unknown | 1981-01-01
9107026 | 1/F732716 | [5 empty] | Removed from Ground | Gas (Historical Use) | 3000 | Bare Steel | 1969-01-01 | Bare Steel | Pressurized
9107026 | 2 | [5 empty] | Removed from Ground | Gas (Historical Use) | 10000 | Bare Steel | 1979-01-01 | Bare Steel | Pressurized
9107027 | 1 |  |  | yes |  | yes | Removed from Ground | Used Oil | 500 | Marked Unknown | 1992-09-22 | Unknown
9107027 | 2 | [5 empty] | Removed from Ground | Diesel | 500 | Marked Unknown | 1992-09-22 | Unknown
9107027 | 3 | [5 empty] | Removed from Ground | Diesel | 500 | Marked Unknown | 1992-09-22 | Unknown
9107028 | 1 | [5 empty] | Removed from Ground | Gas (Historical Use) | 10000 | Marked Unknown | 1981-06-01 | Not Marked
9107028 | 2 | [5 empty] | Removed from Ground | Gas (Historical Use) | 10000 | Marked Unknown | 1981-06-01 | Not Marked
9107028 | 3 | [5 empty] | Removed from Ground | Diesel | 6000 | Marked Unknown | 1981-06-01 | Not Marked
9107028 | 4 |  | 1993-07-01 |  | 1993-07-01 |  | Currently in Use | Diesel | 10000 | Fiberglass | 1993-07-01 | Double-Walled Fiberglass | Pressurized
9107028 | 5 |  | 1993-07-01 |  | 1993-07-01 |  | Currently in Use | Gas (Historical Use) | 10000 | Fiberglass | 1993-07-01 | Double-Walled Fiberglass | Pressurized
9107030 | 1 | [5 empty] | Removed from Ground | Gas (Historical Use) | 1000 | Bare Steel | 1969-01-01 | Galvanized Steel
9107030 | 2 | [5 empty] | Removed from Ground | Gas (Historical Use) | 1000 | Bare Steel | 1969-01-01 | Galvanized Steel
9107030 | 3 | [5 empty] | Removed from Ground | Gas (Historical Use) | 1000 | Bare Steel | 1969-01-01 | Galvanized Steel
9107032 | 1 | [5 empty] | Removed from Ground | Gas (Historical Use) | 3000 | Bare Steel | 1971-01-01 | Galvanized Steel
9107032 | 2 | [5 empty] | Removed from Ground | Gas (Historical Use) | 3000 | Bare Steel | 1971-01-01 | Galvanized Steel
9107032 | 3 | [5 empty] | Removed from Ground | Gas (Historical Use) | 3000 | Bare Steel | 1971-01-01 | Galvanized Steel
9107032 | 4 | [5 empty] | Removed from Ground | Diesel | 2000 | Bare Steel | 1971-01-01 | Galvanized Steel
9107033 | 1 | [5 empty] | Removed from Ground | Gas (Historical Use) | 1000 | Bare Steel | 1969-01-01 | Galvanized Steel
9107033 | 2 | [5 empty] | Removed from Ground | Gas (Historical Use) | 500 | Bare Steel | 1969-01-01 | Galvanized Steel
9107033 | 3 | [5 empty] | Removed from Ground | Gas (Historical Use) | 1000 | Bare Steel | 1975-01-01 | Galvanized Steel
9107034 | 1 |  | 1999-01-01 |  | 1998-10-01 |  | Currently in Use | Gas (Historical Use) | 4000 | Steel-Impressed Current | 1965-01-01 | Steel (Impressed Current) | Pressurized
9107034 | 2 |  | 1999-01-01 |  | 1998-10-01 |  | Currently in Use | Gas (Historical Use) | 3000 | Steel-Impressed Current | 1965-01-01 | Steel (Impressed Current) | Suction (American)
9107034 | 3 |  | 1999-01-01 |  | 1998-10-01 |  | Currently in Use | Gas (Historical Use) | 3000 | Steel-Impressed Current | 1965-01-01 | Steel (Impressed Current) | Pressurized
9107034 | 4 |  |  | yes |  | yes | Closed in Ground | Used Oil | 500 | Steel-Impressed Current | 1965-01-01 | Cathodically Protected | Gravity Fed
9107035 | 1 | [5 empty] | Removed from Ground | Diesel | 10000 | Bare Steel | 1982-01-01 | Galvanized Steel | Suction (American)
9107036 | 1 | [5 empty] | Removed from Ground | Gas (Historical Use) | 0 | Not Marked/Unknown | 1993-01-01 | Not Marked
9107036 | 2 | [5 empty] | Removed from Ground | Gas (Historical Use) | 0 | Not Marked/Unknown | 1993-01-01 | Not Marked
9107036 | 3 | [5 empty] | Removed from Ground | Gas (Historical Use) | 0 | Not Marked/Unknown | 1993-01-01 | Not Marked
9107037 | 1 |  | 1991-12-05 | no | 1991-12-05 | no | Currently in Use | Regular | 10000 |  | 1991-12-05 | Fiberglass Reinforced Plastic | Pressurized
9107037 | 2 |  | 1991-12-05 | no | 1991-12-05 | no | Currently in Use | Diesel | 10000 |  | 1991-12-05 | Fiberglass Reinforced Plastic | Pressurized
9107037 | 3 |  | 1994-08-15 | no | 1994-08-15 | no | Currently in Use | Diesel | 4000 |  | 1994-08-15 |  | Pressurized
9107037 | 4 |  | 1999-04-26 | no | 1999-04-26 | no | Currently in Use | Empty | 20000 |  | 1999-06-01 | Secondary Containment | Pressurized
9107038 | 1 |  |  | yes |  | yes | Removed from Ground | Empty | 2000 | Not Marked/Unknown | 1994-04-21 | Not Marked
9107038 | 2 | [5 empty] | Removed from Ground | Other | 4000 | Not Marked/Unknown | 1994-02-25 | Not Marked
9107038 | 3 | [5 empty] | Removed from Ground | Empty | 20000 | Not Marked/Unknown | 1994-02-09 | Not Marked
9107038 | 4 | [5 empty] | Removed from Ground | Empty | 20000 | Not Marked/Unknown | 1994-02-09 | Not Marked
9107038 | 5 | [5 empty] | Removed from Ground | Empty | 10000 | Not Marked/Unknown | 1994-02-09 | Not Marked
9107038 | 6 | [5 empty] | Removed from Ground | Empty | 10000 | Not Marked/Unknown | 1994-02-09 | Not Marked
9107038 | 7 | [5 empty] | Removed from Ground | Empty | 10000 | Not Marked/Unknown | 1994-02-09 | Not Marked
9107038 | 8 | [5 empty] | Removed from Ground | Other | 4000 | Not Marked/Unknown | 1994-02-25 | Not Marked
9107039 | 1 | [5 empty] | Removed from Ground | Gas (Historical Use) | 1000 | Not Marked/Unknown | 1991-05-01 | Not Marked
9107039 | 2 | [5 empty] | Removed from Ground | Gas (Historical Use) | 1000 | Not Marked/Unknown | 1991-05-01 | Not Marked
9107039 | 3 | [5 empty] | Removed from Ground | Gas (Historical Use) | 550 | Not Marked/Unknown | 1991-05-01 | Not Marked
9107040 | 1 | [5 empty] | Removed from Ground | Diesel | 8000 | Not Marked/Unknown | 1998-05-14 | Not Marked
9107040 | 2 | [5 empty] | Removed from Ground | Diesel | 8000 | Not Marked/Unknown | 1998-05-14 | Not Marked
9107040 | 3 | Flapper Valve |  | no |  | no | Currently in Use | Diesel | 15000 | Epoxy Double-Walled | 1998-01-01 | Double-Walled Fiberglass | Pressurized
9107041 | 1 | [5 empty] | Removed from Ground | Empty | 0 | Bare Steel |  | Galvanized Steel
9107041 | 2 | [5 empty] | Removed from Ground | Empty | 0 | Bare Steel |  | Galvanized Steel
9107041 | 3 | [5 empty] | Removed from Ground | Empty | 0 | Bare Steel |  | Galvanized Steel
9107042 | 1 | [5 empty] | Removed from Ground | Empty | 0 | Bare Steel | 1995-01-01 | Galvanized Steel
9107042 | 2 | [5 empty] | Removed from Ground | Empty | 0 | Bare Steel | 1995-01-01 | Galvanized Steel
9107042 | 3 | [5 empty] | Removed from Ground | Empty | 0 | Bare Steel | 1995-01-01 | Galvanized Steel
9107043 | 1 | [5 empty] | Removed from Ground | Empty | 0 | Bare Steel |  | Galvanized Steel
9107043 | 2 | [5 empty] | Removed from Ground | Empty | 0 | Bare Steel |  | Galvanized Steel
9107043 | 3 | [5 empty] | Removed from Ground | Empty | 0 | Bare Steel |  | Galvanized Steel
9107044 | 1 | [5 empty] | Removed from Ground | Gas (Historical Use) | 1000 | Not Marked/Unknown |  | Not Marked
9107044 | 2 | [5 empty] | Removed from Ground | Gas (Historical Use) | 1000 | Not Marked/Unknown |  | Not Marked
9107045 | 1 |  | 1994-10-18 |  | 1994-10-18 |  | Currently in Use | Gas (Historical Use) | 10000 | Galvanic (STIP-3) | 1994-10-28 | Fiberglass Reinforced Plastic | Pressurized
9107045 | 2 |  | 1994-10-18 |  | 1994-10-18 |  | Currently in Use | Gas (Historical Use) | 10000 | Galvanic (STIP-3) | 1994-10-28 | Fiberglass Reinforced Plastic | Pressurized
9107045 | 3 |  | 1994-10-18 |  | 1994-10-18 |  | Currently in Use | Gas (Historical Use) | 10000 | Galvanic (STIP-3) | 1994-10-28 | Fiberglass Reinforced Plastic | Pressurized
9107046 | 1 |  | 1994-08-15 |  | 1994-08-15 |  | Removed from Ground | Diesel | 4000 | Double Walled | 1994-08-15 | Double Walled | Pressurized
9107047 | 1 |  | 1994-08-15 |  | 1994-08-15 |  | Removed from Ground | Diesel | 4000 | Double Walled | 1994-08-15 | Double Walled | Pressurized
9107048 | 1 |  | 1990-05-01 |  | 1990-05-01 |  | Currently in Use | Gas (Historical Use) | 8000 | Galvanic (STIP-3) | 1990-05-01 | Fiberglass Reinforced Plastic | Pressurized
9107048 | 2 |  | 1990-05-01 |  | 1990-05-01 |  | Currently in Use | Gas (Historical Use) | 8000 | Galvanic (STIP-3) | 1990-05-01 | Fiberglass Reinforced Plastic | Pressurized
9107048 | 3 |  | 1990-05-01 |  | 1990-05-01 |  | Currently in Use | Gas (Historical Use) | 8000 | Galvanic (STIP-3) | 1990-05-01 | Fiberglass Reinforced Plastic | Pressurized
9107048 | 4 |  | 1990-05-01 |  | 1990-05-01 |  | Currently in Use | Diesel | 2000 | Galvanic (STIP-3) | 1990-05-01 | Fiberglass Reinforced Plastic | Pressurized
9107049 | 1 |  | 1997-09-22 |  | 1997-09-22 |  | Removed from Ground | Gas (Historical Use) | 8000 | Cathodically Protected Steel | 1983-01-01 | Fiberglass Reinforced Plastic | Pressurized
9107049 | 2 |  | 1997-09-22 |  | 1997-09-22 |  | Removed from Ground | Gas (Historical Use) | 8000 | Cathodically Protected Steel | 1983-01-01 | Fiberglass Reinforced Plastic | Pressurized
9107049 | 3 |  | 1997-09-22 |  | 1997-09-22 |  | Removed from Ground | Gas (Historical Use) | 8000 | Cathodically Protected Steel | 1983-01-01 | Fiberglass Reinforced Plastic | Pressurized
9107050 | 1 |  | 1991-01-01 |  | 1991-01-01 |  | Removed from Ground | Gas (Historical Use) | 8000 | Galvanic (STIP-3) | 1991-01-01 | Fiberglass Reinforced Plastic | Pressurized
9107050 | 2 |  | 1991-01-01 |  | 1991-01-01 |  | Removed from Ground | Gas (Historical Use) | 8000 | Galvanic (STIP-3) | 1991-01-01 | Fiberglass Reinforced Plastic | Pressurized
9107050 | 3 |  | 1991-01-01 |  | 1991-01-01 |  | Removed from Ground | Gas (Historical Use) | 8000 | Galvanic (STIP-3) | 1991-01-01 | Fiberglass Reinforced Plastic | Pressurized
9107050 | 4 |  | 1991-01-01 |  | 1991-01-01 |  | Removed from Ground | Diesel | 3000 | Galvanic (STIP-3) | 1991-01-01 | Fiberglass Reinforced Plastic | Pressurized
9107051 | 1 |  | 1998-12-20 |  | 1998-12-20 |  | Temporarily out of use | Gas (Historical Use) | 6000 | Fiberglass | 1986-08-13 | Cathodically Protected | Pressurized
9107051 | 2 |  | 1998-12-20 |  | 1998-12-20 |  | Temporarily out of use | Gas (Historical Use) | 6000 | Fiberglass | 1986-08-13 | Cathodically Protected | Pressurized
9107051 | 3 |  | 1998-12-20 |  | 1998-12-20 |  | Temporarily out of use | Gas (Historical Use) | 4000 | Fiberglass | 1986-08-13 | Cathodically Protected | Pressurized
9107052 | 1 | [5 empty] | Removed from Ground | Diesel | 560 | Bare Steel | 1998-12-01 | Galvanized Steel | Safe Suction (Euro)
9107053 | 1 | Ball Float | 1988-01-01 | no | 1997-11-01 | no | Currently in Use | Regular | 8000 | Galvanic (STIP-3) | 1987-11-01 | Steel (Impressed Current) | Pressurized
9107053 | 2 | Ball Float | 1988-01-01 | no | 1997-11-01 | no | Currently in Use | Regular | 8000 | Galvanic (STIP-3) | 1987-11-01 | Steel (Impressed Current) | Pressurized
9107053 | 3 | Ball Float | 1988-01-01 | no | 1997-11-01 | no | Currently in Use | Gas (Historical Use) | 8000 | Galvanic (STIP-3) | 1987-11-01 | Steel (Impressed Current) | Pressurized
9107053 | 4 | Flapper Valve | 1988-01-01 | no | 1997-11-01 | no | Currently in Use | Premium | 1000 | Galvanic (STIP-3) | 1987-11-01 | Steel (Impressed Current) | Pressurized
9107053 | 5 |  | 1988-01-01 | no | 1997-11-01 | no | Removed from Ground | Diesel | 500 | Galvanic (STIP-3) | 1987-11-01 | Fiberglass Reinforced Plastic | Pressurized
9107054 | 1 | [5 empty] | Removed from Ground | Other | 550 | Bare Steel | 1998-12-01 | Galvanized Steel | Safe Suction (Euro)
9107055 | 1 | [5 empty] | Permanently Out of Use - historical purposes | Gas (Historical Use) | 1000 | Bare Steel |  | Galvanized Steel
9107055 | 2 | [5 empty] | Permanently Out of Use - historical purposes | Gas (Historical Use) | 1000 | Bare Steel |  | Galvanized Steel
9107055 | 3 | [5 empty] | Permanently Out of Use - historical purposes | Gas (Historical Use) | 1000 | Bare Steel |  | Galvanized Steel
9107056 | 1 | [5 empty] | Removed from Ground | Gas (Historical Use) | 2000 | Bare Steel | 1999-12-20 | Galvanized Steel
9107056 | 2 | [5 empty] | Removed from Ground | Gas (Historical Use) | 2000 | Bare Steel | 1999-12-20 | Galvanized Steel
9107057 | 1 | [5 empty] | Removed from Ground | Gas (Historical Use) | 2000 | Fiberglass | 1980-01-01 | Galvanized Steel
9107057 | 2 | [5 empty] | Removed from Ground | Gas (Historical Use) | 2000 | Fiberglass | 1980-01-01 | Galvanized Steel
9107057 | 3 | [5 empty] | Removed from Ground | Gas (Historical Use) | 2000 | Fiberglass | 1980-01-01 | Galvanized Steel
9107057 | 4 |  |  | no |  | no | Removed from Ground | Kerosene | 500 | Unknown | 2006-09-11 | Unknown
9107061 | 1 | [5 empty] | Removed from Ground | Gas (Historical Use) | 500 | Epoxy | 1998-12-01 | Bare Steel | Suction (American)
9107061 | 2 | [5 empty] | Removed from Ground | Gas (Historical Use) | 500 | Epoxy | 1998-12-01 | Not Marked | Suction (American)
9107061 | 3 |  | 1999-09-01 |  | 1999-09-01 |  | Currently in Use | Gas (Historical Use) | 2000 | Composite | 1999-09-01 | Fiberglass Reinforced Plastic | Safe Suction (Euro)
9107062 | 1 | [5 empty] | Removed from Ground | Gas (Historical Use) | 10000 | Bare Steel | 1984-05-01 | Galvanized Steel | Pressurized
9107062 | 2 | [5 empty] | Removed from Ground | Gas (Historical Use) | 10000 | Bare Steel | 1984-05-01 | Galvanized Steel | Pressurized
9107062 | 3 | [5 empty] | Removed from Ground | Gas (Historical Use) | 10000 | Bare Steel | 1984-05-01 | Galvanized Steel | Pressurized
9107063 | 5A | Ball Float | 1997-02-13 | no | 1997-02-13 | no | Currently in Use | Regular | 10000 | Composite | 1997-02-13 | Flex | Pressurized
9107063 | 5B | Ball Float | 1997-02-13 | no | 1997-02-13 | no | Currently in Use | Premium | 6000 | Composite | 1997-02-13 | Flex | Pressurized
9107063 | 6 | Flapper Valve | 1997-02-13 | no | 1997-02-13 | no | Currently in Use | Diesel | 6000 | Composite | 1997-02-13 | Flex | Pressurized
9107064 | 1 |  | 2005-08-01 |  | 2005-08-01 |  | Removed from Ground | Gas (Historical Use) | 3000 | Bare Steel | 1980-01-01 | Galvanized Steel | Suction (American)
9107064 | 2 |  | 2005-08-01 |  | 2005-08-01 |  | Removed from Ground | Gas (Historical Use) | 3000 | Bare Steel | 1980-01-01 | Galvanized Steel | Suction (American)
9107064 | 3 |  | 2005-08-01 |  | 2005-08-01 |  | Removed from Ground | Gas (Historical Use) | 2000 | Cathodically Protected Steel | 1987-01-01 | Fiberglass Reinforced Plastic | Suction (American)
9107064 | 4 |  | 2004-11-15 | no | 2004-11-15 | no | Currently in Use | Regular | 10000 | Composite | 2004-11-01 | Fiberglass Reinforced Plastic | Pressurized
9107064 | 5 | Ball Float | 2004-11-15 | no | 2004-11-15 | no | Currently in Use | Premium | 5000 | Composite | 2004-11-01 | Fiberglass Reinforced Plastic | Pressurized
9107065 | 9107065 |  | 1994-07-01 |  | 1994-07-01 |  | Removed from Ground | Gas (Historical Use) | 12000 | Double Walled | 1994-07-01 | Fiberglass Reinforced Plastic | Pressurized
9107065 | PRE |  | 1994-07-01 |  | 1994-07-01 |  | Removed from Ground | Gas (Historical Use) | 12000 | Double Walled | 1994-07-01 | Fiberglass Reinforced Plastic | Pressurized
9107066 | 1 | [5 empty] | Removed from Ground | Gas (Historical Use) | 8000 | Bare Steel | 1975-01-01 | Bare Steel | Pressurized
9107066 | 2 | [5 empty] | Removed from Ground | Gas (Historical Use) | 6110 | Bare Steel | 1975-01-01 | Bare Steel | Pressurized
9107066 | 3 | [5 empty] | Removed from Ground | Gas (Historical Use) | 6940 | Bare Steel | 1975-01-01 | Bare Steel | Pressurized
9107067 | 1 |  |  | yes |  | yes | Removed from Ground | Used Oil | 550 | Marked Unknown | 1995-11-27 | Unknown
9107069 | 1 | [5 empty] | Removed from Ground | Gas (Historical Use) | 250 | Marked Unknown | 1996-01-23 | Not Marked
9107069 | 2 | [5 empty] | Removed from Ground | Gas (Historical Use) | 500 | Marked Unknown | 1996-01-23 | Not Marked
9107069 | 3 | [5 empty] | Removed from Ground | Gas (Historical Use) | 1000 | Marked Unknown | 1996-01-23 | Not Marked
9107069 | 4 | [5 empty] | Removed from Ground | Gas (Historical Use) | 1000 | Marked Unknown | 1996-01-23 | Not Marked
9107071 | 1 |  | 1996-01-01 |  | 1996-01-01 |  | Currently in Use | Gas (Historical Use) | 12000 | Epoxy | 1995-12-01 | Fiberglass Reinforced Plastic | Pressurized
9107071 | 2 |  | 1996-01-01 |  | 1996-01-01 |  | Currently in Use | Gas (Historical Use) | 8000 | Epoxy | 1995-12-01 | Fiberglass Reinforced Plastic | Pressurized
9107071 | 3 |  | 1996-01-01 |  | 1996-01-01 |  | Currently in Use | Diesel | 8000 | Epoxy | 1995-12-01 | Fiberglass Reinforced Plastic | Pressurized
9107072 | 1 | [5 empty] | Removed from Ground | Gas (Historical Use) | 0 | Not Marked/Unknown | 1990-01-01 | Not Marked
9107073 | 1 | [5 empty] | Removed from Ground | Gas (Historical Use) | 0 | Not Marked/Unknown | 1991-08-01 | Not Marked
9107074 | 1 | [5 empty] | Removed from Ground | Gas (Historical Use) | 500 | Not Marked/Unknown | 1963-01-01 | Not Marked
9107074 | 2 | [5 empty] | Removed from Ground | Gas (Historical Use) | 500 | Not Marked/Unknown | 1963-01-01 | Not Marked
9107074 | 3 | [5 empty] | Removed from Ground | Gas (Historical Use) | 1000 | Not Marked/Unknown | 1963-01-01 | Not Marked
9107075 | 1 | [5 empty] | Removed from Ground | Kerosene | 0 | Not Marked/Unknown | 1988-01-01 | Not Marked
9107076 | 1 | [5 empty] | Removed from Ground | Gas (Historical Use) | 1000 | Not Marked/Unknown | 1996-06-03 | Not Marked
9107076 | 2 | [5 empty] | Removed from Ground | Gas (Historical Use) | 1000 | Not Marked/Unknown | 1996-06-03 | Not Marked
9107076 | 3 | [5 empty] | Removed from Ground | Gas (Historical Use) | 1000 | Not Marked/Unknown | 1996-06-03 | Not Marked
9107077 | 1 | [5 empty] | Removed from Ground | Gas (Historical Use) | 2000 | Not Marked/Unknown | 1996-09-26 | Not Marked
9107077 | 2 | [5 empty] | Removed from Ground | Gas (Historical Use) | 1000 | Not Marked/Unknown | 1996-09-26 | Not Marked
9107077 | 3 | [5 empty] | Removed from Ground | Gas (Historical Use) | 1000 | Not Marked/Unknown | 1996-09-26 | Not Marked
9107077 | 4 | [5 empty] | Removed from Ground | Kerosene | 1000 | Not Marked/Unknown | 1996-09-26 | Not Marked
9107077 | 5 | [5 empty] | Closed in Ground | Empty | 550 | Not Marked/Unknown | 1996-09-26 | Not Marked
9107078 | 1 | [5 empty] | Removed from Ground | Gas (Historical Use) | 2000 | Bare Steel | 1962-01-01 | Galvanized Steel | Pressurized
9107078 | 2 | [5 empty] | Removed from Ground | Empty | 2000 | Bare Steel | 1962-01-01 | Galvanized Steel | Pressurized
9107079 | 1 | Ball Float | 1997-05-01 |  | 1997-05-01 |  | Currently in Use | Gas (Historical Use) | 12000 | Epoxy | 1997-05-01 | Fiberglass Reinforced Plastic | Pressurized
9107079 | 2 | Ball Float | 1997-05-01 |  | 1997-05-01 |  | Currently in Use | Gas (Historical Use) | 8000 | Epoxy | 1997-05-01 | Fiberglass Reinforced Plastic | Pressurized
9107079 | 3 | Ball Float | 1997-05-01 |  | 1997-05-01 |  | Currently in Use | Diesel | 6000 | Epoxy | 1997-05-01 | Fiberglass Reinforced Plastic | Pressurized
9107079 | 4 | Ball Float | 1997-05-01 |  | 1997-05-01 |  | Currently in Use | Kerosene | 2000 | Epoxy | 1997-05-01 | Fiberglass Reinforced Plastic | Pressurized
9107080 | 1 |  | 1997-06-10 |  | 1997-06-10 |  | Currently in Use | Gas (Historical Use) | 10000 | Galvanic (STIP-3) | 1997-06-10 | Fiberglass Reinforced Plastic | Pressurized
9107080 | 2 |  | 1997-06-10 |  | 1997-06-10 |  | Currently in Use | Gas (Historical Use) | 10000 | Galvanic (STIP-3) | 1997-06-10 | Fiberglass Reinforced Plastic | Pressurized
9107080 | 3 |  | 1997-06-10 |  | 1997-06-10 |  | Currently in Use | Gas (Historical Use) | 10000 | Galvanic (STIP-3) | 1997-06-10 | Fiberglass Reinforced Plastic | Pressurized
9107081 | 1 | Flapper Valve | 1997-10-02 | no | 1997-10-02 | no | Currently in Use | Gas (Historical Use) | 10000 | Epoxy | 1997-10-01 | Fiberglass Reinforced Plastic | Pressurized
9107081 | 2 | Flapper Valve | 1997-10-02 | no | 1997-10-02 | no | Currently in Use | Gas (Historical Use) | 12000 | Epoxy | 1997-10-01 | Fiberglass Reinforced Plastic | Pressurized
9107082 | 1 | Ball Float | 1998-04-23 | no | 1998-04-23 | no | Currently in Use | Gas (Historical Use) | 12032 | Composite | 1998-04-23 | Fiberglass Reinforced Plastic | Pressurized
9107082 | 2 | Ball Float | 1998-04-23 | no | 1998-04-23 | no | Currently in Use | Gas (Historical Use) | 10152 | Composite | 1998-04-23 | Fiberglass Reinforced Plastic | Pressurized
9107082 | 3 | Ball Float | 1998-04-23 | no | 1998-04-23 | no | Currently in Use | Diesel | 6016 | Composite | 1998-04-23 | Fiberglass Reinforced Plastic | Pressurized
9107082 | 4 |  | 1998-04-23 | no | 1998-04-23 | no | Temporarily out of use | Diesel | 1016 | Composite | 1998-04-23 | Fiberglass Reinforced Plastic | Pressurized
9107083 | 1 | [5 empty] | Removed from Ground | Diesel | 550 | Not Marked/Unknown | 1998-12-01 | Not Marked
9107084 | 1 | Flapper Valve | 1998-09-01 |  | 1998-09-01 |  | Currently in Use | Diesel | 3000 | Steel-Impressed Current | 1983-01-01 | Fiberglass Reinforced Plastic | Pressurized
9107084 | 2 | Flapper Valve | 1998-09-01 |  | 1998-09-01 |  | Currently in Use | Diesel | 2000 | Steel-Impressed Current | 1983-01-01 | Fiberglass Reinforced Plastic | Pressurized
9107084 | 3 | Flapper Valve | 1998-09-01 |  | 1998-09-01 |  | Currently in Use | Kerosene | 2000 | Steel-Impressed Current | 1983-01-01 | Fiberglass Reinforced Plastic | Pressurized
9107084 | 4 | Flapper Valve | 1998-09-01 |  | 1998-09-01 |  | Currently in Use | Gas (Historical Use) | 10000 | Steel-Impressed Current | 1983-01-01 | Fiberglass Reinforced Plastic | Pressurized
9107084 | 5 | Flapper Valve | 1998-09-01 |  | 1998-09-01 |  | Currently in Use | Gas (Historical Use) | 10000 | Steel-Impressed Current | 1983-01-01 | Fiberglass Reinforced Plastic | Pressurized
9107085 | 1 |  | 1997-08-19 |  | 1997-08-19 |  | Currently in Use | Gas (Historical Use) | 12000 | Epoxy | 1997-08-19 | Fiberglass Reinforced Plastic | Pressurized
9107085 | 2 |  | 1997-08-19 |  | 1997-08-19 |  | Currently in Use | Gas (Historical Use) | 10000 | Epoxy | 1997-08-19 | Fiberglass Reinforced Plastic | Pressurized
9107086 | 1 |  | 1998-06-01 |  | 1998-06-01 |  | Currently in Use | Gas (Historical Use) | 10000 | Epoxy | 1998-06-01 | Fiberglass Reinforced Plastic | Pressurized
9107086 | 2 |  | 1998-06-01 |  | 1998-06-01 |  | Currently in Use | Gas (Historical Use) | 5000 | Epoxy | 1998-06-01 | Fiberglass Reinforced Plastic | Pressurized
9107087 | 1 | Flapper Valve | 1998-07-07 |  | 1998-07-07 |  | Currently in Use | Gas (Historical Use) | 4000 | Fiberglass | 1998-07-01 | Fiberglass Reinforced Plastic | Pressurized
9107087 | 2 | Flapper Valve | 1998-07-07 |  | 1998-07-07 |  | Currently in Use | Diesel | 20000 | Fiberglass | 1998-07-01 | Fiberglass Reinforced Plastic | Pressurized
9107088 | 1 | [5 empty] | Removed from Ground | Diesel | 4000 | Not Marked/Unknown | 1998-12-15 | Not Marked
9107088 | 2 | [5 empty] | Removed from Ground | Diesel | 10000 | Not Marked/Unknown | 1998-12-15 | Not Marked
9107089 | 1 | [5 empty] | Removed from Ground | Used Oil | 1000 | Not Marked/Unknown | 1998-11-24 | Not Marked
9107089 | 2 | [5 empty] | Removed from Ground | Gas (Historical Use) | 500 | Not Marked/Unknown | 1998-11-24 | Not Marked
9107090 | 1 | [5 empty] | Removed from Ground | Gas (Historical Use) | 1000 | Bare Steel | 1981-01-01 | Bare Steel | Safe Suction (Euro)
9107090 | 2 | [5 empty] | Removed from Ground | Gas (Historical Use) | 1000 | Bare Steel | 1981-01-01 | Bare Steel | Safe Suction (Euro)
9107091 | 1 |  | 1998-11-01 |  | 1998-11-01 |  | Currently in Use | Gas (Historical Use) | 4000 | Steel-Impressed Current | 1974-01-01 | Cathodically Protected | Suction (American)
9107091 | 2 |  | 1998-11-01 |  | 1998-11-01 |  | Currently in Use | Gas (Historical Use) | 4000 | Steel-Impressed Current | 1974-01-01 | Cathodically Protected | Suction (American)
9107091 | 3 |  | 1998-11-01 |  | 1998-11-01 |  | Currently in Use | Gas (Historical Use) | 2000 | Steel-Impressed Current | 1974-01-01 | Cathodically Protected | Suction (American)
9107091 | 4 |  | 1998-11-01 |  | 1998-11-01 |  | Currently in Use | Diesel | 1000 | Steel-Impressed Current | 1974-01-01 | Cathodically Protected | Suction (American)
9107092 | 1 | [5 empty] | Removed from Ground | Gas (Historical Use) | 500 | Marked Unknown | 1999-03-10 | Unknown
9107093 | 1 | [5 empty] | Removed from Ground | Gas (Historical Use) | 0 | Marked Unknown | 1999-04-01 | Unknown
9107094 | 1 | Ball Float | 1999-05-01 |  | 1999-05-01 |  | Currently in Use | Gas (Historical Use) | 12000 | Epoxy | 1999-05-01 | Fiberglass Reinforced Plastic | Pressurized
9107094 | 2 | Ball Float | 1999-05-01 |  | 1999-05-01 |  | Currently in Use | Gas (Historical Use) | 10000 | Epoxy | 1999-05-01 | Fiberglass Reinforced Plastic | Pressurized
9107094 | 3 | Ball Float | 1999-05-01 |  | 1999-05-01 |  | Currently in Use | Diesel | 6000 | Epoxy | 1999-05-01 | Fiberglass Reinforced Plastic | Pressurized
9107095 | 1 |  | 1999-06-01 | no | 1999-06-01 | no | Currently in Use | Gas (Historical Use) | 10000 |  | 1999-06-01 | Fiberglass Reinforced Plastic | Pressurized
9107095 | 2 |  | 1999-06-01 | no | 1999-06-01 | no | Currently in Use | Gas (Historical Use) | 10000 |  | 1999-06-01 | Fiberglass Reinforced Plastic | Pressurized
9107095 | 3 |  | 1999-06-01 | no | 1999-06-01 | no | Currently in Use | Gas (Historical Use) | 10000 |  | 1999-06-01 | Fiberglass Reinforced Plastic | Pressurized
9107095 | 4 |  | 1999-06-01 | no | 1999-06-01 | no | Currently in Use |  | 4000 |  | 1999-06-01 | Fiberglass Reinforced Plastic | Pressurized
9107096 | 1 |  | 1999-12-20 |  | 1999-12-20 |  | Currently in Use | Gas (Historical Use) | 10000 | Composite | 1999-12-10 | Fiberglass Reinforced Plastic | Pressurized
9107096 | 2 |  | 1999-12-20 |  | 1999-12-20 |  | Currently in Use | Gas (Historical Use) | 10000 | Composite | 1999-12-10 | Fiberglass Reinforced Plastic | Pressurized
9107096 | 3 |  | 1999-12-20 |  | 1999-12-20 |  | Currently in Use | Diesel | 6000 | Composite | 1999-12-10 | Fiberglass Reinforced Plastic | Pressurized
9107097 | 1 | Ball Float | 2000-09-21 | no | 2000-09-21 | no | Currently in Use | Regular | 10000 | Fiberglass | 2000-12-06 | Double-Walled Flex | Pressurized
9107097 | 2 | Ball Float | 2000-09-21 | no | 2000-09-21 | no | Currently in Use | Premium | 10000 | Fiberglass | 2000-12-06 | Double-Walled Flex | Pressurized
9107097 | 3 | Ball Float | 2000-09-21 | no | 2000-09-21 | no | Currently in Use | Diesel | 6000 | Fiberglass | 2000-12-06 | Double-Walled Flex | Pressurized
9107098 | 1 | [5 empty] | Removed from Ground | Gas (Historical Use) | 4000 | Marked Unknown | 2001-08-29 | Unknown
9107098 | 2 | [5 empty] | Removed from Ground | Gas (Historical Use) | 4000 | Marked Unknown | 2001-08-29 | Unknown
9107098 | 3 | [5 empty] | Removed from Ground | Gas (Historical Use) | 2000 | Marked Unknown | 2001-08-29 | Unknown
9107099 | 1 |  | 2000-04-11 |  | 2000-04-11 |  | Currently in Use | Gas (Historical Use) | 12000 | Fiberglass | 2000-04-11 | Double Walled | Pressurized
9107099 | 2 |  | 2000-04-11 |  | 2000-04-11 |  | Currently in Use | Gas (Historical Use) | 10000 | Fiberglass | 2000-04-11 | Double Walled | Pressurized
9107099 | 3 |  | 2000-04-11 |  | 2000-04-11 |  | Currently in Use | Diesel | 10000 | Fiberglass | 2000-04-11 | Double Walled | Pressurized
9107100 | 1 | Ball Float | 2001-11-01 | no | 2001-11-01 | no | Currently in Use | Regular | 12000 | Epoxy | 2001-11-01 | Fiberglass Reinforced Plastic | Pressurized
9107100 | 2 | Ball Float | 2001-11-01 | no | 2001-11-01 | no | Currently in Use | Premium | 12000 | Epoxy | 2001-11-01 | Fiberglass Reinforced Plastic | Pressurized
9107100 | 3 | Ball Float | 2001-11-01 | no | 2001-11-01 | no | Currently in Use | Diesel | 8000 | Epoxy | 2001-11-01 | Fiberglass Reinforced Plastic | Pressurized
9108001 | 1 |  | 1999-09-01 |  | 1999-09-01 |  | Removed from Ground | Diesel | 225 | Galvanic (STIP-3) | 1987-01-01 | Copper | Safe Suction (Euro)
9108001 | 2 |  | 1999-09-01 | no | 1999-09-01 | no | Removed from Ground | Diesel | 110 | Galvanic (STIP-3) | 1987-01-01 | Copper | Safe Suction (Euro)
9108002 | 1 |  | 1997-08-21 |  | 1997-08-21 |  | Removed from Ground | Gas (Historical Use) | 4000 | Cathodically Protected Steel | 1966-01-01 | Cathodically Protected | Suction (American)
9108002 | 2 |  | 1997-08-21 |  | 1997-08-21 |  | Removed from Ground | Gas (Historical Use) | 4000 | Cathodically Protected Steel | 1966-01-01 | Cathodically Protected | Suction (American)
9108002 | 3 |  | 1997-08-21 |  | 1997-08-21 |  | Removed from Ground | Gas (Historical Use) | 4000 | Cathodically Protected Steel | 1988-12-01 | Cathodically Protected | Suction (American)
9108002 | 4 |  |  | yes | 1997-08-21 | yes | Removed from Ground | Used Oil | 550 | Cathodically Protected Steel | 1966-01-01 | Cathodically Protected
9108003 | 1 | [5 empty] | Removed from Ground | Diesel | 10000 | Bare Steel | 1990-01-01 | Galvanized Steel
9108004 | 1 |  | 1990-07-01 |  | 1990-07-01 |  | Currently in Use | Gas (Historical Use) | 8200 | Composite | 1990-07-01 | Fiberglass Reinforced Plastic | Pressurized
9108004 | 2 |  | 1990-07-01 |  | 1990-07-01 |  | Currently in Use | Gas (Historical Use) | 8200 | Composite | 1990-07-01 | Fiberglass Reinforced Plastic | Pressurized
9108004 | 3 |  | 1990-07-01 |  | 1990-07-01 |  | Currently in Use | Gas (Historical Use) | 8200 | Composite | 1990-07-01 | Fiberglass Reinforced Plastic | Pressurized
9108004 | 4 |  | 1990-07-01 |  | 1990-07-01 |  | Currently in Use | Diesel | 8200 | Composite | 1990-07-01 | Fiberglass Reinforced Plastic | Suction (American)
9108004 | 5 |  | 1990-07-01 |  | 1990-07-01 |  | Currently in Use | Kerosene | 2000 | Composite | 1990-07-01 | Fiberglass Reinforced Plastic | Suction (American)
9108005 | 1 | [5 empty] | Removed from Ground | Gas (Historical Use) | 1000 | Bare Steel | 1984-01-01 | Galvanized Steel
9108005 | 2 | [5 empty] | Removed from Ground | Diesel | 2000 | Bare Steel | 1977-01-01 | Galvanized Steel
9108006 | 1 | [5 empty] | Removed from Ground | Other | 3008 | Marked Unknown | 1993-07-07 | Not Marked | Pressurized
9108006 | 2 | [5 empty] | Removed from Ground | Other | 3008 | Marked Unknown | 1993-07-07 | Not Marked | Pressurized
9108006 | 3 | [5 empty] | Removed from Ground | Other | 1000 | Not Marked/Unknown | 1993-07-09 | Not Marked | Pressurized
9108006 | 4 | [5 empty] | Removed from Ground | Other | 500 | Not Marked/Unknown | 1993-07-09 | Not Marked
9108008 | 1 | [5 empty] | Removed from Ground | Empty | 1000 | Bare Steel | 1994-08-15 | Galvanized Steel | Suction (American)
9108008 | 2 | [5 empty] | Removed from Ground | Empty | 550 | Bare Steel | 1994-08-15 | Galvanized Steel | Suction (American)
9108009 | 1 | [5 empty] | Removed from Ground | Gas (Historical Use) | 560 | Bare Steel | 1978-05-10 | Galvanized Steel
9108010 | 1 | [5 empty] | Removed from Ground | Gas (Historical Use) | 10000 | Not Marked/Unknown | 1995-08-16 | Unknown
9108010 | 2 | [5 empty] | Removed from Ground | Gas (Historical Use) | 10000 | Not Marked/Unknown | 1995-08-16 | Unknown
9108010 | 3 | [5 empty] | Removed from Ground | Gas (Historical Use) | 1000 | Not Marked/Unknown | 1995-08-16 | Unknown
9108010 | 4 | [5 empty] | Removed from Ground | Gas (Historical Use) | 1000 | Not Marked/Unknown | 1995-08-16 | Unknown
9108010 | 5 | [5 empty] | Removed from Ground | Gas (Historical Use) | 1000 | Not Marked/Unknown | 1995-08-16 | Unknown
9108010 | 6 | [5 empty] | Removed from Ground | Gas (Historical Use) | 1000 | Bare Steel | 1960-01-01 | Bare Steel | Suction (American)
9108010 | 7 | [5 empty] | Removed from Ground | Gas (Historical Use) | 1000 | Bare Steel | 1960-01-01 | Bare Steel | Suction (American)
9108012 | 1 | [5 empty] | Removed from Ground | Gas (Historical Use) | 1000 | Bare Steel | 1967-03-01 | Galvanized Steel | Suction (American)
9108012 | 2 | [5 empty] | Removed from Ground | Gas (Historical Use) | 1000 | Bare Steel | 1967-03-01 | Galvanized Steel | Suction (American)
9108013 | 1 | Flapper Valve | 1995-04-01 | no | 1995-04-01 | no | Currently in Use | Regular | 10000 | Galvanic (STIP-3) | 1987-03-13 |  | Suction (American)
9108013 | 2 | Flapper Valve | 1995-04-01 | no | 1995-04-01 | no | Currently in Use | Diesel | 10000 | Galvanic (STIP-3) | 1987-03-13 |  | Safe Suction (Euro)
9108014 | 1 | [5 empty] | Removed from Ground | Diesel | 10000 | Bare Steel | 1981-05-01 | Bare Steel | Safe Suction (Euro)
9108014 | 2 |  | 1998-11-01 |  | 1998-11-01 |  | Temporarily out of use | Diesel | 10000 | Composite | 1998-11-18 | Fiberglass Reinforced Plastic | Safe Suction (Euro)
9108015 | 1 |  | 1999-01-01 |  | 1998-12-01 |  | Removed from Ground | Gas (Historical Use) | 10000 | Steel-Impressed Current | 1981-05-01 | Steel (Impressed Current) | Pressurized
9108015 | 2 |  | 1999-01-01 |  | 1998-12-01 |  | Removed from Ground | Gas (Historical Use) | 10000 | Steel-Impressed Current | 1981-05-01 | Steel (Impressed Current) | Pressurized
9108015 | 3 |  | 1999-02-01 |  | 1998-12-01 |  | Removed from Ground | Gas (Historical Use) | 6000 | Steel-Impressed Current | 1981-05-01 | Steel (Impressed Current) | Pressurized
9108015 | 4 |  | 1999-02-01 |  | 1998-12-01 |  | Removed from Ground | Diesel | 6000 | Steel-Impressed Current | 1981-05-01 | Steel (Impressed Current) | Pressurized
9108016 | 1 |  | 1992-11-01 |  | 1992-11-01 |  | Currently in Use | Gas (Historical Use) | 1000 | Epoxy | 1992-01-01 | Fiberglass Reinforced Plastic | Suction (American)
9108016 | 2 |  | 1992-11-01 |  | 1992-11-01 |  | Currently in Use | Diesel | 1000 | Epoxy | 1992-01-01 | Fiberglass Reinforced Plastic | Suction (American)
9108019 | 1 | Flapper Valve | 1995-09-27 | no | 1995-09-27 | no | Currently in Use | Regular | 10000 | Fiberglass Double Walled | 1995-09-27 | Double Walled | Pressurized
9108019 | 2 | Flapper Valve | 1995-09-27 | no | 1995-09-27 | no | Currently in Use | Plus | 10000 | Fiberglass Double Walled | 1995-09-27 |  | Pressurized
9108019 | 3 | Flapper Valve | 1995-09-27 | no | 1995-09-27 | no | Currently in Use | Premium | 10000 | Fiberglass Double Walled | 1995-09-27 |  | Pressurized
9108019 | 4 | Flapper Valve | 1995-09-27 | no | 1995-09-27 | no | Currently in Use | Diesel | 4000 | Fiberglass Double Walled | 1995-09-27 |  | Pressurized
9108019 | 5 |  | 1995-09-27 | no | 1995-09-27 | no | Currently in Use | Diesel | 10000 |  | 1995-09-27 |  | Pressurized
9108020 | 1 |  | 1995-03-02 | no | 1995-03-02 | no | Currently in Use | Gas (Historical Use) | 10000 |  | 1995-03-02 | Fiberglass Reinforced Plastic | Pressurized
9108020 | 2 |  | 1995-03-02 | no | 1995-03-02 | no | Currently in Use | Gas (Historical Use) | 10000 |  | 1995-03-02 | Fiberglass Reinforced Plastic | Pressurized
9108020 | 3 |  | 1995-03-02 | no | 1995-03-02 | no | Currently in Use | Gas (Historical Use) | 10000 |  | 1995-03-02 | Fiberglass Reinforced Plastic | Pressurized
9108020 | 4 |  | 1995-03-02 | no | 1995-03-02 | no | Currently in Use | Diesel | 4000 |  | 1995-03-02 | Fiberglass Reinforced Plastic | Pressurized
9108021 | 1 | Ball Float | 1997-01-01 | no | 1997-01-01 | no | Currently in Use | Regular | 15000 | Composite | 1997-01-01 | Fiberglass Reinforced Plastic | Pressurized
9108021 | 2 | Ball Float | 1997-01-01 | no | 1997-01-01 | no | Currently in Use | Premium | 10000 | Composite | 1997-01-01 | Fiberglass Reinforced Plastic | Pressurized
9108021 | 3 | Ball Float | 2007-09-01 | no | 2007-09-01 | no | Currently in Use | Diesel | 10000 | Composite | 2007-09-01 | Fiberglass Reinforced Plastic | Pressurized
9108022 | 1 |  | 1997-01-28 |  | 1997-01-28 |  | Currently in Use | Gas (Historical Use) | 12000 | Fiberglass | 1997-01-21 | Double-Walled Flex | Pressurized
9108022 | 2 |  | 1997-01-28 |  | 1997-01-28 |  | Currently in Use | Gas (Historical Use) | 10000 | Fiberglass | 1997-01-21 | Double-Walled Flex | Pressurized
9108022 | 3 |  | 1997-01-28 |  | 1997-01-28 |  | Currently in Use | Diesel | 2000 | Fiberglass | 1997-01-21 | Fiberglass Reinforced Plastic | Suction (American)
9108023 | 1 |  | 1998-04-01 |  | 1998-04-01 |  | Currently in Use | Gas (Historical Use) | 10000 | Epoxy | 1998-04-01 | Double-Walled Flex | Pressurized
9108023 | 2 |  | 1998-04-01 |  | 1998-04-01 |  | Currently in Use | Gas (Historical Use) | 10000 | Epoxy | 1998-04-01 | Double-Walled Flex | Pressurized
9108023 | 3 |  | 1998-04-01 |  | 1998-04-01 |  | Currently in Use | Gas (Historical Use) | 12460 | Epoxy | 1998-04-01 | Double-Walled Flex | Pressurized
9108023 | 4A |  | 1998-04-01 |  | 1998-04-01 |  | Currently in Use | Diesel | 6000 | Epoxy | 1998-04-01 | Double-Walled Flex | Pressurized
9108023 | 4B |  | 1998-04-01 |  | 1998-04-01 |  | Currently in Use | Diesel | 4000 | Epoxy | 1998-04-01 | Double-Walled Flex | Pressurized
9108024 | 1 | [5 empty] | Removed from Ground | Gas (Historical Use) | 1000 | Not Marked/Unknown | 1998-10-14 | Not Marked
9108025 | 1 |  | 1989-07-01 |  | 1989-07-01 |  | Currently in Use | Gas (Historical Use) | 6000 | Cathodically Protected Steel | 1989-07-01 | Fiberglass Reinforced Plastic | Pressurized
9108025 | 2 |  | 1989-07-01 |  | 1989-07-01 |  | Currently in Use | Gas (Historical Use) | 6000 | Cathodically Protected Steel | 1989-07-01 | Fiberglass Reinforced Plastic | Pressurized
9108025 | 3 |  | 1989-07-01 |  | 1989-07-01 |  | Currently in Use | Diesel | 10000 | Cathodically Protected Steel | 1989-07-01 | Fiberglass Reinforced Plastic | Pressurized
9108025 | 4 |  | 1989-07-01 |  | 1989-07-01 |  | Currently in Use | Diesel | 4000 | Cathodically Protected Steel | 1989-07-01 | Fiberglass Reinforced Plastic | Pressurized
9108025 | 5 |  | 1989-07-01 |  | 1989-07-01 |  | Currently in Use | Gas (Historical Use) | 6000 | Cathodically Protected Steel | 1989-07-01 | Fiberglass Reinforced Plastic | Pressurized
9108026 | 1 | Flapper Valve | 1998-06-01 | no | 1998-06-01 | no | Currently in Use | Diesel | 10000 | Composite | 1998-06-01 | Fiberglass Reinforced Plastic | Safe Suction (Euro)
9108026 | 2 | Flapper Valve | 1998-06-01 | no | 1998-06-01 | no | Currently in Use | Diesel | 10000 | Composite | 1998-06-01 | Fiberglass Reinforced Plastic | Safe Suction (Euro)
9108028 | 1 |  | 1999-06-01 | no | 1999-06-01 | no | Currently in Use | Gas (Historical Use) | 10000 |  | 1999-06-01 | Fiberglass Reinforced Plastic | Pressurized
9108028 | 2 |  | 1999-06-01 | no | 1999-06-01 | no | Currently in Use | Gas (Historical Use) | 10000 |  | 1999-06-01 | Fiberglass Reinforced Plastic | Pressurized
9108028 | 3 |  | 1999-06-01 | no | 1999-06-01 | no | Currently in Use | Gas (Historical Use) | 10000 |  | 1999-06-01 | Fiberglass Reinforced Plastic | Pressurized
9108028 | 4 |  | 1999-06-01 | no | 1999-06-01 | no | Currently in Use | Diesel | 4000 |  | 1999-06-01 | Fiberglass Reinforced Plastic | Pressurized
9108029 | 1 | [5 empty] | Removed from Ground | Gas (Historical Use) | 100 | Bare Steel | 2000-05-27 | Galvanized Steel | Suction (American)
9108029 | 2 | [5 empty] | Removed from Ground | Gas (Historical Use) | 100 | Bare Steel | 2000-05-27 | Galvanized Steel | Suction (American)
9108029 | 3 | [5 empty] | Removed from Ground | Gas (Historical Use) | 100 | Bare Steel | 2000-05-27 | Galvanized Steel | Suction (American)
9108030 | 1 | Overfill Alarm | 2000-09-01 | no | 2000-09-01 | no | Currently in Use | Regular | 20000 | Composite Double Walled | 2000-09-01 | Double-Walled Fiberglass | Pressurized
9108030 | 2 | Overfill Alarm | 2000-09-01 | no | 2000-09-01 | no | Currently in Use | Diesel | 12000 | Composite Double Walled | 2000-09-01 | Double-Walled Fiberglass | Pressurized
9108030 | 3 | Overfill Alarm | 2000-09-01 | no | 2000-09-01 | no | Currently in Use | Premium | 12000 | Composite Double Walled | 2000-09-01 | Double-Walled Fiberglass | Pressurized
9109001 | 1 | [5 empty] | Removed from Ground | Gas (Historical Use) | 1000 | Bare Steel | 1940-01-01 | Galvanized Steel
9109001 | 2 | [5 empty] | Removed from Ground | Gas (Historical Use) | 1000 | Bare Steel | 1940-01-01 | Galvanized Steel
9109001 | 3 | [5 empty] | Removed from Ground | Diesel | 550 | Bare Steel | 1940-01-01 | Galvanized Steel
9109002 | 1 | [5 empty] | Removed from Ground | Gas (Historical Use) | 1000 | Bare Steel | 1981-01-01 | Galvanized Steel
9109002 | 2 | [5 empty] | Removed from Ground | Gas (Historical Use) | 500 | Bare Steel | 1981-01-01 | Galvanized Steel
9109002 | 3 | [5 empty] | Removed from Ground | Gas (Historical Use) | 1000 | Bare Steel | 1981-01-01 | Galvanized Steel
9109002 | 4 | Ball Float | 1990-07-19 | no | 1990-07-19 | no | Temporarily out of use | Gas (Historical Use) | 1000 | Galvanic (STIP-3) | 1990-07-19 | Galvanized Steel | Pressurized
9109002 | 5 | Ball Float | 1990-07-19 |  | 1990-07-19 |  | Temporarily out of use | Gas (Historical Use) | 1000 | Galvanic (STIP-3) | 1990-07-19 | Galvanized Steel | Pressurized
9109002 | 6 | Ball Float | 1990-07-19 |  | 1990-07-19 |  | Temporarily out of use | Gas (Historical Use) | 1000 | Galvanic (STIP-3) | 1990-07-19 | Galvanized Steel | Pressurized
9109003 | 1 | [5 empty] | Removed from Ground | Diesel | 550 | Bare Steel | 1993-05-27 | Unknown
9109004 | 1 | [5 empty] | Removed from Ground | Gas (Historical Use) | 1000 | Bare Steel | 1964-01-01 | Galvanized Steel | Suction (American)
9109004 | 2 | [5 empty] | Removed from Ground | Gas (Historical Use) | 1000 | Bare Steel | 1964-01-01 | Galvanized Steel | Suction (American)
9109005 | 1 | [5 empty] | Removed from Ground | Diesel | 2000 | Bare Steel | 1994-01-21 | Galvanized Steel | Safe Suction (Euro)
9109005 | 2 | [5 empty] | Removed from Ground | Gas (Historical Use) | 12000 | Bare Steel | 1994-01-21 | Galvanized Steel | Suction (American)
9109005 | 3 | [5 empty] | Removed from Ground | Other | 550 | Bare Steel | 1994-01-21 | Galvanized Steel | Suction (American)
9109007 | 1 |  |  | no |  | no | Removed from Ground | Diesel | 2000 | Bare Steel | 1980-02-06 | Unknown
9109007 | 2 |  |  | no |  | no | Removed from Ground | Gas (Historical Use) | 2000 | Bare Steel | 1980-02-06 | Unknown
9109007 | DIESEL | [5 empty] | Removed from Ground | Diesel | 2000 | Bare Steel | 1980-02-06 | Galvanized Steel | Suction (American)
9109007 | GASOLINE | [5 empty] | Removed from Ground | Gas (Historical Use) | 2000 | Bare Steel | 1980-02-06 | Galvanized Steel | Suction (American)
9109008 | 1 |  | 1998-12-01 |  | 1998-12-01 |  | Removed from Ground | Gas (Historical Use) | 4000 | Steel-Impressed Current | 1981-05-01 | Cathodically Protected | Suction (American)
9109008 | 2 |  | 1998-12-01 |  | 1998-12-01 |  | Removed from Ground | Gas (Historical Use) | 4000 | Steel-Impressed Current | 1981-05-01 | Cathodically Protected | Suction (American)
9109008 | 3 |  | 1998-12-01 |  | 1998-12-01 |  | Removed from Ground | Gas (Historical Use) | 2000 | Steel-Impressed Current | 1981-05-01 | Cathodically Protected | Suction (American)
9109008 | 4 |  | 1998-12-01 |  | 1998-12-01 |  | Removed from Ground | Diesel | 5000 | Steel-Impressed Current | 1981-05-01 | Cathodically Protected | Pressurized
9109009 | 1 | [5 empty] | Removed from Ground | Gas (Historical Use) | 1000 | Marked Unknown | 1995-11-24 | Unknown
9109009 | 2 | [5 empty] | Removed from Ground | Diesel | 1000 | Marked Unknown | 1995-11-24 | Unknown
9109010 | 1 |  | 1998-12-01 |  | 1998-12-01 |  | Removed from Ground | Gas (Historical Use) | 8000 | Steel-Impressed Current | 1978-08-01 | Cathodically Protected | Safe Suction (Euro)
9109010 | 2 |  | 1998-12-01 |  | 1998-12-01 |  | Removed from Ground | Gas (Historical Use) | 6000 | Steel-Impressed Current | 1978-08-01 | Cathodically Protected | Safe Suction (Euro)
9109010 | 3 |  | 1998-12-01 |  | 1998-12-01 |  | Removed from Ground | Diesel | 6000 | Steel-Impressed Current | 1978-08-01 | Cathodically Protected | Safe Suction (Euro)
9109011 | DUMMY | [5 empty] | Currently in Use | Gas (Historical Use) | 0 | Not Marked/Unknown |  | Not Marked
9109012 | 1 |  | 1996-07-05 |  | 1996-07-05 |  | Currently in Use | Gas (Historical Use) | 10000 | Galvanic (STIP-3) | 1996-07-05 | Fiberglass Reinforced Plastic | Pressurized
9109012 | 2 |  | 1996-07-05 |  | 1996-07-05 |  | Currently in Use | Gas (Historical Use) | 8000 | Galvanic (STIP-3) | 1996-07-05 | Fiberglass Reinforced Plastic | Pressurized
9109012 | 3 |  | 1996-07-05 |  | 1996-07-05 |  | Currently in Use | Kerosene | 4000 | Galvanic (STIP-3) | 1996-07-05 | Fiberglass Reinforced Plastic | Safe Suction (Euro)
9109012 | 4 |  | 2004-06-01 | no | 2004-06-01 | no | Currently in Use | Diesel | 6000 | Composite | 2004-06-01 | Fiberglass Reinforced Plastic | Pressurized
9109013 | 1 | [5 empty] | Removed from Ground | Gas (Historical Use) | 1000 | Bare Steel | 1982-04-23 | Galvanized Steel
9109014 | 1 |  | 2000-02-01 |  | 2000-02-01 |  | Removed from Ground | Kerosene | 1000 | Steel-Impressed Current | 1985-01-01 |  | Safe Suction (Euro)
9109014 | 2 |  | 11/30/0002 |  | 11/30/0002 |  | Currently in Use | Gas (Historical Use) | 8000 | Composite | 2001-02-01 | Fiberglass Reinforced Plastic | Pressurized
9109014 | 3A |  | 11/30/0002 |  | 11/30/0002 |  | Currently in Use | Gas (Historical Use) | 4000 | Composite | 2001-02-01 | Fiberglass Reinforced Plastic | Pressurized
9109014 | 3B |  | 11/30/0002 |  | 11/30/0002 |  | Currently in Use | Diesel | 6000 | Composite | 2001-02-01 | Fiberglass Reinforced Plastic | Safe Suction (Euro)
9109015 | 1 |  | 1999-05-01 |  | 1999-05-01 |  | Currently in Use | Gas (Historical Use) | 10000 | Composite | 1999-05-01 | Fiberglass Reinforced Plastic | Safe Suction (Euro)
9109015 | 2 |  | 1999-05-01 |  | 1999-05-01 |  | Currently in Use | Diesel | 10000 | Composite | 1999-05-01 | Fiberglass Reinforced Plastic | Safe Suction (Euro)
9110001 | 1 | Flapper Valve | 1998-04-01 | no | 1998-04-01 | no | Temporarily out of use | Kerosene | 1060 | Galvanic (STIP-3) | 2006-12-13 | Galvanized Steel | Safe Suction (Euro)
9110002 | 1 | Ball Float | 1989-01-01 |  | 1989-01-01 |  | Currently in Use | Gas (Historical Use) | 8000 | Galvanic (STIP-3) | 1989-01-01 | Fiberglass Reinforced Plastic | Pressurized
9110002 | 2 | Ball Float | 1989-01-01 |  | 1989-01-01 |  | Currently in Use | Gas (Historical Use) | 8000 | Galvanic (STIP-3) | 1989-01-01 | Fiberglass Reinforced Plastic | Pressurized
9110002 | 3 | Ball Float | 1989-01-01 |  | 1989-01-01 |  | Currently in Use | Gas (Historical Use) | 8000 | Galvanic (STIP-3) | 1989-01-01 | Fiberglass Reinforced Plastic | Pressurized
9110002 | 4 | Ball Float | 1989-01-01 |  | 1989-01-01 |  | Currently in Use | Diesel | 4000 | Galvanic (STIP-3) | 1989-01-01 | Fiberglass Reinforced Plastic | Pressurized
9110003 | 1 | Ball Float | 1991-08-01 |  | 1991-08-01 |  | Currently in Use | Gas (Historical Use) | 10000 | Steel-Impressed Current | 1991-11-01 | Fiberglass Reinforced Plastic | Pressurized
9110003 | 2 | Ball Float | 1991-08-01 |  | 1991-08-01 |  | Currently in Use | Diesel | 15000 | Steel-Impressed Current | 1991-11-01 | Fiberglass Reinforced Plastic | Pressurized
9110003 | 3 | Ball Float | 2004-02-10 | no | 2004-02-10 | no | Currently in Use | Gas (Historical Use) | 15000 | Epoxy | 2004-02-10 | Fiberglass Reinforced Plastic | Pressurized
9110004 | 1 | [5 empty] | Removed from Ground | Gas (Historical Use) | 6000 | Epoxy | 1987-01-01 | Galvanized Steel
9110004 | 2 | [5 empty] | Removed from Ground | Gas (Historical Use) | 6000 | Epoxy | 1987-01-01 | Galvanized Steel
9110004 | 3 | [5 empty] | Removed from Ground | Gas (Historical Use) | 6000 | Epoxy | 1987-01-01 | Galvanized Steel
9110005 | 1 | Ball Float | 1998-03-01 | no | 1998-03-01 | no | Currently in Use | Regular | 2000 | Steel-Impressed Current | 1974-01-01 | Steel (Impressed Current) | Suction (American)
9110005 | 2 | Flapper Valve | 1998-03-01 | no | 1998-03-01 | no | Currently in Use | Diesel | 2000 | Steel-Impressed Current | 1974-01-01 | Steel (Impressed Current) | Suction (American)
9110005 | 3 | Flapper Valve | 1998-03-01 | no | 1998-03-01 | no | Currently in Use | Regular | 6000 | Steel-Impressed Current | 1980-01-01 | Steel (Impressed Current) | Pressurized
9110005 | 4 | Ball Float | 1998-03-01 | no | 1998-03-01 | no | Currently in Use | Premium | 6000 | Steel-Impressed Current | 1987-01-01 | Steel (Impressed Current) | Pressurized
9110007 | 1 | [5 empty] | Removed from Ground | Gas (Historical Use) | 4000 | Bare Steel | 1976-01-01 | Bare Steel
9110007 | 2 | [5 empty] | Removed from Ground | Gas (Historical Use) | 4000 | Bare Steel | 1976-01-01 | Bare Steel
9110007 | 3 | [5 empty] | Removed from Ground | Gas (Historical Use) | 6000 | Bare Steel | 1976-01-01 | Bare Steel
9110007 | 4 | [5 empty] | Removed from Ground | Gas (Historical Use) | 6000 | Bare Steel | 1976-01-01 | Bare Steel
9110007 | 5 |  | 1990-11-14 | no | 1990-11-14 | no | Currently in Use | Regular | 10000 | Composite | 1990-08-01 | Fiberglass Reinforced Plastic | Pressurized
9110007 | 6 |  | 1990-11-14 | no | 1990-11-14 | no | Currently in Use | Plus | 8000 | Composite | 1990-08-01 | Fiberglass Reinforced Plastic | Pressurized
9110007 | 7 |  | 1990-11-14 | no | 1990-11-14 | no | Currently in Use | Premium | 8000 | Composite | 1990-08-01 | Fiberglass Reinforced Plastic | Pressurized
9110008 | 1 | [5 empty] | Removed from Ground | Gas (Historical Use) | 10000 | Bare Steel | 1981-01-01 | Galvanized Steel
9110008 | 2 | [5 empty] | Removed from Ground | Gas (Historical Use) | 10000 | Bare Steel | 1981-01-01 | Galvanized Steel
9110008 | 3 | [5 empty] | Removed from Ground | Gas (Historical Use) | 10000 | Bare Steel | 1981-01-01 | Galvanized Steel
9110008 | 4 | [5 empty] | Removed from Ground | Diesel | 10000 | Bare Steel | 1981-01-01 | Galvanized Steel
9110008 | 5 | Ball Float | 1988-07-14 |  | 1988-07-14 |  | Currently in Use | Gas (Historical Use) | 10000 | Steel-Impressed Current | 1988-07-14 | Fiberglass Reinforced Plastic | Pressurized
9110008 | 6 | Ball Float | 1988-07-14 |  | 1988-07-14 |  | Currently in Use | Gas (Historical Use) | 10000 | Steel-Impressed Current | 1988-07-01 | Fiberglass Reinforced Plastic | Pressurized
9110008 | 7 | Ball Float | 1988-07-14 |  | 1988-07-14 |  | Currently in Use | Gas (Historical Use) | 10000 | Steel-Impressed Current | 1988-07-01 | Fiberglass Reinforced Plastic | Pressurized
9110008 | 8 | Ball Float | 1988-07-14 |  | 1988-07-14 |  | Currently in Use | Diesel | 10000 | Steel-Impressed Current | 1988-07-01 | Fiberglass Reinforced Plastic | Pressurized
9110009 | 63637 |  | 1989-11-01 |  | 1989-11-01 |  | Removed from Ground | Gas (Historical Use) | 10000 | Fiberglass | 1989-11-01 | Fiberglass Reinforced Plastic | Pressurized
9110009 | 63638 |  | 1989-11-01 |  | 1989-11-01 |  | Removed from Ground | Gas (Historical Use) | 10000 | Fiberglass | 1989-11-01 | Fiberglass Reinforced Plastic | Pressurized
9110009 | 63639 |  | 1989-11-01 |  | 1989-11-01 |  | Removed from Ground | Gas (Historical Use) | 10000 | Fiberglass | 1989-11-01 | Fiberglass Reinforced Plastic | Pressurized
9110010 | 1 | [5 empty] | Removed from Ground | Gas (Historical Use) | 1000 | Bare Steel | 1976-01-01 | Galvanized Steel | Suction (American)
9110010 | 2 | [5 empty] | Removed from Ground | Gas (Historical Use) | 1000 | Bare Steel | 1976-01-01 | Galvanized Steel | Suction (American)
9110010 | 3 | [5 empty] | Removed from Ground | Gas (Historical Use) | 4000 | Cathodically Protected Steel | 1985-01-01 | Galvanized Steel | Suction (American)
9110010 | 4 | [5 empty] | Removed from Ground | Gas (Historical Use) | 3000 | Bare Steel | 1982-01-01 | Galvanized Steel | Suction (American)
9110011 | 1 | [5 empty] | Removed from Ground | Other | 1000 | Fiberglass | 1987-01-01 | Copper | Suction (American)
9110011 | 2 |  | 1997-12-16 | no | 1997-12-16 | no | Currently in Use | Diesel | 4000 |  | 1997-12-16 | Copper | Suction (American)
9110012 | 1 | [5 empty] | Removed from Ground | Gas (Historical Use) | 3000 | Not Marked/Unknown | 1993-06-04 | Not Marked
9110012 | 2 | [5 empty] | Removed from Ground | Gas (Historical Use) | 4000 | Not Marked/Unknown | 1993-06-04 | Not Marked
9110012 | 3 | [5 empty] | Removed from Ground | Gas (Historical Use) | 5000 | Not Marked/Unknown | 1993-06-04 | Not Marked
9110013 | 1 |  | 1989-10-01 |  | 1989-10-01 |  | Removed from Ground | Gas (Historical Use) | 8000 | Double Walled | 1989-10-15 | Fiberglass Reinforced Plastic | Pressurized
9110013 | 2 |  | 1989-10-01 |  | 1989-10-01 |  | Removed from Ground | Gas (Historical Use) | 10000 | Double Walled | 1989-10-15 | Fiberglass Reinforced Plastic | Pressurized
9110013 | 3 |  | 1989-10-01 |  | 1989-10-01 |  | Removed from Ground | Gas (Historical Use) | 8000 | Double Walled | 1989-10-15 | Fiberglass Reinforced Plastic | Pressurized
9110014 | 1 | [5 empty] | Removed from Ground | Gas (Historical Use) | 1000 | Bare Steel | 1993-08-20 | Galvanized Steel | Suction (American)
9110014 | 2 | [5 empty] | Removed from Ground | Gas (Historical Use) | 1000 | Bare Steel | 1993-08-20 | Galvanized Steel | Suction (American)
9110014 | 3 | [5 empty] | Removed from Ground | Gas (Historical Use) | 550 | Bare Steel | 1993-08-20 | Galvanized Steel | Suction (American)
9110014 | 4 | [5 empty] | Removed from Ground | Gas (Historical Use) | 550 | Bare Steel | 1993-08-20 | Galvanized Steel | Suction (American)
9110014 | 5 | [5 empty] | Removed from Ground | Gas (Historical Use) | 4000 | Bare Steel | 1993-08-20 | Galvanized Steel | Suction (American)
9110015 | 1 | Ball Float | 1997-04-01 | no | 1997-04-01 | no | Currently in Use | Gas (Historical Use) | 12000 | Galvanic (STIP-3) | 1986-08-01 | Fiberglass Reinforced Plastic | Pressurized
9110015 | 2 | Ball Float | 1997-04-01 | no | 1997-04-01 | no | Currently in Use | Gas (Historical Use) | 8000 | Galvanic (STIP-3) | 1986-08-01 | Fiberglass Reinforced Plastic | Pressurized
9110015 | 3 | Ball Float | 1997-04-01 | no | 1997-04-01 | no | Currently in Use | Gas (Historical Use) | 8000 | Galvanic (STIP-3) | 1986-08-01 | Fiberglass Reinforced Plastic | Pressurized
9110015 | 4 | Ball Float | 1997-04-01 | no | 1997-04-01 | no | Currently in Use | Diesel | 4000 | Galvanic (STIP-3) | 1986-01-01 | Fiberglass Reinforced Plastic | Pressurized
9110015 | 5 | Ball Float | 1997-04-01 | no | 1997-04-01 | no | Currently in Use | Kerosene | 1000 | Galvanic (STIP-3) | 1986-08-01 | Fiberglass Reinforced Plastic | Pressurized
9110017 | 1 |  | 1995-03-24 |  | 1995-03-24 |  | Currently in Use | Gas (Historical Use) | 5000 | Fiberglass | 1987-06-15 | Fiberglass Reinforced Plastic | Pressurized
9110017 | 2 |  | 1995-03-24 |  | 1995-03-24 |  | Currently in Use | Gas (Historical Use) | 10000 | Fiberglass | 1987-06-15 | Fiberglass Reinforced Plastic | Pressurized
9110017 | 3 |  | 1995-03-24 |  | 1995-03-24 |  | Currently in Use | Gas (Historical Use) | 10000 | Fiberglass | 1987-06-15 | Fiberglass Reinforced Plastic | Pressurized
9110018 | 1 | [5 empty] | Removed from Ground | Diesel | 500 | Bare Steel | 1964-11-05 | Bare Steel | Safe Suction (Euro)
9110018 | 2 | [5 empty] | Removed from Ground | Gas (Historical Use) | 500 | Bare Steel | 1964-11-05 | Bare Steel | Safe Suction (Euro)
9110018 | 3 | [5 empty] | Removed from Ground | Gas (Historical Use) | 500 | Bare Steel | 1964-11-05 | Bare Steel | Safe Suction (Euro)
9110018 | 4 | [5 empty] | Removed from Ground | Gas (Historical Use) | 2000 | Bare Steel | 1964-11-05 | Bare Steel | Safe Suction (Euro)
9110019 | 1 |  | 1995-05-01 |  | 1995-05-01 |  | Currently in Use | Gas (Historical Use) | 8000 | Galvanic (STIP-3) | 1986-12-17 | Fiberglass Reinforced Plastic | Pressurized
9110019 | 2 |  | 1995-05-01 |  | 1995-05-01 |  | Currently in Use | Gas (Historical Use) | 8000 | Galvanic (STIP-3) | 1986-12-17 | Fiberglass Reinforced Plastic | Pressurized
9110019 | 3 |  | 1995-05-01 |  | 1995-05-01 |  | Currently in Use | Gas (Historical Use) | 8000 | Galvanic (STIP-3) | 1986-12-17 | Fiberglass Reinforced Plastic | Pressurized
9110020 | 1 | Ball Float | 1998-11-15 |  | 1998-11-15 |  | Currently in Use | Diesel | 10000 | Epoxy Double-Walled | 1990-07-01 | Double-Walled Flex | Pressurized
9110021 | 1 |  | 1990-05-01 |  | 1990-05-01 |  | Currently in Use | Gas (Historical Use) | 10000 | Cathodically Protected Steel | 1990-05-01 | Fiberglass Reinforced Plastic | Pressurized
9110021 | 2 |  | 1990-05-01 |  | 1990-05-01 |  | Currently in Use | Gas (Historical Use) | 10000 | Cathodically Protected Steel | 1990-05-01 | Fiberglass Reinforced Plastic | Pressurized
9110021 | 3 |  | 1990-05-01 |  | 1990-05-01 |  | Currently in Use | Gas (Historical Use) | 10000 | Cathodically Protected Steel | 1990-05-01 | Fiberglass Reinforced Plastic | Pressurized
9110021 | 4 |  | 1990-05-01 |  | 1990-05-01 |  | Currently in Use | Diesel | 6000 | Cathodically Protected Steel | 1990-05-01 | Fiberglass Reinforced Plastic | Pressurized
9110021 | 5 | Flapper Valve | 1990-05-01 |  | 1990-05-01 |  | Currently in Use | Kerosene | 2000 | Cathodically Protected Steel | 1990-05-01 | Fiberglass Reinforced Plastic | Safe Suction (Euro)
9110023 | 1 | [5 empty] | Closed in Ground | Empty | 0 | Bare Steel |  | Not Marked
9110023 | 2 | [5 empty] | Closed in Ground | Empty | 0 | Bare Steel |  | Not Marked
9110024 | 1 | [5 empty] | Removed from Ground | Gas (Historical Use) | 3000 | Bare Steel |  | Galvanized Steel
9110024 | 2 | [5 empty] | Removed from Ground | Gas (Historical Use) | 3000 | Bare Steel |  | Galvanized Steel
9110024 | 3 | [5 empty] | Removed from Ground | Gas (Historical Use) | 3000 | Bare Steel |  | Galvanized Steel
9110026 | 1 |  |  |  | 1998-02-23 |  | Removed from Ground | Diesel | 2000 | Marked Unknown | 1970-06-15 | Galvanized Steel
9110026 | 2 | [5 empty] | Removed from Ground | Diesel | 2000 | Marked Unknown | 1977-08-20 | Galvanized Steel
9110026 | 3 | [5 empty] | Removed from Ground | Gas (Historical Use) | 500 | Marked Unknown | 1980-09-01 | Galvanized Steel
9110026 | 4 | [5 empty] | Removed from Ground | Gas (Historical Use) | 500 | Marked Unknown | 1978-05-05 | Galvanized Steel
9110026 | 5 | [5 empty] | Removed from Ground | Gas (Historical Use) | 500 | Marked Unknown | 1971-08-12 | Galvanized Steel
9110026 | 6 | Flapper Valve | 1998-09-26 |  | 1998-09-26 |  | Currently in Use | Diesel | 2000 | Galvanic (STIP-3) | 1998-09-23 | Double-Walled Flex | Suction (American)
9110027 | 1 | Flapper Valve | 1990-06-25 | no | 1990-06-25 | no | Currently in Use | Gas (Historical Use) | 6000 | Galvanic (STIP-3) | 1990-06-25 | Galvanized Steel | Pressurized
9110027 | 2A | Flapper Valve | 1990-06-25 | no | 1990-06-25 | no | Currently in Use | Gas (Historical Use) | 4000 | Galvanic (STIP-3) | 1990-06-25 | Galvanized Steel | Pressurized
9110027 | 2B | Flapper Valve | 1990-06-25 | no | 1990-06-25 | no | Currently in Use | Gas (Historical Use) | 4000 | Galvanic (STIP-3) | 1990-06-25 | Galvanized Steel | Pressurized
9110028 | 2 | Ball Float | 1987-11-04 | no | 1987-11-04 | no | Currently in Use | Regular | 8000 | Steel-Impressed Current | 2001-08-22 | Steel (Impressed Current) | Pressurized
9110028 | 3 | Ball Float | 1987-11-04 | no | 1987-11-04 | no | Currently in Use | Diesel | 8000 | Steel-Impressed Current | 2001-08-22 | Steel (Impressed Current) | Pressurized
9110028 | 4 | Ball Float | 1987-11-04 | no | 1987-11-04 | no | Currently in Use | Kerosene | 2000 | Steel-Impressed Current | 2001-08-22 | Steel (Impressed Current) | Safe Suction (Euro)
9110029 | 1 | Ball Float | 1989-08-01 |  | 1989-08-01 |  | Currently in Use | Gas (Historical Use) | 8000 | Galvanic (STIP-3) | 1989-08-01 | Galvanized Steel | Pressurized
9110029 | 2 | Ball Float | 1989-08-01 |  | 1989-08-01 |  | Currently in Use | Gas (Historical Use) | 6000 | Galvanic (STIP-3) | 1989-08-01 | Galvanized Steel | Pressurized
9110029 | 3 | Ball Float | 1989-08-01 |  | 1989-08-01 |  | Currently in Use | Diesel | 6000 | Galvanic (STIP-3) | 1989-08-01 | Galvanized Steel | Pressurized
9110030 | 1 | [5 empty] | Removed from Ground | Gas (Historical Use) | 1000 | Not Marked/Unknown | 1995-06-23 | Unknown
9110030 | 2 | [5 empty] | Removed from Ground | Gas (Historical Use) | 1000 | Not Marked/Unknown | 1995-06-23 | Unknown
9110031 | 1 | [5 empty] | Closed in Ground | Empty | 500 | Cathodically Protected Steel | 1995-05-26 | Fiberglass Reinforced Plastic | Suction (American)
9110032 | 1 |  | 1994-06-17 | no | 1994-06-17 | no | Temporarily out of use | Gas (Historical Use) | 8000 | Steel-Impressed Current | 1994-06-17 | Steel (Impressed Current) | Suction (American)
9110032 | 2 |  | 1994-06-17 | no | 1994-06-17 | no | Temporarily out of use | Diesel | 20000 | Steel-Impressed Current | 1994-06-17 | Steel (Impressed Current) | Pressurized
9110032 | 3 |  | 1994-06-17 | no | 1994-06-17 | no | Temporarily out of use | Diesel | 20000 | Steel-Impressed Current | 1994-06-17 | Steel (Impressed Current) | Pressurized
9110032 | 4 |  | 2006-12-22 | yes | 2006-12-22 | yes | Temporarily out of use | Used Oil | 1000 | Steel-Impressed Current | 1994-06-17 | Steel (Impressed Current) | Safe Suction (Euro)
9110033 | 1 | Ball Float | 1998-10-02 |  | 1998-10-02 |  | Currently in Use | Gas (Historical Use) | 12000 | Fiberglass | 1986-04-01 | Double-Walled Fiberglass | Pressurized
9110033 | 2 | Ball Float | 1998-10-02 |  | 1998-10-02 |  | Currently in Use | Gas (Historical Use) | 12000 | Fiberglass | 1986-04-01 | Double-Walled Fiberglass | Pressurized
9110033 | 3 | Ball Float | 1998-10-02 |  | 1998-10-02 |  | Currently in Use | Diesel | 6000 | Fiberglass | 1986-04-01 | Double-Walled Fiberglass | Pressurized
9110034 | 1 | Ball Float | 1998-07-20 | no | 1998-07-20 | no | Currently in Use | Regular | 10000 | Fiberglass | 1989-01-01 | Fiberglass Reinforced Plastic | Pressurized
9110034 | 2 | Ball Float | 1998-07-20 | no | 1998-07-20 | no | Currently in Use | Plus | 10000 | Fiberglass | 1989-01-01 | Fiberglass Reinforced Plastic | Pressurized
9110034 | 3 | Ball Float | 1998-07-20 | no | 1998-07-20 | no | Currently in Use | Premium | 10000 | Fiberglass | 1989-01-01 | Fiberglass Reinforced Plastic | Pressurized
9110035 | 1 | [5 empty] | Removed from Ground | Gas (Historical Use) | 1000 | Cathodically Protected Steel | 1986-01-01 | Galvanized Steel | Suction (American)
9110036 | S2 |  | 1999-04-01 |  | 1989-05-01 |  | Closed in Ground | Gas (Historical Use) | 2000 | Galvanic (STIP-3) | 1989-05-01 | Galvanized Steel | Suction (American)
9110036 | UL-1 |  | 1999-04-01 |  | 1989-05-01 |  | Closed in Ground | Gas (Historical Use) | 2000 | Galvanic (STIP-3) | 1989-05-01 | Galvanized Steel | Suction (American)
9110037 | 1 |  | 1990-01-01 |  | 1990-01-01 |  | Removed from Ground | Gas (Historical Use) | 10000 | Fiberglass | 1990-01-01 | Fiberglass Reinforced Plastic | Pressurized
9110037 | 2 |  | 1990-01-01 |  | 1990-01-01 |  | Removed from Ground | Gas (Historical Use) | 10000 | Fiberglass | 1990-01-01 | Fiberglass Reinforced Plastic | Pressurized
9110037 | 3 |  | 1990-01-01 |  | 1990-01-01 |  | Removed from Ground | Diesel | 10000 | Fiberglass | 1990-01-01 | Fiberglass Reinforced Plastic | Pressurized
9110038 | 1 | Flapper Valve | 1997-03-01 |  | 1997-03-01 |  | Removed from Ground | Gas (Historical Use) | 8000 | Steel-Impressed Current | 1987-01-01 | Steel (Impressed Current) | Pressurized
9110038 | 2 | Flapper Valve | 1997-03-01 |  | 1997-03-01 |  | Removed from Ground | Gas (Historical Use) | 8000 | Steel-Impressed Current | 1987-01-01 | Steel (Impressed Current) | Pressurized
9110038 | 3 | Flapper Valve | 1997-03-01 |  | 1997-03-01 |  | Removed from Ground | Gas (Historical Use) | 6000 | Steel-Impressed Current | 1987-01-01 | Steel (Impressed Current) | Pressurized
9110039 | 1 |  | 1987-11-04 |  | 1987-11-04 |  | Removed from Ground | Kerosene | 1000 | Cathodically Protected Steel | 1987-11-04 | Fiberglass Reinforced Plastic | Pressurized
9110040 | 1 | Ball Float | 1995-09-01 |  | 1995-09-01 |  | Currently in Use | Gas (Historical Use) | 8000 | Composite | 1995-09-01 | Fiberglass Reinforced Plastic | Pressurized
9110040 | 2 | Ball Float | 1995-09-01 |  | 1995-09-01 |  | Currently in Use | Gas (Historical Use) | 6000 | Composite | 1995-09-01 | Fiberglass Reinforced Plastic | Pressurized
9110040 | 3 | [5 empty] | Removed from Ground | Gas (Historical Use) | 1000 | Marked Unknown | 1995-10-25 | Unknown
9110040 | 4 | [5 empty] | Removed from Ground | Gas (Historical Use) | 1000 | Marked Unknown | 1995-10-25 | Unknown
9110040 | 5 | [5 empty] | Removed from Ground | Gas (Historical Use) | 500 | Marked Unknown | 1995-10-25 | Unknown
9110040 | 6 | Flapper Valve | 1995-09-01 | no | 1995-09-01 | no | Currently in Use | Diesel | 1000 | Composite | 1995-09-01 | Fiberglass Reinforced Plastic | Safe Suction (Euro)
9110041 | 1 |  | 1994-06-20 |  | 1994-06-20 |  | Temporarily out of use | Gas (Historical Use) | 3000 | Fiberglass | 1994-06-20 | Fiberglass Reinforced Plastic | Safe Suction (Euro)
9110042 | 1 | [5 empty] | Removed from Ground | Gas (Historical Use) | 3000 | Marked Unknown | 1995-11-27 | Unknown
9110042 | 2 | [5 empty] | Removed from Ground | Gas (Historical Use) | 10000 | Marked Unknown | 1995-11-27 | Unknown
9110043 | 1 | Flapper Valve | 1995-08-01 | no | 1995-08-01 | no | Currently in Use | Diesel | 10000 | Fiberglass | 1995-08-01 | Fiberglass Reinforced Plastic | Safe Suction (Euro)
9110044 | 1 | [5 empty] | Removed from Ground | Gas (Historical Use) | 1000 | Bare Steel | 1995-12-01 | Bare Steel | Gravity Fed
9110044 | 2 | [5 empty] | Removed from Ground | Gas (Historical Use) | 10000 | Bare Steel | 1995-12-01 | Bare Steel | Gravity Fed
9110044 | 3 | [5 empty] | Removed from Ground | Gas (Historical Use) | 1000 | Bare Steel | 1995-12-01 | Bare Steel | Gravity Fed
9110044 | 4 | [5 empty] | Removed from Ground | Diesel | 8000 | Bare Steel | 1995-12-01 | Bare Steel | Gravity Fed
9110044 | 5 |  |  | yes |  | yes | Removed from Ground | Used Oil | 10000 | Bare Steel | 1995-12-01 | Bare Steel | Gravity Fed
9110045 | 1 |  |  | no |  | no | Removed from Ground |  | 3000
9110045 | 2 |  | 1996-03-08 | no | 1996-03-08 | no | Currently in Use |  | 12000 | Fiberglass Double Walled | 1996-01-15 | Fiberglass Reinforced Plastic | Pressurized
9110045 | 3 |  | 1996-03-08 | no | 1996-03-08 | no | Currently in Use | Diesel | 12000 | Fiberglass Double Walled | 1996-01-15 | Fiberglass Reinforced Plastic | Pressurized
9110048 | 1 | [5 empty] | Removed from Ground | Gas (Historical Use) | 1000 | Bare Steel | 1986-01-01 | Galvanized Steel | Suction (American)
9110048 | 2A |  | 1999-01-01 | no | 1999-01-01 | no | Removed from Ground | Gas (Historical Use) | 2000 | Fiberglass | 1999-01-25 | Fiberglass Reinforced Plastic | Suction (American)
9110048 | 2B |  | 1999-01-01 | no | 1999-01-01 | no | Removed from Ground | Diesel | 2000 | Fiberglass | 1999-01-25 | Fiberglass Reinforced Plastic | Suction (American)
9110050 | 1 | Ball Float | 1996-03-01 | no | 1996-03-01 | no | Currently in Use | Premium | 10000 | Fiberglass | 1996-03-01 | Fiberglass Reinforced Plastic | Pressurized
9110050 | 2 | Ball Float | 1996-03-01 | no | 1996-03-01 | no | Currently in Use | Regular | 8000 | Fiberglass | 1996-03-01 | Fiberglass Reinforced Plastic | Pressurized
9110050 | 3 | Ball Float | 1996-03-01 | no | 1996-03-01 | no | Currently in Use | Diesel | 4000 | Fiberglass | 1996-03-01 | Fiberglass Reinforced Plastic | Pressurized
9110050 | 4 | Ball Float | 1996-03-01 |  | 1996-03-01 |  | Removed from Ground | Kerosene | 1000 | Fiberglass | 1996-03-01 | Fiberglass Reinforced Plastic | Pressurized
9110051 | 1 | [5 empty] | Removed from Ground | Gas (Historical Use) | 1000 | Not Marked/Unknown | 1996-05-01 | Not Marked
9110052 | 1 | [5 empty] | Permanently Out of Use - historical purposes | Gas (Historical Use) | 0 | Not Marked/Unknown |  | Not Marked
9110053 | 1 | Flapper Valve | 1999-02-06 |  | 1997-03-01 |  | Removed from Ground | Gas (Historical Use) | 3000 | Steel-Impressed Current | 1985-01-01 | Steel (Impressed Current) | Safe Suction (Euro)
9110053 | 2 | Flapper Valve | 1999-02-06 |  | 1997-03-01 |  | Removed from Ground | Gas (Historical Use) | 3000 | Steel-Impressed Current | 1985-01-01 | Steel (Impressed Current) | Safe Suction (Euro)
9110053 | 3 | Flapper Valve | 1999-02-06 |  | 1997-03-01 |  | Removed from Ground | Gas (Historical Use) | 3000 | Steel-Impressed Current | 1985-01-01 | Steel (Impressed Current) | Safe Suction (Euro)
9110053 | 4 |  | 2010-04-01 | no | 2010-04-01 | no | Currently in Use | Gas (Historical Use) | 12000 | Fiberglass Double Walled | 2010-02-15 | Double-Walled Fiberglass | Pressurized
9110053 | 5 |  | 2010-04-01 | no | 2010-04-01 | no | Currently in Use | Gas (Historical Use) | 4000 | Fiberglass Double Walled | 2010-02-15 | Double-Walled Fiberglass | Pressurized
9110053 | 6 |  | 2010-04-01 | no | 2010-04-01 | no | Currently in Use | Diesel | 4000 | Fiberglass Double Walled | 2010-02-15 | Double-Walled Fiberglass | Pressurized
9110054 | 1 | Overfill Alarm | 1997-12-06 | no | 1997-12-06 | no | Currently in Use | Regular | 15000 | Composite Double Walled | 1997-12-06 | Double-Walled Fiberglass | Pressurized
9110054 | 2 | Overfill Alarm | 1997-12-06 | no | 1997-12-06 | no | Currently in Use | Diesel | 12000 | Composite Double Walled | 1997-12-06 | Double-Walled Fiberglass | Pressurized
9110054 | 3 | Overfill Alarm | 1997-12-06 | no | 1997-12-06 | no | Currently in Use | Premium | 12000 | Composite Double Walled | 1997-12-06 | Double-Walled Fiberglass | Pressurized
9110055 | 6701 | Ball Float | 1997-10-01 | no | 1997-10-01 | no | Currently in Use | Premium | 15000 | Composite | 1997-10-01 | Fiberglass Reinforced Plastic | Pressurized
9110055 | 6702 | Ball Float | 1997-10-01 | no | 1997-10-01 | no | Currently in Use | Regular | 10000 | Composite | 1997-10-01 | Fiberglass Reinforced Plastic | Pressurized
9110056 | 1 | Ball Float | 1998-10-06 | no | 1998-10-06 | no | Currently in Use | Plus | 10000 | Fiberglass Double Walled |  | Double-Walled Fiberglass | Pressurized
9110056 | 2 | Ball Float | 1998-10-06 | no | 1998-10-06 | no | Currently in Use | Regular | 10000 | Fiberglass Double Walled |  | Double-Walled Fiberglass | Pressurized
9110056 | 3 | Ball Float | 1998-10-06 | no | 1998-10-06 | no | Currently in Use | Plus | 10000 | Fiberglass Double Walled |  | Double-Walled Fiberglass | Pressurized
9110056 | 4 | Ball Float | 2011-12-01 | no | 2011-12-01 | no | Currently in Use | Diesel | 10000 | Composite Double Walled | 2011-12-01 | Double-Walled Fiberglass | Pressurized
9110057 | 1 |  | 1997-11-07 |  | 1997-11-07 |  | Currently in Use | Gas (Historical Use) | 10000 | Epoxy | 1997-11-07 | Fiberglass Reinforced Plastic | Pressurized
9110057 | 2 |  | 1997-11-07 |  | 1997-11-07 |  | Currently in Use | Gas (Historical Use) | 3000 | Epoxy | 1997-11-07 | Fiberglass Reinforced Plastic | Pressurized
9110057 | 3 |  | 1997-11-07 |  | 1997-11-07 |  | Currently in Use | Diesel | 6000 | Epoxy | 1997-11-07 | Fiberglass Reinforced Plastic | Pressurized
9110058 | 1 |  | 1996-12-01 |  | 1996-12-01 |  | Removed from Ground | Gas (Historical Use) | 10000 | Fiberglass | 1996-12-01 | Fiberglass Reinforced Plastic | Pressurized
9110058 | 2 |  | 1996-12-01 |  | 1996-12-01 |  | Removed from Ground | Gas (Historical Use) | 8000 | Fiberglass | 1996-12-01 | Fiberglass Reinforced Plastic | Pressurized
9110058 | 3 |  | 1996-12-01 |  | 1996-12-01 |  | Removed from Ground | Diesel | 8000 | Fiberglass | 1996-12-01 | Fiberglass Reinforced Plastic | Pressurized
9110059 | 1 | [5 empty] | Removed from Ground | Diesel | 6000 | Bare Steel | 2000-01-21 | Bare Steel
9110059 | 2 | [5 empty] | Removed from Ground | Diesel | 1000 | Bare Steel | 2000-01-21 | Bare Steel
9111002 | 1 | Flapper Valve | 1987-01-01 | no | 1987-01-01 | no | Currently in Use |  | 6000 | Galvanic (STIP-3) | 1987-01-01 | Fiberglass Reinforced Plastic | Pressurized
9111002 | 2 |  | 1987-01-01 | no | 1987-01-01 | no | Currently in Use |  | 6000 | Galvanic (STIP-3) | 1987-01-01 | Fiberglass Reinforced Plastic | Pressurized
9111002 | 3 | Flapper Valve | 1987-01-01 | no | 1987-01-01 | no | Currently in Use |  | 6000 | Galvanic (STIP-3) | 1987-01-01 | Fiberglass Reinforced Plastic | Pressurized
9111002 | 4 | Flapper Valve | 1987-01-01 | no | 1987-01-01 | no | Currently in Use |  | 4000 | Galvanic (STIP-3) | 1987-01-01 | Fiberglass Reinforced Plastic | Pressurized
9111003 | 1-150 |  | 1998-08-24 | no | 1998-08-24 | no | Temporarily out of use | Gas (Historical Use) | 4000 | Galvanic (STIP-3) | 1986-01-01 | Fiberglass Reinforced Plastic | Pressurized
9111003 | 2-150 | Ball Float | 1998-08-24 | no | 1998-08-24 | no | Temporarily out of use | Gas (Historical Use) | 6000 | Galvanic (STIP-3) | 1986-01-01 | Fiberglass Reinforced Plastic | Pressurized
9111003 | 3-150 | Ball Float | 1998-08-24 | no | 1998-08-24 | no | Temporarily out of use | Gas (Historical Use) | 4000 | Galvanic (STIP-3) | 1986-01-01 | Fiberglass Reinforced Plastic | Pressurized
9111004 | 1 | [5 empty] | Removed from Ground | Diesel | 3000 | Bare Steel | 1984-01-01 | Bare Steel
9111004 | 2 | [5 empty] | Removed from Ground | Gas (Historical Use) | 10000 | Bare Steel | 1984-01-01 | Bare Steel
9111005 | 1 | Flapper Valve | 1997-07-29 |  | 1988-04-06 |  | Currently in Use | Gas (Historical Use) | 10000 | Galvanic (STIP-3) | 1988-04-06 | Fiberglass Reinforced Plastic | Pressurized
9111005 | 2 | Flapper Valve | 1997-07-29 |  | 1988-04-06 |  | Currently in Use | Gas (Historical Use) | 10000 | Galvanic (STIP-3) | 1988-04-06 | Fiberglass Reinforced Plastic | Pressurized
9111005 | 3 | Flapper Valve | 1997-07-29 |  | 1988-04-06 |  | Currently in Use | Gas (Historical Use) | 8000 | Galvanic (STIP-3) | 1988-04-06 | Fiberglass Reinforced Plastic | Pressurized
9111005 | 4 | Flapper Valve | 1997-07-29 |  | 1988-04-06 |  | Currently in Use | Diesel | 8000 | Galvanic (STIP-3) | 1988-04-06 | Fiberglass Reinforced Plastic | Pressurized
9111006 | 1 | Ball Float | 1990-10-01 |  | 1990-10-01 |  | Currently in Use | Gas (Historical Use) | 12000 | Galvanic (STIP-3) | 1990-10-01 | Fiberglass Reinforced Plastic | Pressurized
9111006 | 2 | Ball Float | 1990-10-01 |  | 1990-10-01 |  | Currently in Use | Gas (Historical Use) | 8000 | Galvanic (STIP-3) | 1990-10-01 | Fiberglass Reinforced Plastic | Pressurized
9111006 | 3 | Ball Float | 1990-10-01 |  | 1990-10-01 |  | Currently in Use | Gas (Historical Use) | 8000 | Galvanic (STIP-3) | 1990-10-01 | Fiberglass Reinforced Plastic | Pressurized
9111006 | 4 | Ball Float | 1990-10-01 |  | 1990-10-01 |  | Currently in Use | Diesel | 8000 | Galvanic (STIP-3) | 1990-10-01 | Fiberglass Reinforced Plastic | Pressurized
9111007 | 1 |  | 1990-01-01 |  | 1990-01-01 |  | Currently in Use | Diesel | 10000 | Cathodically Protected Steel | 1990-01-01 | Fiberglass Reinforced Plastic | Pressurized
9111007 | 2 |  | 1990-01-01 | no | 1990-01-01 | no | Currently in Use | Gas (Historical Use) | 8000 |  | 1990-01-01 | Fiberglass Reinforced Plastic | Pressurized
9111007 | 3 |  | 1990-01-01 |  | 1990-01-01 |  | Currently in Use | Diesel | 8000 | Cathodically Protected Steel | 1990-01-01 | Fiberglass Reinforced Plastic | Pressurized
9111008 | 1 | [5 empty] | Removed from Ground | Gas (Historical Use) | 10000 | Bare Steel | 1989-12-01 | Bare Steel
9111009 | 1 | Ball Float | 1988-01-01 |  | 1988-01-01 |  | Currently in Use | Gas (Historical Use) | 8000 | Fiberglass | 1988-01-01 | Fiberglass Reinforced Plastic | Pressurized
9111009 | 2 | Ball Float | 1988-01-01 |  | 1988-01-01 |  | Currently in Use | Gas (Historical Use) | 8000 | Fiberglass | 1988-01-01 | Fiberglass Reinforced Plastic | Pressurized
9111009 | 3 | Ball Float | 1988-01-01 |  | 1988-01-01 |  | Currently in Use | Gas (Historical Use) | 8000 | Fiberglass | 1988-01-01 | Fiberglass Reinforced Plastic | Pressurized
9111009 | 4 | Ball Float | 1988-01-01 |  | 1988-01-01 |  | Currently in Use | Gas (Historical Use) | 8000 | Fiberglass | 1988-01-01 | Fiberglass Reinforced Plastic | Pressurized
9111009 | 5 | Ball Float | 1988-01-01 |  | 1988-01-01 |  | Currently in Use | Gas (Historical Use) | 8000 | Fiberglass | 1988-01-01 | Fiberglass Reinforced Plastic | Pressurized
9111010 | 1 | [5 empty] | Closed in Ground | Diesel | 3000 | Not Marked/Unknown | 1979-01-01 | Not Marked
9111012 | 1 |  | 1990-01-01 |  | 1990-01-01 |  | Removed from Ground | Diesel | 550 | Galvanic (STIP-3) | 1987-01-01 | Cathodically Protected | Safe Suction (Euro)
9111012 | 2 |  | 1990-01-01 |  | 1990-01-01 |  | Removed from Ground | Gas (Historical Use) | 550 | Galvanic (STIP-3) | 1990-01-01 | Cathodically Protected | Safe Suction (Euro)
9111012 | 3 | [5 empty] | Closed in Ground | Gas (Historical Use) | 560 | Bare Steel | 1971-01-01 | Bare Steel
9111013 | 1 | [5 empty] | Removed from Ground | Gas (Historical Use) | 5000 | Cathodically Protected Steel | 1965-01-01 | Galvanized Steel
9111013 | 2 | [5 empty] | Removed from Ground | Gas (Historical Use) | 4000 | Cathodically Protected Steel | 1965-01-01 | Galvanized Steel
9111013 | 3 | [5 empty] | Removed from Ground | Gas (Historical Use) | 4000 | Cathodically Protected Steel | 1965-01-01 | Galvanized Steel
9111013 | 4 | [5 empty] | Removed from Ground | Gas (Historical Use) | 3000 | Cathodically Protected Steel | 1965-01-01 | Galvanized Steel
9111013 | 5 |  |  | yes |  | yes | Removed from Ground | Used Oil | 550 | Cathodically Protected Steel | 1965-01-01 | Galvanized Steel
9111014 | 1 | [5 empty] | Removed from Ground | Gas (Historical Use) | 12000 | Bare Steel | 1973-01-01 | Galvanized Steel
9111014 | 2 | [5 empty] | Removed from Ground | Gas (Historical Use) | 12000 | Bare Steel | 1973-01-01 | Galvanized Steel
9111014 | 3 | [5 empty] | Removed from Ground | Gas (Historical Use) | 12000 | Bare Steel | 1973-01-01 | Galvanized Steel
9111014 | 4 |  | 1992-01-01 |  | 1992-01-01 |  | Currently in Use | Gas (Historical Use) | 12000 | Composite Double Walled | 1992-01-01 | Double-Walled Fiberglass | Pressurized
9111014 | 5 |  | 1992-01-01 |  | 1992-01-01 |  | Currently in Use | Diesel | 12000 | Composite Double Walled | 1992-01-01 | Double-Walled Fiberglass | Pressurized
9111014 | 6 |  | 1992-01-01 |  | 1992-01-01 |  | Currently in Use | Gas (Historical Use) | 12000 | Composite Double Walled | 1992-01-01 | Double-Walled Fiberglass | Pressurized
9111015 | 1 | Flapper Valve | 1990-01-01 |  | 1990-01-01 |  | Currently in Use | Diesel | 10000 | Fiberglass | 1990-01-01 | Fiberglass Reinforced Plastic | Pressurized
9111017 | 1 |  | 1997-02-21 | yes | 1997-02-21 | yes | Closed in Ground | Used Oil | 550 | Cathodically Protected Steel | 1961-01-01 | Galvanized Steel
9111017 | 2 | [5 empty] | Permanently Out Of Use | Diesel | 1000 | Bare Steel | 1961-01-01 | Unknown
9111017 | 3 | Flapper Valve | 1998-08-01 |  | 1998-08-01 |  | Currently in Use | Diesel | 3000 | Steel-Impressed Current | 1958-01-01 | Double-Walled Flex | Pressurized
9111017 | 4 | Flapper Valve | 1998-08-01 |  | 1998-08-01 |  | Currently in Use | Gas (Historical Use) | 3000 | Steel-Impressed Current | 1958-01-01 | Double-Walled Flex | Pressurized
9111017 | 5 | Flapper Valve | 1998-08-01 |  | 1998-08-01 |  | Currently in Use | Gas (Historical Use) | 3000 | Steel-Impressed Current | 1958-01-01 | Double-Walled Flex | Pressurized
9111017 | 6 | Flapper Valve | 1997-02-21 |  | 1997-02-21 |  | Currently in Use | Gas (Historical Use) | 10000 | Steel-Impressed Current | 1978-01-01 | Double-Walled Flex | Pressurized
9111018 | 1 | [5 empty] | Removed from Ground | Gas (Historical Use) | 2000 | Marked Unknown |  | Unknown | Suction (American)
9111018 | 2 | [5 empty] | Removed from Ground | Gas (Historical Use) | 2000 | Marked Unknown |  | Unknown | Suction (American)
9111019 | 10343-1 | [5 empty] | Removed from Ground | Gas (Historical Use) | 560 | Bare Steel | 1993-05-19 | Galvanized Steel | Safe Suction (Euro)
9111019 | 10343-2 | [5 empty] | Removed from Ground | Gas (Historical Use) | 1000 | Bare Steel | 1993-05-19 | Galvanized Steel | Safe Suction (Euro)
9111023 | 1 | [5 empty] | Removed from Ground | Gas (Historical Use) | 545 | Bare Steel | 1969-01-01 | Bare Steel | Safe Suction (Euro)
9111023 | 2 | [5 empty] | Removed from Ground | Gas (Historical Use) | 545 | Bare Steel | 1969-01-01 | Bare Steel | Safe Suction (Euro)
9111023 | 3 | [5 empty] | Removed from Ground | Gas (Historical Use) | 545 | Bare Steel | 1969-01-01 | Bare Steel | Safe Suction (Euro)
9111023 | 4 | [5 empty] | Removed from Ground | Gas (Historical Use) | 2000 | Bare Steel | 1969-01-01 | Bare Steel | Safe Suction (Euro)
9111026 | 1 | [5 empty] | Removed from Ground | Gas (Historical Use) | 1000 | Bare Steel | 1973-01-01 | Unknown
9111027 | 1 | Flapper Valve | 1999-02-19 | no | 1999-02-19 | no | Currently in Use |  | 10000 | Steel-Impressed Current | 1970-01-01 | Fiberglass Reinforced Plastic | Pressurized
9111027 | 2 | Flapper Valve | 1999-02-19 | no | 1999-02-19 | no | Currently in Use |  | 8000 | Steel-Impressed Current | 1970-01-01 |  | Suction (American)
9111027 | 3 | Flapper Valve | 1999-02-19 | no | 1999-02-19 | no | Currently in Use |  | 8000 | Steel-Impressed Current | 1970-01-01 |  | Suction (American)
9111027 | 4 | Flapper Valve | 1999-02-19 | no | 1999-02-19 | no | Currently in Use |  | 5000 | Steel-Impressed Current | 1970-01-01 |  | Suction (American)
9111028 | 1 | [5 empty] | Closed in Ground | Diesel | 125 | Bare Steel | 1964-01-01 | Unknown
9111028 | 2 | [5 empty] | Removed from Ground | Diesel | 500 | Bare Steel | 1964-01-01 | Unknown
9111029 | 1 | [5 empty] | Permanently Out of Use - historical purposes | Gas (Historical Use) | 0 | Marked Unknown |  | Unknown
9111030 | 1 |  | 1996-11-01 |  | 1996-11-01 |  | Currently in Use | Diesel | 10000 | Steel-Impressed Current | 1986-01-01 | Steel (Impressed Current) | Pressurized
9111030 | 2 |  | 1996-11-01 |  | 1996-11-01 |  | Currently in Use | Gas (Historical Use) | 10000 | Steel-Impressed Current | 1986-01-01 | Steel (Impressed Current) | Pressurized
9111030 | 3 |  | 1996-11-01 |  | 1996-11-01 |  | Currently in Use | Gas (Historical Use) | 10000 | Steel-Impressed Current | 1986-01-01 | Steel (Impressed Current) | Pressurized
9111030 | 4 |  | 1996-11-01 |  | 1996-11-01 |  | Currently in Use | Kerosene | 6000 | Steel-Impressed Current | 1986-01-01 | Steel (Impressed Current) | Pressurized
9111031 | 1 |  | 1998-10-23 |  | 1998-10-23 |  | Removed from Ground | Gas (Historical Use) | 6000 | Steel-Impressed Current | 1987-10-30 | Fiberglass Reinforced Plastic | Pressurized
9111031 | 2 |  | 1998-10-27 |  | 1998-10-23 |  | Removed from Ground | Gas (Historical Use) | 6000 | Steel-Impressed Current | 1987-10-30 | Fiberglass Reinforced Plastic | Pressurized
9111031 | 3 |  | 1998-10-23 |  | 1998-10-23 |  | Removed from Ground | Gas (Historical Use) | 4000 | Steel-Impressed Current | 1987-10-30 | Fiberglass Reinforced Plastic | Pressurized
9111031 | 4 |  | 1998-10-23 |  | 1998-10-23 |  | Closed in Ground | Kerosene | 500 | Steel-Impressed Current | 1987-10-20 | Fiberglass Reinforced Plastic
9111031 | 5 |  | 1998-10-23 | yes | 1998-10-23 | yes | Closed in Ground | Used Oil | 500 | Steel-Impressed Current | 1987-10-30 | Fiberglass Reinforced Plastic | Pressurized
9111031 | 6A |  | 2004-11-06 | no | 2004-11-06 | no | Currently in Use | Gas (Historical Use) | 12000 | Composite | 2004-10-01 | Double Walled | Pressurized
9111031 | 6B |  | 2004-11-06 | no | 2004-11-06 | no | Currently in Use | Gas (Historical Use) | 8000 | Composite | 2004-10-01 | Double Walled | Pressurized
9111031 | 7A |  | 2004-11-06 | no | 2004-11-06 | no | Currently in Use | Diesel | 4000 | Composite | 2004-10-01 | Double Walled | Pressurized
9111031 | 7B |  | 2004-11-06 | no | 2004-11-06 | no | Currently in Use | Diesel | 4000 | Composite | 2004-10-01 | Double Walled | Pressurized
9111032 | 1 | [5 empty] | Currently in Use | Gas (Historical Use) | 550 | Epoxy | 1986-05-01 | Galvanized Steel | Pressurized
9111033 | 1 | [5 empty] | Removed from Ground | Gas (Historical Use) | 3000 | Bare Steel | 1989-01-01 | Fiberglass Reinforced Plastic | Pressurized
9111033 | 2 | [5 empty] | Removed from Ground | Gas (Historical Use) | 4000 | Bare Steel | 1989-01-01 | Fiberglass Reinforced Plastic | Pressurized
9111033 | 3 |  | 1998-11-23 |  | 1998-11-23 |  | Currently in Use | Gas (Historical Use) | 8000 | Composite | 1998-11-23 | Fiberglass Reinforced Plastic | Pressurized
9111033 | 4 |  | 1998-11-23 |  | 1998-11-23 |  | Temporarily out of use | Gas (Historical Use) | 6000 | Composite | 1989-01-01 | Fiberglass Reinforced Plastic | Pressurized
9111033 | 5 | [5 empty] | Removed from Ground | Kerosene | 2000 | Bare Steel | 1989-01-01 | Fiberglass Reinforced Plastic | Pressurized
9111034 | 1 |  | 1999-04-02 |  | 1999-04-02 |  | Removed from Ground | Gas (Historical Use) | 4000 | Steel-Impressed Current | 1978-01-01 | Cathodically Protected | Suction (American)
9111034 | 2 |  | 1999-04-02 |  | 1999-04-02 |  | Removed from Ground | Gas (Historical Use) | 4000 | Steel-Impressed Current | 1978-01-01 | Cathodically Protected | Suction (American)
9111034 | 3 |  | 1999-04-02 |  | 1999-04-02 |  | Removed from Ground | Gas (Historical Use) | 6000 | Steel-Impressed Current | 1978-01-01 | Cathodically Protected | Suction (American)
9111038 | 1 |  | 1998-12-01 | no | 1998-12-01 | no | Currently in Use | Gas (Historical Use) | 10000 | Steel-Impressed Current | 1985-01-01 |  | Suction (American)
9111039 | 1 |  | 1998-03-04 |  | 1998-03-04 |  | Temporarily out of use | Gas (Historical Use) | 8000 | Steel-Impressed Current | 1986-01-01 | Cathodically Protected | Suction (American)
9111040 | 1 | [5 empty] | Removed from Ground | Gas (Historical Use) | 1000 | Bare Steel | 1974-01-01 | Bare Steel | Suction (American)
9111040 | 2 | [5 empty] | Removed from Ground | Gas (Historical Use) | 0 | Not Marked/Unknown | 1999-07-14 | Not Marked
9111041 | 1 |  | 1989-06-22 | no | 1989-06-22 | no | Currently in Use | Gas (Historical Use) | 4000 | Galvanic (STIP-3) | 1989-06-01 | Fiberglass Reinforced Plastic | Suction (American)
9111041 | 2 |  | 1989-06-22 | no | 1989-06-22 | no | Currently in Use | Gas (Historical Use) | 4000 | Galvanic (STIP-3) | 1989-06-01 | Fiberglass Reinforced Plastic | Suction (American)
9111041 | 3 |  | 1989-06-22 | no | 1989-06-22 | no | Currently in Use | Gas (Historical Use) | 2000 | Galvanic (STIP-3) | 1989-06-01 | Fiberglass Reinforced Plastic | Suction (American)
9111042 | 1 |  | 1998-12-06 |  | 1998-12-06 |  | Removed from Ground | Gas (Historical Use) | 6000 | Steel-Impressed Current | 1986-01-01 | Cathodically Protected | Suction (American)
9111042 | 2 |  | 1998-12-06 |  | 1998-12-06 |  | Removed from Ground | Gas (Historical Use) | 0 | Steel-Impressed Current | 1986-01-01 | Cathodically Protected | Suction (American)
9111042 | 3A |  | 2007-11-21 | no | 2007-11-21 | no | Currently in Use | Not Marked | 4000 | Composite | 2007-11-29 | Not Marked
9111042 | 3B |  | 2007-11-21 | no | 2007-11-21 | no | Currently in Use | Not Marked | 2000 | Composite | 2007-11-29 | Not Marked
9111043 | 1 | [5 empty] | Removed from Ground | Used Oil | 500 | Not Marked/Unknown | 1995-09-08 | Not Marked
9111043 | 2 | [5 empty] | Removed from Ground | Gas (Historical Use) | 2500 | Not Marked/Unknown | 1995-09-08 | Not Marked
9111043 | 3 | [5 empty] | Removed from Ground | Diesel | 10000 | Not Marked/Unknown | 1995-09-08 | Not Marked
9111043 | 4 | [5 empty] | Removed from Ground | Gas (Historical Use) | 10000 | Not Marked/Unknown | 1995-09-08 | Not Marked
9111045 | 1 | [5 empty] | Removed from Ground | Gas (Historical Use) | 8000 | Not Marked/Unknown | 1997-08-21 | Not Marked
9111045 | 2 | [5 empty] | Removed from Ground | Gas (Historical Use) | 8000 | Not Marked/Unknown | 1997-08-21 | Not Marked
9111046 | 1 |  | 1997-10-01 |  | 1997-10-01 |  | Currently in Use | Gas (Historical Use) | 8000 | Composite | 1997-10-01 | Double Walled | Pressurized
9111046 | 2 |  | 1997-10-01 |  | 1997-10-01 |  | Currently in Use | Gas (Historical Use) | 10000 | Composite | 1997-10-01 | Double Walled | Pressurized
9111047 | 1 | [5 empty] | Removed from Ground | Gas (Historical Use) | 1000 | Bare Steel | 1986-03-27 | Galvanized Steel
9111048 | 1 | Ball Float | 1999-06-01 |  | 1999-06-01 |  | Currently in Use | Diesel | 20000 | Double Walled | 1999-06-01 | Fiberglass Reinforced Plastic | Pressurized
9111048 | 2 | Ball Float | 1999-06-01 |  | 1999-06-01 |  | Currently in Use | Diesel | 20000 | Double Walled | 1999-06-01 | Fiberglass Reinforced Plastic | Pressurized
9111048 | 3 | Ball Float | 1999-06-01 |  | 1999-06-01 |  | Currently in Use | Diesel | 20000 | Double Walled | 1999-06-01 | Fiberglass Reinforced Plastic | Pressurized
9111048 | 4 | Ball Float | 1999-06-01 |  | 1999-06-01 |  | Currently in Use | Gas (Historical Use) | 15000 | Double Walled | 1999-06-01 | Fiberglass Reinforced Plastic | Pressurized
9111048 | 5 | Ball Float | 1999-06-01 |  | 1999-06-01 |  | Currently in Use | Gas (Historical Use) | 12000 | Double Walled | 1999-06-01 | Fiberglass Reinforced Plastic | Pressurized
9111048 | 6 | Ball Float | 1999-06-01 |  | 1999-06-01 |  | Currently in Use | Diesel | 4000 | Double Walled | 1999-06-01 | Fiberglass Reinforced Plastic | Pressurized
9111049 | 1 |  | 1999-11-01 |  | 1999-11-01 |  | Currently in Use | Gas (Historical Use) | 12000 | Composite | 2000-04-20 | Fiberglass Reinforced Plastic | Pressurized
9111049 | 2 |  | 1999-11-01 |  | 1999-11-01 |  | Currently in Use | Gas (Historical Use) | 8000 | Composite | 2000-04-20 | Fiberglass Reinforced Plastic | Pressurized
9111049 | 3 |  | 1999-11-01 |  | 1999-11-01 |  | Currently in Use | Diesel | 8000 | Composite | 2000-04-20 | Fiberglass Reinforced Plastic | Pressurized
9111049 | 4 | [5 empty] | Removed from Ground | Gas (Historical Use) | 2000 | Marked Unknown | 2000-04-27 | Unknown
9111049 | 5 | [5 empty] | Removed from Ground | Gas (Historical Use) | 2000 | Marked Unknown | 2000-04-27 | Unknown
9111049 | 6 | [5 empty] | Removed from Ground | Gas (Historical Use) | 3000 | Marked Unknown | 2000-04-27 | Unknown
9111050 | 1 |  | 2000-03-01 |  | 2000-03-01 |  | Currently in Use | Diesel | 15000 | Composite | 2000-03-01 | Double Walled | Pressurized
9111050 | 2 |  | 2000-03-01 |  | 2000-03-01 |  | Currently in Use | Gas (Historical Use) | 15000 | Composite | 2000-03-01 | Double Walled | Pressurized
9111050 | 3 |  | 2000-03-01 |  | 2000-03-01 |  | Currently in Use | Gas (Historical Use) | 10000 | Composite | 2000-03-01 | Double Walled | Pressurized
9111050 | 4 |  | 2000-03-01 |  | 2000-03-01 |  | Currently in Use | Diesel | 6000 | Composite | 2000-03-01 | Double Walled | Pressurized
9111050 | 5 |  | 2000-03-01 |  | 2000-03-01 |  | Currently in Use | Kerosene | 2000 | Composite | 2000-03-01 | Double Walled | Pressurized
9111051 | 1 | Flapper Valve | 2001-03-01 |  | 2001-03-01 |  | Currently in Use | Diesel | 12000 | Fiberglass | 2001-03-01 | Double-Walled Fiberglass | Safe Suction (Euro)
9111052 | 1 | [5 empty] | Removed from Ground | Gas (Historical Use) | 0 | Marked Unknown |  | Unknown
9112001 | 1 | [5 empty] | Removed from Ground | Gas (Historical Use) | 1000 | Bare Steel | 1970-01-01 | Bare Steel
9112001 | 2 | [5 empty] | Removed from Ground | Gas (Historical Use) | 2000 | Bare Steel | 1997-09-04 | Galvanized Steel | Safe Suction (Euro)
9112002 | 1 | [5 empty] | Removed from Ground | Gas (Historical Use) | 500 | Bare Steel | 1985-01-01 | Unknown
9112003 | 1 |  | 1990-01-01 |  | 1990-01-01 |  | Temporarily out of use | Gas (Historical Use) | 10000 | Galvanic (STIP-3) | 1990-01-01 | Fiberglass Reinforced Plastic | Pressurized
9112003 | 2 |  | 1990-01-01 |  | 1990-01-01 |  | Temporarily out of use | Gas (Historical Use) | 8000 | Galvanic (STIP-3) | 1990-01-01 | Fiberglass Reinforced Plastic | Pressurized
9112003 | 3 |  | 1990-01-01 |  | 1990-01-01 |  | Temporarily out of use | Gas (Historical Use) | 8000 | Galvanic (STIP-3) | 1990-01-01 | Fiberglass Reinforced Plastic | Pressurized
9112003 | 4 |  | 1990-01-01 |  | 1990-01-01 |  | Temporarily out of use | Diesel | 6000 | Galvanic (STIP-3) | 1990-01-01 | Fiberglass Reinforced Plastic | Pressurized
9112003 | 5 |  | 1990-01-01 |  | 1990-01-01 |  | Temporarily out of use | Kerosene | 2000 | Galvanic (STIP-3) | 1990-01-01 | Fiberglass Reinforced Plastic | Suction (American)
9112004 | 1 |  | 1989-01-01 |  | 1989-01-01 |  | Currently in Use | Gas (Historical Use) | 10000 | Composite | 1989-01-01 | Fiberglass Reinforced Plastic | Pressurized
9112004 | 2 |  | 1989-01-01 |  | 1989-01-01 |  | Currently in Use | Diesel | 10000 | Composite | 1989-01-01 | Fiberglass Reinforced Plastic | Pressurized
9112004 | 3 |  | 1989-01-01 |  | 1989-01-01 |  | Currently in Use | Gas (Historical Use) | 10000 | Composite | 1989-01-01 | Fiberglass Reinforced Plastic | Pressurized
9112004 | 4 |  | 1989-01-01 |  | 1989-01-01 |  | Currently in Use | Diesel | 5000 | Composite | 1989-01-01 | Fiberglass Reinforced Plastic | Pressurized
9112004 | 5 |  | 1989-01-01 |  | 1989-01-01 |  | Currently in Use | Diesel | 5000 | Composite | 1989-01-01 | Fiberglass Reinforced Plastic | Pressurized
9112005 | 1 |  | 1996-03-21 |  | 1996-03-21 |  | Temporarily out of use | Gas (Historical Use) | 12000 | Galvanic (STIP-3) | 1988-01-01 | Fiberglass Reinforced Plastic | Safe Suction (Euro)
9112006 | 1 |  | 1995-03-15 |  | 1995-03-15 |  | Temporarily out of use | Gas (Historical Use) | 5000 | Cathodically Protected Steel | 1989-01-01 | Fiberglass Reinforced Plastic
9112006 | 2 |  | 1995-03-15 |  | 1995-03-15 |  | Temporarily out of use | Gas (Historical Use) | 5000 | Cathodically Protected Steel | 1989-01-01 | Fiberglass Reinforced Plastic
9112006 | 3 |  | 1995-03-15 | no | 1995-03-15 | no | Temporarily out of use | Gas (Historical Use) | 8000 | Composite | 1995-03-15 | Fiberglass Reinforced Plastic | Pressurized
9112006 | 4 |  | 1995-03-15 | no | 1995-03-15 | no | Temporarily out of use | Diesel | 4000 | Composite | 1995-03-15 | Fiberglass Reinforced Plastic | Pressurized
9112007 | 1 |  | 1992-04-21 | no | 1992-04-21 | no | Removed from Ground | Gas (Historical Use) | 8000 | Fiberglass | 1992-04-21 | Fiberglass Reinforced Plastic | Pressurized
9112007 | 2 |  | 1992-04-21 | no | 1992-04-21 | no | Removed from Ground |  | 8000 | Fiberglass | 1992-04-21 | Fiberglass Reinforced Plastic | Pressurized
9112007 | 3 | [5 empty] | Removed from Ground | Gas (Historical Use) | 20000 | Bare Steel | 1998-10-14 | Bare Steel | Safe Suction (Euro)
9112008 | 1 |  |  | yes |  | yes | Removed from Ground | Used Oil | 500 | Marked Unknown | 1992-12-01 | Unknown
9112009 | 1 | [5 empty] | Removed from Ground | Gas (Historical Use) | 300 | Bare Steel | 1992-10-06 | Bare Steel
9112009 | 2 |  | 1994-11-10 |  | 1994-11-10 |  | Removed from Ground | Gas (Historical Use) | 2000 | Composite | 1994-11-09 | Fiberglass Reinforced Plastic | Safe Suction (Euro)
9112012 | 1 |  | 1997-07-22 |  | 1997-07-22 |  | Removed from Ground | Gas (Historical Use) | 7200 | Steel-Impressed Current | 1965-01-01 | Cathodically Protected | Suction (American)
9112012 | 2 |  | 1997-07-22 |  | 1997-07-22 |  | Removed from Ground | Diesel | 6000 | Steel-Impressed Current | 1975-01-01 | Cathodically Protected | Suction (American)
9112014 | 1 | [5 empty] | Closed in Ground | Diesel | 8000 | Bare Steel | 1956-01-17 | Galvanized Steel
9112015 | 1 | [5 empty] | Removed from Ground | Gas (Historical Use) | 4000 | Bare Steel | 1990-03-01 | Galvanized Steel | Suction (American)
9112015 | 2 | [5 empty] | Removed from Ground | Diesel | 4000 | Bare Steel | 1990-03-01 | Galvanized Steel | Suction (American)
9112016 | 36 |  | 1998-09-04 |  | 1998-09-04 |  | Removed from Ground | Diesel | 3000 | Steel-Impressed Current | 1986-01-01 | Cathodically Protected | Suction (American)
9112016 | 37 |  | 1998-09-04 |  | 1998-09-04 |  | Removed from Ground | Gas (Historical Use) | 8000 | Steel-Impressed Current | 1982-01-01 | Cathodically Protected | Pressurized
9112016 | 38 |  | 1998-09-04 |  | 1998-09-04 |  | Removed from Ground | Gas (Historical Use) | 4000 | Steel-Impressed Current | 1998-09-19 | Cathodically Protected | Pressurized
9112016 | 39 |  | 1998-09-04 |  | 1998-09-04 |  | Removed from Ground | Gas (Historical Use) | 6000 | Steel-Impressed Current | 1980-01-01 | Cathodically Protected | Pressurized
9112017 | 1 | Flapper Valve | 1998-04-01 |  | 1998-04-01 |  | Removed from Ground | Gas (Historical Use) | 10000 | Galvanic (STIP-3) | 1988-05-16 | Fiberglass Reinforced Plastic | Safe Suction (Euro)
9112018 | 1 | [5 empty] | Removed from Ground | Gas (Historical Use) | 1000 | Bare Steel | 1983-08-01 | Galvanized Steel | Suction (American)
9112018 | 2 | [5 empty] | Removed from Ground | Gas (Historical Use) | 1000 | Bare Steel | 1983-08-01 | Galvanized Steel | Suction (American)
9112018 | 3 | [5 empty] | Removed from Ground | Gas (Historical Use) | 5000 | Bare Steel | 1983-08-01 | Galvanized Steel | Suction (American)
9112018 | 4 | Flapper Valve | 1998-03-20 |  | 1998-03-20 |  | Currently in Use | Gas (Historical Use) | 1000 | Epoxy | 1998-03-20 | Double-Walled Fiberglass | Safe Suction (Euro)
9112019 | 3 | [5 empty] | Removed from Ground | Gas (Historical Use) | 1000 | Bare Steel | 1973-01-01 | Galvanized Steel | Safe Suction (Euro)
9112019 | 4 | [5 empty] | Removed from Ground | Diesel | 1000 | Bare Steel | 1998-11-30 | Galvanized Steel | Safe Suction (Euro)
9112020 | 1 |  | 1995-07-26 |  | 1995-07-26 |  | Currently in Use | Gas (Historical Use) | 8000 | Composite | 1995-07-26 | Fiberglass Reinforced Plastic | Pressurized
9112020 | 2 |  | 1995-07-26 |  | 1995-07-26 |  | Currently in Use | Gas (Historical Use) | 6000 | Composite | 1995-07-26 | Fiberglass Reinforced Plastic | Pressurized
9112020 | 3 |  | 1995-07-26 |  | 1995-07-26 |  | Currently in Use | Gas (Historical Use) | 6000 | Composite | 1995-07-26 | Fiberglass Reinforced Plastic | Pressurized
9112020 | 4 |  | 1995-07-26 |  | 1995-07-26 |  | Currently in Use | Diesel | 4000 | Composite | 1995-07-26 | Fiberglass Reinforced Plastic | Pressurized
9112020 | 5 |  | 1995-07-26 |  | 1995-07-26 |  | Currently in Use | Kerosene | 4000 | Composite | 1995-07-26 | Fiberglass Reinforced Plastic | Pressurized
9112021 | 1 | [5 empty] | Removed from Ground | Gas (Historical Use) | 7500 | Bare Steel | 1996-12-01 | Galvanized Steel | Safe Suction (Euro)
9112021 | 2 | [5 empty] | Removed from Ground | Gas (Historical Use) | 7500 | Bare Steel | 1996-12-01 | Galvanized Steel | Safe Suction (Euro)
9112021 | 3 | [5 empty] | Removed from Ground | Diesel | 4000 | Bare Steel | 1996-12-01 | Galvanized Steel | Safe Suction (Euro)
9112021 | 4 | [5 empty] | Removed from Ground | Diesel | 3000 | Bare Steel | 1996-12-01 | Galvanized Steel | Safe Suction (Euro)
9112021 | 5 | [5 empty] | Removed from Ground | Kerosene | 560 | Bare Steel | 1983-01-01 | Galvanized Steel | Safe Suction (Euro)
9112022 | 1 | Flapper Valve | 2011-02-24 |  | 1994-08-22 |  | Removed from Ground | Diesel | 2000 | Composite | 1994-08-22 | Fiberglass Reinforced Plastic | Safe Suction (Euro)
9112024 | 1 |  | 1996-09-27 |  | 1996-09-27 |  | Currently in Use | Gas (Historical Use) | 10000 | Epoxy | 1996-09-25 | Fiberglass Reinforced Plastic | Pressurized
9112024 | 2 |  | 1996-09-27 |  | 1996-09-27 |  | Currently in Use | Gas (Historical Use) | 6000 | Epoxy | 1996-09-25 | Fiberglass Reinforced Plastic | Pressurized
9112024 | 3 |  | 1996-09-27 |  | 1996-09-27 |  | Currently in Use | E-10 | 5000 | Epoxy | 1996-09-25 | Fiberglass Reinforced Plastic | Pressurized
9112024 | 4 |  | 1996-09-27 |  | 1996-09-27 |  | Currently in Use | Diesel | 3000 | Epoxy | 1996-09-25 | Fiberglass Reinforced Plastic | Pressurized
9112025 | 1 | [5 empty] | Removed from Ground | Gas (Historical Use) | 550 | Not Marked/Unknown | 1997-06-10 | Not Marked
9112026 | 1 | [5 empty] | Removed from Ground | Gas (Historical Use) | 560 | Bare Steel | 1997-09-15 | Bare Steel
9112026 | 2 | [5 empty] | Removed from Ground | Gas (Historical Use) | 560 | Bare Steel | 1997-09-15 | Bare Steel
9112026 | 3 | [5 empty] | Removed from Ground | Gas (Historical Use) | 560 | Bare Steel | 1997-09-15 | Bare Steel
9112026 | 4 | [5 empty] | Removed from Ground | Diesel | 562 | Bare Steel | 1997-09-15 | Bare Steel
9112027 | 1 | [5 empty] | Removed from Ground | Gas (Historical Use) | 6000 | Bare Steel | 1998-05-01 | Bare Steel | Suction (American)
9112027 | 2 | [5 empty] | Removed from Ground | Gas (Historical Use) | 3000 | Bare Steel | 1998-05-01 | Bare Steel | Suction (American)
9112027 | 3 | [5 empty] | Removed from Ground | Gas (Historical Use) | 3000 | Bare Steel | 1998-05-01 | Bare Steel | Suction (American)
9112027 | 4 | [5 empty] | Removed from Ground | Diesel | 3000 | Bare Steel | 1998-05-01 | Bare Steel | Suction (American)
9112028 | 1 | [5 empty] | Removed from Ground | Gas (Historical Use) | 6000 | Marked Unknown | 1999-09-17 | Not Marked
9112028 | 2 | [5 empty] | Removed from Ground | Gas (Historical Use) | 3000 | Marked Unknown | 1999-09-17 | Not Marked
9112028 | 3 | [5 empty] | Removed from Ground | Gas (Historical Use) | 2000 | Marked Unknown | 1999-09-17 | Not Marked
9112030 | 1 |  | 1998-12-21 |  | 1998-12-21 |  | Currently in Use | Gas (Historical Use) | 10000 | Epoxy | 1998-12-20 | Fiberglass Reinforced Plastic | Pressurized
9112030 | 2 |  | 1998-12-21 |  | 1998-12-21 |  | Currently in Use | Diesel | 10000 | Epoxy | 1998-12-20 | Fiberglass Reinforced Plastic | Pressurized
9112031 | 1 |  | 1998-12-21 |  | 1998-12-21 |  | Removed from Ground | Gas (Historical Use) | 10000 | Epoxy | 1998-12-20 | Fiberglass Reinforced Plastic | Pressurized
9112032 | 1 | [5 empty] | Removed from Ground | Diesel | 1000 | Bare Steel | 1973-01-01 | Bare Steel | Safe Suction (Euro)
9112032 | 2 | [5 empty] | Removed from Ground | Gas (Historical Use) | 2000 | Bare Steel | 1973-01-01 | Bare Steel | Safe Suction (Euro)
9112033 | 1 | [5 empty] | Removed from Ground | Gas (Historical Use) | 500 | Bare Steel | 2000-01-12 | Bare Steel
9112033 | 2 | [5 empty] | Removed from Ground | Gas (Historical Use) | 1000 | Bare Steel | 2000-01-12 | Bare Steel
9112033 | 3 | [5 empty] | Removed from Ground | Gas (Historical Use) | 2000 | Bare Steel | 2000-01-12 | Bare Steel
9112034 | 1 | Ball Float | 2001-07-19 | no | 2001-07-19 | no | Currently in Use | Regular | 12000 | Fiberglass | 2001-07-12 | Fiberglass Reinforced Plastic | Pressurized
9112034 | 2 | Ball Float | 2001-07-19 | no | 2001-07-19 | no | Currently in Use | Premium | 10000 | Fiberglass | 2001-07-12 | Fiberglass Reinforced Plastic | Pressurized
9112034 | 3 | Ball Float | 2001-07-19 | no | 2001-07-19 | no | Currently in Use | Diesel | 6000 | Fiberglass | 2001-07-12 | Fiberglass Reinforced Plastic | Pressurized
9113001 | 1 | [5 empty] | Removed from Ground | Empty | 2000 | Bare Steel | 1978-01-01 | Bare Steel | Safe Suction (Euro)
9113001 | 2 | [5 empty] | Removed from Ground | Gas (Historical Use) | 2000 | Bare Steel | 1978-01-01 | Bare Steel | Safe Suction (Euro)
9113001 | 3 | [5 empty] | Removed from Ground | Gas (Historical Use) | 3000 | Bare Steel | 1978-01-01 | Bare Steel | Safe Suction (Euro)
9113001 | 4 | [5 empty] | Removed from Ground | Gas (Historical Use) | 3000 | Bare Steel | 1978-01-01 | Bare Steel | Safe Suction (Euro)
9113001 | 5 | [5 empty] | Removed from Ground | Gas (Historical Use) | 3000 | Bare Steel | 1978-01-01 | Bare Steel | Safe Suction (Euro)
9113001 | 6 |  | 1993-08-12 |  | 1993-08-12 |  | Removed from Ground | Gas (Historical Use) | 5200 | Composite | 1993-08-12 | Fiberglass Reinforced Plastic | Pressurized
9113003 | 1 |  | 1996-05-01 | no | 1996-05-01 | no | Currently in Use | Gas (Historical Use) | 3000 | Steel-Impressed Current | 1987-01-01 |  | Suction (American)
9113003 | 2 |  | 1996-05-01 | no | 1996-05-01 | no | Currently in Use | Diesel | 3000 | Steel-Impressed Current | 1987-01-01 |  | Suction (American)
9113003 | 3 |  | 1996-05-01 |  | 1996-05-01 |  | Removed from Ground | Diesel | 10000 | Steel-Impressed Current | 1987-01-01 | Galvanized Steel | Pressurized
9113003 | 4 |  | 1996-05-01 | no | 1996-05-01 | no | Currently in Use | Diesel | 10000 | Fiberglass | 2000-08-16 | Fiberglass Reinforced Plastic | Pressurized
9113004 | 1 | [5 empty] | Removed from Ground | Gas (Historical Use) | 4000 | Not Marked/Unknown | 1991-08-08 | Not Marked
9113004 | 2 | [5 empty] | Removed from Ground | Gas (Historical Use) | 4000 | Not Marked/Unknown | 1991-08-08 | Not Marked
9113004 | 3 | [5 empty] | Removed from Ground | Diesel | 6000 | Not Marked/Unknown | 1991-08-08 | Not Marked
9113004 | 4 | [5 empty] | Removed from Ground | Diesel | 6000 | Not Marked/Unknown | 1991-08-08 | Not Marked
9113005 | 1 | [5 empty] | Removed from Ground | Gas (Historical Use) | 2000 | Bare Steel | 1978-02-15 | Bare Steel | Safe Suction (Euro)
9113005 | 2 | [5 empty] | Removed from Ground | Gas (Historical Use) | 2000 | Bare Steel | 1978-02-15 | Bare Steel | Safe Suction (Euro)
9113007 | 10580-1 | [5 empty] | Removed from Ground | Diesel | 500 | Bare Steel | 1989-01-18 | Unknown
9113009 | 1-UNL | [5 empty] | Removed from Ground | Gas (Historical Use) | 1000 | Bare Steel | 1999-02-27 | Galvanized Steel | Suction (American)
9113009 | 1A | Flapper Valve | 1999-03-01 |  | 1999-03-01 |  | Currently in Use | Gas (Historical Use) | 4000 | Composite | 1999-03-01 | Fiberglass Reinforced Plastic | Safe Suction (Euro)
9113009 | 1B | Flapper Valve | 1999-03-01 | no | 1999-03-01 | no | Currently in Use | Diesel | 4000 | Composite | 1999-03-01 | Fiberglass Reinforced Plastic | Safe Suction (Euro)
9113009 | 2-SUP | [5 empty] | Removed from Ground | Gas (Historical Use) | 1000 | Bare Steel | 1999-02-27 | Galvanized Steel | Suction (American)
9113009 | 3-DIESEL | [5 empty] | Removed from Ground | Gas (Historical Use) | 500 | Bare Steel | 1999-02-27 | Galvanized Steel | Suction (American)
9113010 | 1 |  | 1998-10-05 |  | 1987-08-01 |  | Currently in Use | Gas (Historical Use) | 5000 | Cathodically Protected Steel | 1987-08-01 | Fiberglass Reinforced Plastic | Pressurized
9113010 | 2 |  | 1998-10-05 |  | 1987-08-01 |  | Currently in Use | Gas (Historical Use) | 5000 | Cathodically Protected Steel | 1987-08-01 | Fiberglass Reinforced Plastic | Pressurized
9113010 | 3 |  | 1998-10-05 |  | 1987-08-01 |  | Currently in Use | Gas (Historical Use) | 5000 | Cathodically Protected Steel | 1987-08-01 | Fiberglass Reinforced Plastic | Pressurized
9113011 | 1 | [5 empty] | Permanently Out of Use - historical purposes | Empty | 8000 | Bare Steel |  | Galvanized Steel | Pressurized
9113011 | 2 | [5 empty] | Permanently Out of Use - historical purposes | Empty | 8000 | Bare Steel |  | Galvanized Steel | Pressurized
9113011 | 3 | [5 empty] | Permanently Out of Use - historical purposes | Empty | 2000 | Bare Steel |  | Galvanized Steel | Pressurized
9113012 | 1 |  | 1994-12-01 |  | 1997-03-15 |  | Removed from Ground | Gas (Historical Use) | 6000 | Steel-Impressed Current | 1985-05-01 | Bare Steel | Suction (American)
9113012 | 2 |  | 1994-12-01 |  | 1997-06-15 |  | Removed from Ground | Gas (Historical Use) | 6000 | Steel-Impressed Current | 1985-05-01 | Bare Steel | Suction (American)
9113012 | 3 |  | 1994-12-01 |  | 1997-03-15 |  | Removed from Ground | Gas (Historical Use) | 6000 | Steel-Impressed Current | 1985-05-01 | Bare Steel | Suction (American)
9113012 | 4 |  | 1994-12-01 |  | 1997-03-15 |  | Removed from Ground | Diesel | 3000 | Steel-Impressed Current | 1985-05-01 | Steel (Impressed Current) | Safe Suction (Euro)
9113012 | 5A |  | 2003-06-01 | no | 2003-06-01 | no | Currently in Use | Gas (Historical Use) | 10000 | Composite | 2003-06-01 | Double-Walled Fiberglass | Pressurized
9113012 | 5B |  | 2003-06-01 | no | 2003-06-01 | no | Currently in Use | Gas (Historical Use) | 6000 | Composite | 2003-06-01 | Double-Walled Fiberglass | Pressurized
9113013 | 1 | [5 empty] | Removed from Ground | Gas (Historical Use) | 1000 | Marked Unknown | 1998-12-01 | Unknown | Safe Suction (Euro)
9113014 | 1 | [5 empty] | Removed from Ground | Diesel | 7000 | Marked Unknown | 1996-05-02 | Galvanized Steel | Safe Suction (Euro)
9113014 | 2 | [5 empty] | Removed from Ground | Diesel | 7000 | Marked Unknown | 1996-05-02 | Galvanized Steel | Safe Suction (Euro)
9113015 | 1 | [5 empty] | Removed from Ground | Gas (Historical Use) | 3000 | Not Marked/Unknown | 1998-12-01 | Not Marked
9113015 | 2 | [5 empty] | Removed from Ground | Gas (Historical Use) | 2000 | Not Marked/Unknown | 1998-12-01 | Not Marked
9113015 | 3 | [5 empty] | Removed from Ground | Empty | 6000 | Marked Unknown | 1998-12-01 | Not Marked
9113016 | 1 |  | 1995-01-01 |  | 1995-01-01 |  | Currently in Use | Diesel | 5000 | Composite | 1995-01-01 | Fiberglass Reinforced Plastic | Safe Suction (Euro)
9113017 | 1 |  | 1996-04-03 |  | 1996-04-03 |  | Currently in Use | Gas (Historical Use) | 10000 | Composite Double Walled | 1996-04-03 | Fiberglass Reinforced Plastic | Pressurized
9113017 | 2 |  | 1996-04-03 |  | 1996-04-03 |  | Currently in Use | Gas (Historical Use) | 10000 | Composite Double Walled | 1996-04-03 | Fiberglass Reinforced Plastic | Pressurized
9113019 | 1 | [5 empty] | Removed from Ground | Diesel | 0 | Bare Steel |  | Copper | Suction (American)
9113019 | 2 |  | 1999-01-25 |  | 1999-01-25 |  | Currently in Use | Diesel | 1000 | Composite | 1998-12-23 | Cathodically Protected | Suction (American)
9114001 | 1 | Flapper Valve | 1998-04-01 | no | 1998-04-01 | no | Currently in Use | Regular | 10000 | Steel-Impressed Current | 1983-01-01 | Steel (Impressed Current) | Pressurized
9114001 | 2 | Flapper Valve | 1998-04-01 | no | 1998-04-01 | no | Currently in Use | Premium | 8000 | Steel-Impressed Current | 1983-01-01 | Steel (Impressed Current) | Pressurized
9114001 | 3 | Flapper Valve | 1998-04-01 | no | 1998-04-01 | no | Currently in Use | Plus | 8000 | Steel-Impressed Current | 1983-01-01 | Steel (Impressed Current) | Pressurized
9114001 | 4 | Flapper Valve | 1998-04-01 | no | 1998-04-01 | no | Currently in Use | Diesel | 6000 | Steel-Impressed Current | 1983-01-01 | Steel (Impressed Current) | Pressurized
9114002 | 1 | Flapper Valve | 1999-04-03 | no | 1999-04-03 | no | Currently in Use | Gas (Historical Use) | 5000 | Fiberglass Double Walled | 1999-04-03 | Double-Walled Fiberglass | Safe Suction (Euro)
9114003 | 1 |  | 1998-11-01 |  | 1998-11-01 |  | Removed from Ground | Diesel | 6000 | Lined Interior | 1967-01-06 | Fiberglass Reinforced Plastic | Suction (American)
9114003 | 2 |  | 1998-11-01 |  | 1998-11-01 |  | Removed from Ground | Gas (Historical Use) | 6000 | Lined Interior | 1967-01-06 | Fiberglass Reinforced Plastic | Suction (American)
9114004 | 1 | Flapper Valve | 1999-09-01 | no | 1999-09-01 | no | Currently in Use |  | 6000 | Steel-Impressed Current | 1999-09-01 | Fiberglass Reinforced Plastic | Pressurized
9114004 | 2 | Flapper Valve | 1999-09-01 | no | 1999-09-01 | no | Currently in Use |  | 4000 | Steel-Impressed Current | 1999-09-01 | Fiberglass Reinforced Plastic | Pressurized
9114004 | 3 | Flapper Valve | 1999-09-01 | no | 1999-09-01 | no | Currently in Use |  | 4000 | Steel-Impressed Current | 1999-09-01 | Fiberglass Reinforced Plastic | Pressurized
9114004 | 4 | Flapper Valve | 1999-09-01 | no | 1999-09-01 | no | Currently in Use | Diesel | 4000 | Steel-Impressed Current | 1999-09-01 | Steel (Impressed Current) | Pressurized
9114004 | 5 |  | 1999-09-01 | no | 1999-09-01 | no | Currently in Use | Kerosene | 500 | Steel-Impressed Current | 1999-09-01 | Steel (Impressed Current) | Pressurized
9114009 | 1 | [5 empty] | Removed from Ground | Gas (Historical Use) | 550 | Bare Steel | 1993-10-16 | Bare Steel | Suction (American)
9114009 | 2 | [5 empty] | Removed from Ground | Gas (Historical Use) | 550 | Bare Steel | 1993-10-16 | Bare Steel | Suction (American)
9114011 | 1 | [5 empty] | Removed from Ground | Gas (Historical Use) | 1 | Marked Unknown | 1989-01-01 | Unknown | Suction (American)
9114011 | 2 | [5 empty] | Removed from Ground | Gas (Historical Use) | 1 | Marked Unknown | 1989-01-01 | Unknown | Suction (American)
9114011 | 3 | [5 empty] | Removed from Ground | Diesel | 1 | Marked Unknown | 1989-01-01 | Unknown | Suction (American)
9114012 | 1 | [5 empty] | Removed from Ground | Gas (Historical Use) | 4000 | Bare Steel | 1982-04-19 | Bare Steel | Suction (American)
9114013 | 1 |  | 1994-09-01 |  | 1994-09-01 |  | Currently in Use | Gas (Historical Use) | 10000 | Cathodically Protected Steel | 1987-01-01 | Cathodically Protected | Pressurized
9114013 | 2 |  | 1994-09-01 |  | 1994-09-01 |  | Currently in Use | Gas (Historical Use) | 5000 | Cathodically Protected Steel | 1987-01-01 | Cathodically Protected | Pressurized
9114013 | 3 |  | 1994-09-01 |  | 1994-09-01 |  | Currently in Use | Gas (Historical Use) | 5000 | Cathodically Protected Steel | 1987-01-01 | Cathodically Protected | Pressurized
9114013 | 4 |  | 1994-09-01 |  | 1994-09-01 |  | Currently in Use | Diesel | 3000 | Cathodically Protected Steel | 1987-01-01 | Cathodically Protected | Pressurized
9114013 | 5 |  | 1994-09-01 |  | 1994-09-01 |  | Temporarily out of use | Kerosene | 1000 | Cathodically Protected Steel | 1987-01-01 | Cathodically Protected | Safe Suction (Euro)
9114014 | 1 | Flapper Valve | 1994-01-01 | no | 1994-01-01 | no | Currently in Use | Plus | 10000 | Galvanic (STIP-3) | 2000-09-13 | Fiberglass Reinforced Plastic | Pressurized
9114014 | 2 | Flapper Valve | 1994-01-01 | no | 1994-01-01 | no | Currently in Use | Gas (Historical Use) | 10000 | Galvanic (STIP-3) | 2000-09-13 | Fiberglass Reinforced Plastic | Pressurized
9114014 | 3 | Flapper Valve | 1994-01-01 | no | 1994-01-01 | no | Currently in Use | Gas (Historical Use) | 5000 | Galvanic (STIP-3) | 2000-09-13 | Fiberglass Reinforced Plastic | Pressurized
9114014 | 4 | Flapper Valve | 1994-01-01 | no | 1994-01-01 | no | Currently in Use | Diesel | 5000 | Galvanic (STIP-3) | 2000-09-13 | Fiberglass Reinforced Plastic | Pressurized
9114014 | 5 |  |  | no |  | no | Temporarily out of use | Kerosene | 1000 | Galvanic (STIP-3) | 1987-01-01 | Galvanized Steel | Safe Suction (Euro)
9114015 | 1 | Ball Float | 1999-01-27 | no | 1999-01-27 | no | Currently in Use | Gas (Historical Use) | 8200 | Steel-Impressed Current | 1989-01-27 | Steel (Impressed Current) | Pressurized
9114015 | 2 | Ball Float | 1999-01-27 | no | 1999-01-27 | no | Currently in Use | Gas (Historical Use) | 8200 | Steel-Impressed Current | 1989-01-27 | Steel (Impressed Current) | Pressurized
9114015 | 3 | Ball Float | 1999-01-27 | no | 1999-01-27 | no | Currently in Use | Gas (Historical Use) | 8200 | Steel-Impressed Current | 1989-01-27 | Steel (Impressed Current) | Pressurized
9114015 | 4 | Ball Float | 1999-01-27 | no | 1999-01-27 | no | Currently in Use | Diesel | 4000 | Steel-Impressed Current | 1989-01-27 | Steel (Impressed Current) | Pressurized
9114015 | 5 | Ball Float | 1999-01-27 | no | 1999-01-27 | no | Currently in Use | Kerosene | 1000 | Steel-Impressed Current | 1989-01-27 | Steel (Impressed Current) | Safe Suction (Euro)
9114016 | 1 | Flapper Valve | 1998-10-01 |  | 1998-07-01 |  | Temporarily out of use | Gas (Historical Use) | 4000 | Steel-Impressed Current | 1985-01-01 | Steel (Impressed Current) | Suction (American)
9114016 | 2 | Flapper Valve | 1998-10-01 |  | 1998-07-01 |  | Temporarily out of use | Gas (Historical Use) | 4000 | Steel-Impressed Current | 1985-01-01 | Steel (Impressed Current) | Suction (American)
9114017 | 1 |  | 1992-01-01 | no | 1992-01-01 | no | Currently in Use |  | 10000 | Composite | 1992-01-01 | Double Walled | Pressurized
9114017 | 2 |  | 1992-01-01 | no | 1992-01-01 | no | Currently in Use |  | 8000 | Composite | 1992-01-01 | Double Walled | Pressurized
9114017 | 3 |  | 1992-01-01 | no | 1992-01-01 | no | Currently in Use | Diesel | 8000 | Composite | 1992-01-01 | Double Walled | Pressurized
9114017 | 4 |  | 1992-01-01 | no | 1992-01-01 | no | Currently in Use | Diesel | 2000 | Composite | 1992-01-01 | Double Walled | Pressurized
9114019 | 1 | [5 empty] | Removed from Ground | Gas (Historical Use) | 550 | Not Marked/Unknown | 2002-08-14 | Not Marked
9114019 | 2 |  |  | no |  | no | Removed from Ground | Gas (Historical Use) | 3000 | Unknown | 1997-01-01 | Unknown
9115001 | 1 | [5 empty] | Removed from Ground | Gas (Historical Use) | 1000 | Not Marked/Unknown | 1991-05-23 | Not Marked
9115001 | 2 | [5 empty] | Removed from Ground | Gas (Historical Use) | 2000 | Not Marked/Unknown | 1991-05-23 | Not Marked
9115002 | 1 | Flapper Valve | 1989-01-10 |  | 1989-01-10 |  | Currently in Use | Gas (Historical Use) | 6000 | Galvanic (STIP-3) | 1989-01-10 | Fiberglass Reinforced Plastic | Pressurized
9115002 | 2 | Flapper Valve | 1989-01-10 |  | 1989-01-10 |  | Currently in Use | Gas (Historical Use) | 6000 | Galvanic (STIP-3) | 1989-01-10 | Fiberglass Reinforced Plastic | Pressurized
9115002 | 3 | Flapper Valve | 1989-01-10 |  | 1989-01-10 |  | Currently in Use | Gas (Historical Use) | 6000 | Galvanic (STIP-3) | 1989-01-10 | Fiberglass Reinforced Plastic | Pressurized
9115004 | 1 | [5 empty] | Removed from Ground | Gas (Historical Use) | 5000 | Fiberglass | 1990-01-01 | Fiberglass Reinforced Plastic
9115005 | 1 | [5 empty] | Removed from Ground | Gas (Historical Use) | 3000 | Marked Unknown | 1964-01-01 | Unknown
9115005 | 2 | [5 empty] | Removed from Ground | Gas (Historical Use) | 3000 | Marked Unknown | 1964-01-01 | Unknown
9115005 | 3 | [5 empty] | Removed from Ground | Gas (Historical Use) | 3000 | Marked Unknown | 1964-01-01 | Unknown
9115005 | 4 |  |  | yes |  | yes | Removed from Ground | Used Oil | 0 | Marked Unknown | 1964-01-01 | Unknown
9115005 | 5 | [5 empty] | Removed from Ground | Gas (Historical Use) | 3000 | Marked Unknown | 1964-01-01 | Unknown
9115007 | 1 |  |  | yes |  | yes | Removed from Ground | Used Oil | 800 | Not Marked/Unknown | 1994-02-02 | Not Marked
9115007 | 2 | [5 empty] | Removed from Ground | Gas (Historical Use) | 2000 | Not Marked/Unknown | 1994-02-02 | Not Marked
9115008 | 1 | [5 empty] | Removed from Ground | Gas (Historical Use) | 750 | Bare Steel | 1991-11-01 | Galvanized Steel
9115008 | 2 | [5 empty] | Removed from Ground | Gas (Historical Use) | 750 | Bare Steel | 1991-11-01 | Galvanized Steel
9115009 | 1 |  | 1994-05-23 |  | 1994-05-23 |  | Currently in Use | Gas (Historical Use) | 6000 | Steel-Impressed Current | 1977-01-01 | Fiberglass Reinforced Plastic | Pressurized
9115009 | 2 |  | 1994-05-23 |  | 1994-05-23 |  | Currently in Use | Gas (Historical Use) | 6000 | Steel-Impressed Current | 1977-01-01 | Fiberglass Reinforced Plastic | Pressurized
9115009 | 3 |  | 1994-05-23 |  | 1994-05-23 |  | Currently in Use | Gas (Historical Use) | 6000 | Steel-Impressed Current | 1977-01-01 | Fiberglass Reinforced Plastic | Pressurized
9115009 | 4 |  | 1994-05-23 |  | 1994-05-23 |  | Currently in Use | Diesel | 3000 | Steel-Impressed Current | 1977-01-01 | Fiberglass Reinforced Plastic | Pressurized
9115009 | 5 |  | 1994-05-23 |  | 1994-05-23 |  | Currently in Use | Diesel | 1000 | Steel-Impressed Current | 1977-01-01 | Fiberglass Reinforced Plastic | Pressurized
9115010 | 1 | Ball Float | 1998-11-15 |  | 1998-11-15 |  | Currently in Use | Diesel | 10000 | Galvanic (STIP-3) | 1993-11-15 | Double-Walled Fiberglass | Pressurized
9115012 | 1 | [5 empty] | Removed from Ground | Gas (Historical Use) | 2000 | Not Marked/Unknown | 1957-01-01 | Not Marked
9115012 | 2 | [5 empty] | Removed from Ground | Gas (Historical Use) | 3000 | Not Marked/Unknown | 1957-01-01 | Not Marked
9115012 | 3 | [5 empty] | Removed from Ground | Gas (Historical Use) | 3000 | Not Marked/Unknown | 1957-01-01 | Not Marked
9115012 | 4 |  |  | yes |  | yes | Removed from Ground | Used Oil | 560 | Not Marked/Unknown | 1957-01-01 | Not Marked
9115013 | 1 | [5 empty] | Removed from Ground | Other | 2000 | Not Marked/Unknown | 1965-01-01 | Not Marked
9115017 | 1 | [5 empty] | Permanently Out of Use - historical purposes | Other | 1 | Marked Unknown |  | Unknown | Safe Suction (Euro)
9115017 | 2 | [5 empty] | Permanently Out of Use - historical purposes | Other | 1 | Marked Unknown |  | Unknown
9115020 | 1 | Flapper Valve | 1997-04-10 | no | 1997-04-10 | no | Currently in Use | Diesel | 12000 | Fiberglass | 1988-11-01 | Fiberglass Reinforced Plastic | Safe Suction (Euro)
9115021 | 138712PLU | Ball Float | 1989-12-10 | no | 1989-12-10 | no | Currently in Use | Regular | 10000 | Steel-Impressed Current | 1999-11-10 | Fiberglass Reinforced Plastic | Pressurized
9115021 | 138713UL | Ball Float | 1989-12-10 | no | 1989-12-10 | no | Currently in Use | Regular | 10000 | Steel-Impressed Current | 1999-11-10 | Fiberglass Reinforced Plastic | Pressurized
9115021 | 138714PRE | Ball Float | 1989-12-10 | no | 1989-12-10 | no | Currently in Use | Premium | 10000 | Steel-Impressed Current | 1999-11-10 | Fiberglass Reinforced Plastic | Pressurized
9115021 | 162691 | Flapper Valve | 1989-12-10 | no | 1989-12-10 | no | Currently in Use | Kerosene | 1000 | Steel-Impressed Current | 1999-11-10 | Fiberglass Reinforced Plastic | Safe Suction (Euro)
9115021 | 168435 | Ball Float | 1989-12-10 | no | 1989-12-10 | no | Currently in Use | Diesel | 8000 | Steel-Impressed Current | 1999-08-18 | Fiberglass Reinforced Plastic | Pressurized
9115022 | 1 | [5 empty] | Removed from Ground | Gas (Historical Use) | 500 | Marked Unknown | 1999-02-10 | Unknown
9115023 | 1 |  | 1991-01-01 |  | 1991-01-01 |  | Removed from Ground | Gas (Historical Use) | 4136 | Fiberglass | 1991-01-01 | Double-Walled Fiberglass | Pressurized
9115023 | 2 |  | 1991-01-01 |  | 1991-01-01 |  | Temporarily out of use | Diesel | 550 | Double Walled | 1991-01-01 | Double Walled
9115024 | 1 | [5 empty] | Removed from Ground | Diesel | 275 | Marked Unknown | 1995-07-19 | Copper
9115025 | 1 | Ball Float | 1992-09-01 |  | 1992-05-01 |  | Currently in Use | Gas (Historical Use) | 10000 | Composite | 1992-05-01 | Fiberglass Reinforced Plastic | Pressurized
9115025 | 2 | Ball Float | 1992-05-01 |  | 1992-05-01 |  | Currently in Use | Gas (Historical Use) | 10000 | Composite | 1992-05-01 | Fiberglass Reinforced Plastic | Pressurized
9115028 | 1 | Ball Float | 1990-01-11 |  | 1990-01-11 |  | Currently in Use | Gas (Historical Use) | 10000 | Galvanic (STIP-3) | 1990-08-01 | Fiberglass Reinforced Plastic | Pressurized
9115028 | 2 | Ball Float | 1990-01-11 |  | 1990-01-11 |  | Temporarily out of use | Gas (Historical Use) | 10000 | Galvanic (STIP-3) | 1990-08-01 | Fiberglass Reinforced Plastic | Pressurized
9115028 | 3A | Flapper Valve | 1996-01-01 |  | 1996-01-01 |  | Currently in Use | Diesel | 2000 | Galvanic (STIP-3) | 1996-01-01 | Fiberglass Reinforced Plastic | Suction (American)
9115028 | 3B | Flapper Valve | 1996-01-01 |  | 1996-01-01 |  | Currently in Use | Diesel | 4000 | Galvanic (STIP-3) | 1996-01-01 | Fiberglass Reinforced Plastic | Suction (American)
9115029 | 1 | Flapper Valve | 1990-02-01 |  | 1990-02-01 |  | Currently in Use | Diesel | 10000 | Composite | 1990-02-01 | Aboveground | Safe Suction (Euro)
9115030 | 1 | Flapper Valve | 1988-01-01 |  | 1988-01-01 |  | Temporarily out of use | Gas (Historical Use) | 3000 | Galvanic (STIP-3) | 1988-01-01 | Cathodically Protected | Suction (American)
9115030 | 2 | Flapper Valve | 1988-01-01 |  | 1988-01-01 |  | Temporarily out of use | Gas (Historical Use) | 3000 | Galvanic (STIP-3) | 1980-01-01 | Cathodically Protected | Suction (American)
9115030 | 3 | Flapper Valve | 1988-01-01 |  | 1988-01-01 |  | Temporarily out of use | Gas (Historical Use) | 6000 | Galvanic (STIP-3) | 1980-01-01 | Cathodically Protected | Suction (American)
9115030 | 4 | Flapper Valve |  |  |  |  | Temporarily out of use | Diesel | 2000 | Galvanic (STIP-3) | 2000-09-14 | Cathodically Protected
9115031 | 1 |  | 1999-01-01 |  | 1999-01-01 |  | Removed from Ground | Gas (Historical Use) | 6000 | Steel-Impressed Current | 1983-01-01 | Cathodically Protected | Suction (American)
9115031 | 2 |  | 1999-01-01 |  | 1999-01-01 |  | Removed from Ground | Gas (Historical Use) | 6000 | Steel-Impressed Current | 1983-01-01 | Cathodically Protected | Suction (American)
9115031 | 3 |  | 1999-01-01 |  | 1999-01-01 |  | Removed from Ground | Gas (Historical Use) | 4000 | Steel-Impressed Current | 1983-01-01 | Cathodically Protected | Suction (American)
9115032 | 1 | Ball Float | 1989-01-01 |  | 1989-01-01 |  | Currently in Use | Gas (Historical Use) | 6000 | Galvanic (STIP-3) | 1989-01-01 | Fiberglass Reinforced Plastic | Pressurized
9115032 | 2 | Ball Float | 1989-01-01 |  | 1989-01-01 |  | Currently in Use | Gas (Historical Use) | 6000 | Galvanic (STIP-3) | 1989-01-01 | Fiberglass Reinforced Plastic | Pressurized
9115032 | 3 | Ball Float | 1989-01-01 | no | 1989-01-01 | no | Currently in Use | Gas (Historical Use) | 4000 | Galvanic (STIP-3) | 1989-01-01 | Fiberglass Reinforced Plastic | Pressurized
9115032 | 4 | Ball Float | 1989-01-01 |  | 1989-01-01 |  | Currently in Use | Diesel | 4000 | Galvanic (STIP-3) | 1989-01-01 | Double Walled | Pressurized
9115033 | 1 |  | 1995-07-26 |  | 1995-07-26 |  | Temporarily out of use | Gas (Historical Use) | 12000 | Fiberglass | 1995-07-26 | Double Walled | Pressurized
9115033 | 2 |  | 1995-07-26 |  | 1995-07-26 |  | Temporarily out of use | Gas (Historical Use) | 12000 | Fiberglass | 1995-07-26 | Double Walled | Pressurized
9115034 | 1 |  | 1990-08-13 |  | 1990-08-13 |  | Currently in Use | Diesel | 8000 | Fiberglass | 1990-08-01 | Fiberglass Reinforced Plastic | Pressurized
9115034 | 2 |  | 1990-08-13 |  | 1990-08-13 |  | Currently in Use | Gas (Historical Use) | 8000 | Fiberglass | 1990-08-01 | Fiberglass Reinforced Plastic | Pressurized
9115034 | 3 |  | 1990-08-13 |  | 1990-08-13 |  | Currently in Use | Gas (Historical Use) | 8000 | Fiberglass | 1990-08-01 | Fiberglass Reinforced Plastic | Pressurized
9115035 | 1 | [5 empty] | Removed from Ground | Gas (Historical Use) | 1011 | Bare Steel | 1999-03-24 | Bare Steel | Suction (American)
9115035 | 2 | [5 empty] | Removed from Ground | Gas (Historical Use) | 2005 | Bare Steel | 1999-03-24 | Bare Steel | Suction (American)
9115035 | 3 | [5 empty] | Removed from Ground | Gas (Historical Use) | 1011 | Bare Steel | 1999-03-24 | Bare Steel | Suction (American)
9115036 | 1 | [5 empty] | Removed from Ground | Gas (Historical Use) | 1000 | Marked Unknown | 1995-11-21 | Unknown
9115036 | 2 | [5 empty] | Removed from Ground | Diesel | 3000 | Marked Unknown | 1995-11-21 | Unknown
9115042 | 1 | [5 empty] | Removed from Ground | Gas (Historical Use) | 4000 | Not Marked/Unknown | 1997-07-08 | Not Marked
9115042 | 2 | [5 empty] | Removed from Ground | Gas (Historical Use) | 4000 | Not Marked/Unknown | 1997-07-08 | Not Marked
9115042 | 3 | [5 empty] | Removed from Ground | Gas (Historical Use) | 4000 | Not Marked/Unknown | 1997-07-08 | Not Marked
9115042 | 4 | [5 empty] | Removed from Ground | Gas (Historical Use) | 4000 | Not Marked/Unknown | 1997-07-08 | Not Marked
9115042 | 5 | [5 empty] | Removed from Ground | Gas (Historical Use) | 4000 | Not Marked/Unknown | 1997-07-08 | Not Marked
9115043 | 1 |  |  | no |  | no | Permanently Out of Use - historical purposes | Gas (Historical Use) | 0
9115043 | 2 |  |  | no |  | no | Permanently Out of Use - historical purposes | Gas (Historical Use) | 0
9115043 | 3 |  |  | no |  | no | Permanently Out of Use - historical purposes | Gas (Historical Use) | 0
9115048 | 1 | [5 empty] | Removed from Ground | Empty | 6000 | Bare Steel | 1997-02-01 | Galvanized Steel
9115048 | 2 | [5 empty] | Removed from Ground | Empty | 6000 | Bare Steel | 1997-02-01 | Galvanized Steel
9115048 | 3 | [5 empty] | Removed from Ground | Empty | 6000 | Bare Steel | 1997-02-01 | Galvanized Steel
9115048 | 4 | [5 empty] | Removed from Ground | Empty | 500 | Bare Steel | 1997-02-01 | Galvanized Steel
9115050 | 1 |  | 1998-11-01 |  | 1998-11-01 |  | Removed from Ground | Gas (Historical Use) | 0 | Steel-Impressed Current | 1998-11-01 | Cathodically Protected | Safe Suction (Euro)
9115050 | 2 |  | 1998-11-01 |  | 1998-11-01 |  | Removed from Ground | Gas (Historical Use) | 0 | Steel-Impressed Current | 1998-11-01 | Cathodically Protected | Safe Suction (Euro)
9115050 | 3 |  | 1998-11-01 |  | 1998-11-01 |  | Removed from Ground | Gas (Historical Use) | 0 | Steel-Impressed Current | 1998-11-01 | Cathodically Protected | Safe Suction (Euro)
9115050 | 4 |  | 1998-11-01 |  | 1998-11-01 |  | Removed from Ground | Diesel | 0 | Cathodically Protected Steel | 1998-11-01 | Cathodically Protected | Safe Suction (Euro)
9115050 | 5 | Ball Float | 2007-07-01 | no | 2007-07-01 | no | Currently in Use | Gas (Historical Use) | 4000 | Epoxy Double-Walled | 2007-07-01 | Double-Walled Flex | Pressurized
9115050 | 6 | Ball Float | 2007-07-01 | no | 2007-07-01 | no | Currently in Use | Diesel | 2000 | Epoxy Double-Walled | 2007-07-01 | Double-Walled Flex | Pressurized
9115052 | 1 | [5 empty] | Removed from Ground | Gas (Historical Use) | 1000 | Bare Steel | 1978-04-24 | Bare Steel
9115053 | 1 | [5 empty] | Removed from Ground | Gas (Historical Use) | 550 | Not Marked/Unknown | 1998-01-20 | Not Marked
9115053 | 2 | [5 empty] | Removed from Ground | Gas (Historical Use) | 550 | Not Marked/Unknown | 1998-01-20 | Not Marked
9115054 | 1 | [5 empty] | Currently in Use | Gas (Historical Use) | 0 | Not Marked/Unknown |  | Not Marked
9115055 | 1 | [5 empty] | Removed from Ground | Other | 0 | Not Marked/Unknown |  | Not Marked
9115055 | 2 | [5 empty] | Removed from Ground | Other | 0 | Not Marked/Unknown |  | Not Marked
9115056 | 1 | [5 empty] | Removed from Ground | Gas (Historical Use) | 1000 | Bare Steel | 1999-01-20 | Galvanized Steel | Safe Suction (Euro)
9115057 | 1 |  | 1998-10-16 |  | 1998-10-16 |  | Removed from Ground | Gas (Historical Use) | 12000 | Composite | 1998-10-16 | Double Walled | Pressurized
9115057 | 2 |  | 1998-10-16 |  | 1998-10-16 |  | Removed from Ground | Gas (Historical Use) | 10000 | Composite | 1998-10-16 | Double Walled | Pressurized
9115057 | 3 |  | 1998-10-16 |  | 1998-10-16 |  | Removed from Ground | Gas (Historical Use) | 10000 | Composite | 1998-10-16 | Double Walled | Pressurized
9115057 | 4 |  | 1998-10-16 |  | 1998-10-16 |  | Removed from Ground | Diesel | 15000 | Composite | 1998-10-16 | Double Walled | Pressurized
9115057 | 5A |  | 1998-10-16 |  | 1998-10-16 |  | Removed from Ground | Diesel | 8000 | Composite | 1998-10-16 | Double Walled | Pressurized
9115057 | 5B |  | 1998-10-16 |  | 1998-10-16 |  | Removed from Ground | Kerosene | 2000 | Composite | 1998-10-16 | Double Walled | Pressurized
9115058 | 1 | Overfill Alarm | 1999-07-15 |  | 1999-07-15 |  | Currently in Use | Gas (Historical Use) | 12000 | Composite | 1999-07-15 | Fiberglass Reinforced Plastic | Pressurized
9115058 | 2 | Overfill Alarm | 1999-07-15 |  | 1999-07-15 |  | Currently in Use | Gas (Historical Use) | 8000 | Composite | 1999-07-15 | Fiberglass Reinforced Plastic | Pressurized
9115058 | 3 | Overfill Alarm | 1999-07-15 |  | 1999-07-15 |  | Currently in Use | Diesel | 12000 | Composite | 1999-07-15 | Fiberglass Reinforced Plastic | Pressurized
9115059 | 1 | Ball Float | 2000-01-01 |  | 2000-01-01 |  | Currently in Use | Gas (Historical Use) | 15000 | Fiberglass | 2000-01-01 | Fiberglass Reinforced Plastic | Pressurized
9115059 | 2 | Ball Float | 2000-01-01 |  | 2000-01-01 |  | Currently in Use | Gas (Historical Use) | 10000 | Fiberglass | 2000-01-01 | Fiberglass Reinforced Plastic | Pressurized
9115059 | 3 | Ball Float | 2000-01-01 |  | 2000-01-01 |  | Currently in Use | Diesel | 6000 | Fiberglass | 2000-01-01 | Fiberglass Reinforced Plastic | Pressurized
9115060 | 1 | Ball Float | 2000-03-15 |  | 2000-03-15 |  | Currently in Use | Gas (Historical Use) | 12000 | Composite | 2000-02-15 | Flex | Pressurized
9115060 | 2 | Ball Float | 2000-03-15 |  | 2000-03-15 |  | Currently in Use | Gas (Historical Use) | 8000 | Composite | 2000-02-15 | Flex | Pressurized
9115060 | 3 | Ball Float | 2000-03-15 |  | 2000-03-15 |  | Currently in Use | Diesel | 3000 | Composite | 2000-02-15 | Flex | Pressurized
9115061 | 1 | Ball Float | 1999-10-01 |  | 1999-10-01 |  | Currently in Use | Gas (Historical Use) | 15000 | Composite | 1999-10-01 | Double-Walled Flex | Pressurized
9115061 | 2 | Ball Float | 1999-10-01 |  | 1999-10-01 |  | Currently in Use | Gas (Historical Use) | 12000 | Composite | 1999-10-01 | Double-Walled Flex | Pressurized
9115061 | 3 | Ball Float | 1999-10-01 |  | 1999-10-01 |  | Currently in Use | Diesel | 12000 | Composite | 1999-10-01 | Double-Walled Flex | Pressurized
9115061 | 4 | Ball Float | 1999-10-01 |  | 1999-10-01 |  | Currently in Use | Diesel | 2000 | Composite | 1999-10-01 | Double-Walled Flex | Pressurized
9115061 | 5 | Ball Float | 1999-10-01 |  | 1999-10-01 |  | Currently in Use | Kerosene | 2000 | Composite | 1999-10-01 | Double-Walled Flex | Pressurized
9115062 | 1 | [5 empty] | Removed from Ground | Gas (Historical Use) | 550 | Bare Steel | 1998-10-13 | Bare Steel
9115062 | 2 | [5 empty] | Removed from Ground | Gas (Historical Use) | 550 | Bare Steel | 1998-10-13 | Bare Steel
9115063 | 1 | [5 empty] | Removed from Ground | Gas (Historical Use) | 1000 | Bare Steel | 1999-06-02 | Galvanized Steel | Suction (American)
9115063 | 2 | [5 empty] | Removed from Ground | Gas (Historical Use) | 1000 | Bare Steel | 1999-06-02 | Galvanized Steel | Suction (American)
9115064 | 1 | [5 empty] | Removed from Ground | Other | 1011 | Bare Steel | 2001-08-27 | Bare Steel
9115064 | 2 | [5 empty] | Removed from Ground | Other | 1011 | Bare Steel | 2001-08-27 | Bare Steel
9115065 | 1 | [5 empty] | Removed from Ground | Gas (Historical Use) | 0 | Marked Unknown | 1981-01-01 | Unknown
9115120 | 1 |  | 1987-01-01 |  | 1987-01-01 |  | Removed from Ground | Gas (Historical Use) | 10000 | Epoxy | 1986-01-01 | Fiberglass Reinforced Plastic | Safe Suction (Euro)
9116001 | 1 | [5 empty] | Removed from Ground | Gas (Historical Use) | 1000 | Marked Unknown | 1993-04-13 | Unknown
9116002 | 1 | [5 empty] | Removed from Ground | Gas (Historical Use) | 2000 | Marked Unknown | 1991-10-30 | Unknown
9116002 | 2 | [5 empty] | Removed from Ground | Gas (Historical Use) | 4000 | Marked Unknown | 1991-10-30 | Unknown
9116002 | 3 | [5 empty] | Removed from Ground | Gas (Historical Use) | 4000 | Marked Unknown | 1991-10-30 | Unknown
9116002 | 4 | [5 empty] | Removed from Ground | Gas (Historical Use) | 8000 | Marked Unknown | 1991-10-30 | Unknown
9116004 | HK1 |  | 1995-06-23 |  | 1995-06-23 |  | Currently in Use | Diesel | 6000 | Fiberglass | 1995-06-23 | Double-Walled Fiberglass | Pressurized
9116004 | HK2 | [5 empty] | Removed from Ground | Gas (Historical Use) | 6000 | Fiberglass | 1986-01-01 | Galvanized Steel | Pressurized
9116005 | 1 | [5 empty] | Removed from Ground | Diesel | 15000 | Bare Steel | 1970-01-01 | Bare Steel
9116006 | 1 |  | 1990-03-01 |  | 1990-03-01 |  | Removed from Ground | Diesel | 4000 | Galvanic (STIP-3) | 1990-03-01 | Cathodically Protected | Pressurized
9116006 | 2 |  | 1990-03-01 |  | 1990-03-01 |  | Removed from Ground | Gas (Historical Use) | 4000 | Galvanic (STIP-3) | 1990-03-01 | Cathodically Protected | Suction (American)
9116006 | 3 |  | 1990-03-01 |  | 1990-03-01 |  | Removed from Ground | Gas (Historical Use) | 3000 | Galvanic (STIP-3) | 1990-03-01 | Cathodically Protected | Suction (American)
9116006 | 4 |  | 1990-03-01 |  | 1990-03-01 |  | Removed from Ground | Diesel | 3000 | Galvanic (STIP-3) | 1990-03-01 | Cathodically Protected | Suction (American)
9116007 | 1 |  | 1989-05-04 |  | 1989-05-04 |  | Currently in Use | Gas (Historical Use) | 8000 | Cathodically Protected Steel | 1989-05-04 | Double Walled | Pressurized
9116007 | 2 |  | 1989-05-04 |  | 1989-05-04 |  | Currently in Use | Gas (Historical Use) | 8000 | Cathodically Protected Steel | 1989-05-04 | Double Walled | Pressurized
9116007 | 3 |  | 1989-05-04 |  | 1989-05-04 |  | Currently in Use | Diesel | 8000 | Cathodically Protected Steel | 1989-05-04 | Double Walled | Pressurized
9116010 | 1 | [5 empty] | Removed from Ground | Gas (Historical Use) | 10000 | Fiberglass | 1993-06-01 | Fiberglass Reinforced Plastic | Suction (American)
9116010 | 2 | [5 empty] | Removed from Ground | Diesel | 10000 | Fiberglass | 1993-06-01 | Fiberglass Reinforced Plastic | Suction (American)
9116010 | 3 | [5 empty] | Removed from Ground | Diesel | 4000 | Not Marked/Unknown | 1998-07-07 | Not Marked
9116010 | 4 |  |  | yes |  | yes | Removed from Ground | Used Oil | 550 | Not Marked/Unknown | 1998-07-07 | Not Marked
9116010 | UL-667421 |  | 1998-08-03 | no | 1998-08-03 | no | Currently in Use | Diesel | 4000 | Fiberglass | 1998-08-03 | Double Walled/Sec. Containment | Safe Suction (Euro)
9116010 | UL-667422 |  | 1998-08-03 |  | 1998-08-03 |  | Currently in Use | Gas (Historical Use) | 4000 | Fiberglass | 1998-08-03 | Fiberglass Reinforced Plastic | Safe Suction (Euro)
9116011 | 1 |  | 1999-01-13 |  | 1999-01-13 |  | Removed from Ground | Gas (Historical Use) | 1000 | Steel-Impressed Current | 1987-07-01 | Steel (Impressed Current) | Suction (American)
9116011 | 2 |  | 1999-01-13 |  | 1999-01-13 |  | Removed from Ground | Gas (Historical Use) | 2000 | Steel-Impressed Current | 1987-07-01 | Steel (Impressed Current) | Suction (American)
9116011 | 3 |  | 1999-01-13 |  | 1999-01-13 |  | Removed from Ground | Gas (Historical Use) | 2000 | Steel-Impressed Current | 1987-07-01 | Steel (Impressed Current) | Suction (American)
9116011 | 4 | Ball Float | 2010-12-17 | no | 2010-12-17 | no | Currently in Use | Gas (Historical Use) | 6000 | Composite Double Walled | 2010-12-15 | Double-Walled Fiberglass | Pressurized
9116011 | 5A | Ball Float | 2010-12-17 | no | 2010-12-17 | no | Currently in Use | Gas (Historical Use) | 4000 | Composite Double Walled | 2010-12-15 | Double-Walled Fiberglass | Pressurized
9116011 | 5B | Ball Float | 2010-12-17 | no | 2010-12-17 | no | Currently in Use | Diesel | 4000 | Composite Double Walled | 2010-12-15 | Double-Walled Fiberglass | Pressurized
9116012 | 1 | [5 empty] | Removed from Ground | Diesel | 10000 | Not Marked/Unknown | 1999-11-10 | Not Marked
9116013 | 1 | Flapper Valve | 1998-09-15 |  | 1998-09-15 |  | Currently in Use | Diesel | 10000 | Steel-Impressed Current | 1987-08-10 | Cathodically Protected | Safe Suction (Euro)
9116013 | 2 | Flapper Valve | 1998-09-15 |  | 1998-09-15 |  | Currently in Use | Diesel | 6000 | Steel-Impressed Current | 1974-02-20 | Cathodically Protected | Safe Suction (Euro)
9116013 | 2A |  | 1998-09-15 |  | 1998-09-15 |  | Currently in Use | Diesel | 8000 | Steel-Impressed Current | 1974-02-20 | Steel (Impressed Current) | Safe Suction (Euro)
9116013 | 3 |  | 1998-09-15 |  | 1998-09-15 |  | Currently in Use | Diesel | 10000 | Steel-Impressed Current | 1976-03-11 | Cathodically Protected | Safe Suction (Euro)
9116013 | 4 |  | 1998-09-15 |  | 1998-09-15 |  | Currently in Use | Gas (Historical Use) | 10000 | Steel-Impressed Current | 1976-03-11 | Cathodically Protected | Safe Suction (Euro)
9116013 | 5 | [5 empty] | Removed from Ground | Gas (Historical Use) | 6000 | Not Marked/Unknown | 1974-02-22 | Not Marked
9116014 | 1 | [5 empty] | Removed from Ground | Diesel | 10000 | Bare Steel | 1989-12-01 | Galvanized Steel | Suction (American)
9116014 | 2 | [5 empty] | Removed from Ground | Gas (Historical Use) | 4000 | Bare Steel | 1989-12-01 | Galvanized Steel | Suction (American)
9116015 | 1 | [5 empty] | Removed from Ground | Diesel | 16000 | Bare Steel | 1954-01-01 | Steel/FG Secondary containment | Suction (American)
9116015 | 2 | [5 empty] | Removed from Ground | Diesel | 16000 | Bare Steel | 1954-01-01 | Steel/FG Secondary containment | Suction (American)
9116015 | 3 | [5 empty] | Removed from Ground | Diesel | 20000 | Bare Steel | 1954-01-01 | Steel/FG Secondary containment | Suction (American)
9116015 | 4 | [5 empty] | Removed from Ground | Gas (Historical Use) | 550 | Not Marked/Unknown | 1998-10-26 | Not Marked
9116015 | 5 |  |  | no |  | no | Removed from Ground | Diesel | 20000 | Unknown | 2009-10-13 | Unknown
9116016 | 1 |  | 1999-03-01 |  | 1999-03-01 |  | Currently in Use | Diesel | 12000 | Epoxy | 1999-03-01 | Fiberglass Reinforced Plastic | Suction (American)
9116016 | 2 |  | 1998-11-01 |  | 1998-11-01 |  | Temporarily out of use | Diesel | 1000 | Galvanic (STIP-3) | 2000-06-01 | Fiberglass Reinforced Plastic | Suction (American)
9116016 | 3 |  | 2000-06-01 | no | 2000-06-01 | no | Temporarily out of use | Gas (Historical Use) | 2000 | Galvanic (STIP-3) | 2000-06-01 | Fiberglass Reinforced Plastic | Suction (American)
9116017 | 1 | [5 empty] | Removed from Ground | Diesel | 2000 | Epoxy | 1990-01-01 | Galvanized Steel | Suction (American)
9116019 | 1 | [5 empty] | Removed from Ground | Other | 1000 | Not Marked/Unknown |  | Not Marked
9116019 | 2 | [5 empty] | Removed from Ground | Other | 1000 | Not Marked/Unknown |  | Not Marked
9116020 | 1 |  | 1998-07-31 |  | 1998-07-31 |  | Currently in Use | Gas (Historical Use) | 6000 | Galvanic (STIP-3) | 1998-07-31 | Cathodically Protected | Pressurized
9116020 | 2A |  | 1998-07-31 |  | 1998-07-31 |  | Currently in Use | Gas (Historical Use) | 3000 | Galvanic (STIP-3) | 1998-07-31 | Cathodically Protected | Pressurized
9116020 | 2B |  | 2002-07-31 | no | 2002-07-31 | no | Currently in Use | Gas (Historical Use) | 3000 | Galvanic (STIP-3) | 2002-07-31 | Cathodically Protected | Pressurized
9116020 | 3 |  | 1998-07-31 |  | 1998-07-31 |  | Currently in Use | Diesel | 2000 | Galvanic (STIP-3) | 1998-07-31 | Cathodically Protected | Pressurized
9116020 | 4A |  | 1998-07-31 |  | 1998-07-31 |  | Currently in Use | Diesel | 1000 | Galvanic (STIP-3) | 1998-07-31 | Cathodically Protected | Pressurized
9116020 | 4B |  | 1998-07-31 |  | 1998-07-31 |  | Currently in Use | Kerosene | 1000 | Galvanic (STIP-3) | 1998-07-31 | Cathodically Protected | Pressurized
9116021 | 1 |  | 1998-11-07 |  | 1998-11-07 |  | Currently in Use | Gas (Historical Use) | 4000 | Steel-Impressed Current | 1998-12-14 | Cathodically Protected | Pressurized
9116021 | 2 |  | 1998-11-07 |  | 1998-11-07 |  | Currently in Use | Gas (Historical Use) | 3000 | Steel-Impressed Current | 1998-12-14 | Cathodically Protected | Pressurized
9116021 | 3 |  | 1998-11-07 |  | 1998-11-07 |  | Currently in Use | Gas (Historical Use) | 2000 | Steel-Impressed Current | 1998-12-14 | Cathodically Protected | Pressurized
9116022 | 1 |  | 1998-01-01 |  | 1998-01-01 |  | Removed from Ground | Diesel | 10000 | Epoxy | 1991-01-01 | Fiberglass Reinforced Plastic | Suction (American)
9117001 | 1 |  | 1991-06-10 |  | 1991-06-10 |  | Currently in Use | Gas (Historical Use) | 8200 | Fiberglass | 1988-01-01 | Fiberglass Reinforced Plastic | Pressurized
9117001 | 2 |  | 1991-06-01 |  | 1991-06-01 |  | Temporarily out of use | Gas (Historical Use) | 8200 | Fiberglass | 1988-01-01 | Fiberglass Reinforced Plastic | Pressurized
9117001 | 3 |  | 1991-06-10 |  | 1991-06-10 |  | Currently in Use | Gas (Historical Use) | 8200 | Fiberglass | 1988-01-01 | Fiberglass Reinforced Plastic | Pressurized
9117001 | A | [5 empty] | Removed from Ground | Empty | 1000 | Bare Steel | 1963-04-06 | Galvanized Steel
9117001 | B | [5 empty] | Removed from Ground | Empty | 1000 | Bare Steel | 1963-04-06 | Galvanized Steel
9117001 | C | [5 empty] | Removed from Ground | Empty | 1000 | Bare Steel | 1972-04-03 | Galvanized Steel
9117002 | 1 | [5 empty] | Removed from Ground | Diesel | 10000 | Bare Steel | 1981-01-01 | Unknown
9117002 | 2 | [5 empty] | Removed from Ground | Gas (Historical Use) | 1000 | Bare Steel | 1971-01-01 | Unknown
9117003 | 1 | [5 empty] | Removed from Ground | Gas (Historical Use) | 1 | Not Marked/Unknown |  | Not Marked
9117004 | 1 | [5 empty] | Removed from Ground | Gas (Historical Use) | 560 | Bare Steel | 1971-01-01 | Galvanized Steel | Safe Suction (Euro)
9117004 | 2 | [5 empty] | Removed from Ground | Gas (Historical Use) | 560 | Bare Steel | 1971-01-01 | Galvanized Steel | Safe Suction (Euro)
9117004 | 3 | [5 empty] | Removed from Ground | Diesel | 2000 | Bare Steel | 1983-01-01 | Galvanized Steel | Safe Suction (Euro)
9117004 | 4 | [5 empty] | Removed from Ground | Propane | 1000 | Bare Steel | 1979-02-01 | Bare Steel
9117005 | 3 | [5 empty] | Closed in Ground | Gas (Historical Use) | 1000 | Bare Steel | 1988-09-01 | Bare Steel
9117005 | 4 | [5 empty] | Closed in Ground | Gas (Historical Use) | 1000 | Bare Steel | 1988-09-01 | Bare Steel
9117005 | 5 | [5 empty] | Closed in Ground | Other | 500 | Bare Steel | 1988-09-01 | Bare Steel
9117006 | 63 | [5 empty] | Removed from Ground | Diesel | 1000 | Cathodically Protected Steel | 1981-01-01 | Galvanized Steel
9117006 | 64 | [5 empty] | Removed from Ground | Gas (Historical Use) | 1000 | Cathodically Protected Steel | 1981-01-01 | Galvanized Steel
9117006 | 65 | [5 empty] | Removed from Ground | Gas (Historical Use) | 500 | Cathodically Protected Steel | 1981-01-01 | Galvanized Steel
9117007 | E-1 | [5 empty] | Removed from Ground | Diesel | 10000 | Bare Steel | 1979-01-01 | Galvanized Steel
9117007 | E-2 |  |  | yes |  | yes | Removed from Ground | Used Oil | 500 | Not Marked/Unknown | 1998-07-22 | Not Marked
9117008 | 1 | [5 empty] | Removed from Ground | Gas (Historical Use) | 10000 | Bare Steel | 1985-01-01 | Galvanized Steel | Pressurized
9117008 | 2 | [5 empty] | Removed from Ground | Gas (Historical Use) | 8000 | Bare Steel | 1985-01-01 | Galvanized Steel | Pressurized
9117008 | 3 | [5 empty] | Removed from Ground | Gas (Historical Use) | 4000 | Bare Steel | 1985-01-01 | Galvanized Steel | Pressurized
9117008 | 4 | [5 empty] | Removed from Ground | Diesel | 3000 | Bare Steel | 1985-01-01 | Galvanized Steel | Pressurized
9117009 | 1 | [5 empty] | Removed from Ground | Gas (Historical Use) | 560 | Bare Steel | 1994-01-14 | Bare Steel
9117009 | 2 | [5 empty] | Removed from Ground | Gas (Historical Use) | 560 | Bare Steel | 1994-01-14 | Bare Steel
9117010 | 1 | [5 empty] | Removed from Ground | Other | 4000 | Bare Steel | 1994-05-18 | Bare Steel | Pressurized
9117010 | 2 | [5 empty] | Removed from Ground | Other | 4000 | Bare Steel | 1994-05-18 | Bare Steel | Pressurized
9117010 | 3 | [5 empty] | Removed from Ground | Other | 4000 | Bare Steel | 1994-05-18 | Bare Steel | Pressurized
9117010 | 4 |  | 1994-01-26 |  | 1994-01-26 |  | Currently in Use | Gas (Historical Use) | 10000 | Galvanic (STIP-3) | 1994-01-26 | Fiberglass Reinforced Plastic | Pressurized
9117010 | 5 |  | 1994-01-26 |  | 1994-01-26 |  | Currently in Use | Gas (Historical Use) | 8000 | Galvanic (STIP-3) | 1994-01-26 | Fiberglass Reinforced Plastic | Pressurized
9117010 | 6 |  | 1994-01-26 |  | 1994-01-26 |  | Currently in Use | Diesel | 8000 | Galvanic (STIP-3) | 1994-01-26 | Fiberglass Reinforced Plastic | Pressurized
9117011 | 1 | [5 empty] | Removed from Ground | Gas (Historical Use) | 10000 | Not Marked/Unknown | 1994-04-01 | Not Marked
9117011 | 2 | [5 empty] | Removed from Ground | Gas (Historical Use) | 10000 | Not Marked/Unknown | 1994-04-01 | Not Marked
9117011 | 3 | [5 empty] | Removed from Ground | Gas (Historical Use) | 10000 | Not Marked/Unknown | 1994-04-01 | Not Marked
9117011 | 4 | [5 empty] | Removed from Ground | Gas (Historical Use) | 10000 | Not Marked/Unknown | 1994-04-01 | Not Marked
9117012 | 1 | [5 empty] | Removed from Ground | Gas (Historical Use) | 550 | Marked Unknown | 1969-01-01 | Unknown
9117013 | 1 |  |  | no |  | no | Removed from Ground | Gas (Historical Use) | 1000 | Bare Steel | 1979-05-18
9117013 | 2 | Flapper Valve | 1998-01-04 | no | 1998-01-04 | no | Currently in Use | Regular | 5000 | Composite | 1998-01-04 | Fiberglass Reinforced Plastic | Suction (American)
9117014 | 1 |  | 1998-11-16 |  | 1998-11-16 |  | Currently in Use | Gas (Historical Use) | 6000 | Cathodically Protected Steel | 1974-01-01 | Fiberglass Reinforced Plastic | Pressurized
9117014 | 2 |  | 1998-11-16 |  | 1998-11-16 |  | Temporarily out of use | Gas (Historical Use) | 6000 | Cathodically Protected Steel | 1974-01-01 | Fiberglass Reinforced Plastic | Pressurized
9117014 | 3 |  | 1998-11-16 |  | 1998-11-16 |  | Temporarily out of use | Gas (Historical Use) | 6000 | Cathodically Protected Steel | 1974-01-01 | Fiberglass Reinforced Plastic | Pressurized
9117015 | 1 | [5 empty] | Closed in Ground | Gas (Historical Use) | 3008 | Bare Steel | 1997-05-05 | Galvanized Steel | Suction (American)
9117015 | 2 | [5 empty] | Removed from Ground | Gas (Historical Use) | 2005 | Bare Steel | 1997-05-05 | Galvanized Steel | Suction (American)
9117015 | 3 | [5 empty] | Closed in Ground | Gas (Historical Use) | 4010 | Bare Steel | 1997-05-05 | Galvanized Steel | Suction (American)
9117015 | 4 | [5 empty] | Removed from Ground | Diesel | 1060 | Bare Steel | 1997-05-08 | Galvanized Steel | Suction (American)
9117015 | 5A |  | 1997-07-01 |  | 1997-07-01 |  | Currently in Use | Gas (Historical Use) | 12000 | Composite | 1997-07-01 | Fiberglass Reinforced Plastic | Pressurized
9117015 | 5B |  | 1997-07-01 | no | 1997-07-01 | no | Currently in Use | Gas (Historical Use) | 6000 | Composite | 1997-07-01 | Fiberglass Reinforced Plastic | Pressurized
9117015 | 6 |  | 1997-07-01 |  | 1997-07-01 |  | Currently in Use | Diesel | 3000 | Composite | 1997-07-01 | Fiberglass Reinforced Plastic | Pressurized
9117016 | 1 |  | 1998-11-16 |  | 1997-08-19 |  | Removed from Ground | Gas (Historical Use) | 6000 | Steel-Impressed Current | 1978-09-01 | Cathodically Protected | Pressurized
9117016 | 2 |  | 1998-11-16 |  | 1997-08-19 |  | Removed from Ground | Gas (Historical Use) | 8000 | Steel-Impressed Current | 1978-09-01 | Cathodically Protected | Pressurized
9117016 | 3 |  | 1998-11-16 |  | 1997-08-19 |  | Removed from Ground | Gas (Historical Use) | 8000 | Steel-Impressed Current | 1986-03-15 | Cathodically Protected | Pressurized
9117016 | 4 |  | 1998-11-16 |  | 1997-08-19 |  | Removed from Ground | Kerosene | 1000 | Steel-Impressed Current | 1986-03-15 | Cathodically Protected | Suction (American)
9117017 | DIESEL2 | [5 empty] | Removed from Ground | Diesel | 1000 | Bare Steel | 1981-04-01 | Galvanized Steel | Safe Suction (Euro)
9117017 | PREMIUM2 | [5 empty] | Removed from Ground | Gas (Historical Use) | 1000 | Bare Steel | 1981-04-01 | Galvanized Steel | Safe Suction (Euro)
9117017 | REGULAR1 | [5 empty] | Removed from Ground | Gas (Historical Use) | 2000 | Bare Steel | 1981-04-01 | Galvanized Steel | Safe Suction (Euro)
9117018 | 1 |  | 1994-12-08 |  | 1994-12-08 |  | Currently in Use | Gas (Historical Use) | 8000 | Epoxy | 1994-12-08 | Fiberglass Reinforced Plastic | Pressurized
9117018 | 2 |  | 1994-12-08 |  | 1994-12-08 |  | Currently in Use | Diesel | 6000 | Epoxy | 1994-12-08 | Fiberglass Reinforced Plastic | Pressurized
9117018 | 3 |  | 1994-12-08 |  | 1994-12-08 |  | Currently in Use | Gas (Historical Use) | 6000 | Epoxy | 1994-12-08 | Fiberglass Reinforced Plastic | Pressurized
9117019 | 1RU |  | 1999-01-13 |  | 1999-01-13 |  | Removed from Ground | Gas (Historical Use) | 4000 | Steel-Impressed Current | 1978-03-12 | Cathodically Protected | Suction (American)
9117019 | 2PREM |  | 1999-01-13 |  | 1999-01-13 |  | Removed from Ground | Gas (Historical Use) | 4000 | Steel-Impressed Current | 1978-03-12 | Cathodically Protected | Suction (American)
9117019 | 3DIESEL |  | 1999-01-13 |  | 1999-01-13 |  | Removed from Ground | Diesel | 4000 | Steel-Impressed Current | 1978-03-12 | Cathodically Protected | Suction (American)
9117019 | 4DIESEL |  | 1999-01-13 |  | 1999-01-13 |  | Removed from Ground | Diesel | 4000 | Steel-Impressed Current | 1978-03-12 | Cathodically Protected | Suction (American)
9117019 | 5 |  | 2008-02-22 | no | 2008-02-22 | no | Temporarily out of use | Gas (Historical Use) | 10000 | Fiberglass | 2007-11-27 | Fiberglass Reinforced Plastic | Pressurized
9117019 | 6 |  | 2008-02-22 | no | 2008-02-22 | no | Temporarily out of use | Gas (Historical Use) | 10000 | Fiberglass | 2007-11-27 | Fiberglass Reinforced Plastic | Pressurized
9117019 | 7 |  | 2008-02-22 | no | 2008-02-22 | no | Temporarily out of use | Diesel | 10000 | Fiberglass | 2007-11-27 | Fiberglass Reinforced Plastic | Pressurized
9117021 | 1 |  | 1995-05-10 |  | 1995-05-10 |  | Currently in Use | Gas (Historical Use) | 12000 | Fiberglass | 1995-05-10 | Double-Walled Fiberglass | Pressurized
9117021 | 2 |  | 1995-05-10 |  | 1995-05-10 |  | Currently in Use | Gas (Historical Use) | 12000 | Fiberglass | 1995-05-10 | Double-Walled Fiberglass | Pressurized
9117021 | 3 |  | 1995-05-10 |  | 1995-05-10 |  | Currently in Use | Diesel | 20000 | Fiberglass | 1995-05-10 | Double-Walled Fiberglass | Pressurized
9117022 | 1 |  | 1993-05-06 |  | 1993-05-06 |  | Temporarily out of use | Diesel | 10000 | Epoxy | 1993-05-06 | Steel/FG Secondary containment | Safe Suction (Euro)
9117023 | 1 | [5 empty] | Removed from Ground | Gas (Historical Use) | 10000 | Marked Unknown | 1996-01-29 | Unknown
9117025 | 1 | [5 empty] | Removed from Ground | Gas (Historical Use) | 2000 | Bare Steel | 1997-06-27 | Bare Steel
9117025 | 2 | [5 empty] | Removed from Ground | Gas (Historical Use) | 2000 | Bare Steel | 1997-06-27 | Bare Steel
9117026 | 1 | [5 empty] | Removed from Ground | Diesel | 6000 | Bare Steel | 1997-07-18 | Bare Steel | Suction (American)
9117026 | 2 | [5 empty] | Removed from Ground | Diesel | 6000 | Bare Steel | 1997-07-18 | Bare Steel | Suction (American)
9117027 | 1 |  | 1998-07-17 |  | 1988-03-30 |  | Currently in Use | Gas (Historical Use) | 8000 | Steel-Impressed Current | 1988-04-29 | Cathodically Protected | Pressurized
9117027 | 2 |  | 1998-07-17 |  | 1988-03-30 |  | Currently in Use | Diesel | 8000 | Steel-Impressed Current | 1988-04-29 | Cathodically Protected | Pressurized
9117027 | 3 |  | 1998-07-17 |  | 1988-03-30 |  | Currently in Use | Gas (Historical Use) | 8000 | Steel-Impressed Current | 1988-04-29 | Cathodically Protected | Pressurized
9117028 | 1 | Flapper Valve | 2000-01-15 | no | 2000-01-15 | no | Currently in Use | Diesel | 12000 | Composite | 2000-01-13 | Fiberglass Reinforced Plastic | Pressurized
9117029 | 1 | [5 empty] | Removed from Ground | Gas (Historical Use) | 1000 | Bare Steel | 1983-01-01 | Galvanized Steel | Suction (American)
9117029 | 2 | [5 empty] | Removed from Ground | Gas (Historical Use) | 1000 | Bare Steel | 1983-01-01 | Galvanized Steel | Suction (American)
9117030 | A | [5 empty] | Removed from Ground | Gas (Historical Use) | 3000 | Bare Steel | 2000-10-01 | Bare Steel | Safe Suction (Euro)
9117030 | B | [5 empty] | Removed from Ground | Gas (Historical Use) | 3000 | Bare Steel | 2000-10-01 | Bare Steel | Safe Suction (Euro)
9117031 | 1 |  | 2001-09-01 |  | 2001-09-01 |  | Currently in Use | Gas (Historical Use) | 6000 | Composite | 2001-09-01 | Double Walled | Pressurized
9117031 | 2 |  | 2001-09-01 | no | 2001-09-01 | no | Currently in Use | Gas (Historical Use) | 6000 | Composite | 2001-09-01 | Double Walled | Pressurized
9118001 | 1 |  | 1998-12-01 |  | 1998-12-01 |  | Removed from Ground | Gas (Historical Use) | 4000 | Steel-Impressed Current | 1998-12-01 | Fiberglass Reinforced Plastic | Safe Suction (Euro)
9118001 | 2 |  | 1998-12-01 |  | 1998-12-01 |  | Removed from Ground | Gas (Historical Use) | 4000 | Steel-Impressed Current | 1998-12-01 | Fiberglass Reinforced Plastic | Safe Suction (Euro)
9118001 | 3 |  | 1998-12-01 |  | 1998-12-01 |  | Removed from Ground | Gas (Historical Use) | 4000 | Steel-Impressed Current | 1998-12-01 | Fiberglass Reinforced Plastic | Safe Suction (Euro)
9118001 | 4 |  | 1998-12-01 |  | 1998-12-01 |  | Currently in Use | Gas (Historical Use) | 8000 | Steel-Impressed Current | 1990-01-01 | Double Walled | Pressurized
9118001 | 5 |  | 2001-08-25 |  | 2001-08-25 |  | Currently in Use | Gas (Historical Use) | 12000 | Composite | 2001-08-25 | Secondary Containment | Pressurized
9118001 | 6 |  | 2001-08-25 |  | 2001-08-25 |  | Currently in Use | Diesel | 12000 | Composite | 2001-08-25 | Secondary Containment | Pressurized
9118002 | 2018-10-01 |  | 1989-09-05 |  | 1989-09-05 |  | Currently in Use | Gas (Historical Use) | 10000 | Galvanic (STIP-3) | 1989-09-05 | Fiberglass Reinforced Plastic | Pressurized
9118002 | 2018-10-02 |  | 1989-09-05 |  | 1989-09-05 |  | Currently in Use | Gas (Historical Use) | 10000 | Galvanic (STIP-3) | 1989-09-05 | Fiberglass Reinforced Plastic | Pressurized
9118002 | 2018-10-03 |  | 1989-09-05 |  | 1989-09-05 |  | Currently in Use | Gas (Historical Use) | 10000 | Galvanic (STIP-3) | 1989-09-05 | Fiberglass Reinforced Plastic | Pressurized
9118002 | 2018-04-01 |  | 1989-09-05 |  | 1989-09-05 |  | Currently in Use | Diesel | 4000 | Galvanic (STIP-3) | 1989-09-05 | Fiberglass Reinforced Plastic | Pressurized
9118003 | 1 | [5 empty] | Removed from Ground | Gas (Historical Use) | 10000 | Bare Steel | 1981-01-01 | Galvanized Steel
9118003 | 2 | [5 empty] | Removed from Ground | Gas (Historical Use) | 10000 | Bare Steel | 1981-01-01 | Galvanized Steel
9118003 | 3 | [5 empty] | Removed from Ground | Gas (Historical Use) | 10000 | Bare Steel | 1981-01-01 | Galvanized Steel
9118003 | 4 |  | 1991-10-15 |  | 1991-10-15 |  | Currently in Use | Gas (Historical Use) | 12000 | Fiberglass | 1991-11-18 | Fiberglass Reinforced Plastic | Pressurized
9118003 | 5 |  | 1991-10-15 |  | 1991-10-15 |  | Currently in Use | Gas (Historical Use) | 10000 | Fiberglass | 1991-11-18 | Fiberglass Reinforced Plastic | Pressurized
9118003 | 6 |  | 1991-10-15 |  | 1991-10-15 |  | Currently in Use | Gas (Historical Use) | 10000 | Fiberglass | 1991-11-18 | Fiberglass Reinforced Plastic | Pressurized
9118004 | 1 | [5 empty] | Removed from Ground | Other | 0 | Not Marked/Unknown | 1993-04-27 | Not Marked
9118004 | 2 | [5 empty] | Removed from Ground | Other | 0 | Not Marked/Unknown | 1993-04-27 | Not Marked
9118005 | 1 |  | 1986-03-01 |  | 1986-03-01 |  | Currently in Use | Gas (Historical Use) | 8000 | Cathodically Protected Steel | 1986-03-01 | Fiberglass Reinforced Plastic | Pressurized
9118005 | 2 |  | 1986-03-01 |  | 1986-03-01 |  | Currently in Use | Gas (Historical Use) | 8000 | Cathodically Protected Steel | 1986-03-01 | Fiberglass Reinforced Plastic | Pressurized
9118005 | 3 |  | 1986-03-01 |  | 1986-03-01 |  | Currently in Use | Gas (Historical Use) | 8000 | Cathodically Protected Steel | 1986-03-01 | Fiberglass Reinforced Plastic | Pressurized
9118006 | 1 | [5 empty] | Removed from Ground | Gas (Historical Use) | 10000 | Not Marked/Unknown | 1996-11-01 | Not Marked
9118007 | 1 | [5 empty] | Removed from Ground | Gas (Historical Use) | 2000 | Bare Steel | 1998-12-01 | Galvanized Steel | Safe Suction (Euro)
9118007 | 2 | [5 empty] | Removed from Ground | Gas (Historical Use) | 2000 | Bare Steel | 1998-12-01 | Galvanized Steel | Safe Suction (Euro)
9118007 | 3 | [5 empty] | Removed from Ground | Gas (Historical Use) | 550 | Not Marked/Unknown | 1998-12-01 | Not Marked
9118007 | 4 | [5 empty] | Removed from Ground | Gas (Historical Use) | 550 | Not Marked/Unknown | 1998-12-01 | Not Marked
9118007 | 5A | Ball Float | 2000-08-01 | no | 2000-08-01 | no | Currently in Use | Gas (Historical Use) | 8000 | Galvanic (STIP-3) | 2000-08-01 | Double-Walled Flex | Pressurized
9118007 | 5B | Ball Float | 2000-08-01 | no | 2000-08-01 | no | Currently in Use | Gas (Historical Use) | 4000 | Galvanic (STIP-3) | 2000-08-01 | Double-Walled Flex | Pressurized
9118009 | 1 | [5 empty] | Removed from Ground | Gas (Historical Use) | 550 | Bare Steel | 2001-03-09 | Bare Steel | Safe Suction (Euro)
9118010 | 1 |  | 1999-10-01 |  | 1999-10-01 |  | Currently in Use | Gas (Historical Use) | 10000 | Fiberglass | 1999-01-01 | Fiberglass Reinforced Plastic | Pressurized
9118010 | 2 |  | 1999-10-01 |  | 1999-10-01 |  | Currently in Use | Gas (Historical Use) | 10000 | Fiberglass | 1999-01-01 | Fiberglass Reinforced Plastic | Pressurized
9118010 | 3 |  | 1999-10-01 |  | 1999-10-01 |  | Currently in Use | Diesel | 10000 | Fiberglass | 1999-01-01 | Fiberglass Reinforced Plastic | Pressurized
9118010 | 4 |  | 1999-10-01 |  | 1999-10-01 |  | Currently in Use | Diesel | 10000 | Fiberglass | 1999-01-01 | Fiberglass Reinforced Plastic | Pressurized
9119002 | 1 | [5 empty] | Removed from Ground | Gas (Historical Use) | 1000 | Cathodically Protected Steel | 1979-01-01 | Galvanized Steel
9119002 | 2 | [5 empty] | Removed from Ground | Gas (Historical Use) | 8000 | Cathodically Protected Steel | 1979-01-01 | Galvanized Steel
9119002 | 3 | [5 empty] | Removed from Ground | Gas (Historical Use) | 8000 | Cathodically Protected Steel | 1979-01-01 | Galvanized Steel
9119002 | 4 | [5 empty] | Removed from Ground | Gas (Historical Use) | 8000 | Cathodically Protected Steel | 1979-01-01 | Galvanized Steel
9119004 | 1 | [5 empty] | Removed from Ground | Gas (Historical Use) | 6000 | Cathodically Protected Steel | 1987-10-01 | Galvanized Steel | Safe Suction (Euro)
9119004 | 2 | [5 empty] | Removed from Ground | Gas (Historical Use) | 6000 | Cathodically Protected Steel | 1987-10-01 | Galvanized Steel | Safe Suction (Euro)
9119004 | 3 | [5 empty] | Removed from Ground | Gas (Historical Use) | 6000 | Cathodically Protected Steel | 1987-10-01 | Galvanized Steel | Safe Suction (Euro)
9119004 | SVD | [5 empty] | Removed from Ground | Diesel | 2000 | Bare Steel | 2001-05-24 | Galvanized Steel | Safe Suction (Euro)
9119004 | SVG | [5 empty] | Removed from Ground | Gas (Historical Use) | 2000 | Bare Steel | 2001-05-24 | Galvanized Steel | Safe Suction (Euro)
9119005 | 1 | [5 empty] | Removed from Ground | Gas (Historical Use) | 6000 | Not Marked/Unknown | 1966-01-01 | Not Marked
9119005 | 2 | [5 empty] | Removed from Ground | Gas (Historical Use) | 6000 | Not Marked/Unknown | 1966-01-01 | Not Marked
9119005 | 3 | [5 empty] | Removed from Ground | Gas (Historical Use) | 4000 | Not Marked/Unknown | 1966-01-01 | Not Marked
9119005 | 4 | [5 empty] | Removed from Ground | Gas (Historical Use) | 4000 | Not Marked/Unknown | 1966-01-01 | Not Marked
9119006 | 1 | Ball Float | 1993-01-01 |  | 1993-01-01 |  | Currently in Use | Gas (Historical Use) | 12000 | Fiberglass Double Walled | 1993-02-19 | Double-Walled Fiberglass | Pressurized
9119006 | 2 | Ball Float | 1993-01-01 |  | 1993-01-01 |  | Currently in Use | Diesel | 12000 | Fiberglass Double Walled | 1993-02-19 | Double-Walled Fiberglass | Pressurized
9119006 | 3 | Ball Float | 1993-01-01 |  | 1993-01-01 |  | Currently in Use | Gas (Historical Use) | 12000 | Fiberglass Double Walled | 1993-02-19 | Double-Walled Fiberglass | Pressurized
9119007 | 1 | [5 empty] | Removed from Ground | Gas (Historical Use) | 2000 | Bare Steel | 1998-05-01 | Galvanized Steel | Suction (American)
9119007 | 2 | [5 empty] | Removed from Ground | Gas (Historical Use) | 2000 | Bare Steel | 1998-05-01 | Galvanized Steel | Suction (American)
9119007 | 3 | [5 empty] | Removed from Ground | Gas (Historical Use) | 2000 | Bare Steel | 1998-05-01 | Galvanized Steel | Suction (American)
9119007 | 4 | [5 empty] | Removed from Ground | Gas (Historical Use) | 2000 | Bare Steel | 1998-05-01 | Galvanized Steel | Suction (American)
9119007 | 5 | Ball Float | 1998-06-01 |  | 1998-06-01 |  | Currently in Use | Gas (Historical Use) | 8000 | Epoxy | 1998-06-01 | Flex | Pressurized
9119007 | 6 | Ball Float | 1998-06-01 |  | 1998-06-01 |  | Currently in Use | Gas (Historical Use) | 4000 | Epoxy | 1998-06-01 | Flex | Pressurized
9119007 | 7 | Ball Float | 1998-06-01 |  | 1998-06-01 |  | Currently in Use | Diesel | 2000 | Epoxy | 1998-06-01 | Flex | Pressurized
9119009 | PLUS | Flapper Valve | 1999-04-15 |  | 1999-04-15 |  | Currently in Use | Gas (Historical Use) | 6000 | Steel-Impressed Current | 1988-01-01 | Steel (Impressed Current) | Safe Suction (Euro)
9119010 | 1 | Ball Float | 1999-06-13 | no | 1992-08-21 | no | Currently in Use | Gas (Historical Use) | 8000 | Steel-Impressed Current | 1982-05-08 | Steel (Impressed Current) | Pressurized
9119010 | 2 | Ball Float | 1999-06-13 | no | 1992-08-21 | no | Currently in Use | Gas (Historical Use) | 6000 | Steel-Impressed Current | 1982-05-08 | Fiberglass Reinforced Plastic | Pressurized
9119010 | 3 | Flapper Valve | 1999-06-13 | no | 1992-08-21 | no | Currently in Use | Diesel | 4000 | Steel-Impressed Current | 1982-05-08 | Fiberglass Reinforced Plastic | Pressurized
9119011 | 1 | Flapper Valve | 1998-11-30 |  | 1998-11-30 |  | Removed from Ground | Gas (Historical Use) | 550 | Galvanic (STIP-3) | 1988-05-01 | Galvanized Steel | Safe Suction (Euro)
9119011 | 2 | Flapper Valve | 1998-11-30 |  | 1998-11-30 |  | Removed from Ground | Gas (Historical Use) | 550 | Galvanic (STIP-3) | 1988-05-01 | Galvanized Steel | Safe Suction (Euro)
9119012 | DS | Flapper Valve | 1998-07-01 |  | 1998-07-01 |  | Temporarily out of use | Diesel | 2000 | Steel-Impressed Current | 1998-07-01 | Fiberglass Reinforced Plastic | Safe Suction (Euro)
9119012 | PL | Flapper Valve | 1998-07-01 |  | 1998-07-01 |  | Temporarily out of use | Gas (Historical Use) | 2000 | Steel-Impressed Current | 1998-07-01 | Fiberglass Reinforced Plastic | Safe Suction (Euro)
9119012 | RU | Flapper Valve | 1998-07-01 |  | 1998-07-01 |  | Temporarily out of use | Gas (Historical Use) | 2000 | Steel-Impressed Current | 1998-07-01 | Fiberglass Reinforced Plastic | Safe Suction (Euro)
9119013 | 1 | Flapper Valve | 1995-09-16 |  | 1995-09-16 |  | Removed from Ground | Diesel | 10150 | Composite | 1995-09-16 | Fiberglass Reinforced Plastic | Safe Suction (Euro)
9119014 | 1 |  | 1993-07-01 |  | 1993-07-01 |  | Removed from Ground | Gas (Historical Use) | 8000 | Galvanic (STIP-3) | 1993-07-01 | Fiberglass Reinforced Plastic | Suction (American)
9119014 | 2 |  | 1993-07-01 |  | 1993-07-01 |  | Removed from Ground | Gas (Historical Use) | 8000 | Galvanic (STIP-3) | 1993-07-01 | Fiberglass Reinforced Plastic | Suction (American)
9119015 | 1 | Ball Float | 1991-05-01 |  | 1991-05-01 |  | Currently in Use | Diesel | 10000 | Galvanic (STIP-3) | 1991-05-01 | Fiberglass Reinforced Plastic | Pressurized
9119015 | 2 | Ball Float | 1991-05-01 |  | 1991-05-01 |  | Currently in Use | Gas (Historical Use) | 10000 | Galvanic (STIP-3) | 1991-05-01 | Fiberglass Reinforced Plastic | Pressurized
9119015 | 3 |  | 1991-05-01 |  | 1991-05-01 |  | Removed from Ground | Used Oil | 1000 | Bare Steel | 1999-07-06 | Fiberglass Reinforced Plastic | Gravity Fed
9119016 | 1 | [5 empty] | Removed from Ground | Diesel | 0 | Not Marked/Unknown | 1992-01-01 | Not Marked
9119019 | 1 | [5 empty] | Removed from Ground | Gas (Historical Use) | 1000 | Not Marked/Unknown | 1985-01-01 | Not Marked
9119019 | 2 | [5 empty] | Removed from Ground | Gas (Historical Use) | 1000 | Not Marked/Unknown | 1985-01-01 | Not Marked
9119019 | 3 | [5 empty] | Removed from Ground | Gas (Historical Use) | 1000 | Not Marked/Unknown | 1985-01-01 | Not Marked
9119019 | 4 | [5 empty] | Removed from Ground | Gas (Historical Use) | 1000 | Not Marked/Unknown | 1985-01-01 | Not Marked
9119019 | 5 | [5 empty] | Removed from Ground | Gas (Historical Use) | 2005 | Not Marked/Unknown | 1985-01-01 | Not Marked
9119019 | 6 |  | 1997-03-01 |  | 1997-03-01 |  | Removed from Ground | Gas (Historical Use) | 6000 | Composite | 1997-03-01 | Double Walled | Suction (American)
9119019 | 7 |  | 1997-03-01 |  | 1997-03-01 |  | Removed from Ground | Diesel | 6000 | Composite | 1997-03-01 | Double Walled | Suction (American)
9119020 | 1 | [5 empty] | Removed from Ground | Gas (Historical Use) | 8000 | Not Marked/Unknown | 1975-01-01 | Not Marked
9119020 | 2 | [5 empty] | Removed from Ground | Gas (Historical Use) | 8000 | Not Marked/Unknown | 1975-01-01 | Not Marked
9119020 | 3 | [5 empty] | Removed from Ground | Gas (Historical Use) | 8000 | Not Marked/Unknown | 1975-01-01 | Not Marked
9119020 | 4 | [5 empty] | Removed from Ground | Diesel | 8000 | Not Marked/Unknown | 1975-01-01 | Not Marked
9119021 | 1 | [5 empty] | Removed from Ground | Kerosene | 4000 | Bare Steel | 1960-01-01 | Galvanized Steel | Suction (American)
9119021 | 2 | [5 empty] | Removed from Ground | Gas (Historical Use) | 8000 | Bare Steel | 1960-01-01 | Galvanized Steel | Suction (American)
9119021 | 3 | [5 empty] | Removed from Ground | Gas (Historical Use) | 6000 | Bare Steel | 1960-01-01 | Galvanized Steel | Suction (American)
9119021 | 4 | [5 empty] | Removed from Ground | Diesel | 6000 | Bare Steel | 1960-01-01 | Galvanized Steel | Suction (American)
9119021 | 5 | [5 empty] | Removed from Ground | Diesel | 6000 | Bare Steel | 1960-01-01 | Galvanized Steel | Suction (American)
9119022 | 186614 | Flapper Valve | 1994-06-24 |  | 1994-06-24 |  | Currently in Use | Gas (Historical Use) | 4000 | Galvanic (STIP-3) | 1994-06-24 | Galvanized Steel | Pressurized
9119022 | 186615 | Flapper Valve | 1994-06-24 |  | 1994-06-24 |  | Currently in Use | Gas (Historical Use) | 4000 | Galvanic (STIP-3) | 1994-06-24 | Galvanized Steel | Pressurized
9119023 | 1 | Ball Float | 1996-06-01 |  | 1996-06-01 |  | Currently in Use | Gas (Historical Use) | 10000 | Fiberglass | 1996-06-01 | Fiberglass Reinforced Plastic | Pressurized
9119023 | 2 | Ball Float | 1996-06-01 |  | 1996-06-01 |  | Currently in Use | Gas (Historical Use) | 12000 | Fiberglass | 1996-06-01 | Fiberglass Reinforced Plastic | Pressurized
9119023 | 3 | Ball Float | 1996-06-01 |  | 1996-06-01 |  | Currently in Use | Diesel | 10000 | Fiberglass | 1996-06-01 | Fiberglass Reinforced Plastic | Pressurized
9119024 | 1 | Ball Float | 1996-10-10 | no | 1996-10-10 | no | Currently in Use | Diesel On Road | 10000 | Composite | 1996-10-10 | Fiberglass Reinforced Plastic | Pressurized
9119024 | 2 | Ball Float | 1996-10-10 | no | 1996-10-10 | no | Currently in Use | Plus | 8000 | Composite | 1996-10-10 | Fiberglass Reinforced Plastic | Pressurized
9119024 | 3 | Flapper Valve | 1996-10-10 | no | 1996-10-10 | no | Currently in Use | Plus | 6000 | Composite | 1996-10-10 | Fiberglass Reinforced Plastic | Pressurized
9119024 | 3A | Flapper Valve | 1996-10-10 | no | 1996-10-10 | no | Currently in Use | Regular | 2000 | Composite | 1996-10-10 | Fiberglass Reinforced Plastic | Pressurized
9119024 | 4 | Ball Float | 2006-06-22 | no | 2006-06-22 | no | Currently in Use | Regular | 8000 | Composite | 2006-06-22 | Fiberglass Reinforced Plastic | Pressurized
9119024 | A | [5 empty] | Removed from Ground | Gas (Historical Use) | 0 | Not Marked/Unknown | 1986-01-01 | Not Marked
9119024 | B | [5 empty] | Removed from Ground | Gas (Historical Use) | 0 | Not Marked/Unknown | 1986-01-01
9119025 | 1 | [5 empty] | Closed in Ground | Gas (Historical Use) | 1000 | Not Marked/Unknown | 1999-09-01 | Not Marked
9119025 | 2 | [5 empty] | Closed in Ground | Gas (Historical Use) | 1000 | Not Marked/Unknown | 1999-09-01 | Not Marked
9119026 | 1 | Ball Float | 1997-03-18 |  | 1997-03-18 |  | Currently in Use | Gas (Historical Use) | 12000 | Composite | 1997-03-18 | Double-Walled Flex | Pressurized
9119026 | UNK1 | [5 empty] | Closed in Ground | Gas (Historical Use) | 6000 | Not Marked/Unknown | 1997-12-01 | Not Marked
9119026 | UNK2 | [5 empty] | Closed in Ground | Gas (Historical Use) | 6000 | Not Marked/Unknown | 1997-12-01 | Not Marked
9119027 | 1 | Ball Float | 1997-06-01 |  | 1997-06-01 |  | Currently in Use | Gas (Historical Use) | 12000 | Epoxy | 1997-06-01 | Double-Walled Fiberglass | Pressurized
9119027 | 2 | Ball Float | 1997-06-01 |  | 1997-06-01 |  | Currently in Use | Gas (Historical Use) | 10000 | Epoxy | 1997-06-01 | Double-Walled Fiberglass | Pressurized
9119027 | 3 | Ball Float | 1997-06-01 |  | 1997-06-01 |  | Currently in Use | Gas (Historical Use) | 10000 | Epoxy | 1997-06-01 | Double-Walled Fiberglass | Pressurized
9119027 | 4A | Ball Float | 1997-06-01 |  | 1997-06-01 |  | Currently in Use | Diesel | 6000 | Epoxy | 1997-06-01 | Double-Walled Fiberglass | Pressurized
9119027 | 4B | Ball Float | 1997-06-01 |  | 1997-06-01 |  | Currently in Use | Diesel | 4000 | Epoxy | 1997-06-01 | Double-Walled Fiberglass | Pressurized
9119028 | 1 | [5 empty] | Removed from Ground | Gas (Historical Use) | 900 | Epoxy | 1998-11-14 | Galvanized Steel | Safe Suction (Euro)
912000 | 1 | [5 empty] | Removed from Ground | Empty | 6000 | Cathodically Protected Steel | 1988-11-03 | Galvanized Steel | Safe Suction (Euro)
912000 | 2 | [5 empty] | Removed from Ground | Empty | 6000 | Cathodically Protected Steel | 1988-11-03 | Galvanized Steel | Safe Suction (Euro)
912000 | 3 | [5 empty] | Removed from Ground | Empty | 6000 | Cathodically Protected Steel | 1988-11-03 | Galvanized Steel | Safe Suction (Euro)
9120001 | 1 | Flapper Valve | 1998-12-10 |  | 1998-12-10 |  | Currently in Use | Diesel | 10000 | Steel-Impressed Current | 1998-12-01 | Steel/FG Secondary containment | Safe Suction (Euro)
9120003 | 1 | [5 empty] | Removed from Ground | Gas (Historical Use) | 2000 | Bare Steel | 1985-10-01 | Galvanized Steel | Safe Suction (Euro)
9120003 | 2 | [5 empty] | Removed from Ground | Diesel | 560 | Bare Steel | 1985-10-01 | Galvanized Steel | Safe Suction (Euro)
9120003 | 212512 |  | 1993-06-10 |  | 1993-06-10 |  | Removed from Ground | Gas (Historical Use) | 1000 | Galvanic (STIP-3) | 1993-06-10 | Cathodically Protected | Safe Suction (Euro)
9120003 | 212513 |  | 1993-06-10 |  | 1993-06-10 |  | Removed from Ground | Diesel | 1000 | Galvanic (STIP-3) | 1993-06-10 | Cathodically Protected | Safe Suction (Euro)
9120005 | 1 | [5 empty] | Permanently Out of Use - historical purposes | Diesel | 6000 | Bare Steel | 1976-06-01 | Galvanized Steel | Suction (American)
9120006 | 1 | [5 empty] | Removed from Ground | Gas (Historical Use) | 1 | Bare Steel | 1998-05-01 | Cathodically Protected
9120006 | 2 | [5 empty] | Removed from Ground | Diesel | 1 | Bare Steel | 1998-05-01 | Cathodically Protected
9120008 | 1 |  | 1990-01-01 |  | 1990-01-01 |  | Currently in Use | Diesel | 10000 | Composite | 1990-01-01 | Secondary Containment | Safe Suction (Euro)
9120010 | 1 |  | 1996-05-01 |  | 1996-05-01 |  | Currently in Use | Gas (Historical Use) | 10000 | Composite | 1996-05-28 | Fiberglass Reinforced Plastic | Pressurized
9120010 | 2 |  | 1996-05-01 |  | 1996-05-01 |  | Currently in Use | Gas (Historical Use) | 10000 | Composite | 1996-05-28 | Fiberglass Reinforced Plastic | Pressurized
9120010 | 3 |  | 1996-05-01 |  | 1996-05-01 |  | Currently in Use | Gas (Historical Use) | 10000 | Composite | 1996-05-28 | Fiberglass Reinforced Plastic | Pressurized
9120010 | 4 |  | 1996-05-01 |  | 1996-05-01 |  | Currently in Use | Diesel | 15000 | Composite | 1996-05-28 | Fiberglass Reinforced Plastic | Pressurized
9120011 | 1A |  | 1996-09-01 |  | 1996-09-01 |  | Currently in Use | Gas (Historical Use) | 9000 | Composite | 1996-09-01 | Fiberglass Reinforced Plastic | Pressurized
9120011 | 1B |  | 1996-09-01 |  | 1996-09-01 |  | Currently in Use | Gas (Historical Use) | 6000 | Composite | 1996-09-01 | Fiberglass Reinforced Plastic | Pressurized
9120011 | 2 |  | 2004-01-01 | no | 2004-01-01 | no | Currently in Use | Diesel | 4000 | Composite | 2004-01-01 | Not Marked | Pressurized
9120012 | 1 |  | 1998-11-01 |  | 1998-11-01 |  | Closed in Ground | Gas (Historical Use) | 6000 | Galvanic (STIP-3) | 1985-05-01 | Fiberglass Reinforced Plastic | Pressurized
9120012 | 2 |  | 1998-11-01 |  | 1998-11-01 |  | Currently in Use | Gas (Historical Use) | 6000 | Galvanic (STIP-3) | 1985-05-01 | Fiberglass Reinforced Plastic | Pressurized
9120012 | 3 |  | 1998-11-01 |  | 1998-11-01 |  | Currently in Use | Gas (Historical Use) | 6000 | Galvanic (STIP-3) | 1985-05-01 | Fiberglass Reinforced Plastic | Pressurized
9120013 | 1 | Flapper Valve | 1994-06-01 | no | 1994-06-01 | no | Currently in Use | Regular | 2000 | Composite | 1994-06-01 | Fiberglass Reinforced Plastic | Pressurized
9120013 | 2 | Flapper Valve | 1998-12-10 | no | 1998-12-10 | no | Currently in Use | Diesel | 10000 | Steel-Impressed Current | 2001-08-23 | Fiberglass Reinforced Plastic | Pressurized
9120014 | 1 |  | 1999-01-21 |  | 1999-01-21 |  | Currently in Use | Gas (Historical Use) | 3000 | Steel-Impressed Current | 1986-01-01 | Cathodically Protected | Safe Suction (Euro)
9120014 | 2 |  | 1999-01-21 |  | 1999-01-21 |  | Currently in Use | Gas (Historical Use) | 6000 | Steel-Impressed Current | 1986-01-01 | Cathodically Protected | Safe Suction (Euro)
9120014 | 3 |  | 1999-01-21 |  | 1999-01-21 |  | Currently in Use | Gas (Historical Use) | 6000 | Steel-Impressed Current | 1986-01-01 | Cathodically Protected | Safe Suction (Euro)
9120014 | 4 |  |  | no |  | no | Removed from Ground | Used Oil | 250 | Unknown | 2006-07-02 | Unknown
9120015 | 1 | [5 empty] | Removed from Ground | Gas (Historical Use) | 8000 | Bare Steel | 2002-01-01 | Bare Steel
9120015 | 2 | [5 empty] | Removed from Ground | Gas (Historical Use) | 4000 | Bare Steel | 2002-01-01 | Bare Steel
9120015 | 3 | [5 empty] | Removed from Ground | Gas (Historical Use) | 2000 | Bare Steel | 2002-01-01 | Bare Steel
9120015 | 4 | [5 empty] | Removed from Ground | Diesel | 2000 | Bare Steel | 2002-01-01 | Bare Steel
9120015 | 5 | [5 empty] | Removed from Ground | Other | 200 | Bare Steel | 2002-01-01 | Bare Steel
9121001 | 1 | [5 empty] | Removed from Ground | Diesel | 10000 | Bare Steel | 1974-04-20 | Galvanized Steel
9121001 | 2 | [5 empty] | Removed from Ground | Gas (Historical Use) | 3000 | Bare Steel | 1984-04-17 | Galvanized Steel
9121001 | 3 | [5 empty] | Removed from Ground | Empty | 1000 | Bare Steel | 1966-04-22 | Galvanized Steel
9121001 | 4 | [5 empty] | Removed from Ground | Empty | 550 | Bare Steel | 1966-04-22 | Galvanized Steel
9121002 | 17D79 | Overfill Alarm | 1991-01-01 | no | 1991-01-01 | no | Currently in Use | Diesel | 6000 | Steel-Impressed Current | 2001-09-12 | Steel (Impressed Current) | Safe Suction (Euro)
9121002 | 18 | [5 empty] | Removed from Ground | Diesel | 3000 | Cathodically Protected Steel | 1979-04-01 | Cathodically Protected | Suction (American)
9121002 | 18D91 | Overfill Alarm | 1991-01-01 | no | 1991-01-01 | no | Currently in Use | Diesel | 3000 | Steel-Impressed Current | 2001-09-12 | Steel (Impressed Current) | Safe Suction (Euro)
9121003 | 1 | [5 empty] | Permanently Out of Use - historical purposes | Other | 1 | Marked Unknown |  | Unknown
9121005 | 1 | [5 empty] | Removed from Ground | Gas (Historical Use) | 5000 | Not Marked/Unknown | 1998-05-17 | Not Marked
9121007 | 1 | [5 empty] | Currently in Use | Empty | 0 | Not Marked/Unknown |  | Not Marked
9121007 | DUMMY | [5 empty] | Permanently Out of Use - historical purposes | Gas (Historical Use) | 0 | Not Marked/Unknown |  | Not Marked
9121009 | 1 | Ball Float | 1991-06-01 |  | 1991-06-01 |  | Temporarily out of use | Gas (Historical Use) | 10000 | Composite | 1991-06-01 | Fiberglass Reinforced Plastic | Pressurized
9121009 | 2 | Ball Float | 1991-06-01 |  | 1991-06-01 |  | Currently in Use | Gas (Historical Use) | 10000 | Composite | 1991-06-01 | Fiberglass Reinforced Plastic | Pressurized
9121009 | 3 | Ball Float | 1991-06-01 |  | 1991-06-01 |  | Currently in Use | Gas (Historical Use) | 10000 | Composite | 1991-06-01 | Fiberglass Reinforced Plastic | Pressurized
9121009 | 4 | Flapper Valve | 1995-06-01 |  | 1995-06-01 |  | Currently in Use | Kerosene | 1000 | Composite | 1995-06-01 | Fiberglass Reinforced Plastic | Safe Suction (Euro)
9121011 | 1 | [5 empty] | Removed from Ground | Diesel | 0 | Marked Unknown | 1990-01-01 | Unknown
9121012 | 1 | [5 empty] | Removed from Ground | Other | 8000 | Marked Unknown | 1988-07-12 | Unknown
9121012 | 2 | [5 empty] | Removed from Ground | Other | 8000 | Marked Unknown | 1988-07-12 | Unknown
9121013 | 1 | [5 empty] | Removed from Ground | Gas (Historical Use) | 1000 | Marked Unknown | 1991-12-16 | Unknown
9121013 | 2 | [5 empty] | Removed from Ground | Diesel | 1000 | Marked Unknown | 1991-12-16 | Unknown
9121013 | 3 |  |  | yes |  | yes | Removed from Ground | Used Oil | 500 | Not Marked/Unknown | 1991-11-29 | Not Marked
9121013 | 4 | [5 empty] | Permanently Out of Use - historical purposes | Gas (Historical Use) | 750 | Not Marked/Unknown |  | Not Marked
9121013 | 5 | [5 empty] | Permanently Out of Use - historical purposes | Diesel | 1000 | Not Marked/Unknown |  | Not Marked
9121014 | 1 |  |  | yes |  | yes | Removed from Ground | Used Oil | 550 | Bare Steel | 1973-01-01 | Unknown | Gravity Fed
9121014 | 2 | [5 empty] | Removed from Ground | Gas (Historical Use) | 3000 | Bare Steel | 1973-01-01 | Unknown
9121014 | 3 | [5 empty] | Removed from Ground | Gas (Historical Use) | 12000 | Bare Steel | 1980-01-01 | Galvanized Steel | Pressurized
9121015 | 1 | [5 empty] | Closed in Ground | Gas (Historical Use) | 500 | Fiberglass | 1985-06-01 | Not Marked
9121015 | 2 |  | 1993-12-01 |  | 1993-12-01 |  | Currently in Use | Diesel | 600 | Double Walled | 1993-12-07 | Fiberglass Reinforced Plastic | Suction (American)
9121016 | A | Ball Float | 1991-06-01 | no | 1991-06-01 | no | Currently in Use | Regular | 10000 | Galvanic (STIP-3) | 1991-06-01 | Fiberglass Reinforced Plastic | Pressurized
9121016 | B | Ball Float | 1991-06-01 | no | 1991-06-01 | no | Currently in Use | Premium | 10000 | Galvanic (STIP-3) | 1991-06-01 | Fiberglass Reinforced Plastic | Pressurized
9121016 | C | Ball Float | 1991-06-01 | no | 1991-06-01 | no | Currently in Use | Regular | 10000 | Galvanic (STIP-3) | 1991-06-01 | Fiberglass Reinforced Plastic | Pressurized
9121016 | D | Ball Float | 1991-06-01 | no | 1991-06-01 | no | Currently in Use | Diesel | 10000 | Galvanic (STIP-3) | 1991-06-01 | Fiberglass Reinforced Plastic | Pressurized
9121016 | E | Ball Float | 1991-06-01 | no | 1991-06-01 | no | Currently in Use | Diesel | 10000 | Galvanic (STIP-3) | 1991-06-01 | Double-Walled Fiberglass | Pressurized
9121016 | F | Ball Float | 1991-06-01 | no | 1991-06-01 | no | Currently in Use | Diesel | 10000 | Galvanic (STIP-3) | 1991-06-01 | Double-Walled Fiberglass | Pressurized
9121016 | G | Ball Float | 1991-06-01 | no | 1991-06-01 | no | Currently in Use | Diesel | 10000 | Galvanic (STIP-3) | 1991-06-01 | Double-Walled Fiberglass | Pressurized
9121017 | 1 |  | 1998-02-01 |  | 1998-02-01 |  | Currently in Use | Gas (Historical Use) | 8000 | Galvanic (STIP-3) | 1987-10-01 | Fiberglass Reinforced Plastic | Pressurized
9121017 | 2 |  | 1998-02-01 |  | 1998-02-01 |  | Currently in Use | Gas (Historical Use) | 8000 | Galvanic (STIP-3) | 1987-10-01 | Fiberglass Reinforced Plastic | Pressurized
9121017 | 3 |  | 1998-02-01 |  | 1998-02-01 |  | Currently in Use | Gas (Historical Use) | 8000 | Galvanic (STIP-3) | 1987-10-01 | Fiberglass Reinforced Plastic | Pressurized
9121019 | 735-1 | Ball Float | 1991-01-01 |  | 1991-01-01 |  | Removed from Ground | Diesel | 6000 | Steel-Impressed Current | 1985-01-01 | Steel (Impressed Current) | Pressurized
9121019 | 735-2 | Ball Float | 1991-01-01 |  | 1991-01-01 |  | Removed from Ground | Diesel | 6000 | Steel-Impressed Current | 1985-01-01 | Steel (Impressed Current) | Pressurized
9121019 | 735-3 | Ball Float | 1991-01-01 |  | 1991-01-01 |  | Removed from Ground | Diesel | 6000 | Steel-Impressed Current | 1985-01-01 | Steel (Impressed Current) | Pressurized
9121019 | 735-4 |  |  | yes |  | yes | Removed from Ground | Used Oil | 1000 | Bare Steel | 1985-01-01 | Galvanized Steel | Safe Suction (Euro)
9121021 | 1 | [5 empty] | Removed from Ground | Gas (Historical Use) | 15000 | Bare Steel | 1981-01-01 | Galvanized Steel
9121021 | 2 | [5 empty] | Removed from Ground | Gas (Historical Use) | 6000 | Bare Steel |  | Galvanized Steel
9121021 | 3 | [5 empty] | Removed from Ground | Gas (Historical Use) | 6000 | Bare Steel |  | Galvanized Steel
9121021 | 4 |  | 1989-12-01 |  | 1989-12-01 |  | Currently in Use | Gas (Historical Use) | 10000 | Cathodically Protected Steel | 1989-12-01 | Fiberglass Reinforced Plastic | Pressurized
9121021 | 5 |  | 1989-12-01 |  | 1989-12-01 |  | Currently in Use | Gas (Historical Use) | 10000 | Cathodically Protected Steel | 1989-12-01 | Fiberglass Reinforced Plastic | Pressurized
9121021 | 6 |  | 1989-12-01 |  | 1989-12-01 |  | Currently in Use | Gas (Historical Use) | 10000 | Cathodically Protected Steel | 1989-12-01 | Fiberglass Reinforced Plastic | Pressurized
9121022 | 1 | [5 empty] | Removed from Ground | Other | 0 | Marked Unknown | 1990-03-27 | Unknown
9121022 | 2 | [5 empty] | Removed from Ground | Other | 0 | Marked Unknown | 1990-03-27 | Unknown
9121022 | 3 | [5 empty] | Removed from Ground | Other | 0 | Marked Unknown | 1990-03-27 | Unknown
9121023 | 1 | Ball Float | 1988-06-01 |  | 1988-06-01 |  | Currently in Use | Gas (Historical Use) | 8000 | Galvanic (STIP-3) | 1988-06-01 | Fiberglass Reinforced Plastic | Pressurized
9121023 | 2 | Ball Float | 1988-06-01 |  | 1988-06-01 |  | Currently in Use | Gas (Historical Use) | 8000 | Galvanic (STIP-3) | 1988-06-01 | Fiberglass Reinforced Plastic | Pressurized
9121023 | 3 | Ball Float | 1988-06-01 |  | 1988-06-01 |  | Currently in Use | Diesel | 8000 | Galvanic (STIP-3) | 1988-06-01 | Fiberglass Reinforced Plastic | Pressurized
9121023 | 4 | Ball Float | 1988-06-01 |  | 1988-06-01 |  | Currently in Use | Gas (Historical Use) | 4000 | Galvanic (STIP-3) | 1988-06-01 | Fiberglass Reinforced Plastic | Pressurized
9121024 | 1 | Ball Float | 1989-01-01 | no | 1989-01-01 | no | Removed from Ground | Premium | 12000 | Composite Double Walled | 1989-01-01 | Double-Walled Fiberglass | Pressurized
9121024 | 2 | Ball Float | 1989-01-01 | no | 1989-01-01 | no | Removed from Ground | Diesel | 12000 | Composite Double Walled | 1989-01-01 | Double-Walled Fiberglass | Pressurized
9121024 | 3 | Ball Float | 1989-01-01 | no | 1989-01-01 | no | Removed from Ground | Regular | 12000 | Composite Double Walled | 1989-01-01 | Double-Walled Fiberglass | Pressurized
9121025 | 1 |  | 1988-01-01 |  | 1988-01-01 |  | Currently in Use | Gas (Historical Use) | 4000 | Cathodically Protected Steel | 1988-01-01 | Fiberglass Reinforced Plastic | Pressurized
9121025 | 2 |  | 1988-01-01 |  | 1988-01-01 |  | Currently in Use | Gas (Historical Use) | 4000 | Cathodically Protected Steel | 1988-01-01 | Fiberglass Reinforced Plastic | Pressurized
9121025 | 3 |  | 1988-01-01 |  | 1988-01-01 |  | Currently in Use | Gas (Historical Use) | 4000 | Cathodically Protected Steel | 1988-01-01 | Fiberglass Reinforced Plastic | Pressurized
9121026 | 1 | [5 empty] | Removed from Ground | Gas (Historical Use) | 2000 | Marked Unknown | 1978-01-01 | Unknown
9121026 | 2 | [5 empty] | Removed from Ground | Diesel | 2000 | Marked Unknown | 1978-01-01 | Unknown
9121026 | 3 | [5 empty] | Removed from Ground | Diesel | 1000 | Marked Unknown | 1978-01-01 | Unknown
9121027 | 1 |  | 1989-01-01 |  | 1989-01-01 |  | Removed from Ground | Gas (Historical Use) | 8000 | Cathodically Protected Steel | 1989-01-01 | Fiberglass Reinforced Plastic | Safe Suction (Euro)
9121028 | 1 |  | 1995-01-01 |  | 1995-01-01 |  | Currently in Use | Gas (Historical Use) | 8200 | Galvanic (STIP-3) | 1987-01-01 | Fiberglass Reinforced Plastic | Pressurized
9121028 | 2 |  | 1995-01-01 |  | 1995-01-01 |  | Currently in Use | Gas (Historical Use) | 8200 | Galvanic (STIP-3) | 1987-01-01 | Fiberglass Reinforced Plastic | Pressurized
9121028 | 3 |  | 1995-01-01 |  | 1995-01-01 |  | Currently in Use | Gas (Historical Use) | 8200 | Galvanic (STIP-3) | 1987-01-01 | Fiberglass Reinforced Plastic | Pressurized
9121028 | 4 |  | 1995-01-01 |  | 1995-01-01 |  | Temporarily out of use | Kerosene | 2000 | Galvanic (STIP-3) | 1987-01-01 | Fiberglass Reinforced Plastic | Safe Suction (Euro)
9121029 | 1 |  | 1993-01-23 |  | 1993-01-23 |  | Closed in Ground | Diesel | 1000 | Composite | 1985-08-23 | Bare Steel | Safe Suction (Euro)
9121030 | 1 | [5 empty] | Removed from Ground | Diesel | 600 | Marked Unknown | 1992-05-01 | Galvanized Steel
9121031 | 1 | [5 empty] | Removed from Ground | Diesel | 500 | Bare Steel | 1970-01-01 | Bare Steel
9121032 | 03-113 | [5 empty] | Removed from Ground | Hazardous Substance | 20000 | Bare Steel | 1982-06-01 | Bare Steel | Safe Suction (Euro)
9121032 | 03-114 | [5 empty] | Removed from Ground | Hazardous Substance | 20000 | Bare Steel | 1982-06-01 | Bare Steel | Safe Suction (Euro)
9121032 | 03-115 | [5 empty] | Removed from Ground | Hazardous Substance | 15000 | Bare Steel | 1982-06-01 | Bare Steel | Safe Suction (Euro)
9121032 | 03-117 | [5 empty] | Removed from Ground | Hazardous Substance | 15000 | Bare Steel | 1982-06-01 | Bare Steel | Safe Suction (Euro)
9121032 | 03-118 | [5 empty] | Removed from Ground | Hazardous Substance | 20000 | Bare Steel | 1982-06-01 | Bare Steel | Safe Suction (Euro)
9121032 | 03-119 | [5 empty] | Removed from Ground | Hazardous Substance | 20000 | Bare Steel | 1982-06-01 | Bare Steel | Safe Suction (Euro)
9121032 | 03-120 | [5 empty] | Removed from Ground | Hazardous Substance | 20000 | Bare Steel | 1982-06-01 | Bare Steel | Safe Suction (Euro)
9121032 | 03-121 | [5 empty] | Removed from Ground | Hazardous Substance | 7900 | Bare Steel | 1982-06-01 | Bare Steel | Safe Suction (Euro)
9121032 | 03-123 | [5 empty] | Removed from Ground | Hazardous Substance | 7900 | Bare Steel | 1982-06-01 | Bare Steel | Safe Suction (Euro)
9121032 | 03-124 | [5 empty] | Removed from Ground | Hazardous Substance | 7900 | Bare Steel | 1982-06-01 | Bare Steel | Safe Suction (Euro)
9121032 | 03-128 | [5 empty] | Removed from Ground | Hazardous Substance | 7900 | Bare Steel | 1982-06-01 | Bare Steel | Safe Suction (Euro)
9121032 | 03-132 | [5 empty] | Removed from Ground | Hazardous Substance | 7900 | Bare Steel | 1982-06-01 | Bare Steel | Safe Suction (Euro)
9121032 | 03-133 | [5 empty] | Removed from Ground | Hazardous Substance | 7900 | Bare Steel | 1982-06-01 | Bare Steel | Safe Suction (Euro)
9121032 | 03-136 | [5 empty] | Removed from Ground | Hazardous Substance | 7900 | Bare Steel | 1982-06-01 | Bare Steel | Safe Suction (Euro)
9121032 | 03-137 | [5 empty] | Removed from Ground | Hazardous Substance | 7900 | Bare Steel | 1982-06-01 | Bare Steel | Safe Suction (Euro)
9121032 | 03-138 | [5 empty] | Removed from Ground | Hazardous Substance | 7900 | Bare Steel | 1982-06-01 | Bare Steel | Safe Suction (Euro)
9121032 | 03-140 | [5 empty] | Removed from Ground | Hazardous Substance | 7900 | Bare Steel | 1982-06-01 | Bare Steel | Safe Suction (Euro)
9121032 | 03-141 | [5 empty] | Removed from Ground | Hazardous Substance | 7900 | Bare Steel | 1982-06-01 | Bare Steel | Safe Suction (Euro)
9121032 | 04-101 | [5 empty] | Removed from Ground | Hazardous Substance | 10000 | Bare Steel | 1982-06-01 | Bare Steel | Safe Suction (Euro)
9121032 | 04-102 | [5 empty] | Removed from Ground | Hazardous Substance | 10000 | Bare Steel | 1982-06-01 | Bare Steel | Safe Suction (Euro)
9121032 | 04-105 | [5 empty] | Removed from Ground | Hazardous Substance | 10000 | Bare Steel | 1982-06-01 | Bare Steel | Safe Suction (Euro)
9121032 | 04-106 | [5 empty] | Removed from Ground | Hazardous Substance | 10000 | Bare Steel | 1982-06-01 | Bare Steel | Safe Suction (Euro)
9121032 | 04-107 | [5 empty] | Removed from Ground | Hazardous Substance | 10000 | Bare Steel | 1982-06-01 | Bare Steel | Safe Suction (Euro)
9121032 | 04-108 | [5 empty] | Removed from Ground | Hazardous Substance | 10000 | Bare Steel | 1982-06-01 | Bare Steel | Safe Suction (Euro)
9121032 | 04-110 | [5 empty] | Removed from Ground | Hazardous Substance | 10000 | Bare Steel | 1982-06-01 | Bare Steel | Safe Suction (Euro)
9121032 | 04-112 | [5 empty] | Removed from Ground | Hazardous Substance | 10000 | Bare Steel | 1982-06-01 | Bare Steel | Safe Suction (Euro)
9121032 | 04-113 | [5 empty] | Removed from Ground | Hazardous Substance | 10000 | Bare Steel | 1982-06-01 | Bare Steel | Safe Suction (Euro)
9121032 | 04-114 | [5 empty] | Removed from Ground | Hazardous Substance | 10000 | Bare Steel | 1982-06-01 | Bare Steel | Safe Suction (Euro)
9121032 | 04-115 | [5 empty] | Removed from Ground | Hazardous Substance | 10000 | Unknown | 1982-06-01 | Not Marked | Safe Suction (Euro)
9121032 | 04-116 | [5 empty] | Removed from Ground | Hazardous Substance | 10000 | Bare Steel | 1982-06-01 | Bare Steel | Safe Suction (Euro)
9121032 | 04-117 | [5 empty] | Removed from Ground | Hazardous Substance | 10000 | Bare Steel | 1982-06-01 | Bare Steel | Safe Suction (Euro)
9121032 | 04-120 | [5 empty] | Removed from Ground | Hazardous Substance | 30000 | Bare Steel | 1982-06-01 | Bare Steel | Safe Suction (Euro)
9121032 | 04-123 | [5 empty] | Removed from Ground | Hazardous Substance | 20000 | Bare Steel | 1982-06-01 | Bare Steel | Safe Suction (Euro)
9121032 | 04-124 | [5 empty] | Removed from Ground | Hazardous Substance | 10000 | Bare Steel | 1982-06-01 | Bare Steel | Safe Suction (Euro)
9121032 | 4101 | [5 empty] | Removed from Ground | Hazardous Substance | 10000 | Not Marked/Unknown |  | Not Marked
9121032 | 4102 | [5 empty] | Removed from Ground | Hazardous Substance | 10000 | Not Marked/Unknown |  | Not Marked
9121033 | 1 | [5 empty] | Currently in Use | Gas (Historical Use) | 10000 | Fiberglass | 1988-01-01 | Fiberglass Reinforced Plastic
9121033 | 2 | [5 empty] | Currently in Use | Gas (Historical Use) | 10000 | Fiberglass | 1988-01-01 | Fiberglass Reinforced Plastic
9121033 | 3 | [5 empty] | Currently in Use | Gas (Historical Use) | 10000 | Fiberglass | 1988-01-01 | Fiberglass Reinforced Plastic
9121035 | 1 | [5 empty] | Removed from Ground | Diesel | 1000 | Double Walled | 1986-01-01 | Copper | Safe Suction (Euro)
9121036 | 1 |  | 1992-01-01 |  | 1992-01-01 |  | Currently in Use | Gas (Historical Use) | 12000 | Galvanic (STIP-3) | 1992-01-01 | Fiberglass Reinforced Plastic | Pressurized
9121036 | 2 |  | 1992-01-01 |  | 1992-01-01 |  | Currently in Use | Gas (Historical Use) | 12000 | Galvanic (STIP-3) | 1992-01-01 | Fiberglass Reinforced Plastic | Pressurized
9121036 | 3 |  | 1992-01-01 |  | 1992-01-01 |  | Currently in Use | Gas (Historical Use) | 12000 | Galvanic (STIP-3) | 1992-01-01 | Fiberglass Reinforced Plastic | Pressurized
9121038 | 1 | [5 empty] | Removed from Ground | Diesel | 1000 | Not Marked/Unknown | 1988-12-12 | Not Marked
9121039 | 1 | [5 empty] | Removed from Ground | Gas (Historical Use) | 550 | Bare Steel | 1982-01-01 | Unknown
9121039 | 2 | [5 empty] | Removed from Ground | Diesel | 550 | Bare Steel | 1982-01-01 | Unknown
9121040 | 1 |  | 1988-02-01 |  | 1988-02-01 |  | Removed from Ground | Gas (Historical Use) | 10000 | Unknown | 1988-02-01 | Fiberglass Reinforced Plastic | Pressurized
9121040 | 2 |  | 1988-02-01 |  | 1988-02-01 |  | Removed from Ground | Gas (Historical Use) | 10000 | Unknown | 1988-02-01 | Fiberglass Reinforced Plastic | Pressurized
9121040 | 3 |  | 1988-02-01 |  | 1988-02-01 |  | Removed from Ground | Gas (Historical Use) | 10000 | Unknown | 1988-02-01 | Fiberglass Reinforced Plastic | Pressurized
9121040 | 4 |  | 1988-02-01 |  | 1988-02-01 |  | Removed from Ground | Diesel | 12000 | Unknown | 1988-02-01 | Fiberglass Reinforced Plastic | Pressurized
9121040 | 5 |  | 1988-02-01 |  | 1988-02-01 |  | Removed from Ground | Kerosene | 10000 | Unknown | 1988-02-01 | Fiberglass Reinforced Plastic | Pressurized
9121042 | 1 |  | 1991-11-01 |  | 1991-11-01 |  | Removed from Ground | Gas (Historical Use) | 10000 | Cathodically Protected Steel | 1991-11-01 | Fiberglass Reinforced Plastic | Pressurized
9121042 | 2 |  | 1991-11-01 |  | 1991-11-01 |  | Removed from Ground | Gas (Historical Use) | 6000 | Cathodically Protected Steel | 1991-11-01 | Fiberglass Reinforced Plastic | Pressurized
9121042 | 3 |  | 1991-11-01 |  | 1991-11-01 |  | Removed from Ground | Gas (Historical Use) | 10000 | Cathodically Protected Steel | 1991-11-01 | Fiberglass Reinforced Plastic | Pressurized
9121042 | 4 |  | 1991-11-01 |  | 1991-11-01 |  | Removed from Ground | Gas (Historical Use) | 15000 | Cathodically Protected Steel | 1991-11-01 | Fiberglass Reinforced Plastic | Pressurized
9121042 | 6 |  | 2001-12-14 | no | 2001-12-14 | no | Currently in Use | Gas (Historical Use) | 15000 | Composite | 2001-12-14 | Fiberglass Reinforced Plastic | Pressurized
9121042 | 7A |  | 2001-12-14 | no | 2001-12-14 | no | Currently in Use | Gas (Historical Use) | 10000 | Composite | 2001-12-14 | Fiberglass Reinforced Plastic | Pressurized
9121042 | 7B |  | 2001-12-14 | no | 2001-12-14 | no | Currently in Use | Diesel | 5000 | Composite | 2001-12-14 | Fiberglass Reinforced Plastic | Pressurized
9121042 | 8 |  | 2001-12-14 | no | 2001-12-14 | no | Currently in Use | Diesel | 15000 | Composite | 2001-12-14 | Fiberglass Reinforced Plastic | Pressurized
9121043 | 1 |  | 1988-04-01 |  | 1988-04-01 |  | Removed from Ground | Gas (Historical Use) | 10000 | Fiberglass | 1988-04-25 | Flex | Pressurized
9121043 | 2 | Flapper Valve | 1988-04-01 |  | 1988-04-01 |  | Currently in Use | Gas (Historical Use) | 10000 | Fiberglass | 1988-04-25 | Flex | Pressurized
9121043 | 3 | Flapper Valve | 1988-04-01 |  | 1988-04-01 |  | Currently in Use | Gas (Historical Use) | 10000 | Fiberglass | 1988-04-25 | Flex | Pressurized
9121044 | 1 |  |  | yes |  | yes | Removed from Ground | Used Oil | 250 | Bare Steel | 1979-01-01 | Unknown
9121044 | 2 | [5 empty] | Removed from Ground | Empty | 250 | Bare Steel | 1979-01-01 | Unknown
9121044 | 3 | [5 empty] | Removed from Ground | Empty | 250 | Bare Steel | 1979-01-01 | Unknown
9121046 | 1 | Ball Float | 1985-04-01 | no | 1985-04-01 | no | Currently in Use | Premium | 10000 | Fiberglass | 1985-04-30 | Fiberglass Reinforced Plastic | Pressurized
9121046 | 2 | Ball Float | 1985-04-01 | no | 1985-04-01 | no | Currently in Use | Regular | 10000 | Fiberglass | 1985-04-30 | Fiberglass Reinforced Plastic | Pressurized
9121046 | 3 | Ball Float | 1985-04-01 | no | 1985-04-01 | no | Currently in Use | Regular | 10000 | Fiberglass | 1985-04-30 | Fiberglass Reinforced Plastic | Pressurized
9121046 | 4 |  | 1985-04-01 | no | 1985-04-01 | no | Currently in Use | Diesel | 10000 | Fiberglass | 1985-04-30 | Fiberglass Reinforced Plastic | Pressurized
9121047 | 1 | Flapper Valve | 1988-01-01 |  | 1988-01-01 |  | Currently in Use | Gas (Historical Use) | 10152 | Steel-Impressed Current | 1999-01-01 | Steel (Impressed Current) | Pressurized
9121047 | 2 | Flapper Valve | 1988-01-01 |  | 1988-01-01 |  | Currently in Use | Gas (Historical Use) | 10000 | Steel-Impressed Current | 1988-01-01 | Steel (Impressed Current) | Pressurized
9121047 | 3 | Flapper Valve | 1988-01-01 |  | 1988-01-01 |  | Currently in Use | Gas (Historical Use) | 10000 | Steel-Impressed Current | 1988-01-01 | Steel (Impressed Current) | Pressurized
9121050 | 1 | [5 empty] | Removed from Ground | Gas (Historical Use) | 10000 | Bare Steel | 1966-04-20 | Bare Steel | Pressurized
9121050 | 2 | [5 empty] | Removed from Ground | Gas (Historical Use) | 10000 | Bare Steel | 1966-04-20 | Bare Steel | Pressurized
9121050 | 3 | [5 empty] | Removed from Ground | Gas (Historical Use) | 10000 | Bare Steel | 1966-04-20 | Bare Steel | Pressurized
9121050 | 4 | Ball Float | 1988-01-01 |  | 1988-01-01 |  | Currently in Use | Gas (Historical Use) | 10000 | Composite | 1988-01-01 | Fiberglass Reinforced Plastic | Pressurized
9121050 | 5 | Ball Float | 1988-01-01 |  | 1988-01-01 |  | Currently in Use | Gas (Historical Use) | 10000 | Composite | 1988-01-01 | Fiberglass Reinforced Plastic | Pressurized
9121050 | 6 | Ball Float | 1988-01-01 |  | 1988-01-01 |  | Currently in Use | Gas (Historical Use) | 10000 | Composite | 1988-01-01 | Fiberglass Reinforced Plastic | Pressurized
9121050 | 7 | Flapper Valve | 1988-01-01 |  | 1988-01-01 |  | Currently in Use | Kerosene | 10000 | Composite | 1988-01-01 | Fiberglass Reinforced Plastic | Pressurized
9121051 | 1 | [5 empty] | Closed in Ground | Diesel | 20000 | Bare Steel | 1973-01-01 | Bare Steel
9121051 | 2 | Flapper Valve | 1994-06-17 |  | 1994-06-17 |  | Currently in Use | Diesel | 20000 | Composite | 1994-06-17 | Fiberglass Reinforced Plastic | Pressurized
9121052 | 1 | Ball Float | 1994-09-28 |  | 1994-09-28 |  | Currently in Use | Gas (Historical Use) | 10152 | Cathodically Protected Steel | 1989-01-01 | Double-Walled Flex | Pressurized
9121052 | 2 | Ball Float | 1994-09-28 |  | 1994-09-28 |  | Currently in Use | Gas (Historical Use) | 10152 | Cathodically Protected Steel | 1989-01-01 | Double-Walled Flex | Pressurized
9121052 | 3 | Ball Float | 1994-09-28 |  | 1994-09-28 |  | Currently in Use | Gas (Historical Use) | 10152 | Cathodically Protected Steel | 1989-01-01 | Double-Walled Flex | Pressurized
9121052 | 4 | Ball Float | 1994-09-28 |  | 1994-09-28 |  | Currently in Use | Diesel | 10152 | Cathodically Protected Steel | 1989-01-01 | Double-Walled Flex | Pressurized
9121052 | 5 | Ball Float | 1989-01-01 |  | 1989-01-01 |  | Temporarily out of use | Gas (Historical Use) | 10152 | Cathodically Protected Steel | 1989-01-01 | Double-Walled Flex | Pressurized
9121053 | 1 | [5 empty] | Removed from Ground | Other | 2000 | Not Marked/Unknown | 1990-01-01 | Not Marked
9121053 | 2 | [5 empty] | Removed from Ground | Other | 2000 | Not Marked/Unknown | 1990-01-01 | Not Marked
9121053 | 3 | [5 empty] | Removed from Ground | Other | 4000 | Not Marked/Unknown | 1990-01-01 | Not Marked
9121053 | 4 | [5 empty] | Removed from Ground | Other | 4000 | Not Marked/Unknown | 1990-01-01 | Not Marked
9121053 | 5 |  | 1990-01-01 |  | 1990-01-01 |  | Removed from Ground | Gas (Historical Use) | 10000 | Cathodically Protected Steel | 1990-01-01 | Fiberglass Reinforced Plastic | Pressurized
9121054 | 1 | [5 empty] | Removed from Ground | Diesel | 300 | Cathodically Protected Steel | 1987-01-01 | Bare Steel
9121055 | 1 | [5 empty] | Removed from Ground | Gas (Historical Use) | 500 | Marked Unknown | 1992-03-20 | Unknown
9121056 | 1 | [5 empty] | Removed from Ground | Gas (Historical Use) | 8000 | Bare Steel | 1974-05-02 | Bare Steel
9121056 | 2 | [5 empty] | Removed from Ground | Diesel | 8000 | Bare Steel | 1974-05-02 | Bare Steel
9121056 | 3 | [5 empty] | Removed from Ground | Diesel | 10000 | Bare Steel | 1974-05-02 | Bare Steel
9121056 | 4 | [5 empty] | Removed from Ground | Gas (Historical Use) | 10000 | Bare Steel | 1986-04-29 | Bare Steel
9121062 | 1 | [5 empty] | Removed from Ground | Diesel | 550 | Bare Steel | 1974-01-01 | Bare Steel
9121062 | 2 | [5 empty] | Removed from Ground | Gas (Historical Use) | 550 | Bare Steel | 1976-01-01 | Bare Steel
9121063 | 1 | Flapper Valve | 1988-08-21 |  | 1988-08-21 |  | Currently in Use | Gas (Historical Use) | 10000 | Galvanic (STIP-3) | 1988-08-21 | Fiberglass Reinforced Plastic | Pressurized
9121063 | 2 | Flapper Valve | 1988-08-21 |  | 1988-08-21 |  | Currently in Use | Gas (Historical Use) | 10000 | Galvanic (STIP-3) | 1988-08-21 | Fiberglass Reinforced Plastic | Pressurized
9121063 | 3 | Flapper Valve | 1988-08-21 |  | 1988-08-21 |  | Currently in Use | Gas (Historical Use) | 10000 | Galvanic (STIP-3) | 1988-08-21 | Fiberglass Reinforced Plastic | Pressurized
9121065 | 1AST | [5 empty] | Removed from Ground | Diesel | 250 | Marked Unknown | 1992-06-01 | Unknown
9121065 | 2AST |  |  | yes |  | yes | Removed from Ground | Used Oil | 500 | Marked Unknown | 1992-06-01 | Unknown
9121066 | 1 | [5 empty] | Removed from Ground | Gas (Historical Use) | 10000 | Fiberglass | 1989-07-20 | Fiberglass Reinforced Plastic | Pressurized
9121066 | 2 | [5 empty] | Removed from Ground | Gas (Historical Use) | 10000 | Fiberglass | 1989-07-20 | Fiberglass Reinforced Plastic | Pressurized
9121066 | 3 | [5 empty] | Removed from Ground | Gas (Historical Use) | 10000 | Fiberglass | 1989-07-20 | Fiberglass Reinforced Plastic | Pressurized
9121069 | 8 | [5 empty] | Removed from Ground | Diesel | 500 | Bare Steel | 1993-02-09 | Bare Steel
9121070 | 0 | [5 empty] | Removed from Ground | Other | 0 | Marked Unknown | 1985-01-01 | Unknown
9121071 | 1 | [5 empty] | Removed from Ground | Gas (Historical Use) | 4000 | Marked Unknown | 1992-05-23 | Unknown
9121071 | 2 | [5 empty] | Removed from Ground | Gas (Historical Use) | 4000 | Marked Unknown | 1992-05-23 | Unknown
9121071 | 3 | [5 empty] | Removed from Ground | Gas (Historical Use) | 6000 | Marked Unknown | 1992-05-23 | Unknown
9121073 | 1 | [5 empty] | Removed from Ground | Gas (Historical Use) | 10000 | Bare Steel | 1993-05-30 | Galvanized Steel | Pressurized
9121073 | 2 | [5 empty] | Removed from Ground | Diesel | 8000 | Bare Steel | 1993-05-30 | Galvanized Steel | Pressurized
9121074 | 1 | [5 empty] | Removed from Ground | Empty | 500 | Not Marked/Unknown | 1990-10-25 | Not Marked
9121075 | 1 | [5 empty] | Removed from Ground | Gas (Historical Use) | 1500 | Bare Steel | 1992-09-30 | Bare Steel | Safe Suction (Euro)
9121076 | 1 | [5 empty] | Removed from Ground | Diesel | 0 | Marked Unknown | 1992-01-01 | Not Marked
9121077 | 1 | [5 empty] | Removed from Ground | Empty | 12200 | Bare Steel | 1966-01-01 | Galvanized Steel | Pressurized
9121077 | 2 | [5 empty] | Removed from Ground | Gas (Historical Use) | 1000 | Bare Steel | 1966-01-01 | Galvanized Steel | Pressurized
9121077 | 3 | [5 empty] | Removed from Ground | Gas (Historical Use) | 2000 | Bare Steel | 1966-01-01 | Galvanized Steel | Suction (American)
9121077 | 4 | [5 empty] | Removed from Ground | Empty | 12200 | Bare Steel | 1966-01-01 | Galvanized Steel | Pressurized
9121077 | 5 | [5 empty] | Removed from Ground | Diesel | 8000 | Bare Steel | 1966-01-01 | Galvanized Steel | Pressurized
9121077 | 6 |  |  | yes |  | yes | Removed from Ground | Used Oil | 0 | Not Marked/Unknown | 1997-01-15 | Not Marked
9121079 | 1 | [5 empty] | Removed from Ground | Gas (Historical Use) | 8000 | Cathodically Protected Steel | 1985-12-14 | Fiberglass Reinforced Plastic | Pressurized
9121079 | 2 | [5 empty] | Removed from Ground | Gas (Historical Use) | 8000 | Cathodically Protected Steel | 1985-12-14 | Fiberglass Reinforced Plastic | Pressurized
9121079 | 3 | [5 empty] | Removed from Ground | Gas (Historical Use) | 8000 | Cathodically Protected Steel | 1985-12-14 | Fiberglass Reinforced Plastic | Pressurized
9121082 | 1 | [5 empty] | Removed from Ground | Gas (Historical Use) | 1060 | Bare Steel | 1982-01-01 | Bare Steel | Suction (American)
9121083 | 1 | [5 empty] | Currently in Use | Diesel | 10000 | Marked Unknown |  | Unknown
9121085 | 1 | [5 empty] | Removed from Ground | Diesel | 50000 | Not Marked/Unknown | 1993-07-14 | Not Marked
9121085 | 2 | [5 empty] | Removed from Ground | Diesel | 50000 | Not Marked/Unknown | 1993-07-14 | Not Marked
9121085 | 3 | Flapper Valve | 1993-07-27 | no | 1993-07-27 | no | Currently in Use | Diesel | 15000 | Fiberglass Double Walled | 1993-07-27 | Double-Walled Fiberglass | Pressurized
9121085 | 4 | Flapper Valve | 1993-07-27 | no | 1993-07-27 | no | Currently in Use | Diesel | 15000 | Fiberglass Double Walled | 1993-07-27 | Double-Walled Fiberglass | Pressurized
9121085 | 5 | Flapper Valve | 1993-07-27 |  | 1993-07-27 |  | Currently in Use | Diesel | 15000 | Fiberglass Double Walled | 1993-07-27 | Double-Walled Fiberglass | Pressurized
9121086 | 1 | [5 empty] | Removed from Ground | Diesel | 270 | Bare Steel | 1980-01-01 | Bare Steel
9121086 | 2 | [5 empty] | Removed from Ground | Kerosene | 270 | Bare Steel | 1980-01-01 | Bare Steel
9121087 | 1 | [5 empty] | Removed from Ground | Gas (Historical Use) | 270 | Bare Steel | 1975-01-01 | Bare Steel
9121087 | 2 | [5 empty] | Removed from Ground | Diesel | 275 | Bare Steel | 1975-01-01 | Bare Steel
9121088 | 1 | [5 empty] | Removed from Ground | Diesel | 560 | Bare Steel | 1970-01-01 | Bare Steel
9121089 | D |  | 1990-07-12 |  | 1990-07-12 |  | Currently in Use | Diesel | 8000 | Steel-Impressed Current | 1990-07-12 | Fiberglass Reinforced Plastic | Pressurized
9121089 | K1 |  | 1990-07-12 |  | 1990-07-12 |  | Currently in Use | Kerosene | 2000 | Composite | 1990-07-12 | Fiberglass Reinforced Plastic | Safe Suction (Euro)
9121089 | P |  | 1990-07-12 |  | 1990-07-12 |  | Currently in Use | Gas (Historical Use) | 8000 | Steel-Impressed Current | 1990-07-12 | Fiberglass Reinforced Plastic | Pressurized
9121089 | U |  | 1990-07-12 |  | 1990-07-12 |  | Currently in Use | Gas (Historical Use) | 8000 | Steel-Impressed Current | 1990-07-12 | Fiberglass Reinforced Plastic | Pressurized
9121089 | U+ |  | 1990-07-12 |  | 1990-07-12 |  | Currently in Use | Gas (Historical Use) | 8000 | Steel-Impressed Current | 1990-07-12 | Fiberglass Reinforced Plastic | Pressurized
9121090 | 1 |  | 1997-08-10 |  | 1997-08-10 | yes | Currently in Use | Diesel | 8000 | Galvanic (STIP-3) | 1987-11-15 | Fiberglass Reinforced Plastic | Pressurized
9121090 | 2 |  | 1997-08-10 |  | 1997-08-10 | yes | Currently in Use | Gas (Historical Use) | 8000 | Galvanic (STIP-3) | 1987-11-15 | Fiberglass Reinforced Plastic | Pressurized
9121090 | 3 |  | 1997-08-10 |  | 1997-08-10 | yes | Currently in Use | Gas (Historical Use) | 8000 | Galvanic (STIP-3) | 1987-11-15 | Fiberglass Reinforced Plastic | Pressurized
9121090 | 4 |  | 1997-08-10 |  | 1997-08-10 | yes | Currently in Use | Gas (Historical Use) | 8000 | Galvanic (STIP-3) | 1987-11-15 | Fiberglass Reinforced Plastic | Pressurized
9121090 | K1 | [5 empty] | Removed from Ground | Kerosene | 2000 | Cathodically Protected Steel | 1987-11-15 | Galvanized Steel | Suction (American)
9121091 | 1 |  |  | yes |  | yes | Removed from Ground | Used Oil | 550 | Fiberglass | 1993-10-07 | Fiberglass Reinforced Plastic | Gravity Fed
9121092 | 1 | [5 empty] | Removed from Ground | Diesel | 2000 | Bare Steel | 1993-11-16 | Bare Steel | Safe Suction (Euro)
9121093 | 1 |  | 1994-01-27 |  | 1994-01-27 |  | Currently in Use | Diesel | 15000 | Composite | 1994-01-27 | Fiberglass Reinforced Plastic | Pressurized
9121093 | 2 |  | 1994-01-27 |  | 1994-01-27 |  | Currently in Use | Diesel | 15000 | Composite | 1994-01-27 | Fiberglass Reinforced Plastic | Pressurized
9121094 | 1 |  | 1993-09-02 | no | 1993-09-02 | no | Temporarily out of use |  | 12000 | Composite | 2012-02-06 | Fiberglass Reinforced Plastic | Pressurized
9121094 | 2 |  | 1993-09-02 | no | 1993-09-02 | no | Temporarily out of use |  | 12000 | Composite | 2012-02-06 | Fiberglass Reinforced Plastic | Pressurized
9121094 | 3 |  | 1993-09-02 | no | 1993-09-02 | no | Temporarily out of use | Diesel | 10000 | Composite | 2012-02-06 | Fiberglass Reinforced Plastic | Safe Suction (Euro)
9121094 | 4 |  | 1993-09-02 | no | 1993-09-02 | no | Temporarily out of use | Kerosene | 2000 | Composite | 2012-02-06 | Fiberglass Reinforced Plastic | Safe Suction (Euro)
9121095 | 1 |  | 1990-05-01 |  | 1990-05-01 |  | Removed from Ground | Gas (Historical Use) | 10000 | Composite | 1990-04-09 | Fiberglass Reinforced Plastic | Pressurized
9121095 | 2 |  | 1990-05-01 |  | 1990-05-01 |  | Removed from Ground | Gas (Historical Use) | 10000 | Composite | 1990-04-09 | Fiberglass Reinforced Plastic | Pressurized
9121095 | 3 |  | 1990-05-01 |  | 1990-05-01 |  | Removed from Ground | Gas (Historical Use) | 10000 | Composite | 1990-04-09 | Fiberglass Reinforced Plastic | Pressurized
9121095 | 4 |  | 1990-05-01 |  | 1990-05-01 |  | Removed from Ground | Kerosene | 10000 | Bare Steel | 1990-04-09 | Bare Steel | Safe Suction (Euro)
9121095 | 5 |  | 1990-05-01 |  | 1990-05-01 |  | Removed from Ground | Diesel | 10000 | Composite | 1990-04-09 | Fiberglass Reinforced Plastic | Pressurized
9121097 | 1 | Flapper Valve | 1992-11-10 |  | 1992-11-10 |  | Currently in Use | Diesel | 3000 | Composite | 1992-11-10 | Double-Walled Flex | Pressurized
9121097 | 2 | Flapper Valve | 1992-11-10 |  | 1992-11-10 |  | Currently in Use | Gas (Historical Use) | 3000 | Composite | 1992-11-10 | Fiberglass Reinforced Plastic | Pressurized
9121097 | 3 | Flapper Valve | 1992-11-10 |  | 1992-11-10 |  | Temporarily out of use | Other | 550 | Composite | 1992-11-10 | Double-Walled Flex | Pressurized
9121097 | 4 | Flapper Valve | 1992-11-10 |  | 1992-11-10 |  | Temporarily out of use | Other | 550 | Composite | 1992-11-10 | Double-Walled Flex | Pressurized
9121097 | 5 | Flapper Valve | 1992-11-10 |  | 1992-11-10 |  | Currently in Use | New Oil | 550 | Composite | 1992-11-10 | Double Walled | Pressurized
9121097 | 6 | Flapper Valve | 1992-11-10 |  | 1992-11-10 |  | Currently in Use | New Oil | 550 | Composite | 1992-11-10 | Double-Walled Flex | Pressurized
9121097 | 7 | Flapper Valve | 1992-11-10 |  | 1992-11-10 |  | Currently in Use | New Oil | 550 | Composite | 1992-11-10 | Double-Walled Flex | Pressurized
9121098 | DIESEL |  |  |  | 1995-03-01 |  | Removed from Ground | Empty | 10000 | Cathodically Protected Steel | 1984-01-01 | Galvanized Steel | Pressurized
9121098 | UNLEADED |  |  |  | 1995-03-01 |  | Removed from Ground | Empty | 10000 | Cathodically Protected Steel | 1984-01-01 | Galvanized Steel | Pressurized
9121099 | 1 | [5 empty] | Removed from Ground | Diesel | 2000 | Fiberglass | 1985-01-01 | Galvanized Steel | Suction (American)
9121099 | 2 | [5 empty] | Removed from Ground | Diesel | 2000 | Fiberglass | 1985-01-01 | Galvanized Steel | Suction (American)
9121099 | 3 | [5 empty] | Removed from Ground | Empty | 560 | Bare Steel | 1985-01-01 | Bare Steel
9121100 | DIESEL | [5 empty] | Removed from Ground | Empty | 300 | Bare Steel | 1960-01-01 | Galvanized Steel | Suction (American)
9121101 | DIESEL | [5 empty] | Removed from Ground | Empty | 550 | Bare Steel | 1973-01-01 | Galvanized Steel | Suction (American)
9121101 | GASOLINE | [5 empty] | Removed from Ground | Empty | 550 | Bare Steel | 1973-01-01 | Galvanized Steel | Suction (American)
9121102 | DIESEL | [5 empty] | Removed from Ground | Empty | 400 | Bare Steel | 1973-01-01 | Galvanized Steel | Suction (American)
9121103 | DIESEL | [5 empty] | Removed from Ground | Empty | 550 | Fiberglass | 1986-01-01 | Fiberglass Reinforced Plastic | Suction (American)
9121103 | UNLEADED | [5 empty] | Removed from Ground | Empty | 260 | Bare Steel | 1973-01-01 | Galvanized Steel | Suction (American)
9121104 | DIESEL | [5 empty] | Removed from Ground | Empty | 400 | Bare Steel | 1973-01-01 | Galvanized Steel | Suction (American)
9121106 | 1 | [5 empty] | Removed from Ground | Gas (Historical Use) | 4000 | Bare Steel | 1994-02-18 | Bare Steel | Suction (American)
9121107 | 1 | [5 empty] | Removed from Ground | Gas (Historical Use) | 1000 | Bare Steel |  | Unknown
9121108 | 7 | [5 empty] | Removed from Ground | Diesel | 500 | Bare Steel | 1993-02-08 | Bare Steel
9121109 | 1 | Flapper Valve | 1998-12-02 |  | 1998-12-02 |  | Currently in Use | Gas (Historical Use) | 8000 | Fiberglass | 1981-01-01 | Fiberglass Reinforced Plastic | Pressurized
9121109 | 2 | Flapper Valve | 1998-12-02 |  | 1998-12-02 |  | Currently in Use | Gas (Historical Use) | 8000 | Fiberglass | 1981-01-01 | Fiberglass Reinforced Plastic | Pressurized
9121109 | 3 | Flapper Valve | 1998-12-02 |  | 1998-12-02 |  | Currently in Use | Gas (Historical Use) | 8000 | Fiberglass | 1981-01-01 | Fiberglass Reinforced Plastic | Pressurized
9121116 | 1 | [5 empty] | Removed from Ground | Gas (Historical Use) | 12000 | Bare Steel | 1994-07-21 | Galvanized Steel | Safe Suction (Euro)
9121116 | 2 | [5 empty] | Removed from Ground | Gas (Historical Use) | 12000 | Bare Steel | 1994-07-21 | Galvanized Steel | Safe Suction (Euro)
9121117 | 1 | [5 empty] | Removed from Ground | Diesel | 12000 | Bare Steel | 1978-01-01 | Galvanized Steel | Safe Suction (Euro)
9121117 | 2 | [5 empty] | Removed from Ground | Gas (Historical Use) | 4000 | Bare Steel | 1978-01-01 | Galvanized Steel | Safe Suction (Euro)
9121117 | 3 |  |  | yes |  | yes | Removed from Ground | Used Oil | 4000 | Bare Steel | 1978-01-01 | Galvanized Steel | Safe Suction (Euro)
9121117 | 4 | [5 empty] | Removed from Ground | Other | 2000 | Bare Steel | 1978-01-01 | Galvanized Steel | Safe Suction (Euro)
9121123 | 1 | [5 empty] | Removed from Ground | Gas (Historical Use) | 2500 | Not Marked/Unknown | 1972-01-01 | Not Marked
9121123 | 2 | [5 empty] | Removed from Ground | Diesel | 2500 | Not Marked/Unknown | 1972-01-01 | Not Marked
9121125 | 1 |  |  | yes |  | yes | Removed from Ground | Used Oil | 270 | Bare Steel | 1976-01-01 | Not Marked | Gravity Fed
9121126 | 1 |  |  | yes |  | yes | Removed from Ground | Used Oil | 250 | Bare Steel | 1980-01-01 | Not Marked | Gravity Fed
9121131 | 1 | [5 empty] | Closed in Ground | Diesel | 7000 | Bare Steel | 1956-06-01 | Galvanized Steel | Suction (American)
9121132 | 1 | [5 empty] | Closed in Ground | Diesel | 500 | Bare Steel | 1983-01-01 | Copper | Suction (American)
9121133 | 1 |  |  | yes |  | yes | Removed from Ground | Used Oil | 500 | Epoxy | 1962-01-01 | Bare Steel
9121134 | 1 |  | 1994-09-01 |  | 1994-09-01 |  | Currently in Use | Gas (Historical Use) | 12000 | Double Walled | 1994-09-01 | Fiberglass Reinforced Plastic | Pressurized
9121134 | 2 |  | 1994-09-01 |  | 1994-09-01 |  | Currently in Use | Gas (Historical Use) | 12000 | Double Walled | 1994-09-01 | Fiberglass Reinforced Plastic | Pressurized
9121134 | 3 |  | 1994-09-01 |  | 1994-09-01 |  | Currently in Use | Gas (Historical Use) | 12000 | Double Walled | 1994-09-01 | Fiberglass Reinforced Plastic | Pressurized
9121135 | 1 | [5 empty] | Permanently Out of Use - historical purposes | Gas (Historical Use) | 1000 | Bare Steel |  | Bare Steel | Suction (American)
9121137 | 1 | [5 empty] | Removed from Ground | Diesel | 3000 | Bare Steel | 1995-04-27 | Unknown
9121139 | 1 | [5 empty] | Removed from Ground | Diesel | 10000 | Bare Steel | 1997-11-17 | Bare Steel | Pressurized
9121139 | 2 | [5 empty] | Removed from Ground | Diesel | 10000 | Bare Steel | 1997-11-17 | Bare Steel | Pressurized
9121139 | 4 |  |  | yes |  | yes | Removed from Ground | Used Oil | 1000 | Bare Steel | 1995-06-12 | Bare Steel | Gravity Fed
9121139 | 1 |  |  | yes |  | yes | Removed from Ground | Used Oil | 1000 | Not Marked/Unknown | 1995-04-01 | Unknown
9121140 | T1 | Flapper Valve | 1998-08-19 |  | 1990-12-01 |  | Currently in Use | Diesel | 6000 | Composite | 1990-12-01 | Fiberglass Reinforced Plastic | Safe Suction (Euro)
9121140 | T2 | Flapper Valve | 1998-08-19 |  | 1990-12-01 |  | Currently in Use | Diesel | 6000 | Composite | 1990-12-01 | Fiberglass Reinforced Plastic | Safe Suction (Euro)
9121141 | 1 | Flapper Valve | 1993-03-31 |  | 1993-03-31 |  | Currently in Use | Diesel | 10000 | Galvanic (STIP-3) | 1993-03-31 | Fiberglass Reinforced Plastic | Safe Suction (Euro)
9121141 | 2 | Flapper Valve | 1995-03-15 |  | 1995-03-15 |  | Currently in Use | Gas (Historical Use) | 10000 | Composite | 1998-03-15 | Fiberglass Reinforced Plastic | Pressurized
9121142 | 1 | Flapper Valve | 2010-05-01 | no | 2010-05-01 | no | Currently in Use | Gas (Historical Use) | 20000 | Composite Double Walled | 2010-05-01 | Double-Walled Fiberglass | Pressurized
9121142 | 2 | Flapper Valve | 2010-05-01 | no | 2010-05-01 | no | Currently in Use | Diesel | 20000 | Composite Double Walled | 2010-05-01 | Double-Walled Fiberglass | Pressurized
9121142 | DIESEL | [5 empty] | Removed from Ground | Diesel | 3000 | Bare Steel | 1996-06-24 | Bare Steel | Suction (American)
9121143 | 1 | Flapper Valve | 1989-05-01 |  | 1989-05-01 |  | Currently in Use | Gas (Historical Use) | 12000 | Galvanic (STIP-3) | 1989-06-15 | Fiberglass Reinforced Plastic | Pressurized
9121143 | 2 | Flapper Valve | 1989-05-01 |  | 1989-05-01 |  | Currently in Use | Gas (Historical Use) | 12000 | Galvanic (STIP-3) | 1989-06-15 | Fiberglass Reinforced Plastic | Pressurized
9121143 | 3 | Flapper Valve | 1989-05-01 |  | 1989-05-01 |  | Currently in Use | Gas (Historical Use) | 12000 | Galvanic (STIP-3) | 1989-06-15 | Fiberglass Reinforced Plastic | Pressurized
9121143 | 4 | Flapper Valve | 1989-05-01 |  | 1989-05-01 |  | Currently in Use | Diesel | 12000 | Galvanic (STIP-3) | 1989-06-15 | Fiberglass Reinforced Plastic | Pressurized
9121143 | 5 | Flapper Valve | 1989-05-01 |  | 1989-05-01 |  | Currently in Use | Diesel | 1000 | Galvanic (STIP-3) | 1989-06-15 | Fiberglass Reinforced Plastic | Safe Suction (Euro)
9121144 | 1 |  | 1987-05-02 |  | 1987-05-02 |  | Currently in Use | Gas (Historical Use) | 8000 | Cathodically Protected Steel | 1987-05-02 | Fiberglass Reinforced Plastic | Pressurized
9121144 | 2 |  | 1987-05-02 |  | 1987-05-02 |  | Currently in Use | Gas (Historical Use) | 8000 | Cathodically Protected Steel | 1987-05-02 | Fiberglass Reinforced Plastic | Pressurized
9121144 | 3 |  | 1987-05-02 |  | 1987-05-02 |  | Currently in Use | Gas (Historical Use) | 8000 | Cathodically Protected Steel | 1987-05-02 | Fiberglass Reinforced Plastic | Pressurized
9121144 | 4 |  | 1987-05-02 |  | 1987-05-02 |  | Currently in Use | Diesel | 4000 | Cathodically Protected Steel | 1987-05-02 | Fiberglass Reinforced Plastic | Suction (American)
9121145 | DIESEL | Ball Float | 1989-12-01 | yes | 1989-12-01 | yes | Currently in Use | Diesel | 4000 | Composite | 1989-01-12 | Fiberglass Reinforced Plastic | Pressurized
9121145 | SUPER | Ball Float | 1989-12-01 | yes | 1989-12-01 | yes | Currently in Use | Gas (Historical Use) | 12000 | Composite | 1989-01-12 | Fiberglass Reinforced Plastic | Pressurized
9121145 | UL | Ball Float | 1989-12-01 | yes | 1989-12-01 | yes | Currently in Use | Gas (Historical Use) | 12000 | Composite | 1989-01-12 | Fiberglass Reinforced Plastic | Pressurized
9121145 | UL+ | Ball Float | 1989-12-01 | yes | 1989-12-01 | yes | Currently in Use | Gas (Historical Use) | 12000 | Composite | 1989-01-12 | Fiberglass Reinforced Plastic | Pressurized
9121146 | 1 | Ball Float | 1994-07-01 | no | 1994-07-01 | no | Currently in Use | Regular | 20000 | Composite | 1994-07-01 | Fiberglass Reinforced Plastic | Pressurized
9121146 | 2 | Ball Float | 1994-07-01 | no | 1994-07-01 | no | Currently in Use | Premium | 10000 | Composite | 1994-07-01 | Fiberglass Reinforced Plastic | Pressurized
9121147 | 1 | Flapper Valve | 1996-07-17 |  | 1996-07-17 |  | Currently in Use | Gas (Historical Use) | 10000 | Galvanic (STIP-3) | 1985-08-01 | Galvanized Steel | Pressurized
9121148 | 1 |  | 1994-10-04 |  | 1994-10-04 |  | Currently in Use | Gas (Historical Use) | 4000 | Composite | 1994-10-01 | Fiberglass Reinforced Plastic | Pressurized
9121148 | 2 |  | 1994-10-01 |  | 1994-10-01 |  | Currently in Use | Diesel | 4000 | Composite | 1994-10-01 | Fiberglass Reinforced Plastic | Pressurized
9121149 | 1 | [5 empty] | Removed from Ground | Gas (Historical Use) | 550 | Bare Steel | 1998-06-01 | Galvanized Steel | Suction (American)
9121150 | 1 |  | 1991-05-31 |  | 1991-05-31 |  | Removed from Ground | Diesel | 280 | Composite | 1991-05-31 | Fiberglass Reinforced Plastic | Safe Suction (Euro)
9121151 | 1 |  | 1995-02-21 |  | 1995-02-21 |  | Currently in Use | Gas (Historical Use) | 10000 | Composite | 1995-02-21 | Fiberglass Reinforced Plastic | Pressurized
9121151 | 2 |  | 1995-02-21 |  | 1995-02-21 |  | Currently in Use | Gas (Historical Use) | 10000 | Composite | 1995-02-21 | Fiberglass Reinforced Plastic | Pressurized
9121152 | 1 | Flapper Valve | 1989-12-11 |  | 1989-12-11 |  | Currently in Use | Diesel | 20000 | Composite | 1989-12-11 | Fiberglass Reinforced Plastic | Pressurized
9121152 | 2 |  | 2006-08-15 | yes | 1989-12-11 | yes | Currently in Use | Used Oil | 2000 | Composite | 1989-12-11 | Fiberglass Reinforced Plastic | Gravity Fed
9121157 | 1 |  | 1999-01-01 | no | 1999-01-01 | no | Closed in Ground | Gas (Historical Use) | 10000 | Steel-Impressed Current | 1983-01-01 |  | Suction (American)
9121157 | 2 |  | 1999-01-01 | no | 1999-01-01 | no | Closed in Ground | Gas (Historical Use) | 10000 | Steel-Impressed Current | 1983-01-01 |  | Suction (American)
9121157 | 3 |  | 1999-01-01 | no | 1999-01-01 | no | Removed from Ground | Gas (Historical Use) | 5000 | Steel-Impressed Current | 1983-01-01 |  | Suction (American)
9121157 | 4 |  | 1999-01-01 | no | 1999-01-01 | no | Removed from Ground | Diesel | 3000 | Steel-Impressed Current | 1983-01-01 |  | Suction (American)
9121157 | 5 |  | 1999-01-01 | no | 1999-01-01 | no | Removed from Ground | Kerosene | 3000 | Steel-Impressed Current | 1983-01-01 |  | Suction (American)
9121157 | 6A |  | 2008-06-26 | no | 2008-06-26 | no | Currently in Use | Regular | 10000 | Composite Double Walled | 2008-06-26 | Double-Walled Fiberglass | Pressurized
9121157 | 6B | Flapper Valve | 2008-06-26 | no | 2008-06-26 | no | Currently in Use | Premium | 5000 | Composite Double Walled | 2008-06-26 | Double-Walled Fiberglass | Pressurized
9121158 | 1 | [5 empty] | Removed from Ground | Diesel | 4000 | Epoxy | 1998-10-01 | Galvanized Steel | Suction (American)
9121159 | 1 | [5 empty] | Removed from Ground | Gas (Historical Use) | 2000 | Not Marked/Unknown | 1999-07-01 | Not Marked
9121159 | 2 | [5 empty] | Removed from Ground | Gas (Historical Use) | 2000 | Not Marked/Unknown | 1999-07-01 | Not Marked
9121159 | 3 | [5 empty] | Removed from Ground | Gas (Historical Use) | 2000 | Not Marked/Unknown | 1999-07-01 | Not Marked
9121159 | 4 | [5 empty] | Removed from Ground | Gas (Historical Use) | 2000 | Not Marked/Unknown | 1999-07-01 | Not Marked
9121160 | 1 | Ball Float | 1989-11-13 |  | 1989-11-13 |  | Currently in Use | Gas (Historical Use) | 10000 | Galvanic (STIP-3) | 1989-11-13 | Fiberglass Reinforced Plastic | Pressurized
9121160 | 2 | Ball Float | 1989-11-13 |  | 1989-11-13 |  | Currently in Use | Gas (Historical Use) | 10000 | Galvanic (STIP-3) | 1989-11-13 | Fiberglass Reinforced Plastic | Pressurized
9121161 | 1 | [5 empty] | Closed in Ground | Gas (Historical Use) | 10000 | Bare Steel | 1999-05-28 | Bare Steel | Pressurized
9121161 | 2 | [5 empty] | Closed in Ground | Gas (Historical Use) | 10000 | Bare Steel | 1999-05-28 | Bare Steel | Pressurized
9121161 | 3 | [5 empty] | Closed in Ground | Gas (Historical Use) | 10000 | Bare Steel | 1999-05-28 | Bare Steel | Pressurized
9121162 | 1 | [5 empty] | Removed from Ground | Gas (Historical Use) | 500 | Marked Unknown | 1995-11-06 | Unknown
9121163 | 1 | [5 empty] | Removed from Ground | Diesel | 7000 | Marked Unknown | 1995-08-31 | Unknown
9121165 | 1 | Flapper Valve | 1993-10-11 |  | 1993-10-11 |  | Currently in Use | Gas (Historical Use) | 10000 | Galvanic (STIP-3) | 1993-10-06 | Fiberglass Reinforced Plastic | Pressurized
9121165 | 2 | Flapper Valve | 1993-10-11 |  | 1993-10-11 |  | Currently in Use | Gas (Historical Use) | 10000 | Cathodically Protected Steel | 1993-10-06 | Fiberglass Reinforced Plastic | Pressurized
9121166 | 1 |  |  | yes |  | yes | Permanently Out of Use - historical purposes | Used Oil | 250 | Marked Unknown |  | Bare Steel | Gravity Fed
9121166 | 2 | [5 empty] | Permanently Out of Use - historical purposes | Kerosene | 250 | Marked Unknown |  | Bare Steel | Gravity Fed
9121167 | 1 | [5 empty] | Removed from Ground | Hazardous Substance | 0 | Not Marked/Unknown |  | Not Marked
9121168 | 1 | [5 empty] | Removed from Ground | Gas (Historical Use) | 0 | Not Marked/Unknown |  | Not Marked
9121173 | 1 | [5 empty] | Removed from Ground | Gas (Historical Use) | 1060 | Marked Unknown | 1985-01-01 | Unknown
9121173 | 2 | [5 empty] | Removed from Ground | Diesel | 1060 | Marked Unknown | 1985-01-01 | Unknown
9121173 | 3A | Flapper Valve | 2004-03-01 | no | 2004-03-01 | no | Currently in Use | Gas (Historical Use) | 8000 | Fiberglass Double Walled | 2004-03-01 | Double-Walled Fiberglass | Pressurized
9121173 | 3B | Flapper Valve | 2004-03-01 | no | 2004-03-01 | no | Currently in Use | Diesel | 4000 | Fiberglass Double Walled | 2004-03-01 | Double-Walled Fiberglass | Pressurized
9121175 | 1 | [5 empty] | Removed from Ground | Other | 12500 | Not Marked/Unknown | 1996-05-17 | Not Marked
9121175 | 2 | [5 empty] | Removed from Ground | Gas (Historical Use) | 500 | Not Marked/Unknown | 1996-05-17 | Not Marked
9121176 | 1 | Flapper Valve | 1996-01-01 | no | 1996-01-01 | no | Currently in Use | Gas (Historical Use) | 12000 | Composite | 1996-04-15 | Fiberglass Reinforced Plastic | Pressurized
9121176 | 2 | Flapper Valve | 1996-01-01 | no | 1996-01-01 | no | Currently in Use | Gas (Historical Use) | 12000 | Composite | 1996-04-15 | Fiberglass Reinforced Plastic | Pressurized
9121176 | 3 | Flapper Valve | 1996-01-01 | no | 1996-01-01 | no | Currently in Use | Gas (Historical Use) | 10000 | Composite | 1996-04-15 | Fiberglass Reinforced Plastic | Pressurized
9121176 | 4 | Flapper Valve | 1996-01-01 | no | 1996-01-01 | no | Currently in Use | Gas (Historical Use) | 1000 | Composite | 1996-04-15 | Fiberglass Reinforced Plastic | Safe Suction (Euro)
9121177 | 1 | [5 empty] | Closed in Ground | Gas (Historical Use) | 5000 | Not Marked/Unknown | 1996-08-08 | Not Marked
9121179 | 1 | [5 empty] | Closed in Ground | Gas (Historical Use) | 10590 | Bare Steel | 1996-10-29 | Bare Steel | Safe Suction (Euro)
9121179 | 2 | [5 empty] | Closed in Ground | Gas (Historical Use) | 10000 | Bare Steel | 1996-10-29 | Bare Steel | Safe Suction (Euro)
9121180 | 1 | [5 empty] | Removed from Ground | Gas (Historical Use) | 10000 | Not Marked/Unknown | 1990-01-01 | Not Marked
9121180 | 2 | [5 empty] | Removed from Ground | Diesel | 2000 | Not Marked/Unknown | 1990-02-01 | Not Marked
9121183 | 1A | Flapper Valve | 1997-01-07 |  | 1997-01-07 |  | Removed from Ground | Diesel | 4000 | Composite | 1997-01-07 | Fiberglass Reinforced Plastic | Safe Suction (Euro)
9121183 | 1B | Flapper Valve | 1997-01-07 |  | 1997-01-07 |  | Removed from Ground | Gas (Historical Use) | 8000 | Composite | 1997-01-07 | Fiberglass Reinforced Plastic | Safe Suction (Euro)
9121184 | 1 | [5 empty] | Installed | Gas (Historical Use) | 0 | Not Marked/Unknown |  | Not Marked
9121193 | 1 | Flapper Valve | 1995-08-07 | no | 1995-08-07 | no | Currently in Use | Diesel | 1500 | Composite | 1995-09-08 | Double-Walled Fiberglass | Suction (American)
9121195 | 1 | [5 empty] | Removed from Ground | Diesel | 2500 | Marked Unknown | 1981-01-10 | Bare Steel
9121195 | 2 | Flapper Valve | 1997-10-01 | no | 1997-11-01 | no | Currently in Use | Diesel | 10000 | Fiberglass | 1997-07-01 | Copper | Suction (American)
9121196 | 1 | [5 empty] | Removed from Ground | Other | 10000 | Not Marked/Unknown | 1997-07-17 | Not Marked
9121199 | 1 | [5 empty] | Removed from Ground | Diesel | 1000 | Not Marked/Unknown | 1995-08-25 | Not Marked
9121200 | 1 |  | 1997-12-01 |  | 1997-12-01 |  | Currently in Use | Gas (Historical Use) | 10000 | Fiberglass | 1996-10-01 | Fiberglass Reinforced Plastic | Pressurized
9121200 | 2 |  | 1997-12-01 |  | 1997-12-01 |  | Currently in Use | Gas (Historical Use) | 10000 | Fiberglass | 1997-12-01 | Fiberglass Reinforced Plastic | Pressurized
9121201 | 1 | [5 empty] | Permanently Out of Use - historical purposes | Empty | 500 | Marked Unknown |  | Unknown
9121203 | 1 | Ball Float | 1996-06-25 | no | 1996-06-25 | no | Currently in Use | Gas (Historical Use) | 10000 | Composite | 1996-06-25 | Flex | Pressurized
9121203 | 2 | Ball Float | 1996-06-25 | no | 1996-06-25 | no | Currently in Use | Gas (Historical Use) | 10000 | Composite | 1996-06-25 | Flex | Pressurized
9121203 | 3 | Ball Float | 1996-06-25 | no | 1996-06-25 | no | Currently in Use | Gas (Historical Use) | 10000 | Composite | 1996-06-25 | Flex | Pressurized
9121204 | 1 | Flapper Valve | 1998-02-28 | no | 1998-02-28 | no | Currently in Use | Diesel | 10000 | Composite | 1998-02-28 | Fiberglass Reinforced Plastic | Safe Suction (Euro)
9121205 | 1 | [5 empty] | Currently in Use | Other | 0 | Not Marked/Unknown |  | Not Marked
9121206 | 1 | [5 empty] | Removed from Ground | Other | 0 | Not Marked/Unknown | 1998-09-12 | Not Marked
9121207 | 1 |  | 1998-05-05 |  | 1998-05-05 |  | Currently in Use | Gas (Historical Use) | 15000 | Composite | 1998-05-05 | Fiberglass Reinforced Plastic | Pressurized
9121207 | 2 |  | 1998-05-05 |  | 1998-05-05 |  | Currently in Use | Gas (Historical Use) | 10000 | Composite | 1998-05-05 | Fiberglass Reinforced Plastic | Pressurized
9121208 | 1 |  |  | yes |  | yes | Removed from Ground | Used Oil | 550 | Bare Steel | 1999-05-03 | Galvanized Steel
9121209 | 1 |  |  | yes |  | yes | Removed from Ground | Used Oil | 1000 | Not Marked/Unknown | 1998-10-01 | Not Marked
9121210 | 5 | [5 empty] | Removed from Ground | Gas (Historical Use) | 560 | Not Marked/Unknown | 1998-10-23 | Not Marked
9121210 | 6 | [5 empty] | Removed from Ground | Gas (Historical Use) | 560 | Not Marked/Unknown | 1998-10-23 | Not Marked
9121210 | 7 | [5 empty] | Removed from Ground | Gas (Historical Use) | 560 | Not Marked/Unknown | 1998-10-23 | Not Marked
9121210 | 8 | [5 empty] | Removed from Ground | Gas (Historical Use) | 4000 | Not Marked/Unknown | 1998-10-23 | Not Marked
9121210 | 9 | [5 empty] | Removed from Ground | Gas (Historical Use) | 4000 | Not Marked/Unknown | 1998-10-23 | Not Marked
9121211 | A | [5 empty] | Removed from Ground | Gas (Historical Use) | 500 | Bare Steel | 1955-01-01 | Bare Steel | Safe Suction (Euro)
9121212 | 1 |  |  | yes |  | yes | Removed from Ground | Used Oil | 500 | Not Marked/Unknown | 1998-10-26 | Not Marked
9121215 | 1 |  | 1998-11-01 |  | 1998-11-01 |  | Currently in Use | Gas (Historical Use) | 15000 | Composite | 1998-11-01 | Fiberglass Reinforced Plastic | Pressurized
9121215 | 2 |  | 1998-11-01 |  | 1998-11-01 |  | Currently in Use | Gas (Historical Use) | 10000 | Composite | 1998-11-01 | Fiberglass Reinforced Plastic | Pressurized
9121215 | 3 |  | 1998-11-01 |  | 1998-11-01 |  | Currently in Use | Diesel | 10000 | Composite | 1998-11-01 | Fiberglass Reinforced Plastic | Pressurized
9121216 | 1 | [5 empty] | Removed from Ground | Gas (Historical Use) | 1000 | Bare Steel | 1999-08-23 | Galvanized Steel | Safe Suction (Euro)
9121216 | 2 | [5 empty] | Removed from Ground | Gas (Historical Use) | 1000 | Bare Steel | 1999-08-23 | Galvanized Steel | Safe Suction (Euro)
9121217 | 1 |  | 1988-08-01 |  | 1988-08-01 |  | Currently in Use | Other | 0 | Cathodically Protected Steel | 1988-08-01 | Fiberglass Reinforced Plastic | Suction (American)
9121217 | 2 |  | 1988-08-01 |  | 1988-08-01 |  | Currently in Use | Other | 0 | Cathodically Protected Steel | 1988-08-01 | Fiberglass Reinforced Plastic | Suction (American)
9121219 | 1 | [5 empty] | Removed from Ground | Diesel | 7500 | Bare Steel | 1977-05-01 | Galvanized Steel | Suction (American)
9121219 | 1B | Ball Float | 1999-04-01 | no | 1999-04-01 | no | Currently in Use | Diesel | 4000 | Fiberglass Double Walled | 1999-04-01 | Fiberglass Reinforced Plastic | Pressurized
9121219 | 2 | [5 empty] | Removed from Ground | Diesel | 1000 | Marked Unknown | 1999-09-01 | Unknown
9121219 | 3 | Ball Float | 1999-09-01 | no | 1999-09-01 | no | Currently in Use | Diesel | 1000 | Fiberglass Double Walled | 1999-09-01 | Fiberglass Reinforced Plastic | Pressurized
9121220 | 1 | [5 empty] | Removed from Ground | Diesel | 500 | Bare Steel | 1999-03-09 | Bare Steel
9121221 | 1 | Ball Float | 1999-06-01 | no | 1999-06-01 | no | Currently in Use | Regular | 12000 | Composite Double Walled | 1999-05-13 | Double-Walled Fiberglass | Pressurized
9121221 | 2 | Ball Float | 1999-06-01 | no | 1999-06-01 | no | Currently in Use | Premium | 12000 | Composite Double Walled | 1999-05-13 | Double-Walled Fiberglass | Pressurized
9121221 | 3 | Ball Float | 1999-06-01 | no | 1999-06-01 | no | Currently in Use | Diesel | 12000 | Composite Double Walled | 1999-05-13 | Double-Walled Fiberglass | Pressurized
9121222 | 1 | [5 empty] | Permanently Out of Use - historical purposes | Empty | 8000 | Bare Steel |  | Bare Steel | Suction (American)
9121222 | 2 | [5 empty] | Permanently Out of Use - historical purposes | Empty | 8000 | Bare Steel |  | Bare Steel | Suction (American)
9121223 | 1 | Ball Float | 1999-11-16 | no | 1999-11-16 | no | Currently in Use | Diesel | 20000 | Fiberglass Double Walled | 1999-11-16 | Double-Walled Fiberglass | Pressurized
9121223 | 2 | Ball Float | 1999-11-16 | no | 1999-11-16 | no | Currently in Use | Diesel | 20000 | Fiberglass Double Walled | 1999-11-16 | Double-Walled Fiberglass | Pressurized
9121223 | 3 | Ball Float | 1999-11-16 | no | 1999-11-16 | no | Currently in Use | Regular | 15000 | Fiberglass Double Walled | 1999-11-16 | Double-Walled Fiberglass | Pressurized
9121223 | 4 | Ball Float | 1999-11-16 | no | 1999-11-16 | no | Currently in Use | Premium | 12000 | Fiberglass Double Walled | 1999-11-16 | Double-Walled Fiberglass | Pressurized
9121224 | 1 | [5 empty] | Removed from Ground | Gas (Historical Use) | 2000 | Not Marked/Unknown | 1990-01-01 | Not Marked
9121224 | 2 | [5 empty] | Removed from Ground | Diesel | 2000 | Not Marked/Unknown | 1990-01-01 | Not Marked
9121225 | 1 | Ball Float | 1997-04-10 |  | 1997-04-10 |  | Currently in Use | Gas (Historical Use) | 12000 | Composite | 1997-04-10 | Fiberglass Reinforced Plastic | Pressurized
9121225 | 2 | Ball Float | 1997-04-10 |  | 1997-04-10 |  | Currently in Use | Gas (Historical Use) | 6000 | Composite | 1997-04-10 | Fiberglass Reinforced Plastic | Pressurized
9121225 | 3 | Ball Float | 1997-04-10 |  | 1997-04-10 |  | Currently in Use | Diesel | 2000 | Composite | 1997-04-10 | Fiberglass Reinforced Plastic | Pressurized
9121226 | 1 |  | 1997-07-17 |  | 1997-07-01 |  | Currently in Use | Gas (Historical Use) | 0 | Composite | 1997-07-01 | Fiberglass Reinforced Plastic | Pressurized
9121226 | 2 |  | 1997-07-17 |  | 1997-07-01 |  | Currently in Use | Gas (Historical Use) | 0 | Composite | 1997-07-01 | Fiberglass Reinforced Plastic | Pressurized
9121226 | 3A |  | 1997-07-17 |  | 1997-07-01 |  | Currently in Use | Diesel | 0 | Composite | 1997-07-01 | Fiberglass Reinforced Plastic | Pressurized
9121226 | 3B |  | 1997-07-17 |  | 1997-07-01 |  | Currently in Use | Kerosene | 0 | Composite | 1997-07-01 | Fiberglass Reinforced Plastic | Pressurized
9121227 | 1 |  | 1988-02-01 |  | 1988-02-01 |  | Removed from Ground | Gas (Historical Use) | 10152 | Epoxy | 1988-02-01 | Fiberglass Reinforced Plastic | Pressurized
9121227 | 2 |  | 1988-02-01 |  | 1988-02-01 |  | Removed from Ground | Gas (Historical Use) | 10152 | Epoxy | 1988-02-01 | Fiberglass Reinforced Plastic | Pressurized
9121227 | 3 |  | 1988-02-01 |  | 1988-02-01 |  | Removed from Ground | Gas (Historical Use) | 10152 | Epoxy | 1988-02-01 | Fiberglass Reinforced Plastic | Pressurized
9121227 | 4 |  | 1988-02-01 |  | 1988-02-01 |  | Removed from Ground | Diesel | 12032 | Epoxy | 1988-02-01 | Fiberglass Reinforced Plastic | Pressurized
9121227 | 5 |  | 1988-02-01 |  | 1988-02-01 |  | Removed from Ground | Kerosene | 10152 | Epoxy | 1988-02-01 | Fiberglass Reinforced Plastic | Pressurized
9121228 | 1 | Ball Float | 2000-04-11 |  | 2000-04-11 |  | Currently in Use | Gas (Historical Use) | 12000 | Fiberglass | 2000-03-29 | Double-Walled Flex | Pressurized
9121228 | 2 | Ball Float | 2000-04-11 |  | 2000-04-11 |  | Currently in Use | Gas (Historical Use) | 10000 | Fiberglass | 2000-03-29 | Double-Walled Flex | Pressurized
9121229 | 1 | [5 empty] | Removed from Ground | Diesel | 10000 | Bare Steel | 1988-01-01 | Galvanized Steel | Suction (American)
9121230 | 1 | [5 empty] | Removed from Ground | Gas (Historical Use) | 0 | Not Marked/Unknown |  | Not Marked
9121230 | A | [5 empty] | Removed from Ground | Other | 12000 | Marked Unknown | 2001-12-01 | Unknown
9121230 | B | [5 empty] | Removed from Ground | Other | 12000 | Marked Unknown | 2001-12-01 | Unknown
9121230 | C | [5 empty] | Removed from Ground | Other | 12000 | Marked Unknown | 2001-12-01 | Unknown
9121232 | 1 | Flapper Valve | 2000-12-01 |  | 2000-12-01 |  | Currently in Use | Gas (Historical Use) | 12000 | Composite | 2000-11-01 | Fiberglass Reinforced Plastic | Pressurized
9121232 | 2 | Flapper Valve | 2000-12-01 |  | 2000-12-01 |  | Currently in Use | Gas (Historical Use) | 12000 | Composite | 2000-11-01 | Fiberglass Reinforced Plastic | Pressurized
9121232 | 3 | Flapper Valve | 2000-12-01 |  | 2000-12-01 |  | Currently in Use | Diesel | 12000 | Composite | 2000-11-01 | Fiberglass Reinforced Plastic | Pressurized
9121232 | 4 | Ball Float | 2014-11-10 | no | 2014-10-01 | no | Currently in Use | Gas (Historical Use) | 6000 | Composite Double Walled | 2014-10-01 | Fiberglass Reinforced Plastic | Pressurized
9121233 | 1A | Ball Float | 2001-04-23 |  | 2001-04-23 |  | Currently in Use | Gas (Historical Use) | 10000 | Composite | 2001-04-18 | Fiberglass Reinforced Plastic | Pressurized
9121233 | 1B | Ball Float | 2001-04-23 |  | 2001-04-23 |  | Currently in Use | Diesel | 5000 | Composite | 2001-04-18 | Fiberglass Reinforced Plastic | Pressurized
9121233 | 2 | Ball Float | 2001-04-23 |  | 2001-04-23 |  | Currently in Use | Gas (Historical Use) | 15000 | Composite | 2001-04-18 | Fiberglass Reinforced Plastic | Pressurized
9121234 | 1 | Flapper Valve | 2001-08-16 |  | 2001-08-16 |  | Currently in Use | Gas (Historical Use) | 12000 | Fiberglass Double Walled | 2001-08-16 | Double-Walled Flex | Pressurized
9121234 | 2 | Flapper Valve | 2001-08-16 |  | 2001-08-16 |  | Currently in Use | Gas (Historical Use) | 12000 | Fiberglass Double Walled | 2001-08-16 | Double-Walled Flex | Pressurized
9121235 | 1 | [5 empty] | Removed from Ground | Gas (Historical Use) | 550 | Bare Steel | 1991-07-01 | Bare Steel | Safe Suction (Euro)
9121235 | 2 | [5 empty] | Removed from Ground | Gas (Historical Use) | 550 | Bare Steel | 1991-07-01 | Bare Steel | Safe Suction (Euro)
9121235 | 3 | [5 empty] | Removed from Ground | Gas (Historical Use) | 550 | Bare Steel | 1991-07-01 | Bare Steel | Safe Suction (Euro)
9121235 | 4 | [5 empty] | Removed from Ground | Gas (Historical Use) | 550 | Bare Steel | 1991-07-01 | Bare Steel | Safe Suction (Euro)
9121235 | 5 | [5 empty] | Removed from Ground | Kerosene | 550 | Bare Steel | 1991-07-01 | Bare Steel | Safe Suction (Euro)
9121235 | 6 | [5 empty] | Removed from Ground | Used Oil | 550 | Bare Steel | 1991-07-01 | Bare Steel | Gravity Fed
9121236 | 1 | Flapper Valve | 2001-11-05 |  | 2001-11-05 |  | Currently in Use | Gas (Historical Use) | 12000 | Composite | 2001-11-05 | Fiberglass Reinforced Plastic | Pressurized
9121236 | 2 | Flapper Valve | 2001-11-05 |  | 2001-11-05 |  | Currently in Use | Gas (Historical Use) | 12000 | Composite | 2001-11-05 | Fiberglass Reinforced Plastic | Pressurized
9121236 | 3 | Flapper Valve | 2001-11-05 |  | 2001-11-05 |  | Currently in Use | Diesel | 8000 | Composite | 2001-11-05 | Fiberglass Reinforced Plastic | Pressurized
9121236 | 4 | Flapper Valve | 2001-11-05 |  | 2001-11-05 |  | Currently in Use | Diesel | 2000 | Composite | 2001-11-05 | Fiberglass Reinforced Plastic | Pressurized
9121237 | 1A | Flapper Valve | 2001-10-30 |  | 2001-10-30 |  | Currently in Use | Gas (Historical Use) | 8000 | Composite | 2001-10-30 | Fiberglass Reinforced Plastic | Safe Suction (Euro)
9121237 | 1B | Flapper Valve | 2001-10-30 |  | 2001-10-30 |  | Currently in Use | Gas (Historical Use) | 4000 | Composite | 2001-10-30 | Fiberglass Reinforced Plastic | Safe Suction (Euro)
9121238 | 1 | [5 empty] | Removed from Ground | Gas (Historical Use) | 0 | Not Marked/Unknown | 1984-01-01 | Not Marked
9121239 | 1 | Ball Float | 2000-12-18 |  | 2001-12-20 |  | Currently in Use | Gas (Historical Use) | 15000 | Epoxy | 2000-11-09 | Double-Walled Flex | Pressurized
9121239 | 2 | Ball Float | 2000-12-18 |  | 2001-12-20 |  | Currently in Use | Diesel | 4000 | Epoxy | 2000-11-09 | Double-Walled Flex | Pressurized
9121239 | 3 | Ball Float | 2000-12-18 |  | 2001-12-20 |  | Currently in Use | Gas (Historical Use) | 12000 | Epoxy | 2000-11-09 | Double-Walled Flex | Pressurized
9121240 | 1 | Ball Float | 2002-03-02 |  | 2002-03-02 |  | Currently in Use | Diesel | 10000 | Fiberglass Double Walled | 2002-03-05 | Double-Walled Flex | Pressurized
9121240 | 2 | Ball Float | 2002-03-02 |  | 2002-03-02 |  | Currently in Use | Diesel | 10000 | Fiberglass Double Walled | 2002-03-05 | Double-Walled Flex | Pressurized
9121240 | 3 | Ball Float | 2002-03-02 |  | 2002-03-02 |  | Currently in Use | Gas (Historical Use) | 10000 | Fiberglass Double Walled | 2002-03-05 | Double-Walled Flex | Pressurized
9121240 | 4 | Ball Float | 2002-03-02 |  | 2002-03-02 |  | Currently in Use | Gas (Historical Use) | 10000 | Fiberglass Double Walled | 2002-03-05 | Double-Walled Flex | Pressurized
9121240 | 5 | Ball Float | 2005-03-11 | no | 2005-03-11 | no | Currently in Use | Diesel | 20000 | Fiberglass Double Walled | 2005-03-11 | Double-Walled Flex | Pressurized
9122001 | 1 | [5 empty] | Removed from Ground | Gas (Historical Use) | 1 | Not Marked/Unknown | 1991-06-03 | Not Marked
9122002 | 1 | Ball Float | 1987-01-01 | no | 1994-01-01 | no | Currently in Use | Regular | 10000 | Galvanic (STIP-3) | 2001-08-30 | Fiberglass Reinforced Plastic | Pressurized
9122002 | 2 | Ball Float | 1987-01-01 | no | 1994-01-01 | no | Currently in Use | Premium | 10000 | Galvanic (STIP-3) | 2001-08-30 | Fiberglass Reinforced Plastic | Pressurized
9122002 | 3 | Ball Float | 1987-01-01 | no | 1994-01-01 | no | Currently in Use | Diesel On Road | 10000 | Galvanic (STIP-3) | 2001-08-30 | Fiberglass Reinforced Plastic | Pressurized
9122002 | 4 | Ball Float | 1987-01-01 | no | 1994-01-01 | no | Currently in Use | Diesel Off Road | 2000 | Galvanic (STIP-3) | 2001-08-30 | Fiberglass Reinforced Plastic | Pressurized
9122003 | 1 |  | 1992-02-15 |  | 1992-02-15 | yes | Currently in Use | Diesel | 10000 | Galvanic (STIP-3) | 1983-05-09 | Double-Walled Fiberglass | Pressurized
9122003 | 2 |  | 1992-02-15 |  | 1992-02-15 | yes | Currently in Use | Diesel | 10000 | Galvanic (STIP-3) | 1983-05-09 | Double-Walled Fiberglass | Pressurized
9122003 | 3 | [5 empty] | Removed from Ground | Gas (Historical Use) | 2000 | Bare Steel | 1976-05-10 | Bare Steel
9122003 | 4 | [5 empty] | Removed from Ground | Diesel | 20000 | Bare Steel | 1976-05-10 | Bare Steel
9122003 | 5 | [5 empty] | Removed from Ground | Diesel | 3000 | Bare Steel | 1976-05-10 | Bare Steel
9122003 | 6 |  |  | yes |  | yes | Removed from Ground | Used Oil | 500 | Bare Steel | 1976-05-10 | Bare Steel
9122005 | 1 | [5 empty] | Closed in Ground | Diesel | 500 | Fiberglass | 1986-06-01 | Not Marked
9122005 | 2 |  | 1994-01-01 |  | 1994-01-01 |  | Currently in Use | Diesel | 600 | Tank Jacket | 1994-01-22 | Steel/FG Secondary containment | Suction (American)
9122007 | 1 | [5 empty] | Removed from Ground | Empty | 7600 | Bare Steel | 1964-01-01 | Galvanized Steel
9122007 | 2 | [5 empty] | Removed from Ground | Empty | 4000 | Bare Steel | 1976-01-01 | Galvanized Steel
9122007 | 3 | [5 empty] | Removed from Ground | Empty | 4000 | Bare Steel | 1976-01-01 | Galvanized Steel
9122009 | 1 | [5 empty] | Removed from Ground | Diesel | 10000 | Fiberglass | 1980-01-01 | Galvanized Steel
9122010 | 1 | [5 empty] | Removed from Ground | Other | 2000 | Composite | 1999-02-01 | Galvanized Steel
9122010 | 2 | [5 empty] | Removed from Ground | Other | 4000 | Composite | 1999-02-01 | Galvanized Steel
9122010 | 3 |  |  | yes |  | yes | Removed from Ground | Used Oil | 2000 | Composite | 1999-02-01 | Galvanized Steel
9122011 | 1 |  |  | yes |  | yes | Removed from Ground | Used Oil | 500 | Bare Steel |  | Galvanized Steel
9122012 | 160859 |  | 1990-08-31 | no | 1990-08-31 | no | Currently in Use | Diesel | 2000 | Galvanic (STIP-3) | 1998-12-31 | Fiberglass Reinforced Plastic | Safe Suction (Euro)
9122012 | 168413 | Ball Float | 1990-08-31 | no | 1990-08-31 | no | Currently in Use | Regular | 8000 | Galvanic (STIP-3) | 1998-12-31 | Fiberglass Reinforced Plastic | Pressurized
9122012 | 168417 |  | 1990-08-31 | no | 1990-08-31 | no | Currently in Use |  | 8000 | Galvanic (STIP-3) | 1998-12-31 | Fiberglass Reinforced Plastic | Pressurized
9122012 | 168423 |  | 1990-08-31 | no | 1990-08-31 | no | Currently in Use | Plus | 8000 | Galvanic (STIP-3) | 1998-12-31 | Fiberglass Reinforced Plastic | Pressurized
9122013 | 1 |  | 1997-12-30 |  | 1997-12-30 |  | Removed from Ground | Diesel | 275 | Cathodically Protected Steel | 1986-01-01 | Double Walled
9122014 | 1 |  | 1991-01-01 | no | 1991-01-01 | no | Removed from Ground | Gas (Historical Use) | 12000 | Galvanic (STIP-3) | 1991-01-01 | Fiberglass Reinforced Plastic | Pressurized
9122014 | 2 |  | 1991-01-01 | no | 1991-01-01 | no | Removed from Ground | Gas (Historical Use) | 12000 | Galvanic (STIP-3) | 1991-01-01 | Fiberglass Reinforced Plastic | Pressurized
9122014 | 3 |  | 1991-01-01 | no | 1991-01-01 | no | Removed from Ground | Gas (Historical Use) | 12000 | Galvanic (STIP-3) | 1991-01-01 | Fiberglass Reinforced Plastic | Pressurized
9122014 | 4 | Ball Float | 2017-04-28 | no |  | no | Currently in Use | Gas (Historical Use) | 12000 | Tank Jacket | 2017-05-28 | Double-Walled Fiberglass
9122014 | 5 | Ball Float | 2017-04-28 | no |  | no | Currently in Use | Gas (Historical Use) | 6000 | Tank Jacket | 2017-04-28 | Double-Walled Fiberglass
9122014 | 6 | Ball Float | 2017-04-28 | no |  | no | Currently in Use | Diesel | 4000 | Tank Jacket | 2017-04-28 | Double-Walled Fiberglass
9122016 | 10701-1 | [5 empty] | Removed from Ground | Empty | 3000 | Bare Steel | 1984-01-01 | Bare Steel | Safe Suction (Euro)
9122016 | 10701-2 | [5 empty] | Removed from Ground | Empty | 1000 | Bare Steel | 1984-01-01 | Bare Steel | Safe Suction (Euro)
9122016 | 701D1 |  | 1990-06-01 |  | 1990-06-01 |  | Removed from Ground | Diesel | 1000 | Cathodically Protected Steel | 1988-05-01 | Cathodically Protected | Safe Suction (Euro)
9122016 | 701G1 |  | 1990-06-01 |  | 1990-06-01 |  | Removed from Ground | Gas (Historical Use) | 2000 | Cathodically Protected Steel | 1988-05-01 | Cathodically Protected | Safe Suction (Euro)
9122017 | 1 |  | 1990-01-01 |  | 1990-01-01 |  | Removed from Ground | Gas (Historical Use) | 5000 | Fiberglass | 1990-01-01 | Fiberglass Reinforced Plastic | Suction (American)
9122021 | 1 |  | 1988-04-08 |  | 1988-04-08 |  | Removed from Ground | Other | 10000 | Tank Jacket | 1988-04-08 | Galvanized Steel | Suction (American)
9122021 | 2A | Overfill Alarm | 1989-06-19 |  | 1989-06-19 |  | Currently in Use | Hazardous Substance | 6000 | Composite Double Walled | 1989-06-19 | Aboveground | Suction (American)
9122021 | 2B | Overfill Alarm | 1989-06-19 |  | 1989-06-19 |  | Currently in Use | Hazardous Substance | 4000 | Composite Double Walled | 1989-06-19 | Aboveground | Suction (American)
9122021 | 3A | Overfill Alarm | 1992-12-01 |  | 1992-12-01 |  | Currently in Use | Hazardous Substance | 2000 | Composite Double Walled | 1992-12-01 | Aboveground | Suction (American)
9122021 | 3B | Overfill Alarm | 1992-12-01 |  | 1992-12-01 |  | Currently in Use | Hazardous Substance | 4000 | Composite Double Walled | 1992-12-01 | Aboveground | Suction (American)
9122021 | 3C | Overfill Alarm | 1992-12-01 |  | 1992-12-01 |  | Currently in Use | Hazardous Substance | 4000 | Composite Double Walled | 1992-12-01 | Aboveground | Suction (American)
9122024 | 1 | [5 empty] | Removed from Ground | Diesel | 20000 | Not Marked/Unknown | 1993-05-26 | Not Marked
9122024 | 2 | Flapper Valve | 1993-06-01 |  | 1993-06-01 |  | Removed from Ground | Diesel | 20000 | Composite | 1993-06-09 | Fiberglass Reinforced Plastic | Pressurized
9122024 | 3 | Flapper Valve | 2015-07-08 | no | 2012-08-30 | no | Currently in Use | Diesel | 20000 | Fiberglass Double Walled | 2004-01-01 | Steel/FG Secondary containment | Suction (American)
9122025 | 1 |  |  | yes |  | yes | Removed from Ground | Used Oil | 1000 | Bare Steel | 1969-01-01 | Galvanized Steel
9122025 | 2 |  |  | yes |  | yes | Removed from Ground | Used Oil | 1000 | Bare Steel | 1969-01-01 | Galvanized Steel
9122025 | 3 |  |  | yes |  | yes | Removed from Ground | Used Oil | 1000 | Bare Steel | 1969-01-01 | Galvanized Steel
9122025 | 4 | [5 empty] | Removed from Ground | Diesel | 1000 | Bare Steel | 1969-01-01 | Galvanized Steel
9122025 | 5 | [5 empty] | Removed from Ground | Kerosene | 550 | Bare Steel | 1969-01-01 | Galvanized Steel
9122026 | 1 | [5 empty] | Removed from Ground | Diesel | 10000 | Fiberglass | 1992-12-02 | Galvanized Steel | Suction (American)
9122027 | 1 | [5 empty] | Removed from Ground | Gas (Historical Use) | 5000 | Cathodically Protected Steel | 1967-01-01 | Bare Steel | Pressurized
9122027 | 2 | [5 empty] | Removed from Ground | Gas (Historical Use) | 5000 | Bare Steel | 1967-04-28 | Bare Steel | Pressurized
9122027 | 3 | [5 empty] | Removed from Ground | Gas (Historical Use) | 5000 | Bare Steel | 1967-04-28 | Bare Steel | Pressurized
9122027 | 4 | [5 empty] | Removed from Ground | Gas (Historical Use) | 5000 | Bare Steel | 1967-04-28 | Bare Steel | Pressurized
9122027 | 5 |  |  | yes |  | yes | Removed from Ground | Used Oil | 600 | Bare Steel | 1968-04-27 | Galvanized Steel | Gravity Fed
9122028 | 1 | [5 empty] | Removed from Ground | Gas (Historical Use) | 6000 | Not Marked/Unknown | 1994-04-06 | Not Marked
9122028 | 2 | [5 empty] | Removed from Ground | Gas (Historical Use) | 6000 | Not Marked/Unknown | 1994-04-06 | Not Marked
9122028 | 3 | [5 empty] | Removed from Ground | Gas (Historical Use) | 3000 | Not Marked/Unknown | 1994-04-06 | Not Marked
9122029 | 1 | [5 empty] | Removed from Ground | Other | 10000 | Bare Steel | 1977-02-24 | Bare Steel | Safe Suction (Euro)
9122030 | 1 |  | 1994-02-20 |  | 1994-02-20 |  | Currently in Use | Gas (Historical Use) | 10000 | Composite | 1994-02-15 | Fiberglass Reinforced Plastic | Pressurized
9122030 | 2 |  | 1994-02-20 |  | 1994-02-20 |  | Currently in Use | Gas (Historical Use) | 8000 | Galvanic (STIP-3) | 1994-02-15 | Fiberglass Reinforced Plastic | Pressurized
9122030 | 3 |  | 1994-02-20 |  | 1994-02-20 |  | Currently in Use | Diesel | 550 | Galvanic (STIP-3) | 1994-02-15 | Fiberglass Reinforced Plastic | Pressurized
9122031 | 1 | Flapper Valve | 1993-12-01 |  | 1993-12-01 |  | Currently in Use | Diesel | 20000 | Composite | 1993-12-08 | Double-Walled Fiberglass | Pressurized
9122031 | 2 | Flapper Valve | 1993-12-01 |  | 1993-12-01 |  | Currently in Use | Gas (Historical Use) | 12000 | Composite | 1993-12-08 | Double-Walled Fiberglass | Pressurized
9122032 | 1 | [5 empty] | Removed from Ground | Diesel | 10000 | Not Marked/Unknown |  | Not Marked
9122032 | 2 | [5 empty] | Removed from Ground | Other | 0 | Not Marked/Unknown |  | Not Marked
9122033 | 1 | [5 empty] | Removed from Ground | Gas (Historical Use) | 3000 | Bare Steel | 1997-08-01 | Galvanized Steel | Safe Suction (Euro)
9122033 | 2 | [5 empty] | Removed from Ground | Gas (Historical Use) | 3000 | Bare Steel | 1997-08-01 | Galvanized Steel | Safe Suction (Euro)
9122033 | 3 | [5 empty] | Removed from Ground | Gas (Historical Use) | 3000 | Bare Steel | 1997-08-01 | Galvanized Steel | Safe Suction (Euro)
9122033 | 4 | Ball Float | 1998-01-01 | no | 1998-01-01 | yes | Currently in Use | Regular | 12000 | Epoxy | 1998-01-01 | Double-Walled Fiberglass | Pressurized
9122033 | 5 |  | 1998-01-01 |  | 1998-01-01 | yes | Currently in Use | Gas (Historical Use) | 12000 | Epoxy | 1998-01-01 | Double-Walled Fiberglass | Pressurized
9122033 | 6A | [5 empty] | Removed from Ground | Diesel | 1500 | Composite | 1997-08-25 | Double Walled | Pressurized
9122033 | 6B | [5 empty] | Removed from Ground | Kerosene | 1500 | Composite | 1997-08-25 | Double Walled | Pressurized
9122033 | 7A |  | 1998-01-01 | no | 1998-01-01 | yes | Currently in Use | Diesel | 6000 | Epoxy | 1998-01-01 |  | Pressurized
9122033 | 7B |  | 1998-01-01 |  | 1998-01-01 | yes | Temporarily out of use | Kerosene | 2000 | Epoxy | 1998-01-01 |  | Pressurized
9122034 | 1 | [5 empty] | Removed from Ground | Gas (Historical Use) | 1 | Cathodically Protected Steel | 1997-09-22 | Galvanized Steel | Suction (American)
9122034 | 2 | [5 empty] | Removed from Ground | Gas (Historical Use) | 1 | Cathodically Protected Steel | 1997-09-22 | Galvanized Steel | Suction (American)
9122034 | 3 |  | 2002-08-01 | no | 2002-08-01 | no | Currently in Use | Regular | 10000 | Epoxy | 2002-08-01 | Fiberglass Reinforced Plastic | Pressurized
9122034 | 4 |  | 2002-08-01 | no | 2002-08-01 | no | Currently in Use | Plus | 6000 | Epoxy | 2002-08-01 | Fiberglass Reinforced Plastic | Pressurized
9122034 | 5 |  | 2002-08-01 | no | 2002-08-01 | no | Currently in Use | Premium | 4000 | Epoxy | 2002-08-01 | Fiberglass Reinforced Plastic | Pressurized
9122035 | 1 | [5 empty] | Removed from Ground | Gas (Historical Use) | 1000 | Not Marked/Unknown | 1975-03-13 | Not Marked
9122035 | 2 | [5 empty] | Removed from Ground | Gas (Historical Use) | 2000 | Not Marked/Unknown | 1975-03-13 | Not Marked
9122035 | 3 | [5 empty] | Removed from Ground | Gas (Historical Use) | 2000 | Not Marked/Unknown | 1975-03-13 | Not Marked
9122036 | 1 | [5 empty] | Removed from Ground | Gas (Historical Use) | 4000 | Bare Steel | 1970-04-15 | Bare Steel | Safe Suction (Euro)
9122036 | 2 | [5 empty] | Removed from Ground | Gas (Historical Use) | 4000 | Bare Steel | 1970-04-15 | Bare Steel | Safe Suction (Euro)
9122037 | 1 | [5 empty] | Removed from Ground | Diesel | 1000 | Not Marked/Unknown | 1995-04-05 | Unknown
9122037 | 2 | Flapper Valve | 1994-08-15 |  | 1994-08-15 |  | Currently in Use | Diesel | 4000 | Fiberglass Double Walled | 1994-08-15 | Steel/FG Secondary containment | Pressurized
9122038 | 1 | [5 empty] | Removed from Ground | Gas (Historical Use) | 1000 | Not Marked/Unknown | 1994-12-30 | Not Marked
9122038 | 2 | [5 empty] | Removed from Ground | Gas (Historical Use) | 1000 | Not Marked/Unknown | 1994-12-30 | Not Marked
9122038 | 3 | [5 empty] | Removed from Ground | Gas (Historical Use) | 1000 | Not Marked/Unknown | 1994-12-30 | Not Marked
9122039 | 1 | [5 empty] | Removed from Ground | Gas (Historical Use) | 10000 | Bare Steel | 1978-01-01 | Unknown
9122039 | 2 | [5 empty] | Removed from Ground | Gas (Historical Use) | 10000 | Bare Steel | 1978-01-01 | Unknown
9122039 | 3 | [5 empty] | Removed from Ground | Kerosene | 1000 | Bare Steel | 1978-01-01 | Unknown
9122039 | 4 | [5 empty] | Removed from Ground | Kerosene | 1000 | Bare Steel | 1978-01-01 | Unknown
9122039 | 5 | [5 empty] | Removed from Ground | Diesel | 500 | Not Marked/Unknown | 1995-11-13 | Not Marked
9122040 | 1 | Ball Float | 1989-01-01 |  | 1989-01-01 |  | Removed from Ground | Diesel | 4000 | Fiberglass | 1989-01-01 | Fiberglass Reinforced Plastic
9122040 | 2 | Ball Float | 1989-01-01 |  | 1989-01-01 |  | Removed from Ground | Gas (Historical Use) | 10000 | Fiberglass | 1989-01-01 | Fiberglass Reinforced Plastic | Pressurized
9122040 | 3 | Ball Float | 1989-01-01 |  | 1989-01-01 |  | Removed from Ground | Gas (Historical Use) | 10000 | Fiberglass | 1989-01-01 | Fiberglass Reinforced Plastic | Pressurized
9122040 | 4 | Ball Float | 1989-01-01 |  | 1989-01-01 |  | Removed from Ground | Gas (Historical Use) | 10000 | Fiberglass | 1989-01-01 | Fiberglass Reinforced Plastic | Pressurized
9122041 | 1 | [5 empty] | Removed from Ground | Diesel | 2000 | Not Marked/Unknown | 1995-11-06 | Not Marked
9122041 | 2 | [5 empty] | Removed from Ground | Gas (Historical Use) | 1000 | Not Marked/Unknown | 1995-11-06 | Not Marked
9122041 | 3 | [5 empty] | Removed from Ground | Gas (Historical Use) | 1000 | Not Marked/Unknown | 1995-11-06 | Not Marked
9122042 | 1 |  | 1987-11-01 | no | 1987-11-01 | no | Currently in Use | Regular | 8000 | Fiberglass | 1987-11-20 | Fiberglass Reinforced Plastic | Pressurized
9122042 | 2 |  | 1987-11-01 | no | 1987-11-01 | no | Currently in Use | Premium | 8000 | Fiberglass | 1987-11-20 | Fiberglass Reinforced Plastic | Pressurized
9122042 | 3 |  | 1987-11-01 | no | 1987-11-01 | no | Currently in Use | E-85 | 8000 | Fiberglass | 1987-11-20 | Fiberglass Reinforced Plastic | Pressurized
9122042 | 4 |  | 1987-11-01 | no | 1987-11-01 | no | Currently in Use | Diesel | 2000 | Fiberglass | 1987-11-20 | Fiberglass Reinforced Plastic | Pressurized
9122043 | 1 | [5 empty] | Removed from Ground | Diesel | 10000 | Bare Steel | 1985-08-01 | Galvanized Steel | Safe Suction (Euro)
9122043 | 2 |  | 1996-01-03 |  | 1996-01-03 |  | Currently in Use | Diesel | 10000 | Galvanic (STIP-3) | 1996-01-03 | Fiberglass Reinforced Plastic | Pressurized
9122044 | 1 | [5 empty] | Removed from Ground | Gas (Historical Use) | 1000 | Not Marked/Unknown | 1989-06-01 | Not Marked
9122046 | 1 |  | 1998-03-24 |  | 1998-03-24 |  | Removed from Ground | Gas (Historical Use) | 2000 | Cathodically Protected Steel | 1986-01-01 | Cathodically Protected | Safe Suction (Euro)
9122046 | 2 |  | 1998-03-24 |  | 1998-03-24 |  | Removed from Ground | Gas (Historical Use) | 1000 | Cathodically Protected Steel | 1986-01-01 | Cathodically Protected | Safe Suction (Euro)
9122046 | 3 |  | 1998-03-24 |  | 1998-03-24 |  | Removed from Ground | Gas (Historical Use) | 2000 | Cathodically Protected Steel | 1986-01-01 | Cathodically Protected | Safe Suction (Euro)
9122046 | 4 |  |  | no |  | no | Removed from Ground | Diesel | 1000 | Unknown | 2004-02-04 | Unknown
9122047 | DUMMY | [5 empty] | Currently in Use | Diesel | 0 | Not Marked/Unknown |  | Not Marked
9122048 | 1 | Flapper Valve | 1989-12-14 |  | 1989-12-14 |  | Removed from Ground | Gas (Historical Use) | 10000 | Galvanic (STIP-3) | 1989-12-14 | Fiberglass Reinforced Plastic | Pressurized
9122048 | 2 | Flapper Valve | 1989-12-14 |  | 1989-12-14 |  | Removed from Ground | Gas (Historical Use) | 10000 | Galvanic (STIP-3) | 1989-12-14 | Fiberglass Reinforced Plastic | Pressurized
9122048 | 3 | Flapper Valve | 1989-12-14 |  | 1989-12-14 |  | Removed from Ground | Gas (Historical Use) | 8200 | Galvanic (STIP-3) | 1989-12-14 | Fiberglass Reinforced Plastic | Pressurized
9122048 | 4 | Flapper Valve | 2014-02-25 | no | 2014-02-25 | no | Currently in Use | Regular | 15000 | Composite Double Walled | 2014-02-25 | Double-Walled Flex | Pressurized
9122048 | 5 |  | 2014-02-25 | no | 2014-02-25 | no | Currently in Use | Gas (Historical Use) | 15000 | Composite Double Walled | 2014-02-25 | Double-Walled Flex | Pressurized
9122048 | 6 |  | 2014-02-25 | no | 2014-02-25 | no | Currently in Use | Gas (Historical Use) | 8000 | Composite Double Walled | 2014-02-25 | Double-Walled Flex | Pressurized
9122048 | 7 |  | 2014-02-25 | no | 2014-02-25 | no | Currently in Use | Diesel | 8000 | Composite Double Walled | 2014-02-25 | Double-Walled Flex | Pressurized
9122049 | 1 | [5 empty] | Removed from Ground | Diesel | 6000 | Epoxy | 1982-01-01 | Galvanized Steel | Safe Suction (Euro)
9122050 | 1 | Ball Float | 1996-07-01 |  | 1996-07-01 |  | Currently in Use | Gas (Historical Use) | 10000 | Steel-Impressed Current | 1985-12-01 | Double-Walled Fiberglass | Pressurized
9122050 | 2 | Ball Float | 1996-07-01 |  | 1996-07-01 |  | Currently in Use | Gas (Historical Use) | 10000 | Steel-Impressed Current | 1985-12-01 | Double-Walled Fiberglass | Pressurized
9122050 | 3 | Ball Float | 1996-07-01 |  | 1996-07-01 |  | Currently in Use | Gas (Historical Use) | 10000 | Steel-Impressed Current | 1985-12-01 | Double-Walled Fiberglass | Pressurized
9122050 | 4A | Flapper Valve | 2015-02-12 | no | 2015-02-12 | no | Currently in Use | Gas (Historical Use) | 12000 | Fiberglass Double Walled | 2015-02-15 | Double-Walled Fiberglass | Pressurized
9122050 | 4B | Flapper Valve | 2015-02-15 | no | 2015-02-15 | no | Currently in Use | Diesel | 3000 | Fiberglass Double Walled | 2015-02-15 | Double-Walled Fiberglass | Pressurized
9122051 | 1 |  | 1997-04-01 |  | 1997-04-01 |  | Removed from Ground | Diesel | 20000 | Cathodically Protected Steel | 2000-08-02 | Fiberglass Reinforced Plastic | Suction (American)
9122052 | 1 |  | 1995-09-22 |  | 1995-09-22 |  | Currently in Use | Gas (Historical Use) | 8000 | Epoxy | 1995-09-20 | Fiberglass Reinforced Plastic | Pressurized
9122052 | 2 |  | 1995-09-22 |  | 1995-09-22 |  | Currently in Use | Gas (Historical Use) | 8000 | Epoxy | 1995-09-20 | Fiberglass Reinforced Plastic | Pressurized
9122052 | 3A |  | 1995-09-22 |  | 1995-09-22 |  | Currently in Use | Diesel | 4000 | Epoxy | 1995-09-20 | Fiberglass Reinforced Plastic | Pressurized
9122052 | 3B |  | 1995-09-22 |  | 1995-09-22 |  | Currently in Use | Kerosene | 4000 | Epoxy | 1995-09-20 | Fiberglass Reinforced Plastic | Pressurized
9122053 | 1 | [5 empty] | Removed from Ground | Gas (Historical Use) | 3000 | Marked Unknown | 1996-01-10 | Unknown
9122053 | 2 |  |  | yes |  | yes | Closed in Ground | Used Oil | 1500 | Marked Unknown | 1996-01-10 | Unknown
9122057 | 1 |  | 1998-10-01 |  | 1998-10-01 |  | Currently in Use | Gas (Historical Use) | 10000 | Fiberglass | 1987-05-01 | Fiberglass Reinforced Plastic | Pressurized
9122057 | 2 |  | 1998-10-01 |  | 1998-10-01 |  | Currently in Use | Gas (Historical Use) | 10000 | Fiberglass | 1987-05-01 | Fiberglass Reinforced Plastic
9122057 | 3 |  | 1998-10-01 |  | 1998-10-01 |  | Currently in Use | Gas (Historical Use) | 10000 | Fiberglass | 1987-05-01 | Fiberglass Reinforced Plastic | Pressurized
9122058 | 1 |  | 1997-01-01 |  | 1997-01-01 |  | Currently in Use | Gas (Historical Use) | 15000 | Composite Double Walled | 1997-01-06 | Double-Walled Fiberglass | Pressurized
9122058 | 2 |  | 1997-01-01 |  | 1997-01-01 |  | Currently in Use | Diesel | 12000 | Composite Double Walled | 1997-01-06 | Double-Walled Fiberglass | Pressurized
9122058 | 3 |  | 1997-01-01 |  | 1997-01-01 |  | Currently in Use | Gas (Historical Use) | 12000 | Composite Double Walled | 1997-01-06 | Double-Walled Fiberglass | Pressurized
9122059 | 1 | Ball Float | 2011-09-27 |  | 2012-08-03 |  | Currently in Use | Gas (Historical Use) | 12000 | Fiberglass | 1997-01-14 | Fiberglass Reinforced Plastic | Pressurized
9122059 | 2 | Ball Float | 2011-09-27 |  | 2008-01-03 |  | Currently in Use | Gas (Historical Use) | 10000 | Fiberglass | 1997-01-14 | Fiberglass Reinforced Plastic | Pressurized
9122059 | 3 | Flapper Valve | 1997-01-20 |  | 1997-01-23 |  | Currently in Use | Kerosene | 2000 | Fiberglass | 1997-01-14 | Fiberglass Reinforced Plastic | Safe Suction (Euro)
9122060 | 1 | Flapper Valve | 1997-04-01 |  | 1997-04-01 |  | Removed from Ground | Diesel | 20000 | Galvanic (STIP-3) | 1997-04-01 | Fiberglass Reinforced Plastic | Pressurized
9122061 | 1 |  | 1997-03-01 | no | 1997-03-01 | no | Currently in Use | Regular | 15000 | Fiberglass Double Walled | 1997-03-01 | Fiberglass Reinforced Plastic | Pressurized
9122061 | 2 | Ball Float | 1997-03-01 | no | 1997-03-01 | no | Currently in Use | Premium | 15000 | Fiberglass Double Walled | 1997-03-01 | Fiberglass Reinforced Plastic | Pressurized
9122061 | 3 |  | 1997-03-01 | no | 1997-03-01 | no | Currently in Use | Diesel | 10000 | Fiberglass Double Walled | 1997-03-01 | Double-Walled Fiberglass | Pressurized
9122062 | 1 | Ball Float | 1997-02-01 |  | 1997-02-01 |  | Currently in Use | Gas (Historical Use) | 10000 | Composite | 1997-02-01 | Double-Walled Fiberglass | Pressurized
9122062 | 2 | Ball Float | 1997-02-01 |  | 1997-02-01 |  | Currently in Use | Gas (Historical Use) | 10000 | Composite | 1997-02-01 | Double-Walled Fiberglass | Pressurized
9122063 | 1 | [5 empty] | Removed from Ground | Gas (Historical Use) | 1000 | Bare Steel | 1998-02-25 | Galvanized Steel
9122063 | 2 | [5 empty] | Removed from Ground | Gas (Historical Use) | 1000 | Bare Steel | 1998-02-25 | Galvanized Steel
9122064 | 1 |  | 1998-02-09 | no | 1998-02-09 | no | Currently in Use | Gas (Historical Use) | 12000 | Fiberglass | 1998-01-28 |  | Pressurized
9122064 | 2 |  | 1998-02-09 | no | 1998-02-09 | no | Currently in Use | Premium | 12000 | Fiberglass | 1998-01-28 | Double Walled | Pressurized
9122065 | 1 | [5 empty] | Removed from Ground | Empty | 550 | Bare Steel | 1974-01-01 | Galvanized Steel | Suction (American)
9122065 | 2 | [5 empty] | Removed from Ground | Empty | 550 | Bare Steel | 1974-01-01 | Galvanized Steel | Suction (American)
9122065 | 3 | [5 empty] | Removed from Ground | Empty | 550 | Bare Steel | 1974-01-01 | Galvanized Steel | Suction (American)
9122066 | 1 | Ball Float | 1999-04-01 | no | 1999-04-01 | no | Currently in Use | Regular | 10000 | Epoxy | 1999-04-01 | Fiberglass Reinforced Plastic | Pressurized
9122066 | 2 | Ball Float | 1999-04-01 | no | 1999-04-01 | no | Currently in Use | Premium | 8000 | Epoxy | 1999-04-01 | Fiberglass Reinforced Plastic | Pressurized
9122066 | 3 | Ball Float | 1999-04-01 | no | 1999-04-01 | no | Currently in Use | Diesel | 4000 | Epoxy | 1999-04-01 | Fiberglass Reinforced Plastic | Pressurized
9122067 | 1 | [5 empty] | Removed from Ground | Gas (Historical Use) | 0 | Not Marked/Unknown | 1999-09-28 | Not Marked
9122068 | 1 | Overfill Alarm | 1999-03-31 | no | 1999-03-31 | no | Currently in Use | Diesel | 10000 | Composite | 1999-03-31 | Fiberglass Reinforced Plastic | Pressurized
9122069 | 1 | [5 empty] | Removed from Ground | Gas (Historical Use) | 1000 | Not Marked/Unknown | 2000-02-09 | Not Marked
9122069 | 2 | [5 empty] | Removed from Ground | Gas (Historical Use) | 1000 | Not Marked/Unknown | 2000-02-09 | Not Marked
9122069 | 3 | [5 empty] | Removed from Ground | Gas (Historical Use) | 1000 | Not Marked/Unknown | 2000-02-09 | Not Marked
9122070 | 1 | [5 empty] | Removed from Ground | Used Oil | 550 | Not Marked/Unknown | 1999-06-10 | Not Marked
9122070 | 2 | [5 empty] | Removed from Ground | Used Oil | 550 | Not Marked/Unknown | 1999-06-10 | Not Marked
9122071 | 1 |  | 2001-04-02 |  | 2001-04-02 | yes | Currently in Use | Gas (Historical Use) | 12000 | Epoxy | 2001-04-02 | Double-Walled Fiberglass | Pressurized
9122071 | 2 |  | 2001-04-02 |  | 2001-04-02 | yes | Currently in Use | Gas (Historical Use) | 8000 | Epoxy | 2001-04-02 | Double-Walled Fiberglass | Pressurized
9122071 | 3 |  | 2001-04-02 |  | 2001-04-02 | yes | Currently in Use | Diesel | 6000 | Epoxy | 2001-04-02 | Double-Walled Fiberglass | Pressurized
9122072 | 1 | [5 empty] | Removed from Ground | Gas (Historical Use) | 1200 | Marked Unknown | 2001-04-12 | Unknown
9122072 | 2 | [5 empty] | Removed from Ground | Gas (Historical Use) | 1200 | Marked Unknown | 2001-04-12 | Unknown
9122073 | 1 | [5 empty] | Removed from Ground | Gas (Historical Use) | 300 | Marked Unknown | 2001-09-06 | Unknown
9122073 | 2 | [5 empty] | Removed from Ground | Gas (Historical Use) | 500 | Marked Unknown | 2001-09-06 | Unknown
9122074 | 1 |  | 2002-02-05 |  | 2002-02-05 |  | Currently in Use | Gas (Historical Use) | 12000 | Composite | 2002-02-04 | Fiberglass Reinforced Plastic | Pressurized
9122074 | 2 |  | 2002-02-05 |  | 2002-02-05 |  | Currently in Use | Gas (Historical Use) | 10000 | Composite | 2002-02-04 | Fiberglass Reinforced Plastic | Pressurized
9122074 | 3 |  | 2002-02-05 |  | 2002-02-05 |  | Currently in Use | Diesel | 8000 | Composite | 2002-02-04 | Fiberglass Reinforced Plastic | Pressurized
9123010 | 1 | [5 empty] | Removed from Ground | Diesel | 3000 | Bare Steel | 1986-04-01 | Galvanized Steel | Suction (American)
9123010 | 2 | [5 empty] | Removed from Ground | Gas (Historical Use) | 1000 | Bare Steel | 1986-04-01 | Galvanized Steel | Suction (American)
9124001 | 1 |  | 1992-01-01 |  | 1992-01-01 |  | Currently in Use | Gas (Historical Use) | 1000 | Cathodically Protected Steel | 1992-01-01 | Fiberglass Reinforced Plastic | Safe Suction (Euro)
9124001 | 2 |  | 1992-01-01 |  | 1992-01-01 |  | Currently in Use | Gas (Historical Use) | 2000 | Cathodically Protected Steel | 1992-01-01 | Fiberglass Reinforced Plastic | Safe Suction (Euro)
9124002 | 1 |  | 1990-03-10 |  | 1990-03-10 |  | Currently in Use | Gas (Historical Use) | 8000 | Galvanic (STIP-3) | 1990-03-10 | Fiberglass Reinforced Plastic | Pressurized
9124002 | 2A |  | 1990-03-10 |  | 1990-03-10 |  | Currently in Use | Gas (Historical Use) | 4000 | Galvanic (STIP-3) | 1990-03-10 | Fiberglass Reinforced Plastic | Pressurized
9124002 | 2B |  | 1998-03-10 |  | 1998-03-10 |  | Currently in Use | Gas (Historical Use) | 4000 | Galvanic (STIP-3) | 1994-02-05 | Fiberglass Reinforced Plastic | Pressurized
9124002 | 4 |  | 1994-02-05 |  | 1994-02-05 |  | Currently in Use | Diesel | 12000 | Composite | 1994-02-05 | Fiberglass Reinforced Plastic | Pressurized
9124002 | 5 |  | 1994-02-05 |  | 1994-02-05 |  | Currently in Use | Diesel | 12000 | Composite | 1994-02-05 | Fiberglass Reinforced Plastic | Pressurized
9124002 | 6 |  | 1994-02-05 |  | 1994-02-05 |  | Temporarily out of use | Other | 1000 | Galvanic (STIP-3) | 1994-02-05 | Fiberglass Reinforced Plastic | Gravity Fed
9124002 | 7A |  | 1990-03-10 |  | 1990-03-10 |  | Currently in Use | Gas (Historical Use) | 4000 | Galvanic (STIP-3) | 1990-03-10 | Fiberglass Reinforced Plastic | Pressurized
9124002 | 7B |  | 1990-03-10 |  | 1990-03-10 |  | Currently in Use | Gas (Historical Use) | 4000 | Galvanic (STIP-3) | 1990-03-10 | Fiberglass Reinforced Plastic | Pressurized
9124003 | 1 |  | 1993-12-21 |  | 1993-12-21 |  | Currently in Use | Gas (Historical Use) | 10000 | Galvanic (STIP-3) | 1988-01-01 | Double-Walled Fiberglass | Pressurized
9124003 | 2 |  | 1993-12-21 |  | 1993-12-21 |  | Currently in Use | Gas (Historical Use) | 8000 | Galvanic (STIP-3) | 1988-01-01 | Double-Walled Fiberglass | Pressurized
9124003 | 3 |  | 1993-12-21 | no | 1993-12-21 | no | Currently in Use | Diesel | 8000 | Galvanic (STIP-3) | 1988-01-01 | Fiberglass Reinforced Plastic | Pressurized
9124005 | 1 | [5 empty] | Removed from Ground | Diesel | 250 | Bare Steel | 1994-09-13 | Copper | Suction (American)
9124006 | 1 |  | 1998-12-26 |  | 1998-12-26 |  | Currently in Use | Gas (Historical Use) | 6000 | Steel-Impressed Current | 1988-01-01 | Cathodically Protected | Suction (American)
9124006 | 2 |  | 1998-12-26 |  | 1998-12-26 |  | Currently in Use | Diesel | 6000 | Steel-Impressed Current | 1988-01-01 | Cathodically Protected | Suction (American)
9124007 | 1 |  | 1995-10-01 |  | 1995-10-01 |  | Currently in Use | Gas (Historical Use) | 8000 | Steel-Impressed Current | 1987-01-01 | Fiberglass Reinforced Plastic | Pressurized
9124007 | 2 |  | 1995-10-01 |  | 1995-10-01 |  | Currently in Use | Gas (Historical Use) | 8000 | Steel-Impressed Current | 1987-01-01 | Fiberglass Reinforced Plastic | Pressurized
9124007 | 3 |  | 1995-10-01 |  | 1995-10-01 |  | Currently in Use | Gas (Historical Use) | 8000 | Steel-Impressed Current | 1987-01-01 | Fiberglass Reinforced Plastic | Pressurized
9124008 | 1 | [5 empty] | Removed from Ground | Gas (Historical Use) | 4000 | Bare Steel | 1982-03-02 | Galvanized Steel | Safe Suction (Euro)
9124008 | 2 | [5 empty] | Removed from Ground | Gas (Historical Use) | 4000 | Bare Steel | 1982-03-02 | Galvanized Steel | Safe Suction (Euro)
9124008 | 3 | [5 empty] | Removed from Ground | Gas (Historical Use) | 4000 | Bare Steel | 1982-03-02 | Galvanized Steel | Safe Suction (Euro)
9124008 | 4 |  | 1998-01-01 |  | 1998-01-01 |  | Currently in Use | Gas (Historical Use) | 12000 | Composite | 1998-01-01 | Fiberglass Reinforced Plastic | Pressurized
9124008 | 5 |  | 1998-01-01 |  | 1998-01-01 |  | Currently in Use | Gas (Historical Use) | 8000 | Composite | 1998-01-01 | Fiberglass Reinforced Plastic | Pressurized
9124009 | 1 |  |  | yes |  | yes | Removed from Ground | Used Oil | 500 | Bare Steel | 1998-08-11 | Bare Steel
9124009 | 2 |  |  | yes |  | yes | Removed from Ground | Used Oil | 500 | Bare Steel | 1998-08-11 | Bare Steel
9124009 | 3 |  |  | yes |  | yes | Removed from Ground | Used Oil | 250 | Bare Steel | 1998-08-11 | Bare Steel
9124009 | 4 |  |  | yes |  | yes | Removed from Ground | Used Oil | 90 | Bare Steel | 1998-08-11 | Bare Steel
9124009 | 5 |  |  | yes |  | yes | Removed from Ground | Used Oil | 500 | Bare Steel | 1998-08-11 | Bare Steel
9124010 | 1 | [5 empty] | Removed from Ground | Gas (Historical Use) | 6000 | Bare Steel | 1980-01-01 | Galvanized Steel | Pressurized
9124010 | 1A |  | 1996-09-01 | no | 1996-09-01 | no | Currently in Use | Gas (Historical Use) | 8000 | Galvanic (STIP-3) | 1996-09-01 | Fiberglass Reinforced Plastic | Pressurized
9124010 | 1B |  | 1996-09-01 | no | 1996-09-01 | no | Currently in Use | Gas (Historical Use) | 4000 | Galvanic (STIP-3) | 1996-09-01 | Fiberglass Reinforced Plastic | Pressurized
9124010 | 2 | [5 empty] | Removed from Ground | Gas (Historical Use) | 3000 | Bare Steel | 1983-06-01 | Galvanized Steel | Suction (American)
9124010 | 3 | [5 empty] | Removed from Ground | Gas (Historical Use) | 4000 | Bare Steel | 1985-06-01 | Galvanized Steel | Suction (American)
9124010 | 4 | [5 empty] | Removed from Ground | Gas (Historical Use) | 6000 | Bare Steel | 1983-06-01 | Galvanized Steel | Suction (American)
9124011 | 1 | [5 empty] | Removed from Ground | Gas (Historical Use) | 10000 | Marked Unknown | 1981-01-01 | Unknown | Pressurized
9124011 | 2 | [5 empty] | Removed from Ground | Gas (Historical Use) | 10000 | Marked Unknown | 1981-01-01 | Unknown | Pressurized
9124011 | 3 | [5 empty] | Removed from Ground | Gas (Historical Use) | 8000 | Marked Unknown | 1981-01-01 | Unknown | Pressurized
9124012 | 1 | [5 empty] | Closed in Ground | Gas (Historical Use) | 8000 | Marked Unknown | 1981-01-01 | Unknown | Pressurized
9124012 | 2 | [5 empty] | Closed in Ground | Diesel | 10000 | Not Marked/Unknown | 1981-01-01 | Not Marked
9124012 | 3 | [5 empty] | Closed in Ground | Gas (Historical Use) | 10000 | Not Marked/Unknown | 1981-01-01 | Not Marked
9124013 | 1 |  | 1992-06-10 |  | 1992-06-10 |  | Currently in Use | Gas (Historical Use) | 3000 | Galvanic (STIP-3) | 1992-06-10 | Fiberglass Reinforced Plastic | Pressurized
9124013 | 2 |  | 1992-06-10 |  | 1992-06-10 |  | Currently in Use | Gas (Historical Use) | 3000 | Galvanic (STIP-3) | 1992-06-10 | Fiberglass Reinforced Plastic | Pressurized
9124013 | 3 |  | 1992-06-10 |  | 1992-06-10 |  | Currently in Use | Diesel | 3000 | Galvanic (STIP-3) | 1992-06-10 | Fiberglass Reinforced Plastic | Pressurized
9124013 | 4 |  | 1992-06-10 |  | 1992-06-10 |  | Currently in Use | Gas (Historical Use) | 6000 | Galvanic (STIP-3) | 1992-06-10 | Fiberglass Reinforced Plastic | Pressurized
9124013 | 5 |  | 1992-06-10 |  | 1992-06-10 |  | Currently in Use | Kerosene | 2000 | Galvanic (STIP-3) | 1992-06-10 | Fiberglass Reinforced Plastic | Safe Suction (Euro)
9124014 | 1 | [5 empty] | Removed from Ground | Empty | 2000 | Epoxy | 1986-05-02 | Galvanized Steel | Suction (American)
9124014 | 2 | [5 empty] | Removed from Ground | Diesel | 2000 | Epoxy | 1986-05-02 | Galvanized Steel | Suction (American)
9124015 | 1 |  | 1993-01-01 |  | 1993-01-01 |  | Currently in Use | Gas (Historical Use) | 8000 | Galvanic (STIP-3) | 1993-01-01 | Fiberglass Reinforced Plastic | Pressurized
9124015 | 2 |  | 1993-01-01 |  | 1993-01-01 |  | Currently in Use | Gas (Historical Use) | 8000 | Galvanic (STIP-3) | 1993-01-01 | Fiberglass Reinforced Plastic | Pressurized
9124015 | 3 |  | 1993-01-01 |  | 1993-01-01 |  | Temporarily out of use | Gas (Historical Use) | 8000 | Galvanic (STIP-3) | 1993-01-01 | Fiberglass Reinforced Plastic | Pressurized
9124015 | 4 |  | 1993-01-01 |  | 1993-01-01 |  | Currently in Use | Diesel | 4000 | Galvanic (STIP-3) | 1993-01-01 | Fiberglass Reinforced Plastic | Pressurized
9124016 | 1 | [5 empty] | Removed from Ground | Gas (Historical Use) | 3000 | Marked Unknown | 1996-03-29 | Unknown
9124016 | 2 | [5 empty] | Removed from Ground | Gas (Historical Use) | 3000 | Marked Unknown | 1996-03-29 | Unknown
9124016 | 3 | [5 empty] | Removed from Ground | Gas (Historical Use) | 3000 | Marked Unknown | 1996-03-29 | Unknown
9124016 | 4 | [5 empty] | Removed from Ground | Gas (Historical Use) | 550 | Marked Unknown | 1996-03-29 | Unknown
9124016 | 5 | [5 empty] | Removed from Ground | Gas (Historical Use) | 550 | Marked Unknown | 1996-03-29 | Unknown
9124017 | 1 | [5 empty] | Removed from Ground | Other | 2000 | Marked Unknown | 1996-02-22 | Unknown
9124017 | 2 | [5 empty] | Removed from Ground | Other | 2000 | Marked Unknown | 1996-02-22 | Unknown
9124017 | 3 | [5 empty] | Removed from Ground | Other | 2000 | Marked Unknown | 1996-02-22 | Unknown
9124019 | 1 | [5 empty] | Removed from Ground | Gas (Historical Use) | 10000 | Bare Steel | 1976-01-01 | Bare Steel | Suction (American)
9124019 | 2A | [5 empty] | Removed from Ground | Gas (Historical Use) | 1500 | Bare Steel | 1976-01-01 | Bare Steel | Suction (American)
9124019 | 2B | [5 empty] | Removed from Ground | Gas (Historical Use) | 1500 | Bare Steel | 1976-01-01 | Bare Steel | Suction (American)
9124020 | 1 |  | 1999-05-14 |  | 1999-05-14 |  | Closed in Ground | Empty | 1000 | Cathodically Protected Steel | 1979-01-01 | Cathodically Protected | Safe Suction (Euro)
9124020 | 2 |  | 1999-05-14 |  | 1999-05-14 |  | Closed in Ground | Empty | 1000 | Cathodically Protected Steel | 1979-01-01 | Cathodically Protected | Safe Suction (Euro)
9124021 | 1 | [5 empty] | Removed from Ground | Gas (Historical Use) | 10000 | Not Marked/Unknown | 1997-06-01 | Not Marked
9124021 | 2 | [5 empty] | Removed from Ground | Diesel | 10000 | Not Marked/Unknown | 1997-06-01 | Not Marked
9124022 | 1 | [5 empty] | Removed from Ground | Gas (Historical Use) | 550 | Bare Steel | 1998-11-01 | Galvanized Steel | Suction (American)
9124022 | 2 | [5 empty] | Removed from Ground | Gas (Historical Use) | 280 | Bare Steel | 1998-11-01 | Galvanized Steel | Suction (American)
9124024 | 1 | [5 empty] | Removed from Ground | Gas (Historical Use) | 1000 | Not Marked/Unknown | 1998-05-04 | Not Marked
9124024 | 2 | [5 empty] | Removed from Ground | Gas (Historical Use) | 500 | Not Marked/Unknown | 1998-05-04 | Not Marked
9124024 | 3 | [5 empty] | Removed from Ground | Gas (Historical Use) | 100 | Not Marked/Unknown | 1998-05-04 | Not Marked
9124025 | 1 | [5 empty] | Removed from Ground | Diesel | 550 | Not Marked/Unknown | 1998-09-14 | Not Marked
9124026 | 1 | [5 empty] | Removed from Ground | Diesel | 550 | Not Marked/Unknown | 1998-09-14 | Not Marked
9124067 | 1 | [5 empty] | Removed from Ground | Gas (Historical Use) | 550 | Not Marked/Unknown | 1998-11-01 | Not Marked
9124067 | 2 | [5 empty] | Removed from Ground | Gas (Historical Use) | 1000 | Not Marked/Unknown | 1998-11-01 | Not Marked
9124067 | 3 | [5 empty] | Removed from Ground | Gas (Historical Use) | 1000 | Not Marked/Unknown | 1998-11-01 | Not Marked
9124067 | 4 | [5 empty] | Removed from Ground | Gas (Historical Use) | 2000 | Not Marked/Unknown | 1998-11-01 | Not Marked
9124068 | 1 | [5 empty] | Removed from Ground | Diesel | 500 | Bare Steel | 1998-09-01 | Bare Steel | Safe Suction (Euro)
9124068 | 2 | [5 empty] | Removed from Ground | Gas (Historical Use) | 500 | Bare Steel | 1998-09-01 | Bare Steel | Safe Suction (Euro)
9124069 | 1 | [5 empty] | Removed from Ground | Gas (Historical Use) | 0 | Bare Steel | 1999-05-20 | Galvanized Steel | Suction (American)
9124069 | 2 | [5 empty] | Removed from Ground | Gas (Historical Use) | 0 | Bare Steel | 1999-05-20 | Galvanized Steel | Suction (American)
9124069 | 3 | [5 empty] | Removed from Ground | Gas (Historical Use) | 0 | Bare Steel | 1999-05-20 | Galvanized Steel | Suction (American)
9124069 | 4 | [5 empty] | Removed from Ground | Kerosene | 0 | Bare Steel | 1999-05-20 | Galvanized Steel | Suction (American)
9124069 | 5 | [5 empty] | Removed from Ground | Diesel | 0 | Bare Steel | 1999-05-20 | Galvanized Steel | Suction (American)
9124069 | 6 | [5 empty] | Removed from Ground | Gas (Historical Use) | 0 | Bare Steel | 1999-05-20 | Galvanized Steel | Suction (American)
9124069 | 7 | [5 empty] | Removed from Ground | Gas (Historical Use) | 0 | Bare Steel | 1999-05-20 | Galvanized Steel | Suction (American)
9124069 | 8 |  | 2000-03-01 |  | 2000-03-01 |  | Temporarily out of use | Gas (Historical Use) | 12000 | Composite | 2000-03-01 | Fiberglass Reinforced Plastic | Pressurized
9124069 | 9A |  | 2000-03-01 |  | 2000-03-01 |  | Temporarily out of use | Gas (Historical Use) | 6000 | Composite | 2000-03-01 | Fiberglass Reinforced Plastic | Pressurized
9124069 | 9B |  | 2000-03-01 |  | 2000-03-01 |  | Temporarily out of use | Diesel | 6000 | Composite | 2000-03-01 | Fiberglass Reinforced Plastic | Pressurized
9124070 | 1 | [5 empty] | Removed from Ground | Diesel | 2000 | Not Marked/Unknown | 1998-09-01 | Not Marked
9124071 | 1 | [5 empty] | Removed from Ground | Gas (Historical Use) | 1000 | Bare Steel | 1999-12-15 | Bare Steel | Safe Suction (Euro)
9124071 | 2 | [5 empty] | Removed from Ground | Gas (Historical Use) | 1000 | Bare Steel | 1999-12-15 | Bare Steel | Safe Suction (Euro)
9124071 | 3 | [5 empty] | Removed from Ground | Gas (Historical Use) | 1000 | Bare Steel | 1999-12-15 | Bare Steel | Safe Suction (Euro)
9124071 | 4 | [5 empty] | Removed from Ground | Gas (Historical Use) | 550 | Bare Steel | 1999-12-15 | Bare Steel | Safe Suction (Euro)
9124072 | 1 |  | 2000-04-01 |  | 2000-04-01 |  | Currently in Use | Gas (Historical Use) | 12000 | Composite | 2000-04-01 | Fiberglass Reinforced Plastic | Pressurized
9124072 | 2 |  | 2000-04-01 |  | 2000-04-01 |  | Currently in Use | Gas (Historical Use) | 6000 | Composite | 2000-04-01 | Fiberglass Reinforced Plastic | Pressurized
9124073 | 1 |  |  | yes |  | yes | Removed from Ground | Used Oil | 125 | Bare Steel | 1998-12-01 | Bare Steel | Gravity Fed
9124074 | 1 |  | 2001-09-01 |  | 2001-09-01 |  | Currently in Use | Gas (Historical Use) | 10000 | Composite | 2001-09-01 | Fiberglass Reinforced Plastic | Pressurized
9124074 | 2A |  | 2001-09-01 |  | 2001-09-01 |  | Currently in Use | Gas (Historical Use) | 6000 | Composite | 2001-09-01 | Fiberglass Reinforced Plastic | Pressurized
9124074 | 2B |  | 2001-09-01 |  | 2001-09-01 |  | Currently in Use | Diesel | 4000 | Composite | 2001-09-01 | Fiberglass Reinforced Plastic | Pressurized
9125001 | 1 | [5 empty] | Removed from Ground | Diesel | 8300 | Not Marked/Unknown | 1991-04-19 | Not Marked
9125001 | 2 | [5 empty] | Removed from Ground | Gas (Historical Use) | 3000 | Not Marked/Unknown | 1991-04-19 | Not Marked
9125002 | 1 |  | 1991-03-01 |  | 1991-03-01 |  | Currently in Use | Gas (Historical Use) | 6000 | Steel-Impressed Current | 1991-01-01 | Fiberglass Reinforced Plastic | Safe Suction (Euro)
9125002 | 2 |  | 1991-03-01 |  | 1991-03-01 |  | Currently in Use | Gas (Historical Use) | 4000 | Steel-Impressed Current | 1991-01-01 | Fiberglass Reinforced Plastic | Safe Suction (Euro)
9125002 | 3 |  | 1991-03-01 |  | 1991-03-01 |  | Currently in Use | Diesel | 4000 | Steel-Impressed Current | 1991-01-01 | Fiberglass Reinforced Plastic | Safe Suction (Euro)
9125003 | 1 | [5 empty] | Removed from Ground | Diesel | 2000 | Cathodically Protected Steel | 1988-05-01 | Galvanized Steel
9125004 | 1 | [5 empty] | Removed from Ground | Diesel | 10000 | Bare Steel | 1974-10-15 | Galvanized Steel | Suction (American)
9125004 | 2 | [5 empty] | Removed from Ground | Diesel | 10000 | Bare Steel | 1974-10-15 | Galvanized Steel | Suction (American)
9125004 | 3 | [5 empty] | Removed from Ground | Diesel | 10000 | Bare Steel | 1974-10-15 | Galvanized Steel | Suction (American)
9125004 | 4 | [5 empty] | Removed from Ground | Diesel | 10000 | Bare Steel | 1974-10-15 | Galvanized Steel | Suction (American)
9125004 | 5 | [5 empty] | Removed from Ground | Gas (Historical Use) | 7000 | Bare Steel | 1974-10-15 | Galvanized Steel | Suction (American)
9125005 | 1 | [5 empty] | Removed from Ground | Gas (Historical Use) | 12000 | Bare Steel | 1992-12-30 | Galvanized Steel | Pressurized
9125005 | 2 | [5 empty] | Removed from Ground | Gas (Historical Use) | 12000 | Bare Steel | 1992-12-30 | Galvanized Steel | Pressurized
9125005 | 3 | [5 empty] | Removed from Ground | Diesel | 8000 | Bare Steel | 1992-12-30 | Galvanized Steel | Pressurized
9125006 | 1 | [5 empty] | Removed from Ground | Gas (Historical Use) | 2000 | Not Marked/Unknown | 1994-11-07 | Not Marked
9125006 | 2 | [5 empty] | Removed from Ground | Gas (Historical Use) | 6000 | Not Marked/Unknown | 1994-11-07 | Not Marked
9125006 | 3 | [5 empty] | Removed from Ground | Gas (Historical Use) | 6000 | Not Marked/Unknown | 1994-11-07 | Not Marked
9125006 | 4 | [5 empty] | Removed from Ground | Diesel | 1000 | Not Marked/Unknown | 1994-11-07 | Not Marked
9125006 | 5 | [5 empty] | Removed from Ground | Kerosene | 1000 | Not Marked/Unknown | 1994-11-07 | Not Marked
9125006 | 6 |  | 1995-01-03 | no | 1995-01-03 | no | Currently in Use | Gas (Historical Use) | 10000 | Fiberglass | 1995-01-03 | Fiberglass Reinforced Plastic | Pressurized
9125006 | 7 |  | 1995-01-03 | no | 1995-01-03 | no | Currently in Use | Gas (Historical Use) | 10000 | Fiberglass | 1995-01-03 | Unknown
9125006 | 8 |  | 1995-01-03 | no | 1995-01-03 | no | Currently in Use | Gas (Historical Use) | 10000 | Fiberglass | 1995-01-03 | Fiberglass Reinforced Plastic | Pressurized
9125008 | 1A | Flapper Valve | 1997-08-22 |  | 1997-08-22 |  | Currently in Use | Gas (Historical Use) | 10000 | Steel-Impressed Current | 1979-01-01 | Steel (Impressed Current) | Safe Suction (Euro)
9125008 | 1B | Flapper Valve | 1997-08-22 | no | 1997-08-22 | no | Installed | Gas (Historical Use) | 10000 | Steel-Impressed Current | 1979-01-01 | Steel (Impressed Current) | Safe Suction (Euro)
9125008 | 2 | Flapper Valve | 1997-08-22 |  | 1997-08-22 |  | Temporarily out of use | Gas (Historical Use) | 3000 | Steel-Impressed Current | 1979-01-01 | Steel (Impressed Current) | Safe Suction (Euro)
9125009 | 1 | [5 empty] | Removed from Ground | Gas (Historical Use) | 3000 | Unknown | 1992-03-03 | Galvanized Steel | Suction (American)
9125010 | 1 | [5 empty] | Removed from Ground | Diesel | 3000 | Bare Steel | 1981-01-01 | Bare Steel | Safe Suction (Euro)
9125011 | 2000 |  | 1998-12-01 |  | 1998-12-01 |  | Currently in Use | Gas (Historical Use) | 2000 | Galvanic (STIP-3) | 1995-01-01 | Steel (Impressed Current) | Safe Suction (Euro)
9125011 | 2000-2 |  | 1998-12-01 |  | 1998-12-01 |  | Currently in Use | Gas (Historical Use) | 2000 | Galvanic (STIP-3) | 1995-01-01 | Steel (Impressed Current) | Safe Suction (Euro)
9125012 | 1 |  | 1998-02-10 |  | 1998-02-10 |  | Currently in Use | Gas (Historical Use) | 6000 | Fiberglass | 1988-01-01 | Double Walled | Pressurized
9125012 | 2 |  | 1998-02-10 |  | 1998-02-10 |  | Currently in Use | Gas (Historical Use) | 6000 | Fiberglass | 1988-01-01 | Double Walled | Pressurized
9125012 | 3 |  | 1998-02-10 |  | 1998-02-10 |  | Currently in Use | Gas (Historical Use) | 6000 | Fiberglass | 1988-01-01 | Double Walled | Pressurized
9125013 | 1 | [5 empty] | Removed from Ground | Gas (Historical Use) | 1000 | Marked Unknown | 1983-03-01 | Galvanized Steel | Safe Suction (Euro)
9125013 | 2 | [5 empty] | Removed from Ground | Gas (Historical Use) | 2000 | Marked Unknown | 1983-03-01 | Galvanized Steel | Safe Suction (Euro)
9125013 | 3A |  | 1998-10-01 | no | 1998-10-01 | no | Currently in Use | Gas (Historical Use) | 7000 | Composite | 1998-10-01 | Double-Walled Flex | Pressurized
9125013 | 3B |  | 1998-10-01 |  | 1998-10-01 |  | Currently in Use | Gas (Historical Use) | 3000 | Composite | 1998-10-01 | Double-Walled Flex | Pressurized
9125014 | 1 |  | 1990-04-01 | no | 1990-04-01 | no | Currently in Use | Diesel | 10000 | Steel-Impressed Current | 1990-04-01 | Fiberglass Reinforced Plastic
9125014 | 2 |  | 1990-04-01 | no | 1990-04-01 | no | Currently in Use | Diesel | 10000 | Steel-Impressed Current | 1990-04-01 | Fiberglass Reinforced Plastic | Pressurized
9125014 | 3 |  | 1990-04-01 | no | 1990-04-01 | no | Currently in Use | Gas (Historical Use) | 10000 | Steel-Impressed Current | 1990-04-01 | Fiberglass Reinforced Plastic | Pressurized
9125014 | 4 |  | 1990-04-01 | no | 1990-04-01 | no | Currently in Use | Gas (Historical Use) | 10000 | Steel-Impressed Current | 1990-04-01 | Fiberglass Reinforced Plastic
9125014 | 5 |  | 1990-04-01 | no | 1990-04-01 | no | Currently in Use | Diesel | 10000 | Steel-Impressed Current | 1990-04-01 | Fiberglass Reinforced Plastic | Pressurized
9125015 | 1 |  | 1993-03-29 |  | 1993-03-29 |  | Temporarily out of use | Gas (Historical Use) | 3000 | Galvanic (STIP-3) | 1983-03-29 | Fiberglass Reinforced Plastic | Suction (American)
9125016 | 1 | Ball Float | 1991-06-01 |  | 1991-06-01 |  | Currently in Use | Gas (Historical Use) | 8000 | Cathodically Protected Steel | 1987-01-01 | Fiberglass Reinforced Plastic | Pressurized
9125016 | 2 | Ball Float | 1991-06-01 |  | 1991-06-01 |  | Currently in Use | Gas (Historical Use) | 8000 | Cathodically Protected Steel | 1987-01-01 | Fiberglass Reinforced Plastic | Pressurized
9125016 | 3 | Ball Float | 1991-06-01 |  | 1991-06-01 |  | Currently in Use | Gas (Historical Use) | 4000 | Cathodically Protected Steel | 1987-01-01 | Fiberglass Reinforced Plastic
9125016 | 4 |  | 2000-09-21 | no | 2000-09-21 | no | Currently in Use | Diesel | 20000 | Composite | 2000-09-21 | Fiberglass Reinforced Plastic | Pressurized
9125016 | 5 |  | 2000-09-21 | no | 2000-09-21 | no | Currently in Use | Diesel | 10000 | Composite | 2000-09-21 | Fiberglass Reinforced Plastic | Pressurized
9125016 | 6 |  | 2000-09-21 | no | 2000-09-21 | no | Currently in Use | Diesel | 6000 | Composite | 2000-09-21 | Fiberglass Reinforced Plastic | Pressurized
9125017 | 1 |  | 1995-12-05 |  | 1995-12-05 |  | Temporarily out of use | Gas (Historical Use) | 3000 | Galvanic (STIP-3) | 1995-12-05 | Cathodically Protected | Safe Suction (Euro)
9125018 | 1 | [5 empty] | Removed from Ground | Kerosene | 6000 | Not Marked/Unknown | 1988-01-01 | Not Marked
9125018 | 2 | [5 empty] | Removed from Ground | Other | 2000 | Not Marked/Unknown | 1988-01-01 | Not Marked
9125019 | 1 |  | 1996-09-01 |  | 1996-09-01 |  | Currently in Use | Gas (Historical Use) | 12000 | Cathodically Protected Steel | 1996-06-07 | Cathodically Protected | Pressurized
9125021 | 1 | [5 empty] | Removed from Ground | Kerosene | 10000 | Bare Steel | 1988-01-01 | Galvanized Steel | Suction (American)
9125021 | 2 | [5 empty] | Removed from Ground | Gas (Historical Use) | 3000 | Bare Steel | 1988-01-01 | Galvanized Steel | Suction (American)
9125022 | 1 | [5 empty] | Removed from Ground | Gas (Historical Use) | 6000 | Not Marked/Unknown | 1997-04-01 | Not Marked
9125022 | 2 | [5 empty] | Removed from Ground | Gas (Historical Use) | 8000 | Not Marked/Unknown | 1997-04-01 | Not Marked
9125022 | 3 | [5 empty] | Removed from Ground | Diesel | 3000 | Not Marked/Unknown | 1997-04-01 | Not Marked
9125022 | 4 | [5 empty] | Removed from Ground | Gas (Historical Use) | 4000 | Not Marked/Unknown | 1997-04-01 | Not Marked
9125022 | 5 | [5 empty] | Removed from Ground | Kerosene | 500 | Not Marked/Unknown | 1997-04-01 | Not Marked
9125023 | 1 | [5 empty] | Currently in Use | Gas (Historical Use) | 0 | Not Marked/Unknown |  | Not Marked
9125023 | 2 | [5 empty] | Currently in Use | Gas (Historical Use) | 0 | Not Marked/Unknown |  | Not Marked
9125025 | 1 | Flapper Valve | 2000-10-01 |  | 2000-10-01 |  | Currently in Use | Gas (Historical Use) | 2500 | Fiberglass Double Walled | 2000-10-01 | Double-Walled Fiberglass | Safe Suction (Euro)
9126001 | 1 | [5 empty] | Removed from Ground | Empty | 500 | Not Marked/Unknown | 1991-01-01 | Not Marked
9126001 | 2 | [5 empty] | Removed from Ground | Empty | 500 | Not Marked/Unknown | 1991-01-01 | Not Marked
9126002 | 618205 |  | 1991-01-04 |  | 1991-01-04 |  | Temporarily out of use | Empty | 1000 | Fiberglass | 1991-12-28 | Fiberglass Reinforced Plastic | Suction (American)
9126003 | 1 | [5 empty] | Removed from Ground | Diesel | 2000 | Bare Steel | 1983-06-21 | Unknown | Pressurized
9126003 | 2 | [5 empty] | Removed from Ground | Gas (Historical Use) | 1000 | Bare Steel | 1983-06-21 | Unknown | Pressurized
9126004 | 1 | [5 empty] | Closed in Ground | Diesel | 285 | Bare Steel | 1979-01-01 | Copper | Safe Suction (Euro)
9126005 | L221063 |  | 1990-01-01 |  | 1990-01-01 |  | Currently in Use | Diesel | 10000 | Composite | 1990-01-01 | Fiberglass Reinforced Plastic
9126005 | L235023 |  | 1990-01-01 |  | 1990-01-01 |  | Currently in Use | Gas (Historical Use) | 10000 | Composite | 1990-01-01 | Fiberglass Reinforced Plastic
9126005 | L235025 |  | 1990-01-01 |  | 1990-01-01 |  | Currently in Use | Gas (Historical Use) | 10000 | Composite | 1990-01-01 | Fiberglass Reinforced Plastic
9126006 | 1 |  |  | yes |  | yes | Removed from Ground | Used Oil | 1000 | Bare Steel | 1994-01-01 | Bare Steel
9126007 | 1 | [5 empty] | Removed from Ground | Other | 0 | Bare Steel | 1999-01-26 | Unknown
9126007 | 2 | [5 empty] | Removed from Ground | Other | 0 | Bare Steel | 1999-01-26 | Unknown
9126008 | 1 |  | 1998-08-01 |  | 1998-08-01 |  | Currently in Use | Gas (Historical Use) | 8000 | Composite | 1988-10-01 | Fiberglass Reinforced Plastic | Suction (American)
9126008 | 2 |  | 1998-08-01 |  | 1998-08-01 |  | Currently in Use | Gas (Historical Use) | 6000 | Composite | 1988-10-01 | Fiberglass Reinforced Plastic | Suction (American)
9126008 | 3 |  | 1998-08-01 |  | 1998-08-01 |  | Currently in Use | Gas (Historical Use) | 6000 | Composite | 1988-10-01 | Fiberglass Reinforced Plastic | Suction (American)
9126008 | 4 |  | 1998-08-01 |  | 1998-08-01 |  | Currently in Use | Diesel | 3000 | Composite | 1990-01-01 | Fiberglass Reinforced Plastic | Suction (American)
9126009 | 1 | Ball Float | 1995-09-01 | no | 1995-09-01 | no | Currently in Use | Regular | 2000 | Steel-Impressed Current | 1977-01-01 | Double-Walled Flex | Pressurized
9126009 | 2 | Flapper Valve | 1995-09-01 | no | 1995-09-01 | no | Currently in Use | Regular | 6000 | Steel-Impressed Current | 1977-01-01 | Double-Walled Flex | Pressurized
9126009 | 3 | Ball Float | 1995-09-01 | no | 1995-09-01 | no | Currently in Use | Premium | 6000 | Steel-Impressed Current | 1977-01-01 | Double-Walled Flex | Pressurized
9126010 | 1 |  | 1990-08-01 | yes | 1990-08-01 | no | Currently in Use | Regular | 8000 | Composite | 1990-01-01 | Fiberglass Reinforced Plastic | Pressurized
9126010 | 2 |  | 1990-08-01 | no | 1990-08-01 | no | Currently in Use | Regular | 8000 | Composite | 1990-01-01 | Fiberglass Reinforced Plastic | Pressurized
9126010 | 3 |  | 1990-08-01 | no | 1990-08-01 | no | Currently in Use | Premium | 8000 | Composite | 1990-01-01 | Fiberglass Reinforced Plastic | Pressurized
9126011 | 1 | Flapper Valve | 1988-06-01 | no | 1988-06-01 | no | Currently in Use | Diesel | 8000 | Galvanic (STIP-3) | 1988-06-01 | Galvanized Steel
9126011 | 2 | Flapper Valve | 1988-06-01 | no | 1988-06-01 | no | Currently in Use | Premium | 8000 | Galvanic (STIP-3) | 1988-06-01 | Galvanized Steel
9126011 | 3 | Flapper Valve | 1988-06-01 | no | 1988-06-01 | no | Currently in Use | Regular | 8000 | Galvanic (STIP-3) | 1988-06-01 | Galvanized Steel
9126012 | 1 |  | 1989-04-10 |  | 1989-04-10 |  | Currently in Use | Gas (Historical Use) | 6000 | Cathodically Protected Steel | 1989-04-03 | Fiberglass Reinforced Plastic | Pressurized
9126012 | 2 |  | 1989-04-10 |  | 1989-04-10 |  | Currently in Use | Gas (Historical Use) | 4000 | Cathodically Protected Steel | 1989-04-03 | Fiberglass Reinforced Plastic | Pressurized
9126012 | 3 |  | 1989-04-10 |  | 1989-04-10 |  | Currently in Use | Gas (Historical Use) | 4000 | Cathodically Protected Steel | 1989-04-03 | Fiberglass Reinforced Plastic | Pressurized
9126012 | 4 |  | 1989-04-10 |  | 1989-04-10 |  | Currently in Use | Diesel | 2000 | Cathodically Protected Steel | 1989-04-03 | Fiberglass Reinforced Plastic | Pressurized
9126012 | 5 |  | 1989-04-10 |  | 1989-04-10 |  | Currently in Use | Kerosene | 1000 | Cathodically Protected Steel | 1989-04-03 | Fiberglass Reinforced Plastic | Suction (American)
9126012 | 6 | [5 empty] | Removed from Ground | Gas (Historical Use) | 550 | Bare Steel | 1994-12-10 | Bare Steel | Safe Suction (Euro)
9126012 | 7 | [5 empty] | Removed from Ground | Gas (Historical Use) | 1000 | Bare Steel | 1994-12-10 | Bare Steel | Safe Suction (Euro)
9126012 | 8 | [5 empty] | Removed from Ground | Gas (Historical Use) | 550 | Bare Steel | 1994-12-10 | Bare Steel | Safe Suction (Euro)
9126013 | 1 | [5 empty] | Removed from Ground | Gas (Historical Use) | 5000 | Bare Steel | 1978-01-01 | Galvanized Steel
9126013 | 2 | [5 empty] | Removed from Ground | Diesel | 8000 | Bare Steel | 1978-01-01 | Galvanized Steel
9126013 | 3 | Flapper Valve | 1995-06-01 |  | 1995-06-01 |  | Currently in Use | Diesel | 8000 | Galvanic (STIP-3) | 1995-07-01 | Galvanized Steel | Suction (American)
9126013 | 4 | Flapper Valve | 1995-06-01 |  | 1995-06-01 |  | Currently in Use | Gas (Historical Use) | 6000 | Galvanic (STIP-3) | 1995-07-01 | Galvanized Steel | Suction (American)
9126013 | 5 |  |  | no |  | no | Removed from Ground | Used Oil | 550 | Unknown | 2004-10-21 | Unknown
9126014 | 1 | Flapper Valve | 1998-12-01 | no | 1998-12-01 | no | Currently in Use | Diesel | 10000 | Galvanic (STIP-3) | 1988-01-01 | Fiberglass Reinforced Plastic | Pressurized
9126014 | 2 | Ball Float | 1998-12-01 | no | 1998-12-01 | no | Currently in Use | Regular | 10000 | Galvanic (STIP-3) | 1988-01-01 | Fiberglass Reinforced Plastic | Pressurized
9126014 | 3 | Ball Float | 1998-12-01 | no | 1998-12-01 | no | Currently in Use | Plus | 10000 | Galvanic (STIP-3) | 1988-01-01 | Fiberglass Reinforced Plastic | Pressurized
9126014 | 4 | Ball Float | 1998-12-01 | no | 1998-12-01 | no | Currently in Use | E-85 | 10000 | Galvanic (STIP-3) | 1988-01-01 | Fiberglass Reinforced Plastic | Pressurized
9126015 | 1 | [5 empty] | Removed from Ground | Gas (Historical Use) | 1000 | Bare Steel | 1964-01-01 | Galvanized Steel
9126016 | 1 | Ball Float | 1989-01-01 | no | 1989-01-01 | no | Currently in Use | Premium | 10000 | Steel-Impressed Current | 1989-01-01 | Steel (Impressed Current)
9126016 | 2 | Ball Float | 1989-01-01 | no | 1989-01-01 | no | Currently in Use | Plus | 10000 | Steel-Impressed Current | 1988-06-01 | Steel (Impressed Current)
9126016 | 3 | Ball Float | 1989-01-01 | no | 1989-01-01 | no | Currently in Use | Regular | 10000 | Steel-Impressed Current | 1989-01-01 | Steel (Impressed Current)
9126016 | 4 | Flapper Valve | 1989-01-01 | no | 1989-01-01 | no | Currently in Use | Diesel | 8000 | Steel-Impressed Current | 1989-01-01 | Steel (Impressed Current)
9126016 | 5 | Flapper Valve | 1989-01-01 | no | 1989-01-01 | no | Currently in Use | Kerosene | 8000 | Steel-Impressed Current | 1989-01-01 | Steel (Impressed Current)
9126019 | 1 | [5 empty] | Removed from Ground | Gas (Historical Use) | 8000 | Cathodically Protected Steel | 1988-01-01 | Fiberglass Reinforced Plastic | Suction (American)
9126019 | 2 | [5 empty] | Removed from Ground | Gas (Historical Use) | 8000 | Cathodically Protected Steel | 1988-01-01 | Fiberglass Reinforced Plastic | Suction (American)
9126019 | 3 | [5 empty] | Removed from Ground | Gas (Historical Use) | 8000 | Cathodically Protected Steel | 1988-01-01 | Fiberglass Reinforced Plastic | Suction (American)
9126020 | 1 | [5 empty] | Removed from Ground | Gas (Historical Use) | 2000 | Bare Steel | 1974-08-01 | Galvanized Steel | Safe Suction (Euro)
9126020 | 2 | [5 empty] | Removed from Ground | Diesel | 560 | Bare Steel | 1962-06-01 | Galvanized Steel | Safe Suction (Euro)
9126020 | 209995 |  | 1993-03-10 |  | 1993-03-10 |  | Removed from Ground | Gas (Historical Use) | 1000 | Galvanic (STIP-3) | 1993-03-10 | Cathodically Protected | Safe Suction (Euro)
9126020 | 209999 |  | 1993-03-10 |  | 1993-03-10 |  | Removed from Ground | Diesel | 1000 | Galvanic (STIP-3) | 1993-03-10 | Cathodically Protected | Safe Suction (Euro)
9126022 | 1 |  | 1997-08-26 |  | 1997-08-26 |  | Currently in Use | Gas (Historical Use) | 6000 | Steel-Impressed Current | 1980-07-18 | Fiberglass Reinforced Plastic | Pressurized
9126022 | 2 |  | 1997-08-26 |  | 1997-08-26 |  | Currently in Use | Gas (Historical Use) | 6000 | Steel-Impressed Current | 1980-07-18 | Cathodically Protected | Pressurized
9126022 | 3 |  | 1997-08-26 |  | 1997-08-26 |  | Currently in Use | Gas (Historical Use) | 6000 | Steel-Impressed Current | 1980-07-18 | Fiberglass Reinforced Plastic | Pressurized
9126022 | 4 |  | 1997-08-26 |  | 1997-08-26 |  | Currently in Use | Diesel | 6000 | Steel-Impressed Current | 1980-07-18 | Fiberglass Reinforced Plastic | Pressurized
9126022 | 5 |  | 1997-08-26 |  | 1997-08-26 |  | Currently in Use | Gas (Historical Use) | 6000 | Steel-Impressed Current | 1980-07-18 | Fiberglass Reinforced Plastic | Pressurized
9126022 | 6A |  | 2015-06-15 | no | 2015-06-15 | no | Currently in Use | E-85 | 12000 | Fiberglass Double Walled | 2015-06-01 | Double-Walled Flex
9126022 | 6B |  | 2015-06-15 | no | 2015-06-15 | no | Currently in Use | Biodiesel | 3000 | Fiberglass Double Walled | 2015-06-01 | Double-Walled Flex
9126023 | 1 |  | 1994-03-01 | yes | 1994-03-01 |  | Currently in Use | Gas (Historical Use) | 10000 | Fiberglass | 1994-03-01 | Fiberglass Reinforced Plastic | Pressurized
9126023 | 2 |  | 1994-03-01 | yes | 1994-03-01 |  | Currently in Use | Gas (Historical Use) | 10000 | Fiberglass | 1994-03-01 | Fiberglass Reinforced Plastic | Pressurized
9126023 | 3 |  | 1994-03-01 | yes | 1994-03-01 |  | Currently in Use | Kerosene | 2000 | Fiberglass | 1994-03-01 | Double Walled | Pressurized
9126024 | 1 |  | 1997-08-01 |  | 1997-08-01 |  | Temporarily out of use | Gas (Historical Use) | 8000 | Steel-Impressed Current | 1980-06-15 | Cathodically Protected | Pressurized
9126024 | 2 |  | 1997-08-01 |  | 1997-08-01 |  | Temporarily out of use | Gas (Historical Use) | 8000 | Steel-Impressed Current | 1980-06-15 | Cathodically Protected | Pressurized
9126024 | 3 |  | 1997-08-01 |  | 1997-08-01 |  | Temporarily out of use | Gas (Historical Use) | 8000 | Steel-Impressed Current | 1980-06-15 | Cathodically Protected | Pressurized
9126024 | 4 |  | 1997-08-01 |  | 1997-08-01 |  | Temporarily out of use | Diesel | 8000 | Steel-Impressed Current | 1980-06-15 | Cathodically Protected | Pressurized
9126025 | 1 | [5 empty] | Removed from Ground | Kerosene | 1000 | Bare Steel | 1960-01-01 | Bare Steel | Suction (American)
9126025 | 2 | [5 empty] | Removed from Ground | Gas (Historical Use) | 1000 | Bare Steel | 1960-01-01 | Bare Steel | Suction (American)
9126025 | 3 | [5 empty] | Removed from Ground | Gas (Historical Use) | 600 | Bare Steel | 1960-01-01 | Bare Steel | Suction (American)
9126027 | 1 | [5 empty] | Removed from Ground | Diesel | 8000 | Bare Steel | 1983-01-01 | Galvanized Steel | Pressurized
9126027 | 2 | [5 empty] | Permanently Out of Use - historical purposes | Gas (Historical Use) | 10000 | Bare Steel | 1983-01-01 | Galvanized Steel | Suction (American)
9126028 | 1 | [5 empty] | Permanently Out of Use - historical purposes | Gas (Historical Use) | 1 | Not Marked/Unknown |  | Not Marked
9126029 | 1 | [5 empty] | Removed from Ground | Gas (Historical Use) | 2000 | Not Marked/Unknown | 1993-02-26 | Not Marked
9126029 | 2 | [5 empty] | Removed from Ground | Gas (Historical Use) | 2000 | Not Marked/Unknown | 1993-02-26 | Not Marked
9126029 | 3 | [5 empty] | Removed from Ground | Gas (Historical Use) | 2000 | Not Marked/Unknown | 1993-02-26 | Not Marked
9126030 | 1 | [5 empty] | Permanently Out of Use - historical purposes | Empty | 6000 | Not Marked/Unknown |  | Not Marked
9126030 | 2 | [5 empty] | Permanently Out of Use - historical purposes | Empty | 6000 | Not Marked/Unknown |  | Not Marked
9126030 | 3 | [5 empty] | Permanently Out of Use - historical purposes | Empty | 6000 | Not Marked/Unknown |  | Not Marked
9126030 | 4 | [5 empty] | Permanently Out of Use - historical purposes | Empty | 4000 | Not Marked/Unknown |  | Not Marked
9126031 | 1 | [5 empty] | Removed from Ground | Gas (Historical Use) | 550 | Not Marked/Unknown |  | Not Marked
9126031 | 2 | [5 empty] | Removed from Ground | Gas (Historical Use) | 550 | Not Marked/Unknown |  | Not Marked
9126033 | 1 | [5 empty] | Removed from Ground | Gas (Historical Use) | 0 | Bare Steel | 1986-01-23 | Galvanized Steel | Suction (American)
9126035 | 1UNL |  | 1998-12-01 |  | 1998-12-01 |  | Removed from Ground | Gas (Historical Use) | 2000 | Steel-Impressed Current | 1966-12-23 | Fiberglass Reinforced Plastic | Safe Suction (Euro)
9126035 | 2PLUS |  | 1998-12-01 |  | 1998-12-01 |  | Removed from Ground | Gas (Historical Use) | 1000 | Steel-Impressed Current | 1975-04-04 | Fiberglass Reinforced Plastic | Safe Suction (Euro)
9126035 | 3SUL |  | 1998-12-01 |  | 1998-12-01 |  | Removed from Ground | Gas (Historical Use) | 2000 | Steel-Impressed Current | 1966-12-23 | Fiberglass Reinforced Plastic | Safe Suction (Euro)
9126036 | 1 | Flapper Valve | 1995-07-01 | no | 1995-07-01 | no | Currently in Use | Regular | 12000 | Composite | 1995-07-01 | Fiberglass Reinforced Plastic | Pressurized
9126036 | 2 | Flapper Valve | 1995-07-01 | no | 1995-07-01 | no | Currently in Use | Premium | 8000 | Composite | 1995-07-01 | Fiberglass Reinforced Plastic | Pressurized
9126036 | 3 | Flapper Valve | 2007-12-06 | no | 1995-07-01 | no | Currently in Use | Kerosene | 1000 | Composite | 1995-07-01 | Fiberglass Reinforced Plastic | Suction (American)
9126037 | 1 |  |  | no |  | no | Temporarily out of use | Empty | 6000 | Bare Steel |  | Galvanized Steel | Safe Suction (Euro)
9126037 | 2 |  |  | no |  | no | Temporarily out of use | Empty | 5000 | Bare Steel |  | Galvanized Steel | Safe Suction (Euro)
9126037 | 3 |  |  | no |  | no | Temporarily out of use | Empty | 2000 | Bare Steel |  | Galvanized Steel | Suction (American)
9126038 | 1 | Flapper Valve | 1998-12-10 |  | 1998-12-10 |  | Currently in Use | Diesel | 6000 | Steel-Impressed Current | 1980-04-01 | Steel (Impressed Current) | Safe Suction (Euro)
9126038 | 2 | Flapper Valve | 1998-12-10 |  | 1998-12-10 |  | Currently in Use | Diesel | 6000 | Steel-Impressed Current | 1980-04-01 | Steel (Impressed Current) | Safe Suction (Euro)
9126039 | 1 | [5 empty] | Removed from Ground | Gas (Historical Use) | 560 | Marked Unknown | 1998-11-18 | Unknown | Safe Suction (Euro)
9126039 | 2 | [5 empty] | Removed from Ground | Gas (Historical Use) | 560 | Marked Unknown | 1998-11-18 | Unknown | Safe Suction (Euro)
9126040 | 1UNL | Flapper Valve | 1998-07-01 |  | 1996-01-30 |  | Temporarily out of use | Gas (Historical Use) | 4000 | Steel-Impressed Current | 1978-12-01 | Fiberglass Reinforced Plastic | Pressurized
9126040 | 2ULP | Flapper Valve | 1998-07-01 |  | 1996-01-30 |  | Currently in Use | Gas (Historical Use) | 4000 | Steel-Impressed Current | 1978-12-01 | Fiberglass Reinforced Plastic | Pressurized
9126040 | 2UNL | Flapper Valve | 1998-07-01 |  | 1996-01-30 |  | Currently in Use | Gas (Historical Use) | 4000 | Steel-Impressed Current | 1978-12-01 | Fiberglass Reinforced Plastic | Pressurized
9126040 | 3SUL | Flapper Valve | 1998-07-01 |  | 1996-01-30 |  | Currently in Use | Gas (Historical Use) | 4000 | Steel-Impressed Current | 1978-12-01 | Fiberglass Reinforced Plastic | Pressurized
9126040 | 4DC | Flapper Valve | 1998-07-01 |  | 1996-01-30 |  | Temporarily out of use | Diesel | 2000 | Steel-Impressed Current | 1981-06-01 | Cathodically Protected | Safe Suction (Euro)
9126041 | PLUS1000 | [5 empty] | Temporarily out of use | Diesel | 1000 | Bare Steel |  | Galvanized Steel | Safe Suction (Euro)
9126041 | PREM1000 | [5 empty] | Temporarily out of use | Gas (Historical Use) | 1000 | Bare Steel |  | Galvanized Steel | Safe Suction (Euro)
9126041 | UL2000 | [5 empty] | Temporarily out of use | Diesel | 2000 | Bare Steel |  | Galvanized Steel | Safe Suction (Euro)
9126041 | UL3000 | [5 empty] | Temporarily out of use | Gas (Historical Use) | 3000 | Bare Steel | 1974-06-07 | Galvanized Steel | Safe Suction (Euro)
9126045 | 1 |  | 1998-11-09 | no | 1998-11-09 | no | Temporarily out of use |  | 8000 | Steel-Impressed Current | 2016-01-27 | Cathodically Protected | Suction (American)
9126045 | 2 |  | 1998-11-09 | no | 1998-11-09 | no | Temporarily out of use |  | 4000 | Steel-Impressed Current | 2016-01-27 | Cathodically Protected | Suction (American)
9126045 | 3 |  | 1998-11-09 | no | 1998-11-09 | no | Temporarily out of use |  | 4000 | Steel-Impressed Current | 2016-01-27 | Cathodically Protected | Suction (American)
9126046 | 1 | Ball Float | 1990-10-11 |  | 1990-10-11 |  | Currently in Use | Gas (Historical Use) | 8000 | Galvanic (STIP-3) | 1990-10-11 | Fiberglass Reinforced Plastic | Pressurized
9126046 | 2 | Ball Float | 1990-10-11 |  | 1990-10-11 |  | Currently in Use | Gas (Historical Use) | 8000 | Galvanic (STIP-3) | 1990-10-11 | Fiberglass Reinforced Plastic | Pressurized
9126046 | 3 | Ball Float | 1990-10-11 |  | 1990-10-11 |  | Currently in Use | Gas (Historical Use) | 8000 | Galvanic (STIP-3) | 1990-10-11 | Fiberglass Reinforced Plastic | Pressurized
9126046 | 4 | Ball Float | 1990-10-11 |  | 1990-10-11 |  | Currently in Use | Diesel | 4000 | Galvanic (STIP-3) | 1990-10-11 | Fiberglass Reinforced Plastic | Pressurized
9126046 | 5 | Flapper Valve | 1990-10-11 |  | 1990-10-11 |  | Currently in Use | Kerosene | 1000 | Galvanic (STIP-3) | 1990-10-11 | Fiberglass Reinforced Plastic | Safe Suction (Euro)
9126046 | 6 | Flapper Valve | 2012-02-01 | no | 2012-02-01 | no | Currently in Use | Diesel | 3000 | Composite Double Walled | 2012-02-01 | Double-Walled Flex | Safe Suction (Euro)
9126047 | 1 | Ball Float | 1991-01-15 |  | 1991-01-15 |  | Currently in Use | Gas (Historical Use) | 8000 | Galvanic (STIP-3) | 1991-01-15 | Fiberglass Reinforced Plastic | Pressurized
9126047 | 2 | Ball Float | 1991-01-15 |  | 1991-01-15 |  | Currently in Use | Gas (Historical Use) | 4000 | Galvanic (STIP-3) | 1991-01-15 | Fiberglass Reinforced Plastic | Pressurized
9126047 | 3 | Ball Float | 1991-01-15 |  | 1991-01-15 |  | Currently in Use | Gas (Historical Use) | 4000 | Galvanic (STIP-3) | 1991-01-15 | Fiberglass Reinforced Plastic | Pressurized
9126047 | 4 | Flapper Valve | 1989-10-11 |  | 1989-10-11 |  | Currently in Use | Kerosene | 1000 | Galvanic (STIP-3) | 1989-10-11 | Fiberglass Reinforced Plastic | Safe Suction (Euro)
9126048 | 1 | [5 empty] | Closed in Ground | Gas (Historical Use) | 6000 | Bare Steel | 1999-01-01 | Galvanized Steel | Suction (American)
9126048 | 2 | [5 empty] | Removed from Ground | Gas (Historical Use) | 6000 | Bare Steel | 1999-01-01 | Galvanized Steel | Suction (American)
9126048 | 3 | [5 empty] | Removed from Ground | Gas (Historical Use) | 3000 | Bare Steel | 1999-01-01 | Galvanized Steel | Suction (American)
9126048 | 4 | Ball Float | 1999-01-01 | no | 1999-01-01 | no | Currently in Use | Premium | 8000 | Composite | 1999-01-01 | Double-Walled Flex | Pressurized
9126048 | 5 | Ball Float | 1999-01-01 | no | 1999-01-01 | no | Currently in Use | Regular | 8000 | Composite | 1999-01-01 | Double-Walled Flex | Pressurized
9126049 | 1 | Flapper Valve | 1998-09-04 | no | 1998-09-04 | no | Currently in Use | Regular | 8000 | Steel-Impressed Current | 1984-08-01 | Fiberglass Reinforced Plastic | Pressurized
9126049 | 2 | Flapper Valve | 1998-09-04 | no | 1998-09-04 | no | Currently in Use | Regular | 8000 | Steel-Impressed Current | 1987-08-01 | Fiberglass Reinforced Plastic | Pressurized
9126049 | 3 | Flapper Valve | 1998-09-04 | no | 1998-09-04 | no | Currently in Use | Premium | 8000 | Steel-Impressed Current | 1984-08-01 | Fiberglass Reinforced Plastic | Pressurized
9126050 | 1 |  | 1998-11-01 |  | 1998-11-01 |  | Currently in Use | Gas (Historical Use) | 6000 | Steel-Impressed Current | 1998-02-01 | Cathodically Protected | Suction (American)
9126050 | 2 |  | 1998-11-01 |  | 1998-11-01 |  | Currently in Use | Diesel | 5000 | Steel-Impressed Current | 1998-02-01 | Cathodically Protected | Suction (American)
9126050 | 3 |  | 1998-11-01 |  | 1998-11-01 |  | Currently in Use | Gas (Historical Use) | 1000 | Steel-Impressed Current | 1998-02-01 | Cathodically Protected | Suction (American)
9126050 | 4 |  | 1999-07-15 |  | 1999-07-15 |  | Currently in Use | Other | 3000 | Steel-Impressed Current | 1998-02-01 | Cathodically Protected | Suction (American)
9126052 | 1AST | [5 empty] | Currently in Use | Gas (Historical Use) | 6000 | Not Marked/Unknown |  | Not Marked
9126052 | 2AST | [5 empty] | Currently in Use | Diesel | 550 | Not Marked/Unknown |  | Not Marked
9126053 | 1 |  | 1998-06-10 |  | 1998-06-10 |  | Removed from Ground | Gas (Historical Use) | 550 | Steel-Impressed Current | 1995-12-27 | Galvanized Steel | Suction (American)
9126053 | 2 | Flapper Valve | 1995-09-01 |  | 1995-09-01 |  | Removed from Ground | Diesel | 6000 | Steel-Impressed Current | 1998-07-01 | Steel (Impressed Current) | Safe Suction (Euro)
9126053 | 3 | Flapper Valve | 1995-09-09 |  | 1995-09-01 |  | Removed from Ground | Gas (Historical Use) | 6000 | Steel-Impressed Current | 1998-07-01 | Steel (Impressed Current) | Safe Suction (Euro)
9126056 | 1AST | [5 empty] | Currently in Use | Diesel | 1000 | Not Marked/Unknown |  | Bare Steel | Safe Suction (Euro)
9126061 | 1 | [5 empty] | Removed from Ground | Diesel | 1000 | Bare Steel | 1998-06-01 | Galvanized Steel | Gravity Fed
9126061 | 2 | [5 empty] | Removed from Ground | Diesel | 1000 | Bare Steel | 1998-06-01 | Galvanized Steel | Gravity Fed
9126061 | 3 | Flapper Valve | 1998-06-01 | no | 1998-06-01 | no | Currently in Use | Diesel | 1000 | Fiberglass | 1998-06-20 | Fiberglass Reinforced Plastic | Safe Suction (Euro)
9126061 | 4 | Flapper Valve | 1998-06-01 | no | 1998-06-01 | no | Currently in Use | Diesel | 1000 | Fiberglass | 1998-06-20 | Fiberglass Reinforced Plastic | Safe Suction (Euro)
9126063 | 1 | [5 empty] | Removed from Ground | Gas (Historical Use) | 550 | Bare Steel | 1990-01-01 | Galvanized Steel | Suction (American)
9126064 | 1 | [5 empty] | Closed in Ground | Gas (Historical Use) | 5000 | Not Marked/Unknown | 1997-10-01 | Not Marked
9126064 | 2 | [5 empty] | Closed in Ground | Gas (Historical Use) | 5000 | Not Marked/Unknown | 1997-10-01 | Not Marked
9126065 | 1 | Flapper Valve | 1986-01-01 | no | 1986-01-01 | no | Currently in Use | Regular | 6000 | Galvanic (STIP-3) | 1986-01-01 | Fiberglass Reinforced Plastic | Pressurized
9126065 | 2 | Flapper Valve | 1986-01-01 | no | 1986-01-01 | no | Currently in Use | Regular | 6000 | Galvanic (STIP-3) | 1986-01-01 | Fiberglass Reinforced Plastic | Pressurized
9126065 | 3 | Flapper Valve | 1986-01-01 | no | 1986-01-01 | no | Currently in Use | Premium | 6000 | Galvanic (STIP-3) | 1986-01-01 | Fiberglass Reinforced Plastic | Pressurized
9126065 | 4 | Flapper Valve | 1986-01-01 | no | 1986-01-01 | no | Currently in Use | Diesel | 8000 | Galvanic (STIP-3) | 1986-01-01 |  | Pressurized
9126066 | 1 | [5 empty] | Closed in Ground | Other | 560 | Bare Steel | 1999-03-25 | Bare Steel | Gravity Fed
9126066 | 2 |  |  | no |  | no | Removed from Ground | Gas (Historical Use) | 3000 | Unknown
9126068 | 1 | [5 empty] | Removed from Ground | Gas (Historical Use) | 550 | Marked Unknown | 1995-12-27 | Unknown
9126069 | 1 | [5 empty] | Removed from Ground | Diesel | 1000 | Marked Unknown | 1997-01-01 | Unknown
9126069 | 2 | [5 empty] | Removed from Ground | Gas (Historical Use) | 550 | Marked Unknown | 1997-01-01 | Unknown
9126069 | 3 | [5 empty] | Removed from Ground | Other | 550 | Marked Unknown | 1997-01-01 | Unknown
9126072 | 1 | [5 empty] | Removed from Ground | Diesel | 500 | Bare Steel | 1994-08-22 | Bare Steel | Safe Suction (Euro)
9126072 | 2 | [5 empty] | Removed from Ground | Gas (Historical Use) | 500 | Bare Steel | 1994-08-22 | Bare Steel | Safe Suction (Euro)
9126075 | 1 | [5 empty] | Removed from Ground | Gas (Historical Use) | 2000 | Not Marked/Unknown | 1996-05-13 | Not Marked
9126075 | 2 | [5 empty] | Removed from Ground | Gas (Historical Use) | 2000 | Not Marked/Unknown | 1996-05-13 | Not Marked
9126075 | 3 | [5 empty] | Removed from Ground | Gas (Historical Use) | 3000 | Not Marked/Unknown | 1996-05-13 | Not Marked
9126075 | 4 | [5 empty] | Removed from Ground | Gas (Historical Use) | 3000 | Not Marked/Unknown | 1996-05-13 | Not Marked
9126075 | 5 | [5 empty] | Removed from Ground | Other | 550 | Not Marked/Unknown | 1996-05-13 | Not Marked
9126075 | 6 |  |  | yes |  | yes | Removed from Ground | Used Oil | 550 | Bare Steel | 1996-05-13 | Galvanized Steel | Suction (American)
9126076 | 1 | [5 empty] | Closed in Ground | Gas (Historical Use) | 1500 | Not Marked/Unknown | 1999-01-01 | Not Marked
9126076 | 2 | [5 empty] | Closed in Ground | Gas (Historical Use) | 2000 | Not Marked/Unknown | 1999-01-01 | Not Marked
9126076 | 3 | [5 empty] | Closed in Ground | Gas (Historical Use) | 3500 | Not Marked/Unknown | 1999-01-01 | Not Marked
9126076 | 4 | Ball Float | 2005-09-01 | no | 2005-09-01 | no | Currently in Use | Gas (Historical Use) | 8000 | Composite | 2005-09-01 | Fiberglass Reinforced Plastic | Pressurized
9126076 | 5 | Ball Float | 2005-09-01 | no | 2005-09-01 | no | Currently in Use | Gas (Historical Use) | 8000 | Composite | 2005-09-01 | Fiberglass Reinforced Plastic | Pressurized
9126077 | 1 |  | 1997-02-01 |  | 1997-02-01 |  | Removed from Ground | Gas (Historical Use) | 10000 | Composite | 1997-01-01 | Fiberglass Reinforced Plastic | Suction (American)
9126078 | 2 | [5 empty] | Removed from Ground | Gas (Historical Use) | 2000 | Bare Steel | 1997-06-03 | Galvanized Steel | Safe Suction (Euro)
9126078 | 3 | [5 empty] | Removed from Ground | Gas (Historical Use) | 2000 | Bare Steel | 1997-06-03 | Galvanized Steel | Safe Suction (Euro)
9126078 | 4 | [5 empty] | Removed from Ground | Gas (Historical Use) | 2000 | Bare Steel | 1997-06-03 | Galvanized Steel | Safe Suction (Euro)
9126080 | 1 | [5 empty] | Removed from Ground | Gas (Historical Use) | 6000 | Not Marked/Unknown | 1995-01-01 | Not Marked
9126080 | 2 | [5 empty] | Removed from Ground | Gas (Historical Use) | 6000 | Not Marked/Unknown | 1995-01-01 | Not Marked
9126080 | 3 | [5 empty] | Removed from Ground | Gas (Historical Use) | 6000 | Not Marked/Unknown | 1995-01-01 | Not Marked
9126081 | 1 | [5 empty] | Removed from Ground | Gas (Historical Use) | 1000 | Not Marked/Unknown | 1930-01-01 | Not Marked
9126081 | 2 | [5 empty] | Removed from Ground | Gas (Historical Use) | 1000 | Not Marked/Unknown | 1930-01-01 | Not Marked
9126081 | 3 | [5 empty] | Removed from Ground | Gas (Historical Use) | 1000 | Not Marked/Unknown | 1930-01-01 | Not Marked
9126081 | 4 | [5 empty] | Removed from Ground | Gas (Historical Use) | 1000 | Not Marked/Unknown | 1930-01-01 | Not Marked
9126082 | 1 | [5 empty] | Temporarily out of use | Gas (Historical Use) | 500 | Not Marked/Unknown | 1998-01-02 | Not Marked
9126083 | 1 | [5 empty] | Removed from Ground | Gas (Historical Use) | 10000 | Bare Steel | 1998-03-31 | Bare Steel | Safe Suction (Euro)
9126084 | 1 | [5 empty] | Removed from Ground | Gas (Historical Use) | 500 | Not Marked/Unknown | 1998-06-04 | Not Marked
9126085 | 1 |  | 1998-06-08 |  | 1998-06-08 |  | Removed from Ground | Gas (Historical Use) | 8000 | Cathodically Protected Steel | 1989-01-01 | Cathodically Protected | Suction (American)
9126086 | 1 | Flapper Valve | 1998-06-05 | no | 1998-06-05 | yes | Currently in Use | Diesel | 10000 | Steel-Impressed Current | 1998-06-05 | Fiberglass Reinforced Plastic | Suction (American)
9126086 | 2 | Flapper Valve | 1998-06-05 | no | 1998-06-05 | yes | Currently in Use | Regular | 5000 | Steel-Impressed Current | 1998-06-05 | Fiberglass Reinforced Plastic | Suction (American)
9126086 | 3 | Flapper Valve | 1998-06-05 | no | 1998-06-05 | yes | Currently in Use | Regular | 5000 | Steel-Impressed Current | 1998-06-05 | Fiberglass Reinforced Plastic | Suction (American)
9126087 | 1 | [5 empty] | Removed from Ground | Diesel | 1000 | Not Marked/Unknown | 1998-07-27 | Not Marked
9126087 | 2 | [5 empty] | Removed from Ground | Gas (Historical Use) | 1000 | Not Marked/Unknown | 1998-07-27 | Not Marked
9126089 | 1 |  | 1998-07-01 |  | 1998-07-01 |  | Removed from Ground | Diesel | 1000 | Cathodically Protected Steel | 1976-04-01 | Cathodically Protected | Suction (American)
9126090 | 1 | [5 empty] | Removed from Ground | Diesel | 1000 | Not Marked/Unknown | 1998-09-16 | Not Marked
9126092 | 1 |  |  | yes |  | yes | Closed in Ground | Used Oil | 550 | Marked Unknown | 1998-12-01 | Not Marked
9126093 | 1A | Ball Float | 1998-10-23 |  | 1998-10-23 |  | Currently in Use | Gas (Historical Use) | 12000 | Composite | 1998-10-23 | Double Walled | Pressurized
9126093 | 1B | Ball Float | 1998-10-23 | no | 1998-10-23 | no | Currently in Use |  | 4000 | Composite | 1998-10-23 |  | Pressurized
9126093 | 2A | Ball Float | 1998-10-23 |  | 1998-10-23 |  | Currently in Use | Diesel | 5000 | Composite | 1998-10-23 | Double Walled | Pressurized
9126093 | 2B | Ball Float | 1998-10-23 | no | 1998-10-23 | no | Currently in Use |  | 300 | Composite | 1998-10-23 |  | Pressurized
9126094 | 1 | [5 empty] | Removed from Ground | Gas (Historical Use) | 1000 | Bare Steel | 1980-01-01 | Bare Steel | Suction (American)
9126095 | 1 |  | 2000-08-29 |  | 2000-08-29 |  | Currently in Use | Gas (Historical Use) | 12000 | Fiberglass | 2000-07-14 | Double Walled | Pressurized
9126095 | 2 |  | 2000-08-29 |  | 2000-08-29 |  | Currently in Use | Gas (Historical Use) | 8000 | Fiberglass | 2000-07-14 | Double Walled | Pressurized
9126095 | 3 |  | 2008-03-15 | no | 2008-03-15 | no | Currently in Use | Diesel | 3000 | Fiberglass | 2008-03-15 | Not Marked
9126096 | 1 | Ball Float | 1999-10-05 |  | 1999-10-05 |  | Currently in Use | Gas (Historical Use) | 10000 | Epoxy | 1999-10-04 | Fiberglass Reinforced Plastic | Pressurized
9126096 | 2 | Ball Float | 1999-10-05 |  | 1999-10-05 |  | Currently in Use | Gas (Historical Use) | 12000 | Epoxy | 1999-10-04 | Fiberglass Reinforced Plastic | Pressurized
9126097 | 1 | [5 empty] | Removed from Ground | Gas (Historical Use) | 2000 | Bare Steel | 1960-01-01 | Unknown
9126097 | 2 | [5 empty] | Removed from Ground | Gas (Historical Use) | 2000 | Bare Steel | 1960-01-01 | Unknown
9126097 | 3 | [5 empty] | Removed from Ground | Gas (Historical Use) | 2000 | Bare Steel | 1960-01-01 | Unknown
9127001 | 1 |  | 1992-05-18 |  | 1992-05-18 |  | Currently in Use | Gas (Historical Use) | 8000 | Cathodically Protected Steel | 1992-01-01 | Fiberglass Reinforced Plastic | Pressurized
9127001 | 2 | [5 empty] | Removed from Ground | Gas (Historical Use) | 5000 | Marked Unknown | 1991-07-25 | Unknown
9127001 | 3 |  | 1992-05-18 |  | 1992-05-18 |  | Currently in Use | Gas (Historical Use) | 6000 | Cathodically Protected Steel | 1992-01-01 | Fiberglass Reinforced Plastic | Pressurized
9127001 | 4 |  | 1992-05-18 |  | 1992-05-18 |  | Currently in Use | Gas (Historical Use) | 6000 | Cathodically Protected Steel | 1992-01-01 | Fiberglass Reinforced Plastic | Pressurized
9127002 | 1 | [5 empty] | Removed from Ground | Diesel | 250 | Not Marked/Unknown | 1991-08-12 | Not Marked
9127003 | 1 | [5 empty] | Removed from Ground | Other | 500 | Bare Steel | 1989-10-13 | Not Marked
9127004 | 1 | [5 empty] | Removed from Ground | Gas (Historical Use) | 8000 | Bare Steel | 1978-03-01 | Galvanized Steel | Pressurized
9127004 | 2 | [5 empty] | Removed from Ground | Gas (Historical Use) | 8000 | Bare Steel | 1978-03-01 | Galvanized Steel | Pressurized
9127004 | 3 | [5 empty] | Removed from Ground | Gas (Historical Use) | 8000 | Bare Steel | 1978-03-01 | Galvanized Steel | Pressurized
9127004 | 4 | [5 empty] | Removed from Ground | Kerosene | 8000 | Bare Steel | 1978-03-01 | Bare Steel | Safe Suction (Euro)
9127004 | 5 |  | 1999-10-01 |  | 1999-10-01 |  | Currently in Use | Gas (Historical Use) | 15000 | Composite | 1999-10-01 | Double-Walled Flex | Pressurized
9127004 | 6 |  | 1999-10-01 |  | 1999-10-01 |  | Currently in Use | Gas (Historical Use) | 10000 | Composite | 1999-10-01 | Double-Walled Flex | Pressurized
9127004 | 7A |  | 1999-10-01 |  | 1999-10-01 |  | Currently in Use | Diesel | 5000 | Composite | 1999-10-01 | Double-Walled Flex | Pressurized
9127004 | 7B |  | 1999-10-01 |  | 1999-10-01 |  | Currently in Use | Diesel | 3000 | Composite | 1999-10-01 | Double-Walled Flex | Pressurized
9127006 | 1 |  | 1997-02-21 |  | 1997-02-21 |  | Temporarily out of use | Diesel | 2000 | Steel-Impressed Current | 1985-01-01 | Steel (Impressed Current) | Suction (American)
9127006 | 2 |  | 1997-02-21 |  | 1997-02-21 |  | Temporarily out of use | Gas (Historical Use) | 4000 | Steel-Impressed Current | 1984-01-01 | Steel (Impressed Current) | Suction (American)
9127006 | 3 |  | 1997-02-21 |  | 1997-02-21 |  | Temporarily out of use | Gas (Historical Use) | 5000 | Steel-Impressed Current | 1984-01-01 | Steel (Impressed Current) | Suction (American)
9127006 | 4 |  | 1997-02-21 |  | 1997-02-21 |  | Temporarily out of use | Gas (Historical Use) | 8000 | Steel-Impressed Current | 1984-01-01 | Steel (Impressed Current) | Suction (American)
9127006 | 5 |  | 1997-02-21 |  | 1997-02-21 |  | Temporarily out of use | Kerosene | 3000 | Steel-Impressed Current | 1984-01-01 | Steel (Impressed Current) | Suction (American)
9127007 | 1 | [5 empty] | Removed from Ground | Diesel | 250 | Bare Steel | 1968-01-01 | Unknown
9127008 | 1 | [5 empty] | Removed from Ground | Gas (Historical Use) | 3000 | Bare Steel | 1984-01-01 | Galvanized Steel
9127008 | 2 | [5 empty] | Removed from Ground | Diesel | 6000 | Bare Steel | 1984-01-01 | Galvanized Steel
9127009 | 1 | [5 empty] | Removed from Ground | Diesel | 10000 | Bare Steel | 1974-01-01 | Galvanized Steel
9127010 | 1 | [5 empty] | Closed in Ground | Gas (Historical Use) | 1000 | Bare Steel | 1992-01-28 | Bare Steel
9127010 | 2 | [5 empty] | Closed in Ground | Gas (Historical Use) | 1000 | Bare Steel | 1992-01-28 | Bare Steel
9127011 | 1 | [5 empty] | Removed from Ground | Diesel | 500 | Bare Steel |  | Unknown
9127012 | 1 | [5 empty] | Removed from Ground | Diesel | 2000 | Bare Steel | 1955-01-01 | Bare Steel
9127013 | 1 | [5 empty] | Removed from Ground | Gas (Historical Use) | 1000 | Bare Steel | 1974-04-24 | Galvanized Steel
9127013 | 2 | [5 empty] | Removed from Ground | Gas (Historical Use) | 1000 | Bare Steel | 1974-04-24 | Galvanized Steel
9127013 | 3 | [5 empty] | Removed from Ground | Gas (Historical Use) | 1000 | Bare Steel | 1974-04-24 | Galvanized Steel
9127013 | 4 | [5 empty] | Removed from Ground | Gas (Historical Use) | 1000 | Bare Steel | 1974-04-24 | Galvanized Steel
9127013 | 5 | Flapper Valve | 1993-05-01 | no | 1993-05-01 | no | Currently in Use | Gas (Historical Use) | 6000 | Galvanic (STIP-3) | 1993-05-01 | Fiberglass Reinforced Plastic | Safe Suction (Euro)
9127013 | 6 | Flapper Valve | 1993-05-01 | no | 1993-04-01 | no | Currently in Use | Gas (Historical Use) | 6000 | Galvanic (STIP-3) | 1993-05-01 | Fiberglass Reinforced Plastic | Safe Suction (Euro)
9127013 | 7 | Flapper Valve | 1993-05-01 | no | 1993-05-01 | no | Currently in Use | Gas (Historical Use) | 6000 | Galvanic (STIP-3) | 1993-05-01 | Fiberglass Reinforced Plastic | Safe Suction (Euro)
9127013 | 8 | Flapper Valve | 1993-05-01 | no | 1993-05-01 | no | Currently in Use | Diesel | 8000 | Galvanic (STIP-3) | 1993-05-01 | Fiberglass Reinforced Plastic | Safe Suction (Euro)
9127014 | 1 | [5 empty] | Removed from Ground | Empty | 3000 | Bare Steel | 1974-05-08 | Galvanized Steel | Safe Suction (Euro)
9127014 | 2 | [5 empty] | Removed from Ground | Empty | 3000 | Bare Steel | 1974-05-08 | Galvanized Steel
9127015 | 1 | [5 empty] | Removed from Ground | Gas (Historical Use) | 1000 | Bare Steel | 1976-06-01 | Galvanized Steel | Suction (American)
9127015 | 2 |  | 2001-07-14 |  | 2001-07-14 |  | Currently in Use | Gas (Historical Use) | 2000 | Composite | 2001-07-14 | Fiberglass Reinforced Plastic | Suction (American)
9127016 | 1 |  | 2012-06-27 | no | 2012-06-27 | no | Currently in Use | Gas (Historical Use) | 10000 | Fiberglass Double Walled | 2012-06-18 | Double-Walled Flex | Safe Suction (Euro)
9127016 | 2 |  | 2012-06-27 | no | 2012-06-27 | no | Currently in Use | Diesel | 10000 | Fiberglass Double Walled | 2012-06-18 | Double-Walled Flex | Safe Suction (Euro)
9127016 | 1R | Flapper Valve | 1993-06-29 |  | 1993-06-29 |  | Removed from Ground | Diesel | 10000 | Galvanic (STIP-3) | 1993-06-29 | Fiberglass Reinforced Plastic | Safe Suction (Euro)
9127016 | 2R | Flapper Valve | 1993-06-29 |  | 1993-06-29 |  | Removed from Ground | Gas (Historical Use) | 10000 | Galvanic (STIP-3) | 1989-06-18 | Fiberglass Reinforced Plastic | Safe Suction (Euro)
9127018 | 2 | [5 empty] | Removed from Ground | Diesel | 2000 | Not Marked/Unknown | 2001-07-20 | Not Marked
9127018 | 3 | [5 empty] | Removed from Ground | Diesel | 2000 | Not Marked/Unknown | 2001-07-20 | Not Marked
9127018 | 4 | [5 empty] | Removed from Ground | Diesel | 2000 | Not Marked/Unknown | 2001-07-20 | Not Marked
9127019 | 1J | [5 empty] | Removed from Ground | Gas (Historical Use) | 10000 | Bare Steel | 2001-08-07 | Galvanized Steel | Safe Suction (Euro)
9127020 | 1 |  | 1999-03-01 |  | 1999-03-01 |  | Currently in Use | Gas (Historical Use) | 6000 | Steel-Impressed Current | 1986-01-01 | Steel (Impressed Current) | Pressurized
9127020 | 2 |  | 1999-03-01 |  | 1999-03-01 |  | Currently in Use | Gas (Historical Use) | 6000 | Steel-Impressed Current | 1986-01-01 | Steel (Impressed Current) | Pressurized
9127020 | 3 |  | 1999-03-01 |  | 1999-03-01 |  | Currently in Use | Gas (Historical Use) | 6000 | Steel-Impressed Current | 1986-01-01 | Steel (Impressed Current) | Pressurized
9127020 | 4 |  |  | no |  | no | Closed in Ground | Diesel | 1000 | Bare Steel | 1999-03-01
9127020 | 5 |  |  | no |  | no | Closed in Ground | Kerosene | 560 | Bare Steel | 1999-03-01
9127020 | 6A |  | 1999-03-01 |  | 1999-03-01 |  | Currently in Use | Diesel | 6000 | Galvanic (STIP-3) | 1999-03-01 | Fiberglass Reinforced Plastic | Safe Suction (Euro)
9127020 | 6B |  | 1999-03-01 |  | 1999-03-01 |  | Currently in Use | Diesel | 2000 | Galvanic (STIP-3) | 1999-03-01 | Fiberglass Reinforced Plastic | Safe Suction (Euro)
9127021 | 1 |  | 1998-07-01 |  | 1998-07-01 |  | Removed from Ground | Gas (Historical Use) | 6000 | Steel-Impressed Current | 1967-01-01 | Cathodically Protected | Suction (American)
9127021 | 2 |  | 1998-07-01 |  | 1998-07-01 |  | Removed from Ground | Gas (Historical Use) | 4000 | Steel-Impressed Current | 1967-01-01 | Cathodically Protected | Suction (American)
9127021 | 3 |  | 1998-11-01 |  | 1998-11-01 |  | Removed from Ground | Gas (Historical Use) | 1000 | Steel-Impressed Current | 1967-01-01 | Cathodically Protected | Suction (American)
9127022 | 1 | [5 empty] | Removed from Ground | Gas (Historical Use) | 1000 | Bare Steel | 1998-09-10 | Galvanized Steel
9127022 | 2 | [5 empty] | Removed from Ground | Gas (Historical Use) | 1000 | Bare Steel | 1998-09-10 | Galvanized Steel | Suction (American)
9127022 | 3 | [5 empty] | Removed from Ground | Diesel | 1000 | Bare Steel | 1998-09-10 | Galvanized Steel | Suction (American)
9127022 | 4 | [5 empty] | Removed from Ground | Kerosene | 500 | Bare Steel | 1998-09-10 | Galvanized Steel | Suction (American)
9127022 | 5 |  | 1999-05-15 |  | 1999-05-15 |  | Removed from Ground | Gas (Historical Use) | 2000 | Epoxy | 1999-05-15 | Fiberglass Reinforced Plastic | Suction (American)
9127022 | 6 |  | 1999-05-15 |  | 1999-05-15 |  | Removed from Ground | Diesel | 1000 | Epoxy | 1999-05-15 | Fiberglass Reinforced Plastic | Suction (American)
9127023 | DSL |  | 1998-03-01 |  | 1998-03-01 |  | Currently in Use | Diesel | 8000 | Steel-Impressed Current | 1980-03-01 | Steel (Impressed Current) | Safe Suction (Euro)
9127023 | PU | Flapper Valve | 1998-03-01 |  | 1998-03-01 |  | Currently in Use | Gas (Historical Use) | 10000 | Fiberglass | 1980-03-01 | Steel (Impressed Current) | Safe Suction (Euro)
9127023 | RU | Flapper Valve | 1998-08-01 |  | 1998-08-01 |  | Currently in Use | Gas (Historical Use) | 10000 | Fiberglass | 1980-03-01 | Steel (Impressed Current) | Safe Suction (Euro)
9127024 | 1 |  |  | no |  | no | Removed from Ground | Gas (Historical Use) | 10000 | Bare Steel | 1973-01-01 | Unknown
9127024 | 2 |  |  | no |  | no | Removed from Ground | Gas (Historical Use) | 10000 | Bare Steel | 1973-01-01 | Unknown
9127024 | 3 |  |  | no |  | no | Removed from Ground | Gas (Historical Use) | 10000 | Bare Steel | 1973-01-01 | Unknown
9127024 | 4 | [5 empty] | Removed from Ground | Gas (Historical Use) | 4000 | Bare Steel | 1999-05-12 | Galvanized Steel | Suction (American)
9127026 | 1 | [5 empty] | Removed from Ground | Gas (Historical Use) | 1000 | Bare Steel | 1977-01-01 | Bare Steel | Suction (American)
9127026 | 2 |  | 1998-06-02 | no | 1998-06-02 | no | Temporarily out of use | Gas (Historical Use) | 1061 | Composite | 1998-06-16 | Fiberglass Reinforced Plastic | Safe Suction (Euro)
9127026 | 3 |  | 1998-08-01 |  | 1998-08-01 |  | Removed from Ground | Gas (Historical Use) | 1000 | Composite | 1998-08-01 | Fiberglass Reinforced Plastic | Safe Suction (Euro)
9127027 | 1 |  | 1998-02-01 |  | 1998-02-01 |  | Currently in Use | Gas (Historical Use) | 8000 | Steel-Impressed Current | 1998-02-01 | Double-Walled Fiberglass | Pressurized
9127027 | 2 |  | 1998-02-01 |  | 1998-02-01 |  | Currently in Use | Gas (Historical Use) | 8000 | Steel-Impressed Current | 1998-02-01 | Double-Walled Fiberglass | Pressurized
9127027 | 3 |  | 1998-02-01 |  | 1998-02-01 |  | Temporarily out of use | Gas (Historical Use) | 8000 | Steel-Impressed Current | 1998-02-01 | Cathodically Protected | Pressurized
9127031 | 1 | Flapper Valve | 1998-11-10 |  | 1998-11-10 |  | Currently in Use | Gas (Historical Use) | 12000 | Composite | 1998-11-10 | Fiberglass Reinforced Plastic | Pressurized
9127031 | 2 | Flapper Valve | 1998-11-10 |  | 1998-11-10 |  | Currently in Use | Gas (Historical Use) | 10000 | Composite | 1998-11-10 | Fiberglass Reinforced Plastic | Pressurized
9127031 | 3 | Flapper Valve | 1998-11-10 |  | 1998-11-10 |  | Currently in Use | Diesel | 8000 | Composite | 1998-11-10 | Fiberglass Reinforced Plastic | Pressurized
9127031 | 4 | Flapper Valve | 1998-11-10 |  | 1998-11-10 |  | Currently in Use | Kerosene | 2000 | Composite | 1998-11-10 | Fiberglass Reinforced Plastic | Safe Suction (Euro)
9127032 | 1A | Ball Float | 1997-02-17 |  | 1997-02-17 |  | Currently in Use | Gas (Historical Use) | 10000 | Composite | 1997-02-17 | Fiberglass Reinforced Plastic | Pressurized
9127032 | 1B | Ball Float | 1997-02-17 |  | 1997-02-17 |  | Currently in Use | Gas (Historical Use) | 2000 | Composite | 1997-02-17 | Fiberglass Reinforced Plastic | Pressurized
9127032 | 2A | Ball Float | 1997-02-17 |  | 1997-02-17 |  | Currently in Use | Diesel | 10000 | Composite | 1997-02-17 | Fiberglass Reinforced Plastic | Pressurized
9127032 | 2B | Flapper Valve | 1997-02-17 |  | 1997-02-17 |  | Currently in Use | Diesel | 2000 | Composite | 1997-02-17 | Fiberglass Reinforced Plastic | Pressurized
9127033 | 1 | Flapper Valve | 1999-07-15 | no | 1999-07-15 | no | Currently in Use | Gas (Historical Use) | 10000 | Composite | 1999-07-15 | Fiberglass Reinforced Plastic | Pressurized
9127033 | 2 | Flapper Valve | 1999-07-15 | no | 1999-07-15 | no | Currently in Use | Gas (Historical Use) | 10000 | Composite | 1999-07-15 | Fiberglass Reinforced Plastic | Pressurized
9127033 | 3A | Flapper Valve | 1999-07-15 | no | 1999-07-15 | no | Currently in Use | Diesel | 8000 | Composite | 1999-07-15 | Fiberglass Reinforced Plastic | Pressurized
9127033 | 3B | Flapper Valve | 1999-07-15 | no | 1999-07-15 | no | Currently in Use | Gas (Historical Use) | 2000 | Composite | 1999-07-15 | Fiberglass Reinforced Plastic | Safe Suction (Euro)
9127034 | 1 | Ball Float | 1997-04-27 |  | 1997-04-27 |  | Currently in Use | Gas (Historical Use) | 10000 | Composite | 1997-04-24 | Fiberglass Reinforced Plastic | Pressurized
9127034 | 2 | Ball Float | 1997-04-27 |  | 1997-04-27 |  | Currently in Use | Gas (Historical Use) | 8000 | Composite | 1997-04-24 | Fiberglass Reinforced Plastic | Pressurized
9127035 | 1 | Ball Float | 1998-07-01 |  | 1998-07-01 |  | Currently in Use | Gas (Historical Use) | 10000 | Composite | 1998-07-01 | Fiberglass Reinforced Plastic | Pressurized
9127035 | 2 | Ball Float | 1998-07-01 |  | 1998-07-01 |  | Currently in Use | Gas (Historical Use) | 10000 | Composite | 1998-07-01 | Fiberglass Reinforced Plastic | Pressurized
9127035 | 3 | Ball Float | 1998-07-01 |  | 1998-07-01 |  | Currently in Use | Diesel | 10000 | Composite | 1998-07-01 | Fiberglass Reinforced Plastic | Pressurized
9127036 | 1 |  | 1999-07-01 |  | 1999-07-01 |  | Currently in Use | Gas (Historical Use) | 10000 | Composite | 1999-07-01 | Fiberglass Reinforced Plastic | Pressurized
9127036 | 2 |  | 1999-07-01 |  | 1999-07-01 |  | Currently in Use | Gas (Historical Use) | 10000 | Composite | 1999-07-01 | Fiberglass Reinforced Plastic | Pressurized
9127036 | 3 |  | 1999-07-01 |  | 1999-07-01 |  | Currently in Use | Diesel | 10000 | Composite | 1999-07-01 | Fiberglass Reinforced Plastic | Pressurized
9127037 | 1A | Ball Float | 1999-12-15 |  | 1999-12-15 |  | Currently in Use | Gas (Historical Use) | 10000 | Epoxy | 1999-12-15 | Fiberglass Reinforced Plastic | Pressurized
9127037 | 1B | Ball Float | 1999-12-15 |  | 1999-12-15 |  | Currently in Use | Gas (Historical Use) | 8000 | Epoxy | 1999-12-15 | Fiberglass Reinforced Plastic | Pressurized
9127037 | 2 | Flapper Valve | 1999-12-15 |  | 1999-12-15 |  | Currently in Use | Diesel | 1000 | Epoxy | 1999-12-15 | Fiberglass Reinforced Plastic | Safe Suction (Euro)
9127038 | 1 | Flapper Valve | 2000-03-01 | no | 2000-03-01 | no | Currently in Use | Diesel | 2000 | Fiberglass Double Walled | 2000-03-01 | Double-Walled Flex | Pressurized
9127039 | 1 |  | 2001-08-01 |  | 2001-08-01 |  | Currently in Use | Gas (Historical Use) | 10000 | Epoxy | 2001-07-01 | Fiberglass Reinforced Plastic | Pressurized
9127039 | 2 |  | 2001-08-01 |  | 2001-08-01 |  | Currently in Use | Gas (Historical Use) | 10000 | Epoxy | 2001-07-01 | Fiberglass Reinforced Plastic | Pressurized
9127039 | 3 |  | 2001-08-01 |  | 2001-08-01 |  | Currently in Use | Diesel | 10000 | Epoxy | 2001-07-01 | Fiberglass Reinforced Plastic | Pressurized
9127040 | 1 | Ball Float | 2000-12-01 |  | 2000-12-01 |  | Currently in Use | Gas (Historical Use) | 10000 | Epoxy | 2000-12-01 | Fiberglass Reinforced Plastic | Pressurized
9127040 | 2 | Ball Float | 2000-12-01 |  | 2000-12-01 |  | Currently in Use | Gas (Historical Use) | 10000 | Epoxy | 2000-12-01 | Fiberglass Reinforced Plastic | Pressurized
9127040 | 3 | Ball Float | 2000-12-01 |  | 2000-12-01 |  | Currently in Use | Diesel | 10000 | Epoxy | 2000-12-01 | Fiberglass Reinforced Plastic | Pressurized
9127041 | 1 | [5 empty] | Removed from Ground | Diesel | 0 | Not Marked/Unknown | 1999-11-08 | Not Marked
9127041 | 2 | [5 empty] | Removed from Ground | Gas (Historical Use) | 0 | Not Marked/Unknown | 1999-11-08 | Not Marked
9128001 | 1 | [5 empty] | Removed from Ground | Diesel | 560 | Bare Steel | 1982-01-01 | Unknown
9128002 | 1 | [5 empty] | Removed from Ground | Gas (Historical Use) | 560 | Bare Steel | 1994-06-16 | Galvanized Steel | Safe Suction (Euro)
9128002 | 2 | [5 empty] | Removed from Ground | Gas (Historical Use) | 1000 | Bare Steel | 1994-06-16 | Galvanized Steel | Safe Suction (Euro)
9128003 | 1 | [5 empty] | Removed from Ground | Gas (Historical Use) | 7000 | Bare Steel | 1968-01-01 | Galvanized Steel
9128003 | 2 | Flapper Valve | 1998-02-10 |  | 1998-02-10 |  | Currently in Use | Gas (Historical Use) | 2500 | Fiberglass Double Walled | 1998-02-09 | Double-Walled Fiberglass | Pressurized
9128004 | 1 |  | 1988-12-01 |  | 1988-12-01 |  | Temporarily out of use | Gas (Historical Use) | 6000 | Galvanic (STIP-3) | 1988-12-01 | Fiberglass Reinforced Plastic | Pressurized
9128004 | 2 |  | 1988-12-01 |  | 1988-12-01 |  | Temporarily out of use | Gas (Historical Use) | 4000 | Galvanic (STIP-3) | 1988-12-01 | Fiberglass Reinforced Plastic | Pressurized
9128004 | 3 |  | 1988-12-01 |  | 1988-12-01 |  | Temporarily out of use | Gas (Historical Use) | 2000 | Galvanic (STIP-3) | 1988-12-01 | Fiberglass Reinforced Plastic | Pressurized
9128005 | 1 |  | 1992-08-01 |  | 1992-08-01 |  | Currently in Use | Gas (Historical Use) | 6000 | Galvanic (STIP-3) | 1992-08-01 | Fiberglass Reinforced Plastic | Pressurized
9128005 | 2 |  | 1992-08-01 |  | 1992-08-01 |  | Currently in Use | Gas (Historical Use) | 6000 | Galvanic (STIP-3) | 1992-08-01 | Fiberglass Reinforced Plastic | Pressurized
9128007 | 1 | [5 empty] | Removed from Ground | Gas (Historical Use) | 1000 | Bare Steel | 1973-01-01 | Bare Steel | Safe Suction (Euro)
9128007 | 2 | [5 empty] | Removed from Ground | Empty | 1000 | Bare Steel | 1997-10-01 | Bare Steel | Safe Suction (Euro)
9128007 | 3 | [5 empty] | Removed from Ground | Empty | 1000 | Bare Steel | 1997-10-01 | Bare Steel | Safe Suction (Euro)
9128007 | 4 | [5 empty] | Removed from Ground | Empty | 1000 | Bare Steel | 1997-10-01 | Bare Steel | Safe Suction (Euro)
9128008 | 1 | [5 empty] | Closed in Ground | Empty | 1000 | Not Marked/Unknown | 1997-12-23 | Not Marked
9128008 | 2 | [5 empty] | Closed in Ground | Empty | 1000 | Not Marked/Unknown | 1997-12-23 | Not Marked
9128008 | 3 | [5 empty] | Closed in Ground | Empty | 550 | Not Marked/Unknown | 1997-12-23 | Not Marked
9128008 | 4 | [5 empty] | Removed from Ground | Diesel | 550 | Not Marked/Unknown | 1997-12-23 | Not Marked
9128009 | 1A | Ball Float | 1996-04-01 |  | 1996-04-01 | yes | Currently in Use | Gas (Historical Use) | 6000 | Composite | 1996-04-01 | Fiberglass Reinforced Plastic | Pressurized
9128009 | 1B | Ball Float | 1996-04-01 |  | 1996-04-01 | yes | Currently in Use | Gas (Historical Use) | 3000 | Composite | 1996-04-01 | Fiberglass Reinforced Plastic | Pressurized
9128009 | 1C | Ball Float | 1996-04-01 |  | 1996-04-01 | yes | Currently in Use | Gas (Historical Use) | 3000 | Composite | 1996-04-01 | Fiberglass Reinforced Plastic | Pressurized
9128009 | 2 | Flapper Valve | 1997-08-08 |  | 1997-08-08 | yes | Currently in Use | Diesel | 12000 | Composite | 1997-08-10 | Fiberglass Reinforced Plastic | Pressurized
9128010 | 1A |  | 1997-10-15 |  | 1997-10-15 |  | Currently in Use | Diesel | 12000 | Composite | 1997-10-15 | Fiberglass Reinforced Plastic | Pressurized
9128010 | 1B |  | 1997-10-15 |  | 1997-10-15 |  | Currently in Use | Gas (Historical Use) | 3000 | Composite | 1997-10-15 | Fiberglass Reinforced Plastic | Pressurized
9128011 | 1 | [5 empty] | Removed from Ground | Gas (Historical Use) | 1000 | Not Marked/Unknown | 1999-01-16 | Not Marked
9128011 | 2 | [5 empty] | Removed from Ground | Gas (Historical Use) | 2000 | Not Marked/Unknown | 1999-01-16 | Not Marked
9128011 | 3 | [5 empty] | Removed from Ground | Diesel | 2000 | Not Marked/Unknown | 1999-01-16 | Not Marked
9128011 | 4 | [5 empty] | Removed from Ground | Gas (Historical Use) | 1000 | Not Marked/Unknown | 1999-01-16 | Not Marked
9128011 | 5 | [5 empty] | Removed from Ground | Kerosene | 1000 | Not Marked/Unknown | 1999-01-16 | Not Marked
9128012 | 1 | [5 empty] | Removed from Ground | Gas (Historical Use) | 2000 | Not Marked/Unknown | 1998-12-27 | Not Marked
9128012 | 2 | [5 empty] | Removed from Ground | Gas (Historical Use) | 2000 | Not Marked/Unknown | 1998-12-27 | Not Marked
9128012 | 3 | [5 empty] | Removed from Ground | Gas (Historical Use) | 2000 | Not Marked/Unknown | 1998-12-27 | Not Marked
9128012 | 4 | [5 empty] | Removed from Ground | Kerosene | 1000 | Not Marked/Unknown | 1998-12-27 | Not Marked
9128013 | 1 | Ball Float | 1999-11-01 |  | 1999-11-01 |  | Currently in Use | Gas (Historical Use) | 12000 | Epoxy | 1999-11-01 | Double Walled | Pressurized
9128013 | 2 | Ball Float | 1999-11-01 |  | 1999-11-01 |  | Currently in Use | Gas (Historical Use) | 12000 | Epoxy | 1999-11-01 | Double Walled | Pressurized
9128013 | 3 | Ball Float | 1999-11-01 |  | 1999-11-01 |  | Currently in Use | Diesel | 12000 | Epoxy | 1999-11-01 | Double Walled | Pressurized
9129001 | 1 | [5 empty] | Removed from Ground | Gas (Historical Use) | 500 | Not Marked/Unknown | 1990-12-05 | Not Marked
9129002 | 1 | [5 empty] | Closed in Ground | Empty | 5000 | Marked Unknown | 1991-09-01 | Unknown
9129002 | 2 | [5 empty] | Closed in Ground | Empty | 5000 | Marked Unknown | 1991-09-01 | Unknown
9129002 | 3 | [5 empty] | Closed in Ground | Empty | 5000 | Marked Unknown | 1991-09-01 | Unknown
9129003 | 1 | [5 empty] | Removed from Ground | Diesel | 500 | Bare Steel | 1991-12-04 | Galvanized Steel | Suction (American)
9129003 | 2 | [5 empty] | Removed from Ground | Diesel | 2000 | Bare Steel | 1991-12-04 | Galvanized Steel | Suction (American)
9129004 | 1 | [5 empty] | Removed from Ground | Gas (Historical Use) | 10000 | Bare Steel | 1977-01-01 | Galvanized Steel | Safe Suction (Euro)
9129004 | 2 | [5 empty] | Removed from Ground | Diesel | 4000 | Bare Steel | 1977-01-01 | Galvanized Steel | Safe Suction (Euro)
9129005 | 1 | [5 empty] | Removed from Ground | Gas (Historical Use) | 500 | Bare Steel | 1992-04-10 | Galvanized Steel | Suction (American)
9129005 | 2 | [5 empty] | Removed from Ground | Gas (Historical Use) | 500 | Bare Steel | 1992-04-10 | Galvanized Steel | Suction (American)
9129007 | 1 | [5 empty] | Removed from Ground | Gas (Historical Use) | 10000 | Bare Steel | 1980-01-01 | Bare Steel
9129007 | 2 | [5 empty] | Removed from Ground | Diesel | 6000 | Bare Steel | 1960-01-01 | Bare Steel
9129008 | 1 |  | 1988-01-01 | no | 1988-01-01 | no | Currently in Use | Gas (Historical Use) | 8000 | Steel-Impressed Current | 1988-01-01 | Fiberglass Reinforced Plastic | Pressurized
9129008 | 2 |  | 1988-01-01 | no | 1988-01-01 | no | Currently in Use | Gas (Historical Use) | 8000 | Steel-Impressed Current | 1988-01-01 | Fiberglass Reinforced Plastic | Pressurized
9129008 | 3 |  | 1988-01-01 |  | 1988-01-01 |  | Closed in Ground | Gas (Historical Use) | 6000 | Cathodically Protected Steel | 1988-01-01 | Fiberglass Reinforced Plastic | Pressurized
9129008 | 4 |  | 1988-01-01 | no | 1988-01-01 | no | Currently in Use | Diesel | 6000 | Steel-Impressed Current | 1988-01-01 | Fiberglass Reinforced Plastic | Pressurized
9129009 | 1 | [5 empty] | Removed from Ground | Gas (Historical Use) | 10000 | Bare Steel | 1979-03-20 | Galvanized Steel | Safe Suction (Euro)
9129009 | 2 | [5 empty] | Removed from Ground | Diesel | 2000 | Not Marked/Unknown | 1999-02-06 | Not Marked
9129009 | 3 | Flapper Valve | 1999-02-16 | no | 1999-02-16 | no | Currently in Use | Regular | 4000 | Composite | 1999-02-16 | Fiberglass Reinforced Plastic | Safe Suction (Euro)
9129009 | 4A | Flapper Valve | 1999-02-16 | no | 1999-02-16 | no | Currently in Use | Diesel | 1000 | Composite | 1999-02-16 | Fiberglass Reinforced Plastic | Safe Suction (Euro)
9129009 | 4B | Flapper Valve | 1999-02-16 | no | 1999-02-16 | no | Currently in Use | Diesel | 1000 | Composite | 1999-02-16 | Fiberglass Reinforced Plastic | Safe Suction (Euro)
9129010 | 1A |  | 1991-12-30 |  | 1991-12-30 |  | Currently in Use | Gas (Historical Use) | 8000 | Composite | 1991-01-01 | Fiberglass Reinforced Plastic | Pressurized
9129010 | 1B |  | 1991-12-30 | no | 1991-12-30 | no | Currently in Use | Gas (Historical Use) | 5000 | Composite | 1991-01-01 | Fiberglass Reinforced Plastic | Pressurized
9129010 | 1C |  | 1991-12-30 | no | 1991-12-30 | no | Currently in Use | Gas (Historical Use) | 12000 | Composite | 1991-01-01 | Fiberglass Reinforced Plastic | Pressurized
9129010 | 2 |  | 1991-12-30 |  | 1991-12-30 |  | Currently in Use | Diesel | 12000 | Composite | 1991-01-01 | Fiberglass Reinforced Plastic | Pressurized
9129010 | 3 |  | 1991-12-30 |  | 1991-12-30 |  | Temporarily out of use | Diesel | 2000 | Composite | 1991-01-01 | Fiberglass Reinforced Plastic | Pressurized
9129011 | 298-309 | Flapper Valve | 1995-07-20 |  | 1995-07-20 |  | Currently in Use | Diesel | 10000 | Fiberglass Double Walled | 1988-01-01 | Double-Walled Fiberglass | Pressurized
9129011 | 531-535 | Flapper Valve | 1995-07-20 |  | 1995-07-20 |  | Currently in Use | Gas (Historical Use) | 10000 | Fiberglass Double Walled | 1988-01-01 | Double-Walled Fiberglass | Pressurized
9129013 | 1 | [5 empty] | Removed from Ground | Empty | 500 | Not Marked/Unknown | 1997-12-04 | Not Marked
9129013 | 2 | [5 empty] | Removed from Ground | Empty | 500 | Not Marked/Unknown | 1997-12-04 | Not Marked
9129014 | 1 | [5 empty] | Removed from Ground | Empty | 10000 | Bare Steel | 1993-03-01 | Bare Steel
9129014 | 2 | [5 empty] | Removed from Ground | Empty | 10000 | Bare Steel | 1993-03-01 | Bare Steel
9129017 | 1 | [5 empty] | Removed from Ground | Gas (Historical Use) | 1000 | Marked Unknown | 1993-06-09 | Unknown | Safe Suction (Euro)
9129019 | 1 | [5 empty] | Removed from Ground | Other | 4000 | Not Marked/Unknown | 1992-08-06 | Not Marked
9129019 | 2 | [5 empty] | Removed from Ground | Other | 6000 | Not Marked/Unknown | 1992-08-06 | Not Marked
9129020 | 1 | [5 empty] | Removed from Ground | Gas (Historical Use) | 0 | Bare Steel | 1994-02-07 | Bare Steel | Suction (American)
9129020 | 2 | [5 empty] | Removed from Ground | Gas (Historical Use) | 0 | Bare Steel | 1994-02-07 | Bare Steel | Suction (American)
9129021 | 1 |  | 1994-07-01 |  | 1994-07-01 |  | Currently in Use | Diesel | 2000 | Composite | 1997-07-01 | Double-Walled Fiberglass | Pressurized
9129021 | 2 | [5 empty] | Removed from Ground | Gas (Historical Use) | 6000 | Not Marked/Unknown | 1994-06-01 | Not Marked
9129021 | 3 | [5 empty] | Removed from Ground | Gas (Historical Use) | 8000 | Not Marked/Unknown | 1994-06-01 | Not Marked
9129021 | 4A |  | 1994-07-01 |  | 1994-07-01 |  | Currently in Use | Gas (Historical Use) | 8000 | Composite | 1994-07-01 | Double-Walled Flex | Pressurized
9129021 | 4B |  | 1994-07-01 | no | 1994-07-01 | no | Currently in Use | Gas (Historical Use) | 6000 | Composite | 1994-07-01 | Double-Walled Flex | Pressurized
9129021 | 4C |  | 1994-07-01 | no | 1994-07-01 | no | Currently in Use | Gas (Historical Use) | 6000 | Composite | 1994-07-01 | Double-Walled Flex | Pressurized
9129021 | 5 | [5 empty] | Removed from Ground | Gas (Historical Use) | 4000 | Not Marked/Unknown | 1994-06-01 | Not Marked
9129022 | 1 | [5 empty] | Removed from Ground | Gas (Historical Use) | 6000 | Not Marked/Unknown | 1991-08-01 | Not Marked
9129022 | 2 | [5 empty] | Removed from Ground | Gas (Historical Use) | 6000 | Not Marked/Unknown | 1991-08-01 | Not Marked
9129022 | 3 | [5 empty] | Removed from Ground | Diesel | 3000 | Not Marked/Unknown | 1991-08-01 | Not Marked
9129022 | 4 | [5 empty] | Removed from Ground | Diesel | 1000 | Not Marked/Unknown | 1991-08-01 | Not Marked
9129022 | 5 |  | 1992-08-01 |  | 1992-08-01 |  | Currently in Use | Gas (Historical Use) | 20000 | Composite | 1992-08-01 | Fiberglass Reinforced Plastic | Pressurized
9129022 | 6A |  | 1994-10-01 |  | 1994-10-01 |  | Currently in Use | Gas (Historical Use) | 10000 | Composite | 1992-08-01 | Fiberglass Reinforced Plastic | Pressurized
9129022 | 6B |  | 1994-10-01 | no | 1994-10-01 | no | Currently in Use | Gas (Historical Use) | 10000 | Composite | 1992-08-01 | Fiberglass Reinforced Plastic | Pressurized
9129022 | 7 |  | 1994-10-01 |  | 1994-10-01 |  | Currently in Use | Diesel | 6000 | Composite | 1992-08-01 | Fiberglass Reinforced Plastic | Pressurized
9129023 | 1 | [5 empty] | Removed from Ground | Gas (Historical Use) | 1 | Not Marked/Unknown | 1991-12-03 | Not Marked
9129025 | 1 | [5 empty] | Removed from Ground | Diesel | 500 | Epoxy | 1998-07-10 | Galvanized Steel | Safe Suction (Euro)
9129025 | 3 | [5 empty] | Removed from Ground | Gas (Historical Use) | 500 | Epoxy | 1998-07-10 | Galvanized Steel | Safe Suction (Euro)
9129025 | 5 | Flapper Valve | 1998-07-10 |  | 1998-07-10 |  | Currently in Use | Gas (Historical Use) | 1000 | Fiberglass Double Walled | 1998-07-09 | Double-Walled Fiberglass | Safe Suction (Euro)
9129025 | 6 | Flapper Valve | 1998-07-10 |  | 1998-07-10 |  | Currently in Use | Diesel | 1000 | Fiberglass Double Walled | 1998-07-09 | Double-Walled Fiberglass | Safe Suction (Euro)
9129026 | 1 | [5 empty] | Removed from Ground | Diesel | 3000 | Bare Steel | 1978-07-17 | Bare Steel | Pressurized
9129027 | 1 | [5 empty] | Removed from Ground | Gas (Historical Use) | 10000 | Bare Steel | 1982-06-30 | Bare Steel | Safe Suction (Euro)
9129028 | 1 |  | 1998-07-07 |  | 1998-07-07 |  | Removed from Ground | Gas (Historical Use) | 3000 | Steel-Impressed Current | 1979-05-22 | Cathodically Protected | Suction (American)
9129028 | 2 |  | 1998-07-07 |  | 1998-07-07 |  | Removed from Ground | Gas (Historical Use) | 3000 | Steel-Impressed Current | 1979-05-22 | Cathodically Protected | Suction (American)
9129028 | 3 |  | 1998-07-07 |  | 1998-07-07 |  | Removed from Ground | Diesel | 3000 | Steel-Impressed Current | 1979-05-22 | Cathodically Protected | Suction (American)
9129029 | 1 | [5 empty] | Removed from Ground | Gas (Historical Use) | 5000 | Bare Steel | 1974-01-01 | Unknown | Suction (American)
9129029 | 2 | [5 empty] | Removed from Ground | Gas (Historical Use) | 5000 | Bare Steel | 1974-01-01 | Unknown | Suction (American)
9129029 | 3 | [5 empty] | Removed from Ground | Gas (Historical Use) | 3000 | Bare Steel | 1974-01-01 | Unknown | Suction (American)
9129030 | 1 | [5 empty] | Removed from Ground | Gas (Historical Use) | 4000 | Bare Steel | 1972-01-01 | Galvanized Steel | Safe Suction (Euro)
9129030 | 2 | [5 empty] | Removed from Ground | Gas (Historical Use) | 4000 | Bare Steel | 1972-01-01 | Galvanized Steel | Safe Suction (Euro)
9129031 | 1 | [5 empty] | Removed from Ground | Gas (Historical Use) | 550 | Marked Unknown | 1995-07-22 | Unknown
9129031 | 2 | [5 empty] | Removed from Ground | Gas (Historical Use) | 550 | Marked Unknown | 1995-07-22 | Unknown
9129032 | 1 | [5 empty] | Removed from Ground | Gas (Historical Use) | 550 | Marked Unknown | 1996-03-05 | Unknown
9129032 | 2 | [5 empty] | Removed from Ground | Gas (Historical Use) | 550 | Not Marked/Unknown | 1996-03-05 | Not Marked
9129033 | 1 | Flapper Valve | 1999-10-15 | no | 1999-10-15 | no | Currently in Use | Diesel | 550 | Galvanic (STIP-3) | 2001-09-10 | Galvanized Steel | Safe Suction (Euro)
9129034 | 1 | Flapper Valve | 1999-10-15 | no | 1999-10-15 | no | Currently in Use | Diesel | 500 | Galvanic (STIP-3) | 2001-09-10 | Cathodically Protected | Safe Suction (Euro)
9129035 | 1 | Flapper Valve | 1998-07-01 |  | 1998-07-01 |  | Temporarily out of use | Diesel | 8000 | Steel-Impressed Current | 1984-06-01 | Steel (Impressed Current) | Safe Suction (Euro)
9129035 | 2 | Flapper Valve | 1998-07-30 |  | 1998-07-30 |  | Temporarily out of use | Gas (Historical Use) | 6000 | Steel-Impressed Current | 1984-06-01 | Steel (Impressed Current) | Safe Suction (Euro)
9129036 | 1 | [5 empty] | Removed from Ground | Diesel | 4000 | Bare Steel | 1980-01-01 | Galvanized Steel | Suction (American)
9129036 | 2 | [5 empty] | Removed from Ground | Diesel | 4000 | Bare Steel | 1980-01-01 | Galvanized Steel | Suction (American)
9129036 | 3 | [5 empty] | Removed from Ground | Gas (Historical Use) | 4000 | Bare Steel | 1980-01-01 | Galvanized Steel | Suction (American)
9129037 | 1 | [5 empty] | Removed from Ground | Hazardous Substance | 10000 | Bare Steel | 1998-01-01 | Copper | Suction (American)
9129037 | 2 | [5 empty] | Closed in Ground | Diesel | 3000 | Bare Steel | 1975-01-01 | Copper | Suction (American)
9129038 | 1 |  | 1998-11-16 |  | 1998-11-16 |  | Currently in Use | Gas (Historical Use) | 8000 | Steel-Impressed Current | 1976-05-15 | Cathodically Protected | Safe Suction (Euro)
9129038 | 2 |  | 1998-11-16 |  | 1998-11-16 |  | Currently in Use | Diesel | 8000 | Steel-Impressed Current | 1976-05-15 | Cathodically Protected | Safe Suction (Euro)
9129039 | 1 | [5 empty] | Removed from Ground | Gas (Historical Use) | 6000 | Bare Steel | 2000-05-19 | Galvanized Steel | Suction (American)
9129039 | 2 | [5 empty] | Removed from Ground | Gas (Historical Use) | 6000 | Bare Steel | 2000-05-19 | Galvanized Steel | Suction (American)
9129039 | 3 | [5 empty] | Removed from Ground | Gas (Historical Use) | 1000 | Bare Steel | 2000-05-19 | Galvanized Steel | Suction (American)
9129040 | 1 |  | 1990-02-01 |  | 1990-02-01 |  | Removed from Ground | Diesel | 12000 | Fiberglass | 1990-02-01 | Fiberglass Reinforced Plastic | Safe Suction (Euro)
9129041 | 3 | [5 empty] | Removed from Ground | Diesel | 1800 | Bare Steel | 1983-01-01 | Bare Steel | Suction (American)
9129042 | 1 | Ball Float | 1995-06-30 |  | 1995-06-30 |  | Currently in Use | Diesel | 15000 | Fiberglass | 1995-08-30 | Fiberglass Reinforced Plastic | Pressurized
9129042 | 2 | Flapper Valve | 1995-06-30 |  | 1995-06-30 |  | Currently in Use | Diesel | 4000 | Fiberglass | 1995-08-30 | Fiberglass Reinforced Plastic | Safe Suction (Euro)
9129042 | 3A | Ball Float | 2000-02-01 |  | 2000-02-01 |  | Currently in Use | Gas (Historical Use) | 6000 | Composite | 2000-02-01 | Double-Walled Flex | Pressurized
9129042 | 3B | Ball Float | 2000-02-01 |  | 2000-02-01 |  | Currently in Use | Gas (Historical Use) | 4000 | Composite | 2000-02-01 | Double-Walled Flex | Pressurized
9129043 | 1 | [5 empty] | Removed from Ground | Gas (Historical Use) | 550 | Bare Steel | 1995-09-20 | Bare Steel
9129043 | 2 | [5 empty] | Removed from Ground | Diesel | 2000 | Bare Steel | 1995-09-20 | Bare Steel
9129044 | 1 | [5 empty] | Removed from Ground | Gas (Historical Use) | 0 | Bare Steel | 1996-07-31 | Bare Steel | Safe Suction (Euro)
9129044 | 2 | [5 empty] | Removed from Ground | Gas (Historical Use) | 0 | Bare Steel | 1996-07-31 | Bare Steel | Safe Suction (Euro)
9129044 | 3 | [5 empty] | Removed from Ground | Gas (Historical Use) | 0 | Bare Steel | 1996-07-31 | Bare Steel | Safe Suction (Euro)
9129044 | 4 |  | 1996-07-31 |  | 1996-07-31 |  | Currently in Use | Gas (Historical Use) | 1000 | Fiberglass | 1996-07-31 | Fiberglass Reinforced Plastic | Suction (American)
9129044 | 5 |  | 1996-07-31 |  | 1996-07-31 |  | Permanently Out Of Use | Gas (Historical Use) | 3000 | Fiberglass | 1996-07-31 | Fiberglass Reinforced Plastic | Suction (American)
9129045 | 1 |  | 1990-10-20 | no | 1990-10-20 | no | Currently in Use | Diesel | 12000 | Composite | 1990-10-12 | Double-Walled Flex | Pressurized
9129046 | 1 | [5 empty] | Removed from Ground | Kerosene | 10000 | Bare Steel | 1998-08-01 | Galvanized Steel
9129051 | 1 |  |  | yes |  | yes | Removed from Ground | Used Oil | 0 | Bare Steel |  | Galvanized Steel | Gravity Fed
9129052 | 1A | Ball Float | 1996-06-09 |  | 1996-06-09 |  | Currently in Use | Gas (Historical Use) | 25000 | Galvanic (STIP-3) | 1997-05-28 | Double-Walled Flex | Pressurized
9129052 | 1B | Ball Float | 1996-06-09 |  | 1996-06-09 |  | Currently in Use | Gas (Historical Use) | 12000 | Galvanic (STIP-3) | 1997-05-28 | Double-Walled Flex | Pressurized
9129052 | 2 | Ball Float | 1996-06-09 |  | 1996-06-09 |  | Currently in Use | Diesel | 8000 | Galvanic (STIP-3) | 1997-05-28 | Double-Walled Flex | Pressurized
9129053 | 1 | Flapper Valve | 1998-04-08 |  | 1998-04-08 |  | Currently in Use | Gas (Historical Use) | 6000 | Galvanic (STIP-3) | 1986-04-18 | Fiberglass Reinforced Plastic | Pressurized
9129053 | 2 | Flapper Valve | 1998-04-08 |  | 1998-04-08 |  | Currently in Use | Gas (Historical Use) | 6000 | Galvanic (STIP-3) | 1986-04-18 | Fiberglass Reinforced Plastic | Pressurized
9129053 | 3 | Flapper Valve | 1998-04-08 |  | 1998-04-08 |  | Currently in Use | Gas (Historical Use) | 6000 | Galvanic (STIP-3) | 1986-04-18 | Fiberglass Reinforced Plastic | Pressurized
9129053 | 4 | Flapper Valve | 1998-04-08 |  | 1998-04-08 |  | Currently in Use | Diesel | 2000 | Galvanic (STIP-3) | 1986-04-18 | Fiberglass Reinforced Plastic | Pressurized
9129054 | 1 |  | 2000-02-03 |  | 2000-02-03 |  | Currently in Use | Diesel | 10000 | Cathodically Protected Steel | 2000-02-01 | Fiberglass Reinforced Plastic | Pressurized
9129055 | 1 | [5 empty] | Permanently Out Of Use | Empty | 0 | Not Marked/Unknown | 1973-12-31 | Not Marked
9129055 | 2 | [5 empty] | Permanently Out Of Use | Empty | 0 | Not Marked/Unknown | 1973-12-31 | Not Marked
9129056 | 1 |  | 1999-06-01 |  | 1999-06-01 |  | Currently in Use | Gas (Historical Use) | 4000 | Composite | 1999-09-01 | Double-Walled Flex | Pressurized
9130001 | 1 | [5 empty] | Removed from Ground | Gas (Historical Use) | 2000 | Bare Steel | 1984-01-01 | Galvanized Steel
9130001 | 2 | [5 empty] | Removed from Ground | Gas (Historical Use) | 2000 | Bare Steel | 1984-01-01 | Galvanized Steel
9130001 | 3 | [5 empty] | Removed from Ground | Gas (Historical Use) | 1000 | Bare Steel | 1984-01-01 | Galvanized Steel
9130002 | 10381-1 | [5 empty] | Removed from Ground | Gas (Historical Use) | 1060 | Bare Steel | 1993-06-03 | Galvanized Steel | Suction (American)
9130003 | 1 | [5 empty] | Removed from Ground | Gas (Historical Use) | 2000 | Bare Steel | 1986-05-08 | Galvanized Steel
9130003 | 2 | [5 empty] | Removed from Ground | Gas (Historical Use) | 1000 | Bare Steel | 1986-05-08 | Galvanized Steel
9130003 | 3 | [5 empty] | Removed from Ground | Gas (Historical Use) | 1000 | Bare Steel | 1986-05-08 | Galvanized Steel
9130006 | 1 |  | 1993-02-18 |  | 1993-02-18 |  | Currently in Use | Diesel | 2000 | Galvanic (STIP-3) | 1993-02-18 | Fiberglass Reinforced Plastic | Safe Suction (Euro)
9130006 | 2 |  | 1993-02-18 |  | 1993-02-18 |  | Currently in Use | Gas (Historical Use) | 2000 | Galvanic (STIP-3) | 1993-02-18 | Fiberglass Reinforced Plastic | Safe Suction (Euro)
9130006 | 3 |  | 1993-02-18 |  | 1993-02-18 |  | Currently in Use | Gas (Historical Use) | 2000 | Galvanic (STIP-3) | 1993-02-18 | Fiberglass Reinforced Plastic | Safe Suction (Euro)
9130006 | 4 |  | 1993-02-18 |  | 1993-02-18 |  | Currently in Use | Diesel | 2000 | Galvanic (STIP-3) | 1993-02-18 | Fiberglass Reinforced Plastic | Safe Suction (Euro)
9130007 | 1A | Ball Float | 1995-01-10 | no | 1995-01-10 | no | Currently in Use | Gas (Historical Use) | 8147 | Composite | 1995-01-10 | Fiberglass Reinforced Plastic | Pressurized
9130007 | 1B | Ball Float | 1995-01-10 | no | 1995-01-10 | no | Currently in Use | Gas (Historical Use) | 4136 | Composite | 2014-02-27 | Fiberglass Reinforced Plastic | Pressurized
9130008 | 1A |  | 1999-01-15 |  | 1999-01-15 |  | Removed from Ground | Gas (Historical Use) | 1000 | Galvanic (STIP-3) | 1999-01-15 | Fiberglass Reinforced Plastic | Safe Suction (Euro)
9130008 | 1B |  | 1999-01-15 |  | 1999-01-15 |  | Removed from Ground | Diesel | 2000 | Galvanic (STIP-3) | 1999-01-15 | Fiberglass Reinforced Plastic | Safe Suction (Euro)
9130009 | 1 | [5 empty] | Permanently Out Of Use | Gas (Historical Use) | 3000 | Bare Steel | 1986-01-01 | Galvanized Steel | Safe Suction (Euro)
9130010 | 1 |  | 1998-12-28 |  | 1998-12-28 |  | Temporarily out of use | Gas (Historical Use) | 6000 | Galvanic (STIP-3) | 1989-01-01 | Cathodically Protected | Suction (American)
9130010 | 2 |  | 1998-12-28 |  | 1998-12-28 |  | Temporarily out of use | Gas (Historical Use) | 6000 | Galvanic (STIP-3) | 1989-01-01 | Cathodically Protected | Suction (American)
9130010 | 3 |  | 1998-12-28 |  | 1998-12-28 |  | Temporarily out of use | Gas (Historical Use) | 6000 | Galvanic (STIP-3) | 1989-01-01 | Cathodically Protected | Suction (American)
9130010 | 4 |  | 1998-12-28 |  | 1998-12-28 |  | Temporarily out of use | Diesel | 5000 | Galvanic (STIP-3) | 1989-01-01 | Cathodically Protected | Suction (American)
9130011 | 1 | [5 empty] | Removed from Ground | Gas (Historical Use) | 1000 | Bare Steel | 1999-11-17 | Bare Steel | Safe Suction (Euro)
9130011 | 2 | [5 empty] | Removed from Ground | Gas (Historical Use) | 1500 | Bare Steel | 1999-11-17 | Bare Steel | Safe Suction (Euro)
9130011 | 3 | [5 empty] | Removed from Ground | Diesel | 1000 | Bare Steel | 1999-11-17 | Bare Steel | Safe Suction (Euro)
9130011 | 4 | [5 empty] | Removed from Ground | Kerosene | 500 | Bare Steel | 1999-11-17 | Bare Steel | Safe Suction (Euro)
9130012 | 1 | Flapper Valve | 1993-05-12 |  | 1993-05-12 |  | Currently in Use | Gas (Historical Use) | 6000 | Galvanic (STIP-3) | 1993-05-12 | Fiberglass Reinforced Plastic | Safe Suction (Euro)
9130012 | 2 | Flapper Valve | 1993-05-12 |  | 1993-05-12 |  | Currently in Use | Diesel | 4000 | Galvanic (STIP-3) | 1993-05-12 | Fiberglass Reinforced Plastic | Safe Suction (Euro)
9131002 | 1 |  | 1998-03-19 | no | 1998-03-19 | no | Currently in Use | Gas (Historical Use) | 2000 | Galvanic (STIP-3) | 1987-08-01 | Galvanized Steel | Suction (American)
9131002 | 2 |  | 1998-03-19 | no | 1998-03-19 | no | Currently in Use | Gas (Historical Use) | 2000 | Galvanic (STIP-3) | 1987-08-01 | Galvanized Steel | Suction (American)
9131002 | 3 |  | 1998-03-19 | no | 1998-03-19 | no | Currently in Use | Gas (Historical Use) | 2000 | Galvanic (STIP-3) | 1987-08-01 | Galvanized Steel | Suction (American)
9131003 | 1 |  | 1987-12-01 |  | 1987-12-01 |  | Removed from Ground | Gas (Historical Use) | 6000 | Galvanic (STIP-3) | 1987-12-01 | Cathodically Protected | Pressurized
9131003 | 2 |  | 1987-12-01 |  | 1987-12-01 |  | Removed from Ground | Gas (Historical Use) | 6000 | Galvanic (STIP-3) | 1987-12-01 | Cathodically Protected | Pressurized
9131003 | 3 |  | 1987-12-01 |  | 1987-12-01 |  | Removed from Ground | Gas (Historical Use) | 6000 | Galvanic (STIP-3) | 1987-12-01 | Cathodically Protected | Pressurized
9132001 | 1 |  | 1997-03-01 | no | 1988-06-01 | no | Removed from Ground |  | 8300 | Composite | 2016-11-16 | Fiberglass Reinforced Plastic | Pressurized
9132001 | 2 |  | 1997-03-01 | no | 1988-06-01 | no | Removed from Ground |  | 8300 | Composite | 2016-11-16 | Fiberglass Reinforced Plastic | Pressurized
9132001 | 3 |  | 1997-03-01 | no | 1988-06-01 | no | Removed from Ground |  | 8300 | Composite | 2016-11-16 | Fiberglass Reinforced Plastic | Pressurized
9132001 | 4 |  | 1997-03-01 | no | 1988-06-01 | no | Removed from Ground | Diesel | 4000 | Composite | 2016-11-16 | Fiberglass Reinforced Plastic | Pressurized
9132002 | 1 |  | 1987-01-01 |  | 1987-01-01 |  | Currently in Use | Gas (Historical Use) | 6000 | Composite | 1987-01-01 | Fiberglass Reinforced Plastic | Pressurized
9132002 | 2 |  | 1987-01-01 |  | 1987-01-01 |  | Currently in Use | Gas (Historical Use) | 4000 | Composite | 1987-01-01 | Fiberglass Reinforced Plastic | Pressurized
9132002 | 3 |  | 1987-01-01 |  | 1987-01-01 |  | Currently in Use | Gas (Historical Use) | 6000 | Composite | 1987-01-01 | Fiberglass Reinforced Plastic | Pressurized
9132002 | 4 |  | 1987-01-01 |  | 1987-01-01 |  | Currently in Use | Diesel | 4000 | Composite | 1987-01-01 | Fiberglass Reinforced Plastic | Pressurized
9132003 | 1 | [5 empty] | Removed from Ground | Diesel | 1000 | Bare Steel | 1982-01-01 | Galvanized Steel
9132003 | 2 | [5 empty] | Removed from Ground | Diesel | 500 | Not Marked/Unknown | 1991-09-28 | Not Marked
9132005 | 1 |  | 1995-04-06 |  | 1995-04-06 |  | Removed from Ground | Gas (Historical Use) | 3000 | Steel-Impressed Current | 1988-01-01 | Steel (Impressed Current) | Safe Suction (Euro)
9132005 | 2 |  | 1995-04-06 |  | 1995-04-06 |  | Removed from Ground | Gas (Historical Use) | 3000 | Steel-Impressed Current | 1988-01-01 | Steel (Impressed Current) | Safe Suction (Euro)
9132005 | 3 |  | 1995-04-06 |  | 1995-04-06 |  | Removed from Ground | Gas (Historical Use) | 4000 | Steel-Impressed Current | 1988-01-01 | Steel (Impressed Current) | Safe Suction (Euro)
9132007 | 1 | [5 empty] | Removed from Ground | Gas (Historical Use) | 6000 | Bare Steel | 1979-01-01 | Galvanized Steel
9132007 | 2 | [5 empty] | Removed from Ground | Gas (Historical Use) | 4000 | Bare Steel | 1983-01-01 | Galvanized Steel
9132007 | 3 | [5 empty] | Removed from Ground | Gas (Historical Use) | 4000 | Bare Steel | 1979-01-01 | Galvanized Steel
9132007 | 4 | [5 empty] | Closed in Ground | Gas (Historical Use) | 4000 | Bare Steel | 1979-01-01 | Galvanized Steel
9132007 | 5 |  | 1992-09-21 |  | 1992-09-21 |  | Currently in Use | Gas (Historical Use) | 8000 | Composite | 1992-09-21 | Fiberglass Reinforced Plastic | Pressurized
9132007 | 6 |  | 1992-09-21 |  | 1992-09-21 |  | Currently in Use | Gas (Historical Use) | 6000 | Composite | 1992-09-21 | Fiberglass Reinforced Plastic | Pressurized
9132007 | 7 |  | 1992-09-21 |  | 1992-09-21 |  | Currently in Use | Gas (Historical Use) | 4000 | Composite | 1992-09-21 | Fiberglass Reinforced Plastic | Pressurized
9132008 | 1 |  | 1992-02-28 |  | 1992-02-28 |  | Temporarily out of use | Gas (Historical Use) | 8000 | Galvanic (STIP-3) | 1992-02-14 | Galvanized Steel | Safe Suction (Euro)
9132008 | 2 |  | 1992-02-28 |  | 1992-02-28 |  | Temporarily out of use | Gas (Historical Use) | 4000 | Galvanic (STIP-3) | 1992-02-14 | Galvanized Steel | Safe Suction (Euro)
9132009 | 1 | [5 empty] | Removed from Ground | Other | 250 | Cathodically Protected Steel | 1994-09-15 | Copper | Suction (American)
9132010 | 1 | [5 empty] | Removed from Ground | Diesel | 2500 | Fiberglass | 1993-06-01 | Unknown | Pressurized
9132010 | 2 | [5 empty] | Removed from Ground | Gas (Historical Use) | 10000 | Fiberglass | 1993-06-01 | Unknown | Pressurized
9132010 | 3 | [5 empty] | Removed from Ground | Diesel | 2500 | Fiberglass | 1998-09-25 | Unknown | Pressurized
9132010 | 4 | Flapper Valve | 1998-10-06 | no | 1998-10-06 | no | Currently in Use | Diesel | 1000 | Fiberglass | 1998-09-28 | Double-Walled Fiberglass | Safe Suction (Euro)
9132010 | 5 | Flapper Valve | 1998-10-06 | no | 1998-10-06 | no | Currently in Use | Regular | 2500 | Fiberglass | 1998-09-28 | Double-Walled Fiberglass | Safe Suction (Euro)
9132010 | 6 | Flapper Valve | 1998-10-06 | no | 1998-10-06 | no | Currently in Use | Regular | 15000 | Fiberglass | 1998-10-06 | Double-Walled Fiberglass | Safe Suction (Euro)
9132011 | 1 | [5 empty] | Closed in Ground | Gas (Historical Use) | 1000 | Bare Steel | 1994-09-14 | Bare Steel
9132011 | 2 | [5 empty] | Closed in Ground | Gas (Historical Use) | 1000 | Bare Steel | 1994-09-14 | Bare Steel
9132012 | 1 |  | 1998-06-19 |  | 1998-06-19 |  | Closed in Ground | Gas (Historical Use) | 2000 | Steel-Impressed Current | 1998-06-19 | Galvanized Steel | Safe Suction (Euro)
9132012 | 2 |  | 1998-06-19 |  | 1998-06-19 |  | Closed in Ground | Gas (Historical Use) | 2000 | Steel-Impressed Current | 1998-06-19 | Galvanized Steel | Safe Suction (Euro)
9132012 | 3 | [5 empty] | Removed from Ground | Gas (Historical Use) | 500 | Bare Steel | 1998-06-22 | Galvanized Steel | Suction (American)
9132012 | 4 | [5 empty] | Removed from Ground | Diesel | 500 | Bare Steel | 1998-06-22 | Galvanized Steel | Suction (American)
9132013 | 1 | [5 empty] | Removed from Ground | Gas (Historical Use) | 4000 | Bare Steel | 1999-12-27 | Galvanized Steel | Safe Suction (Euro)
9132013 | 2 | [5 empty] | Removed from Ground | Gas (Historical Use) | 6000 | Bare Steel | 1999-12-27 | Galvanized Steel | Safe Suction (Euro)
9132015 | 1 | [5 empty] | Removed from Ground | Gas (Historical Use) | 1000 | Marked Unknown | 1992-12-12 | Unknown
9132015 | 2 | [5 empty] | Removed from Ground | Gas (Historical Use) | 1000 | Marked Unknown | 1992-12-12 | Unknown
9132015 | 3 | [5 empty] | Removed from Ground | Gas (Historical Use) | 1000 | Marked Unknown | 1992-12-12 | Unknown
9132016 | T1 | [5 empty] | Closed in Ground | Gas (Historical Use) | 1000 | Bare Steel | 1967-01-01 | Not Marked
9132016 | T2 | [5 empty] | Closed in Ground | Gas (Historical Use) | 1000 | Bare Steel | 1967-01-01 | Galvanized Steel | Suction (American)
9132017 | 1 |  | 1997-04-01 |  | 1997-04-01 |  | Currently in Use | Gas (Historical Use) | 6000 | Galvanic (STIP-3) | 1997-04-01 | Double Walled | Pressurized
9132017 | 2 |  | 1997-04-01 |  | 1997-04-01 |  | Currently in Use | Gas (Historical Use) | 6000 | Galvanic (STIP-3) | 1997-04-01 | Cathodically Protected | Pressurized
9132017 | 3 |  | 1997-04-01 |  | 1997-04-01 |  | Currently in Use | Gas (Historical Use) | 6000 | Galvanic (STIP-3) | 1997-04-01 | Double Walled | Pressurized
9132017 | 4 |  | 1997-04-01 |  | 1997-04-01 |  | Currently in Use | Diesel | 2000 | Galvanic (STIP-3) | 1997-04-01 | Double Walled | Safe Suction (Euro)
9132019 | 1 |  | 1998-10-15 |  | 1998-10-15 |  | Currently in Use | Gas (Historical Use) | 10000 | Cathodically Protected Steel | 1987-01-01 | Cathodically Protected | Pressurized
9132019 | 2 |  | 1998-10-15 |  | 1998-10-15 |  | Currently in Use | Gas (Historical Use) | 10000 | Cathodically Protected Steel | 1987-01-01 | Cathodically Protected | Pressurized
9132019 | 3 |  | 1998-10-15 |  | 1998-10-15 |  | Currently in Use | Gas (Historical Use) | 10000 | Cathodically Protected Steel | 1987-01-01 | Cathodically Protected | Pressurized
9132019 | 4 |  | 1998-10-15 |  | 1998-10-15 |  | Currently in Use | Diesel | 10000 | Cathodically Protected Steel | 1987-01-01 | Cathodically Protected | Pressurized
9132019 | 5 | [5 empty] | Removed from Ground | Kerosene | 2000 | Bare Steel | 1987-01-01 | Galvanized Steel | Suction (American)
9132019 | 6 | [5 empty] | Removed from Ground | Other | 2000 | Not Marked/Unknown | 2001-07-20 | Not Marked
9132019 | 7 | [5 empty] | Removed from Ground | Other | 2000 | Not Marked/Unknown | 2001-08-20 | Not Marked
9132020 | 1A |  | 2006-04-18 | no | 2006-04-18 | no | Currently in Use | Gas (Historical Use) | 4000 | Composite | 2006-11-16 | Double Walled/Sec. Containment | Pressurized
9132020 | 1B |  | 2006-04-18 | no | 2006-04-18 | no | Currently in Use | Diesel | 4000 | Composite | 2006-11-16 | Double Walled/Sec. Containment | Pressurized
9132020 | 2 |  | 2006-04-18 | no | 2006-04-18 | no | Currently in Use | Gas (Historical Use) | 16000 | Composite | 2006-11-16 | Double Walled/Sec. Containment | Pressurized
9132020 | PLUS |  | 1990-10-01 |  | 1990-10-01 |  | Removed from Ground | Gas (Historical Use) | 4000 | Cathodically Protected Steel | 1990-10-01 | Cathodically Protected | Pressurized
9132020 | PREM |  | 1990-10-01 |  | 1990-10-01 |  | Removed from Ground | Gas (Historical Use) | 8000 | Cathodically Protected Steel | 1990-10-01 | Cathodically Protected | Pressurized
9132020 | UL |  | 1990-10-01 |  | 1990-10-01 |  | Removed from Ground | Gas (Historical Use) | 8000 | Cathodically Protected Steel | 1990-10-01 | Cathodically Protected | Pressurized
9132021 | 5A | Ball Float | 1999-03-01 |  | 1999-03-01 |  | Currently in Use | Gas (Historical Use) | 12000 | Composite | 1999-03-01 | Double-Walled Flex | Pressurized
9132021 | 5B | Ball Float | 1999-03-01 |  | 1999-03-01 |  | Currently in Use | Gas (Historical Use) | 8000 | Composite | 1999-03-01 | Double-Walled Flex | Pressurized
9132021 | PLUS |  | 1987-10-01 |  | 1987-10-01 |  | Removed from Ground | Gas (Historical Use) | 4000 | Cathodically Protected Steel | 1998-12-09 | Galvanized Steel | Pressurized
9132021 | PREM |  | 1987-10-01 |  | 1987-10-01 |  | Removed from Ground | Gas (Historical Use) | 4000 | Cathodically Protected Steel | 1998-12-09 | Galvanized Steel | Pressurized
9132021 | UL-1 |  | 1987-10-01 |  | 1987-10-01 |  | Removed from Ground | Gas (Historical Use) | 4000 | Cathodically Protected Steel | 1998-12-09 | Galvanized Steel | Pressurized
9132021 | UL-2 | [5 empty] | Removed from Ground | Gas (Historical Use) | 4000 | Cathodically Protected Steel | 1998-12-09 | Galvanized Steel | Pressurized
9132022 | FUEL-14 |  | 1994-12-01 |  | 1994-12-01 |  | Currently in Use | Diesel | 10000 | Steel-Impressed Current | 1994-12-01 | Cathodically Protected | Pressurized
9132022 | FUEL-L |  | 1994-12-01 |  | 1994-12-01 |  | Currently in Use | Diesel | 8000 | Steel-Impressed Current | 1994-12-01 | Cathodically Protected | Pressurized
9132022 | PREM |  | 1994-12-01 |  | 1994-12-01 |  | Currently in Use | Gas (Historical Use) | 8000 | Steel-Impressed Current | 1994-12-01 | Cathodically Protected | Pressurized
9132022 | UL |  | 1994-12-01 |  | 1994-12-01 |  | Currently in Use | Gas (Historical Use) | 8000 | Steel-Impressed Current | 1994-12-01 | Cathodically Protected | Pressurized
9132023 | 1 | [5 empty] | Removed from Ground | Gas (Historical Use) | 1000 | Bare Steel | 1997-10-15 | Galvanized Steel | Suction (American)
9132023 | 2 | [5 empty] | Removed from Ground | Gas (Historical Use) | 500 | Bare Steel | 1997-10-15 | Galvanized Steel | Suction (American)
9132023 | 3 |  | 1997-10-15 |  | 1997-10-15 |  | Temporarily out of use | Gas (Historical Use) | 1500 | Composite | 1997-10-14 | Fiberglass Reinforced Plastic | Safe Suction (Euro)
9132023 | 4 |  | 1997-10-15 |  | 1997-10-15 |  | Temporarily out of use | Gas (Historical Use) | 500 | Composite | 1997-10-14 | Fiberglass Reinforced Plastic | Safe Suction (Euro)
9132024 | 1 | [5 empty] | Permanently Out of Use - historical purposes | Diesel | 10000 | Bare Steel | 1978-06-05 | Galvanized Steel | Suction (American)
9132024 | 2 | [5 empty] | Permanently Out of Use - historical purposes | Diesel | 4000 | Bare Steel | 1976-05-10 | Galvanized Steel | Suction (American)
9132024 | 3 | [5 empty] | Permanently Out of Use - historical purposes | Gas (Historical Use) | 4000 | Bare Steel | 1978-06-05 | Galvanized Steel | Safe Suction (Euro)
9132024 | 4 | Ball Float | 1998-06-18 | no | 1998-06-18 | no | Currently in Use | Regular | 10000 | Epoxy | 1998-06-15 | Fiberglass Reinforced Plastic | Pressurized
9132024 | 5 | Ball Float | 1998-06-18 | no | 1998-06-18 | no | Currently in Use | Diesel | 10000 | Epoxy | 1998-06-15 | Fiberglass Reinforced Plastic | Pressurized
9132025 | 1REG | Flapper Valve | 1998-03-01 |  | 1998-03-01 |  | Currently in Use | Gas (Historical Use) | 6000 | Steel-Impressed Current | 1997-09-18 | Fiberglass Reinforced Plastic | Pressurized
9132025 | 2PLUS | Flapper Valve | 1998-03-01 |  | 1998-03-01 |  | Currently in Use | Gas (Historical Use) | 6000 | Steel-Impressed Current | 1997-09-18 | Fiberglass Reinforced Plastic | Pressurized
9132025 | 3PREM | Flapper Valve | 1998-03-01 |  | 1998-03-01 |  | Currently in Use | Gas (Historical Use) | 6000 | Steel-Impressed Current | 1997-09-18 | Fiberglass Reinforced Plastic | Pressurized
9132026 | 1 | [5 empty] | Removed from Ground | Gas (Historical Use) | 500 | Not Marked/Unknown | 1975-01-01 | Not Marked
9132028 | 1 | [5 empty] | Permanently Out of Use - historical purposes | Gas (Historical Use) | 1000 | Marked Unknown |  | Unknown
9132028 | 2 | [5 empty] | Permanently Out of Use - historical purposes | Gas (Historical Use) | 1000 | Marked Unknown |  | Unknown
9132030 | 1 | [5 empty] | Removed from Ground | Gas (Historical Use) | 1000 | Not Marked/Unknown | 1996-03-27 | Not Marked
9132030 | 10 | [5 empty] | Removed from Ground | Other | 250 | Not Marked/Unknown | 1996-03-27 | Not Marked
9132030 | 2 | [5 empty] | Removed from Ground | Gas (Historical Use) | 1000 | Not Marked/Unknown | 1996-03-27 | Not Marked
9132030 | 3 | [5 empty] | Removed from Ground | Gas (Historical Use) | 6000 | Not Marked/Unknown | 1996-03-27 | Not Marked
9132030 | 4 | [5 empty] | Removed from Ground | Empty | 3500 | Not Marked/Unknown | 1996-03-27 | Not Marked
9132030 | 5 | [5 empty] | Removed from Ground | Empty | 3500 | Not Marked/Unknown | 1996-03-27 | Not Marked
9132030 | 6 | [5 empty] | Removed from Ground | Empty | 3000 | Not Marked/Unknown | 1996-03-27 | Not Marked
9132030 | 7 | [5 empty] | Removed from Ground | Empty | 3000 | Not Marked/Unknown | 1996-03-27 | Not Marked
9132030 | 8 | [5 empty] | Removed from Ground | Used Oil | 6000 | Not Marked/Unknown | 1996-03-27 | Not Marked
9132030 | 9 | [5 empty] | Removed from Ground | Diesel | 6000 | Not Marked/Unknown | 1996-03-27 | Not Marked
9132031 | 1 | [5 empty] | Removed from Ground | Diesel | 10000 | Not Marked/Unknown | 1996-09-24 | Not Marked
9132031 | 2 | [5 empty] | Removed from Ground | Gas (Historical Use) | 1000 | Not Marked/Unknown | 1996-09-24 | Not Marked
9132031 | 3 | [5 empty] | Removed from Ground | Gas (Historical Use) | 1000 | Not Marked/Unknown | 1996-09-24 | Not Marked
9132031 | 4 | [5 empty] | Removed from Ground | Gas (Historical Use) | 1000 | Not Marked/Unknown | 1996-09-24 | Not Marked
9132031 | 5 | [5 empty] | Removed from Ground | Gas (Historical Use) | 4000 | Not Marked/Unknown | 1996-09-24 | Not Marked
9132031 | 6 |  |  | yes |  | yes | Removed from Ground | Used Oil | 600 | Not Marked/Unknown | 1996-09-24 | Not Marked
9132032 | 1 |  | 1996-05-02 |  | 1996-05-02 |  | Temporarily out of use | Diesel | 10000 | Composite | 1996-04-30 | Fiberglass Reinforced Plastic | Pressurized
9132032 | 2 |  | 1996-05-02 |  | 1996-05-02 |  | Temporarily out of use | Gas (Historical Use) | 10000 | Composite | 1996-04-30 | Fiberglass Reinforced Plastic | Pressurized
9132032 | 3 |  | 1996-05-02 |  | 1996-05-02 |  | Temporarily out of use | Gas (Historical Use) | 8000 | Composite | 1996-04-10 | Fiberglass Reinforced Plastic | Pressurized
9132033 | 1 |  | 1997-02-20 |  | 1997-02-20 |  | Currently in Use | Gas (Historical Use) | 10000 | Composite | 1997-02-20 | Fiberglass Reinforced Plastic | Pressurized
9132033 | 2 |  | 1997-02-20 |  | 1997-02-20 |  | Currently in Use | Gas (Historical Use) | 12000 | Composite | 1997-02-20 | Fiberglass Reinforced Plastic | Pressurized
9132033 | 3 |  | 1997-02-20 |  | 1997-02-20 |  | Currently in Use | Diesel | 10000 | Composite | 1997-02-20 | Fiberglass Reinforced Plastic | Pressurized
9132042 | 1 | [5 empty] | Removed from Ground | Diesel | 3000 | Bare Steel | 1999-04-06 | Bare Steel
9132042 | 2 |  | 1999-04-01 |  | 1999-04-01 |  | Removed from Ground | Diesel | 1000 | Composite | 1999-04-16 | Fiberglass Reinforced Plastic | Suction (American)
9132043 | 1A | Flapper Valve | 1999-07-06 | no | 1999-07-06 | no | Currently in Use | E-10 | 4000 | Composite | 1999-02-22 | Double-Walled Fiberglass | Pressurized
9132043 | 1B | Flapper Valve | 1999-07-06 | no | 1999-07-06 | no | Currently in Use | Diesel | 4000 | Composite | 1999-02-22 | Double-Walled Fiberglass | Pressurized
9132043 | 2 | Flapper Valve | 1999-07-06 | no | 1999-07-06 | no | Currently in Use | Regular | 8000 | Composite | 1999-02-22 | Double-Walled Fiberglass | Pressurized
9132043 | 3 | Flapper Valve | 1999-07-06 | no | 1999-07-06 | no | Currently in Use | Diesel | 10000 | Composite | 1999-02-22 | Double-Walled Fiberglass | Pressurized
9132045 | 1A |  | 2001-04-01 | no | 2001-04-01 | no | Currently in Use | Gas (Historical Use) | 8000 | Composite | 2001-04-01 | Double Walled | Pressurized
9132045 | 1B |  | 2001-04-01 | no | 2001-04-01 | no | Currently in Use | Gas (Historical Use) | 4000 | Composite | 2001-04-01 | Double Walled | Pressurized
9132046 | 1 |  | 2001-07-01 |  | 2001-07-01 |  | Currently in Use | Gas (Historical Use) | 2500 | Fiberglass Double Walled | 2001-07-01 | Fiberglass Reinforced Plastic | Suction (American)
9132046 | 2 |  | 2001-07-01 |  | 2001-07-01 |  | Currently in Use | Gas (Historical Use) | 2500 | Fiberglass Double Walled | 2001-07-01 | Fiberglass Reinforced Plastic | Suction (American)
9132047 | 1A |  | 2001-09-25 |  | 2001-09-25 |  | Currently in Use | Gas (Historical Use) | 10000 | Composite | 2001-09-25 | Double-Walled Fiberglass | Pressurized
9132047 | 1B |  | 2001-09-25 |  | 2001-09-25 |  | Currently in Use | Gas (Historical Use) | 5000 | Composite | 2001-09-25 | Double-Walled Fiberglass | Pressurized
9132047 | 2 |  | 2001-09-25 |  | 2001-09-25 |  | Currently in Use | Diesel | 5000 | Composite | 2001-09-25 | Fiberglass Reinforced Plastic | Pressurized
9133001 | 1 |  | 1989-09-20 |  | 1989-09-20 |  | Currently in Use | Diesel | 10000 | Steel-Impressed Current | 1989-09-20 | Fiberglass Reinforced Plastic | Pressurized
9133001 | 2 |  | 1989-09-20 |  | 1989-09-20 |  | Currently in Use | Gas (Historical Use) | 4000 | Galvanic (STIP-3) | 1989-09-20 | Fiberglass Reinforced Plastic | Pressurized
9133002 | 1 | [5 empty] | Removed from Ground | Gas (Historical Use) | 5000 | Composite | 1990-01-01 | Fiberglass Reinforced Plastic
9133003 | 1 | [5 empty] | Removed from Ground | Gas (Historical Use) | 2000 | Bare Steel | 1977-01-01 | Galvanized Steel | Safe Suction (Euro)
9133003 | 2 | [5 empty] | Removed from Ground | Gas (Historical Use) | 1000 | Bare Steel | 1977-01-01 | Galvanized Steel | Safe Suction (Euro)
9133004 | 1 |  | 1989-07-20 |  | 1989-07-20 |  | Removed from Ground | Gas (Historical Use) | 10000 | Bare Steel | 1975-01-01 | Galvanized Steel
9133004 | 2 |  | 1998-10-21 |  | 1998-10-21 |  | Currently in Use | Gas (Historical Use) | 10000 | Composite | 1998-10-15 | Double-Walled Flex | Safe Suction (Euro)
9133005 | 1 | [5 empty] | Removed from Ground | Gas (Historical Use) | 4000 | Cathodically Protected Steel | 1988-08-01 | Galvanized Steel
9133005 | 185672 |  | 1992-09-30 | no | 1992-09-30 | no | Currently in Use | Gas (Historical Use) | 2000 | Composite | 1992-09-30 | Fiberglass Reinforced Plastic | Safe Suction (Euro)
9133005 | 185672A |  | 1992-09-30 | no | 1992-09-30 | no | Currently in Use | Diesel | 8000 | Composite | 1992-09-30 | Fiberglass Reinforced Plastic | Safe Suction (Euro)
9133006 | 1 |  | 1994-02-01 |  | 1994-02-01 |  | Removed from Ground | Diesel | 10000 | Steel-Impressed Current | 1979-01-01 | Cathodically Protected | Safe Suction (Euro)
9133006 | 2 |  | 1994-02-01 |  | 1994-02-01 |  | Removed from Ground | Diesel | 10000 | Cathodically Protected Steel | 1979-01-01 | Cathodically Protected | Safe Suction (Euro)
9133008 | 2 | Flapper Valve | 1998-12-18 |  | 1998-12-18 |  | Temporarily out of use | Gas (Historical Use) | 500 | Steel-Impressed Current | 1974-01-01 | Cathodically Protected | Safe Suction (Euro)
9133008 | 3 | Flapper Valve | 1998-12-18 |  | 1998-12-18 |  | Currently in Use | Gas (Historical Use) | 2000 | Steel-Impressed Current | 1974-01-01 | Cathodically Protected | Safe Suction (Euro)
9133008 | 4 | Flapper Valve | 1998-12-18 |  | 1998-12-18 |  | Currently in Use | Diesel | 2000 | Steel-Impressed Current | 1974-01-01 | Cathodically Protected | Safe Suction (Euro)
9133008 | 5 |  |  | yes |  | yes | Removed from Ground | Used Oil | 0 | Bare Steel | 1998-01-01 | Galvanized Steel
9133008 | F | Flapper Valve | 1998-12-18 |  | 1998-12-18 |  | Currently in Use | Gas (Historical Use) | 2000 | Steel-Impressed Current | 1974-01-01 | Cathodically Protected | Safe Suction (Euro)
9133009 | 1 | [5 empty] | Removed from Ground | Gas (Historical Use) | 2000 | Bare Steel | 1981-09-01 | Galvanized Steel | Safe Suction (Euro)
9133009 | 2 | [5 empty] | Removed from Ground | Diesel | 560 | Bare Steel | 1966-10-01 | Galvanized Steel | Safe Suction (Euro)
9133009 | 248867 |  | 1993-05-21 |  | 1993-05-21 |  | Removed from Ground | Diesel | 1000 | Galvanic (STIP-3) | 1993-05-21 | Cathodically Protected | Safe Suction (Euro)
9133009 | 248868 |  | 1993-05-21 |  | 1993-05-21 |  | Removed from Ground | Gas (Historical Use) | 1000 | Galvanic (STIP-3) | 1993-05-21 | Galvanized Steel | Safe Suction (Euro)
9133009 | 3 | [5 empty] | Removed from Ground | Empty | 560 | Bare Steel | 1955-03-01 | Galvanized Steel | Safe Suction (Euro)
9133010 | 1 | [5 empty] | Removed from Ground | Gas (Historical Use) | 10000 | Bare Steel | 1973-01-01 | Galvanized Steel | Safe Suction (Euro)
9133011 | 10395-1 | [5 empty] | Removed from Ground | Gas (Historical Use) | 0 | Bare Steel | 1993-06-03 | Galvanized Steel
9133012 | 1 |  |  | yes |  | yes | Removed from Ground | Used Oil | 500 | Bare Steel | 1973-01-01 | Bare Steel
9133012 | 2 | [5 empty] | Removed from Ground | Gas (Historical Use) | 1000 | Bare Steel | 1954-01-01 | Bare Steel
9133012 | 3 | [5 empty] | Removed from Ground | Gas (Historical Use) | 500 | Bare Steel | 1954-01-01 | Bare Steel
9133013 | 1 | [5 empty] | Permanently Out of Use - historical purposes | Empty | 30 | Bare Steel | 1970-01-01 | Galvanized Steel
9133013 | 2 | [5 empty] | Permanently Out of Use - historical purposes | Empty | 30 | Bare Steel | 1970-01-01 | Galvanized Steel
9133013 | 3 | [5 empty] | Permanently Out of Use - historical purposes | Empty | 30 | Bare Steel | 1970-01-01 | Galvanized Steel
9133014 | 1 | [5 empty] | Closed in Ground | Gas (Historical Use) | 1000 | Bare Steel | 1986-11-01 | Galvanized Steel | Safe Suction (Euro)
9133014 | 2 | [5 empty] | Closed in Ground | Gas (Historical Use) | 1000 | Bare Steel | 1986-11-01 | Galvanized Steel | Safe Suction (Euro)
9133015 | 1A |  | 1995-07-01 |  | 1995-07-01 |  | Currently in Use | Gas (Historical Use) | 8000 | Fiberglass | 1995-07-01 | Fiberglass Reinforced Plastic | Pressurized
9133015 | 1B |  | 1995-07-01 |  | 1995-07-01 |  | Currently in Use | Gas (Historical Use) | 4000 | Fiberglass | 1995-07-01 | Fiberglass Reinforced Plastic | Pressurized
9133015 | 3 |  | 1995-07-01 |  | 1995-07-01 |  | Currently in Use | Diesel | 6000 | Fiberglass | 1995-07-01 | Fiberglass Reinforced Plastic | Pressurized
9133015 | 4 |  | 2005-04-01 | no | 2005-04-01 | no | Currently in Use | Diesel | 4000 | Fiberglass | 2004-03-31 | Not Marked | Pressurized
9133016 | 1 | [5 empty] | Removed from Ground | Gas (Historical Use) | 8000 | Bare Steel | 1980-01-01 | Galvanized Steel | Suction (American)
9133016 | 2 | [5 empty] | Removed from Ground | Diesel | 8000 | Cathodically Protected Steel | 1970-01-01 | Galvanized Steel | Suction (American)
9133016 | 3 |  | 1996-07-18 |  | 1996-07-18 |  | Currently in Use | Diesel | 9000 | Composite | 1996-07-18 | Fiberglass Reinforced Plastic | Pressurized
9133016 | 4 |  | 1996-07-18 |  | 1996-07-18 |  | Currently in Use | Gas (Historical Use) | 3000 | Composite | 1996-07-18 | Fiberglass Reinforced Plastic | Pressurized
9133017 | 1 |  | 1990-01-30 |  | 1990-01-30 |  | Removed from Ground | Gas (Historical Use) | 3000 | Galvanic (STIP-3) | 1990-01-30 | Fiberglass Reinforced Plastic | Safe Suction (Euro)
9133018 | 1 | [5 empty] | Removed from Ground | Gas (Historical Use) | 10000 | Bare Steel | 1986-02-10 | Galvanized Steel | Suction (American)
9133018 | 2 | [5 empty] | Removed from Ground | Diesel | 10000 | Bare Steel | 1986-02-10 | Galvanized Steel | Suction (American)
9133019 | 1 | [5 empty] | Closed in Ground | Gas (Historical Use) | 2000 | Bare Steel | 1986-01-01 | Galvanized Steel | Suction (American)
9133019 | 2 | [5 empty] | Closed in Ground | Gas (Historical Use) | 1000 | Bare Steel | 1986-01-01 | Galvanized Steel | Suction (American)
9133020 | 1 |  | 1996-12-01 |  | 1996-12-01 |  | Temporarily out of use | Gas (Historical Use) | 2000 | Steel-Impressed Current | 1975-01-01 | Cathodically Protected | Pressurized
9133020 | 2 |  | 1996-12-01 |  | 1996-12-01 |  | Temporarily out of use | Gas (Historical Use) | 2000 | Steel-Impressed Current | 1975-01-01 | Cathodically Protected | Pressurized
9133020 | 3 |  | 1996-12-01 |  | 1996-12-01 |  | Temporarily out of use | Gas (Historical Use) | 2000 | Steel-Impressed Current | 1975-01-01 | Cathodically Protected | Pressurized
9133021 | 1 | [5 empty] | Removed from Ground | Diesel | 500 | Bare Steel | 1940-01-01 | Bare Steel | Safe Suction (Euro)
9133021 | 2 | [5 empty] | Removed from Ground | Gas (Historical Use) | 500 | Bare Steel | 1940-01-01 | Bare Steel | Safe Suction (Euro)
9133022 | 1 |  | 1998-06-09 |  | 1998-06-09 |  | Currently in Use | Gas (Historical Use) | 10000 | Composite | 1998-06-09 | Double-Walled Flex | Pressurized
9133022 | 2 |  | 1998-06-09 |  | 1998-06-09 |  | Currently in Use | Diesel | 10000 | Composite | 1998-06-09 | Double-Walled Flex | Pressurized
9133023 | 1A |  | 1995-10-30 | no | 1995-10-30 | no | Currently in Use | Diesel | 10000 | Epoxy | 1995-10-30 | Fiberglass Reinforced Plastic | Pressurized
9133023 | 1B |  | 1995-10-30 |  | 1995-10-30 |  | Currently in Use | Diesel | 5000 | Epoxy | 1995-10-30 | Fiberglass Reinforced Plastic | Pressurized
9133025 | 1 |  | 1998-12-02 |  | 1998-12-02 |  | Currently in Use | Gas (Historical Use) | 10000 | Composite | 1998-12-01 | Double Walled | Pressurized
9133025 | 2 |  | 1998-12-02 |  | 1998-12-02 |  | Currently in Use | Gas (Historical Use) | 12000 | Composite | 1998-12-01 | Double Walled | Pressurized
9133025 | 3 |  | 1998-12-02 |  | 1998-12-02 |  | Currently in Use | Diesel | 8000 | Composite | 1998-12-01 | Double Walled | Pressurized
9133026 | 1 | [5 empty] | Removed from Ground | Gas (Historical Use) | 0 | Marked Unknown |  | Unknown
9134001 | L302046 |  | 1991-05-01 |  | 1991-05-01 |  | Currently in Use | Gas (Historical Use) | 8000 | Composite | 1991-05-01 | Fiberglass Reinforced Plastic | Pressurized
9134001 | L302047 |  | 1991-05-01 |  | 1991-05-01 |  | Currently in Use | Gas (Historical Use) | 8000 | Composite | 1991-05-01 | Fiberglass Reinforced Plastic | Pressurized
9134001 | L302048 |  | 1991-05-01 |  | 1991-05-01 |  | Currently in Use | Gas (Historical Use) | 8000 | Composite | 1991-05-01 | Fiberglass Reinforced Plastic | Pressurized
9134001 | L302049 |  | 1991-05-01 |  | 1991-05-01 |  | Currently in Use | Diesel | 8000 | Composite | 1991-05-01 | Fiberglass Reinforced Plastic | Pressurized
9134002 | 1 | Ball Float | 1989-01-01 | no | 1989-01-01 | no | Currently in Use | Gas (Historical Use) | 8000 | Galvanic (STIP-3) | 1989-01-01 | Galvanized Steel | Pressurized
9134002 | 2 |  | 1989-01-01 | no | 1989-01-01 | no | Currently in Use | Gas (Historical Use) | 6000 | Galvanic (STIP-3) | 1989-01-01 | Galvanized Steel | Pressurized
9134002 | 3 | Ball Float | 1989-01-01 | no | 1989-01-01 | no | Currently in Use | Diesel | 6000 | Galvanic (STIP-3) | 1989-01-01 | Galvanized Steel | Pressurized
9134002 | 4 | Ball Float | 1989-01-01 | no | 1989-01-01 | no | Temporarily out of use | Gas (Historical Use) | 5000 | Galvanic (STIP-3) | 1989-01-01 | Galvanized Steel | Pressurized
9134003 | 1 | Ball Float | 1989-01-01 | no | 1989-01-01 | no | Currently in Use | E-10 | 6000 | Composite | 1989-01-01 | Fiberglass Reinforced Plastic | Pressurized
9134003 | 2 | Ball Float | 1989-01-01 | no | 1989-01-01 | no | Currently in Use | E-10 | 6000 | Composite | 1989-01-01 | Fiberglass Reinforced Plastic | Pressurized
9134003 | 3 | Ball Float | 1989-01-01 | no | 1989-01-01 | no | Currently in Use | E-10 | 6000 | Composite | 1989-01-01 | Fiberglass Reinforced Plastic | Pressurized
9134004 | 1 |  | 1990-01-01 |  | 1990-01-01 |  | Removed from Ground | Gas (Historical Use) | 3000 | Cathodically Protected Steel | 1990-04-01 | Cathodically Protected | Suction (American)
9134004 | 2 |  | 1990-01-01 |  | 1990-01-01 |  | Removed from Ground | Gas (Historical Use) | 5000 | Cathodically Protected Steel | 1990-04-01 | Cathodically Protected | Suction (American)
9134004 | 3 |  | 1990-01-01 |  | 1990-01-01 |  | Removed from Ground | Gas (Historical Use) | 5000 | Cathodically Protected Steel | 1990-04-01 | Cathodically Protected | Suction (American)
9134005 | 1 |  | 1996-01-10 |  | 1996-01-10 |  | Removed from Ground | Gas (Historical Use) | 6000 | Bare Steel | 1982-01-01 | Galvanized Steel | Pressurized
9134005 | 2 |  | 1996-01-01 |  | 1996-01-01 |  | Removed from Ground | Gas (Historical Use) | 6000 | Bare Steel | 1982-01-01 | Galvanized Steel | Pressurized
9134005 | 3 |  | 1996-01-10 |  | 1996-01-10 |  | Removed from Ground | Gas (Historical Use) | 6000 | Bare Steel | 1982-01-01 | Galvanized Steel | Pressurized
9134005 | 4 | Flapper Valve | 1996-09-25 | no | 1996-09-25 | no | Currently in Use | E-10 | 10000 | Composite Double Walled | 1996-09-25 | Flex | Pressurized
9134005 | 5 | Flapper Valve | 1996-09-25 | no | 1996-09-25 | no | Currently in Use | E-10 | 10000 | Composite Double Walled | 1996-09-25 | Flex | Pressurized
9134005 | 6 | Flapper Valve | 1996-09-25 | no | 1996-09-25 | no | Currently in Use | Diesel | 15000 | Composite Double Walled | 1996-09-25 | Flex | Pressurized
9134006 | 1 | [5 empty] | Removed from Ground | Gas (Historical Use) | 10000 | Fiberglass | 1991-01-01 | Fiberglass Reinforced Plastic
9134006 | 2 | [5 empty] | Removed from Ground | Diesel | 3000 | Fiberglass | 1991-01-01 | Fiberglass Reinforced Plastic
9134006 | 3 |  |  | yes |  | yes | Removed from Ground | Used Oil | 1000 | Fiberglass | 1991-01-01 | Fiberglass Reinforced Plastic
9134006 | 4 | [5 empty] | Closed in Ground | Diesel | 20000 | Not Marked/Unknown | 1990-01-01 | Not Marked
9134006 | 5 |  | 1998-11-01 |  | 1998-11-01 |  | Currently in Use | Diesel | 6000 | Fiberglass | 1991-01-01 | Double-Walled Fiberglass | Safe Suction (Euro)
9134006 | 6 |  | 1998-07-22 |  | 1998-07-22 |  | Currently in Use | Diesel | 2500 | Fiberglass Double Walled | 1998-07-20 | Fiberglass Reinforced Plastic | Safe Suction (Euro)
9134006 | 7 |  | 1998-07-22 |  | 1998-07-22 |  | Currently in Use | Gas (Historical Use) | 2500 | Fiberglass Double Walled | 1998-07-20 | Fiberglass Reinforced Plastic | Safe Suction (Euro)
9134007 | 1 | [5 empty] | Removed from Ground | Diesel | 1000 | Marked Unknown | 1992-04-01 | Unknown
9134008 | 1 | [5 empty] | Removed from Ground | Gas (Historical Use) | 2000 | Bare Steel | 1992-12-02 | Galvanized Steel | Suction (American)
9134010 | 527G1 | [5 empty] | Removed from Ground | Gas (Historical Use) | 1000 | Bare Steel | 2001-08-22 | Galvanized Steel | Safe Suction (Euro)
9134013 | 1 | [5 empty] | Removed from Ground | Diesel | 4000 | Bare Steel | 1998-11-24 | Galvanized Steel | Suction (American)
9134013 | 2 | [5 empty] | Removed from Ground | Diesel | 10000 | Bare Steel | 1998-11-24 | Galvanized Steel | Suction (American)
9134014 | 1 |  | 1993-08-15 |  | 1993-08-15 |  | Currently in Use | Gas (Historical Use) | 8000 | Cathodically Protected Steel | 1984-01-01 | Fiberglass Reinforced Plastic | Pressurized
9134014 | 2 |  | 1993-08-15 |  | 1993-08-15 |  | Currently in Use | Gas (Historical Use) | 8000 | Cathodically Protected Steel | 1984-01-01 | Fiberglass Reinforced Plastic | Pressurized
9134014 | 3 |  | 1993-08-15 |  | 1993-08-15 |  | Currently in Use | Gas (Historical Use) | 6000 | Cathodically Protected Steel | 1984-01-01 | Fiberglass Reinforced Plastic | Pressurized
9134015 | 1 | [5 empty] | Removed from Ground | Gas (Historical Use) | 1000 | Bare Steel | 1998-12-22 | Galvanized Steel
9134015 | 2 | [5 empty] | Removed from Ground | Gas (Historical Use) | 1000 | Bare Steel | 1998-12-22 | Galvanized Steel
9134016 | 1 | [5 empty] | Removed from Ground | Empty | 6000 | Galvanic (STIP-3) |  | Galvanized Steel | Pressurized
9134016 | 2 | [5 empty] | Removed from Ground | Empty | 4000 | Galvanic (STIP-3) |  | Galvanized Steel | Pressurized
9134016 | 3 | [5 empty] | Removed from Ground | Empty | 4000 | Galvanic (STIP-3) |  | Galvanized Steel | Suction (American)
9134017 | 1 | [5 empty] | Removed from Ground | Diesel | 3000 | Bare Steel | 1998-12-09 | Galvanized Steel | Suction (American)
9134020 | 1 | [5 empty] | Removed from Ground | Gas (Historical Use) | 200 | Not Marked/Unknown | 1996-04-15 | Not Marked
9134021 | 1 |  | 1998-07-01 |  | 1998-07-01 |  | Temporarily out of use | Gas (Historical Use) | 2000 | Cathodically Protected Steel | 1990-07-01 | Cathodically Protected | Pressurized
9134021 | 2 |  | 1998-07-01 |  | 1998-07-01 |  | Temporarily out of use | Gas (Historical Use) | 2000 | Cathodically Protected Steel | 1990-07-01 | Cathodically Protected | Pressurized
9134021 | 3 |  | 1998-07-01 |  | 1998-07-01 |  | Temporarily out of use | Gas (Historical Use) | 2000 | Cathodically Protected Steel | 1990-07-01 | Cathodically Protected | Pressurized
9134022 | 1 |  | 1994-10-29 |  | 1994-10-29 |  | Currently in Use | Gas (Historical Use) | 6000 | Galvanic (STIP-3) | 1989-08-01 | Fiberglass Reinforced Plastic | Pressurized
9134022 | 2 |  | 1994-10-29 |  | 1994-10-29 |  | Currently in Use | Gas (Historical Use) | 6000 | Galvanic (STIP-3) | 1989-08-01 | Fiberglass Reinforced Plastic | Pressurized
9134022 | 3 |  | 1994-10-29 |  | 1994-10-29 |  | Currently in Use | Gas (Historical Use) | 8000 | Galvanic (STIP-3) | 1989-08-01 | Fiberglass Reinforced Plastic | Pressurized
9134024 | 1 |  | 1999-05-10 |  | 1999-05-10 |  | Currently in Use | Gas (Historical Use) | 6000 | Composite | 1999-04-27 | Fiberglass Reinforced Plastic | Safe Suction (Euro)
9134024 | 2 |  | 1999-05-10 |  | 1999-05-10 |  | Currently in Use | Diesel | 4000 | Composite | 1999-04-27 | Fiberglass Reinforced Plastic | Safe Suction (Euro)
9134025 | 1 |  | 1999-07-15 |  | 1999-07-15 |  | Currently in Use | Gas (Historical Use) | 2000 | Cathodically Protected Steel | 1999-07-15 | Cathodically Protected | Safe Suction (Euro)
9134025 | 2 |  | 1999-07-15 |  | 1999-07-15 |  | Currently in Use | Gas (Historical Use) | 2000 | Cathodically Protected Steel | 1999-07-15 | Cathodically Protected | Safe Suction (Euro)
9135001 | 1 |  | 1993-01-01 | no | 1993-01-01 | no | Currently in Use | Gas (Historical Use) | 6000 | Galvanic (STIP-3) | 1992-03-05 | Fiberglass Reinforced Plastic | Pressurized
9135001 | 2A |  | 1993-01-01 | no | 1993-01-01 | no | Currently in Use | Gas (Historical Use) | 3000 | Galvanic (STIP-3) | 1992-03-05 | Fiberglass Reinforced Plastic | Pressurized
9135001 | 2B |  | 1993-01-01 | no | 1993-01-01 | no | Currently in Use | Gas (Historical Use) | 3000 | Galvanic (STIP-3) | 1992-03-05 | Fiberglass Reinforced Plastic | Pressurized
9135002 | 1 | [5 empty] | Removed from Ground | Diesel | 10000 | Cathodically Protected Steel | 1964-01-01 | Galvanized Steel
9135002 | 2 |  | 2000-08-23 |  | 2000-08-23 | yes | Currently in Use | Diesel | 10000 | Composite | 2000-08-23 | Fiberglass Reinforced Plastic | Pressurized
9135003 | 1 | Ball Float | 1989-01-01 |  | 1992-01-01 |  | Currently in Use | Gas (Historical Use) | 8000 | Galvanic (STIP-3) | 1989-01-01 | Fiberglass Reinforced Plastic | Pressurized
9135003 | 2 | Ball Float | 1989-01-01 |  | 1992-01-01 |  | Currently in Use | Gas (Historical Use) | 8000 | Galvanic (STIP-3) | 1989-01-01 | Fiberglass Reinforced Plastic | Pressurized
9135003 | 3 | Ball Float | 1989-01-01 |  | 1992-01-01 |  | Currently in Use | Gas (Historical Use) | 6000 | Galvanic (STIP-3) | 1989-01-01 | Fiberglass Reinforced Plastic | Pressurized
9135003 | 4 | Ball Float | 1989-01-01 |  | 1992-01-01 |  | Currently in Use | Diesel | 6000 | Galvanic (STIP-3) | 1989-01-01 | Fiberglass Reinforced Plastic | Pressurized
9135003 | 5 | Ball Float | 1995-08-01 |  | 1995-08-01 |  | Currently in Use | Diesel | 15000 | Galvanic (STIP-3) | 1995-08-01 | Fiberglass Reinforced Plastic | Pressurized
9135003 | 6 | Ball Float | 1995-08-01 |  | 1995-08-01 |  | Currently in Use | Diesel | 15000 | Galvanic (STIP-3) | 1995-08-01 | Fiberglass Reinforced Plastic | Pressurized
9135004 | 1 | [5 empty] | Removed from Ground | Gas (Historical Use) | 4000 | Bare Steel | 1984-01-01 | Galvanized Steel | Pressurized
9135004 | 2 | [5 empty] | Removed from Ground | Gas (Historical Use) | 4000 | Bare Steel | 1984-01-01 | Galvanized Steel | Pressurized
9135004 | 3 | [5 empty] | Removed from Ground | Gas (Historical Use) | 2000 | Bare Steel | 1984-01-01 | Galvanized Steel | Pressurized
9135004 | 4 | [5 empty] | Removed from Ground | Diesel | 2000 | Bare Steel | 1984-01-01 | Galvanized Steel | Pressurized
9135004 | 5A |  | 2002-06-10 | no | 2002-06-10 | no | Currently in Use | Gas (Historical Use) | 4000 | Composite | 2002-06-10 | Fiberglass Reinforced Plastic | Pressurized
9135004 | 5B |  | 2002-06-10 | no | 2002-06-10 | no | Currently in Use | Gas (Historical Use) | 4000 | Composite | 2002-06-10 | Fiberglass Reinforced Plastic | Pressurized
9135004 | 6 |  | 2002-06-10 | no | 2002-06-10 | no | Currently in Use | Diesel | 4000 | Composite | 2002-06-10 | Fiberglass Reinforced Plastic | Pressurized
9135005 | 1 | [5 empty] | Removed from Ground | Gas (Historical Use) | 560 | Bare Steel | 1959-04-29 | Bare Steel
9135005 | 2 |  | 1989-01-01 |  | 1989-01-01 |  | Removed from Ground | Gas (Historical Use) | 550 | Galvanic (STIP-3) | 1989-01-01 | Cathodically Protected | Safe Suction (Euro)
9135005 | 3 |  | 1989-01-01 |  | 1989-01-01 |  | Removed from Ground | Diesel | 550 | Galvanic (STIP-3) | 1989-01-01 | Cathodically Protected | Safe Suction (Euro)
9135006 | 1 | [5 empty] | Removed from Ground | Diesel | 0 | Marked Unknown | 1983-01-01 | Unknown
9135008 | 1 | [5 empty] | Removed from Ground | Gas (Historical Use) | 1000 | Bare Steel | 1998-07-27 | Galvanized Steel
9135010 | 1 | [5 empty] | Removed from Ground | Other | 2000 | Not Marked/Unknown | 1995-04-19 | Unknown
9135010 | 2 | [5 empty] | Removed from Ground | Other | 2000 | Not Marked/Unknown | 1995-04-19 | Unknown
9135010 | 3 | [5 empty] | Removed from Ground | Other | 2000 | Not Marked/Unknown | 1995-04-19 | Unknown
9135011 | 1 |  | 1993-08-01 |  | 1993-08-01 |  | Currently in Use | Gas (Historical Use) | 12055 | Galvanic (STIP-3) | 1993-08-01 | Fiberglass Reinforced Plastic | Pressurized
9135011 | 2 |  | 1993-08-01 |  | 1993-08-01 |  | Currently in Use | Gas (Historical Use) | 12102 | Galvanic (STIP-3) | 1993-08-01 | Fiberglass Reinforced Plastic | Pressurized
9135011 | 3 |  | 1993-08-01 |  | 1993-08-01 |  | Currently in Use | Gas (Historical Use) | 12126 | Galvanic (STIP-3) | 1993-08-01 | Fiberglass Reinforced Plastic | Pressurized
9135011 | 4 |  | 1993-08-01 |  | 1993-08-01 |  | Currently in Use | Diesel | 12173 | Galvanic (STIP-3) | 1993-08-01 | Fiberglass Reinforced Plastic | Pressurized
9135011 | 5 |  | 1993-08-01 |  | 1993-08-01 |  | Currently in Use | Diesel | 12126 | Galvanic (STIP-3) | 1993-08-01 | Fiberglass Reinforced Plastic | Pressurized
9135012 | 3FT | [5 empty] | Removed from Ground | Diesel | 3000 | Cathodically Protected Steel | 1985-06-01 | Fiberglass Reinforced Plastic | Suction (American)
9135013 | 1 |  | 1996-05-28 |  | 1996-05-28 |  | Currently in Use | Gas (Historical Use) | 8000 | Steel-Impressed Current | 1987-01-01 | Double Walled | Pressurized
9135013 | 2 |  | 1996-05-28 |  | 1996-05-28 |  | Currently in Use | Gas (Historical Use) | 8000 | Steel-Impressed Current | 1987-01-01 | Double Walled | Pressurized
9135013 | 3 |  | 1996-05-28 |  | 1996-05-28 |  | Currently in Use | Gas (Historical Use) | 8000 | Steel-Impressed Current | 1987-01-01 | Double Walled | Pressurized
9135014 | 1 | [5 empty] | Removed from Ground | Gas (Historical Use) | 4000 | Not Marked/Unknown | 1991-01-01 | Not Marked
9135014 | 2 | [5 empty] | Removed from Ground | Gas (Historical Use) | 10500 | Not Marked/Unknown | 1976-01-01 | Not Marked
9135015 | 1 | [5 empty] | Removed from Ground | Diesel | 8000 | Bare Steel | 1998-04-28 | Not Marked | Suction (American)
9135016 | 1 | [5 empty] | Removed from Ground | Diesel | 4000 | Bare Steel | 1998-12-01 | Not Marked | Suction (American)
9135019 | 1 |  | 1998-07-01 |  | 1998-07-01 |  | Currently in Use | Gas (Historical Use) | 8000 | Galvanic (STIP-3) | 1986-03-01 | Fiberglass Reinforced Plastic | Pressurized
9135019 | 2 |  | 1998-07-01 |  | 1998-07-01 |  | Currently in Use | Gas (Historical Use) | 6000 | Galvanic (STIP-3) | 1986-03-01 | Fiberglass Reinforced Plastic | Pressurized
9135019 | 3 |  | 1998-07-01 |  | 1998-07-01 |  | Currently in Use | Diesel | 6000 | Galvanic (STIP-3) | 1986-03-01 | Fiberglass Reinforced Plastic | Pressurized
9135020 | 1 |  | 1998-09-01 |  | 1991-08-01 |  | Removed from Ground | Gas (Historical Use) | 2000 | Galvanic (STIP-3) | 1991-08-01 | Galvanized Steel | Suction (American)
9135021 | 1A |  | 1997-11-01 |  | 1997-11-01 |  | Currently in Use | Gas (Historical Use) | 12000 | Composite | 1997-11-01 | Double-Walled Flex | Pressurized
9135021 | 1B |  | 1997-11-01 |  | 1997-11-01 |  | Currently in Use | Gas (Historical Use) | 8000 | Composite | 1997-11-01 | Double-Walled Flex | Pressurized
9135023 | 1 |  | 1993-03-01 |  | 1993-03-01 |  | Currently in Use | Diesel | 8000 | Cathodically Protected Steel | 1993-03-01 | Fiberglass Reinforced Plastic | Pressurized
9135024 | 1A | Flapper Valve | 1998-10-01 | no | 1998-10-01 | no | Currently in Use | E-10 | 10000 | Galvanic (STIP-3) | 1998-10-01 | Fiberglass Reinforced Plastic | Pressurized
9135024 | 1B | Flapper Valve | 1998-10-01 | no | 1998-10-01 | no | Currently in Use | Diesel | 10000 | Galvanic (STIP-3) | 2012-05-29 | Fiberglass Reinforced Plastic | Pressurized
9135025 | 1 | [5 empty] | Removed from Ground | Gas (Historical Use) | 6000 | Bare Steel | 1998-12-20 | Galvanized Steel | Pressurized
9135025 | 2 | [5 empty] | Removed from Ground | Gas (Historical Use) | 6000 | Bare Steel | 1998-12-20 | Galvanized Steel | Pressurized
9135026 | 1 | [5 empty] | Removed from Ground | Gas (Historical Use) | 6000 | Bare Steel | 1978-01-01 | Galvanized Steel | Safe Suction (Euro)
9135026 | 2 | [5 empty] | Removed from Ground | Gas (Historical Use) | 3000 | Bare Steel | 1978-01-01 | Galvanized Steel | Safe Suction (Euro)
9135026 | 3 | [5 empty] | Removed from Ground | Gas (Historical Use) | 3000 | Bare Steel | 1978-01-01 | Galvanized Steel | Safe Suction (Euro)
9135026 | 4 | [5 empty] | Removed from Ground | Diesel | 2000 | Bare Steel | 1978-01-01 | Galvanized Steel | Safe Suction (Euro)
9135027 | 1 |  | 1999-04-20 |  | 1999-04-20 |  | Currently in Use | Gas (Historical Use) | 10000 | Fiberglass | 1999-04-20 | Double-Walled Flex | Pressurized
9135027 | 2 |  | 1999-04-20 |  | 1999-04-20 |  | Currently in Use | Gas (Historical Use) | 10000 | Fiberglass | 1999-04-20 | Double-Walled Flex | Pressurized
9135028 | 1 | [5 empty] | Installed | Gas (Historical Use) | 0 | Bare Steel |  | Bare Steel
9135028 | 2 | [5 empty] | Installed | Gas (Historical Use) | 0 | Bare Steel |  | Bare Steel
9135028 | 3 | [5 empty] | Installed | Gas (Historical Use) | 0 | Bare Steel |  | Bare Steel
9136001 | 1 |  |  | yes |  | yes | Removed from Ground | Used Oil | 4000 | Bare Steel | 1964-01-01 | Not Marked
9136002 | 1 | [5 empty] | Removed from Ground | Diesel | 0 | Not Marked/Unknown |  | Not Marked
9136003 | 1 | [5 empty] | Removed from Ground | Gas (Historical Use) | 0 | Not Marked/Unknown | 1992-03-01 | Not Marked
9136004 | 1 | [5 empty] | Removed from Ground | Gas (Historical Use) | 4000 | Marked Unknown | 1992-02-14 | Unknown
9136005 | 1 | [5 empty] | Removed from Ground | Diesel | 2000 | Bare Steel | 1980-01-01 | Galvanized Steel
9136006 | 193330 |  | 1991-08-08 |  | 1991-08-08 |  | Currently in Use | Gas (Historical Use) | 6000 | Galvanic (STIP-3) | 1991-08-08 | Fiberglass Reinforced Plastic | Pressurized
9136006 | 193331 |  | 1991-08-08 |  | 1991-08-08 |  | Currently in Use | Gas (Historical Use) | 6000 | Galvanic (STIP-3) | 1991-08-08 | Fiberglass Reinforced Plastic | Pressurized
9136006 | 193332 |  | 1991-08-08 |  | 1991-08-08 |  | Currently in Use | Gas (Historical Use) | 6000 | Galvanic (STIP-3) | 1991-08-08 | Fiberglass Reinforced Plastic | Pressurized
9136007 | 1 | [5 empty] | Removed from Ground | Other | 0 | Marked Unknown | 1988-09-01 | Unknown
9136007 | 2 | [5 empty] | Removed from Ground | Gas (Historical Use) | 0 | Not Marked/Unknown | 1988-09-01 | Not Marked
9136007 | 3 | [5 empty] | Removed from Ground | Gas (Historical Use) | 0 | Not Marked/Unknown | 1988-09-01 | Not Marked
9136009 | 1 | [5 empty] | Removed from Ground | Other | 6000 | Bare Steel | 1991-04-30 | Galvanized Steel
9136009 | 2 | [5 empty] | Removed from Ground | Other | 4000 | Bare Steel | 1991-04-30 | Galvanized Steel
9136009 | 3 | [5 empty] | Removed from Ground | Other | 4000 | Bare Steel | 1991-04-30 | Galvanized Steel
9136010 | T-1 | [5 empty] | Removed from Ground | Gas (Historical Use) | 8000 | Bare Steel | 1991-08-07 | Galvanized Steel | Suction (American)
9136010 | T-2 | [5 empty] | Removed from Ground | Gas (Historical Use) | 8000 | Bare Steel | 1991-08-07 | Galvanized Steel | Suction (American)
9136011 | 1 | [5 empty] | Permanently Out of Use - historical purposes | Gas (Historical Use) | 2000 | Bare Steel | 1971-01-01 | Galvanized Steel | Suction (American)
9136011 | 2 | [5 empty] | Permanently Out of Use - historical purposes | Gas (Historical Use) | 2000 | Bare Steel | 1986-01-01 | Fiberglass Reinforced Plastic | Suction (American)
9136011 | 3 | [5 empty] | Removed from Ground | Gas (Historical Use) | 2000 | Bare Steel | 1974-01-01 | Galvanized Steel | Suction (American)
9136011 | 4 | [5 empty] | Permanently Out of Use - historical purposes | Diesel | 1000 | Bare Steel | 1966-01-01 | Galvanized Steel | Suction (American)
9136011 | 5 | [5 empty] | Removed from Ground | Diesel | 275 | Bare Steel | 1956-01-01 | Galvanized Steel | Suction (American)
9136012 | 1 | [5 empty] | Removed from Ground | Gas (Historical Use) | 3000 | Cathodically Protected Steel | 1991-12-09 | Fiberglass Reinforced Plastic | Safe Suction (Euro)
9136012 | 2 | [5 empty] | Removed from Ground | Gas (Historical Use) | 3000 | Cathodically Protected Steel | 1991-12-09 | Fiberglass Reinforced Plastic | Safe Suction (Euro)
9136014 | 1 | [5 empty] | Removed from Ground | Diesel | 12000 | Bare Steel | 1973-01-01 | Bare Steel | Pressurized
9136014 | 2 | [5 empty] | Removed from Ground | Diesel | 8000 | Bare Steel | 1973-01-01 | Bare Steel | Pressurized
9136014 | 3 | [5 empty] | Removed from Ground | Gas (Historical Use) | 1000 | Bare Steel | 1973-01-01 | Bare Steel | Suction (American)
9136014 | 4 | [5 empty] | Removed from Ground | Diesel | 8000 | Bare Steel | 1973-01-01 | Bare Steel | Pressurized
9136014 | 5 | [5 empty] | Removed from Ground | Gas (Historical Use) | 1000 | Bare Steel | 1973-01-01 | Bare Steel | Suction (American)
9136014 | 6 | [5 empty] | Removed from Ground | Diesel | 1000 | Bare Steel | 1973-01-01 | Bare Steel | Gravity Fed
9136014 | 7 |  |  | yes |  | yes | Removed from Ground | Used Oil | 1000 | Bare Steel | 1973-01-01 | Bare Steel | Safe Suction (Euro)
9136015 | 1 | Ball Float | 1994-01-01 |  | 1994-01-01 |  | Currently in Use | Gas (Historical Use) | 8000 | Steel-Impressed Current | 1980-09-01 | Steel (Impressed Current) | Pressurized
9136015 | 2 | Ball Float | 1994-01-01 |  | 1994-01-01 |  | Currently in Use | Gas (Historical Use) | 8000 | Steel-Impressed Current | 1980-09-01 | Steel (Impressed Current) | Pressurized
9136016 | 1 | [5 empty] | Removed from Ground | Diesel | 1000 | Bare Steel | 1977-01-01 | Galvanized Steel
9136016 | 2 | [5 empty] | Removed from Ground | Gas (Historical Use) | 2000 | Bare Steel | 1980-04-23 | Bare Steel
9136016 | 3 |  | 1991-04-29 |  | 1991-04-29 |  | Removed from Ground | Gas (Historical Use) | 2000 | Galvanic (STIP-3) | 1991-04-29 | Cathodically Protected | Safe Suction (Euro)
9136016 | 4 |  | 1991-04-29 |  | 1991-04-29 |  | Removed from Ground | Diesel | 1000 | Galvanic (STIP-3) | 1991-04-29 | Cathodically Protected | Safe Suction (Euro)
9136017 | 1 | Ball Float | 1996-10-01 |  | 1996-10-01 |  | Currently in Use | Gas (Historical Use) | 8068 | Steel-Impressed Current | 1979-07-03 | Double-Walled Flex | Pressurized
9136017 | 2 | Ball Float | 1996-10-01 |  | 1996-10-01 |  | Currently in Use | Gas (Historical Use) | 8068 | Steel-Impressed Current | 1979-07-03 | Double-Walled Flex | Pressurized
9136019 | 1 | Ball Float | 1990-02-09 |  | 1990-02-09 |  | Currently in Use | Gas (Historical Use) | 8000 | Galvanic (STIP-3) | 1990-02-09 | Fiberglass Reinforced Plastic | Pressurized
9136019 | 2 | Ball Float | 1990-02-09 |  | 1990-02-09 |  | Currently in Use | Gas (Historical Use) | 8000 | Galvanic (STIP-3) | 1990-02-09 | Fiberglass Reinforced Plastic | Pressurized
9136019 | 3 | Ball Float | 1990-02-09 |  | 1990-02-09 |  | Currently in Use | Gas (Historical Use) | 6000 | Galvanic (STIP-3) | 1990-02-09 | Fiberglass Reinforced Plastic | Pressurized
9136019 | 4 | Ball Float | 1990-02-09 |  | 1990-02-09 |  | Currently in Use | Diesel | 6000 | Galvanic (STIP-3) | 1990-02-09 | Fiberglass Reinforced Plastic | Pressurized
9136020 | 1 | [5 empty] | Removed from Ground | Gas (Historical Use) | 4000 | Bare Steel | 1967-01-01 | Galvanized Steel
9136020 | 2 | [5 empty] | Removed from Ground | Gas (Historical Use) | 4000 | Bare Steel | 1967-01-01 | Galvanized Steel
9136020 | 3 | [5 empty] | Removed from Ground | Gas (Historical Use) | 4000 | Bare Steel | 1967-01-01 | Galvanized Steel
9136020 | 4 | [5 empty] | Removed from Ground | Diesel | 6000 | Bare Steel | 1967-01-01 | Galvanized Steel
9136021 | 1 | Flapper Valve | 1997-02-09 | no | 1997-02-09 | no | Currently in Use | E-10 | 8000 | Steel-Impressed Current | 1973-01-01 | Steel (Impressed Current) | Safe Suction (Euro)
9136021 | 2 | Flapper Valve | 1997-02-09 | no | 1997-02-09 | no | Currently in Use | Premium | 8000 | Steel-Impressed Current | 1973-01-01 | Steel (Impressed Current) | Safe Suction (Euro)
9136022 | 1 | [5 empty] | Removed from Ground | Gas (Historical Use) | 2000 | Bare Steel | 1966-01-01 | Galvanized Steel
9136022 | 2 | [5 empty] | Removed from Ground | Gas (Historical Use) | 2000 | Bare Steel | 1966-01-01 | Galvanized Steel
9136022 | 3 | [5 empty] | Removed from Ground | Diesel | 2000 | Bare Steel | 1966-01-01 | Galvanized Steel
9136022 | 4 | [5 empty] | Removed from Ground | Gas (Historical Use) | 1065 | Bare Steel | 1966-01-01 | Galvanized Steel
9136024 | 1 | [5 empty] | Removed from Ground | Gas (Historical Use) | 1000 | Bare Steel | 1979-01-01 | Unknown
9136025 | 1 | [5 empty] | Removed from Ground | Gas (Historical Use) | 4000 | Bare Steel | 1988-01-01 | Galvanized Steel
9136025 | 2 | [5 empty] | Removed from Ground | Gas (Historical Use) | 4000 | Bare Steel | 1988-01-01 | Galvanized Steel
9136026 | 1 | [5 empty] | Removed from Ground | Gas (Historical Use) | 8000 | Bare Steel | 1988-01-01 | Galvanized Steel
9136026 | 2 | [5 empty] | Removed from Ground | Gas (Historical Use) | 3000 | Bare Steel | 1988-01-01 | Galvanized Steel
9136026 | 3 | [5 empty] | Removed from Ground | Gas (Historical Use) | 4000 | Bare Steel | 1988-01-01 | Galvanized Steel
9136027 | 1 | [5 empty] | Removed from Ground | Gas (Historical Use) | 4000 | Bare Steel | 1983-01-01 | Galvanized Steel | Suction (American)
9136027 | 2 | [5 empty] | Removed from Ground | Gas (Historical Use) | 4000 | Bare Steel | 1983-01-01 | Galvanized Steel | Suction (American)
9136027 | 3 | [5 empty] | Removed from Ground | Gas (Historical Use) | 4000 | Bare Steel | 1983-01-01 | Galvanized Steel | Suction (American)
9136027 | 4A | Ball Float | 1998-07-28 |  | 1998-07-28 |  | Currently in Use | Gas (Historical Use) | 8000 | Fiberglass | 1998-07-16 | Fiberglass Reinforced Plastic | Pressurized
9136027 | 4B | Ball Float | 1998-07-28 |  | 1998-07-28 |  | Currently in Use | Gas (Historical Use) | 4000 | Fiberglass | 1998-07-16 | Fiberglass Reinforced Plastic | Pressurized
9136028 | 1 | Flapper Valve | 1994-04-28 |  | 1994-04-28 |  | Removed from Ground | Gas (Historical Use) | 4000 | Galvanic (STIP-3) | 1988-01-01 | Fiberglass Reinforced Plastic | Safe Suction (Euro)
9136028 | 2 | Flapper Valve | 1994-04-28 |  | 1994-04-28 |  | Removed from Ground | Diesel | 2000 | Galvanic (STIP-3) | 1988-01-01 | Fiberglass Reinforced Plastic | Safe Suction (Euro)
9136029 | T1A | [5 empty] | Removed from Ground | Empty | 1000 | Bare Steel | 1968-01-01 | Galvanized Steel
9136029 | T3 | [5 empty] | Removed from Ground | Empty | 12000 | Bare Steel | 1968-01-01 | Galvanized Steel
9136029 | T4A | [5 empty] | Removed from Ground | Empty | 12000 | Bare Steel | 1968-01-01 | Not Marked
9136029 | T4B | [5 empty] | Removed from Ground | Empty | 12000 | Bare Steel | 1968-01-01 | Not Marked
9136029 | T6 | [5 empty] | Removed from Ground | Empty | 5000 | Bare Steel | 1987-08-01 | Not Marked
9136030 | 1 | [5 empty] | Removed from Ground | Gas (Historical Use) | 4000 | Bare Steel | 1992-11-23 | Galvanized Steel | Suction (American)
9136030 | 2 | [5 empty] | Removed from Ground | Gas (Historical Use) | 4000 | Bare Steel | 1992-11-23 | Galvanized Steel | Suction (American)
9136030 | 3 | [5 empty] | Removed from Ground | Gas (Historical Use) | 4000 | Bare Steel | 1992-11-23 | Galvanized Steel | Suction (American)
9136030 | 4 | [5 empty] | Removed from Ground | Gas (Historical Use) | 4000 | Bare Steel | 1992-11-23 | Galvanized Steel | Suction (American)
9136030 | 5 |  |  | yes |  | yes | Removed from Ground | Used Oil | 550 | Bare Steel | 1992-11-23 | Galvanized Steel | Gravity Fed
9136030 | 6 | [5 empty] | Permanently Out of Use - historical purposes | Gas (Historical Use) | 4000 | Marked Unknown |  | Unknown
9136030 | 7 | [5 empty] | Permanently Out of Use - historical purposes | Gas (Historical Use) | 4000 | Marked Unknown |  | Unknown
9136030 | 8 | [5 empty] | Permanently Out of Use - historical purposes | Gas (Historical Use) | 4000 | Marked Unknown |  | Unknown
9136031 | 1A |  | 1992-09-21 |  | 1992-09-21 |  | Currently in Use | Gas (Historical Use) | 7000 | Galvanic (STIP-3) | 1992-09-21 | Flex | Pressurized
9136031 | 1B |  | 1992-09-21 | no | 1992-09-21 | no | Currently in Use | Gas (Historical Use) | 5000 | Galvanic (STIP-3) | 1992-09-21 | Flex | Pressurized
9136032 | 1 | [5 empty] | Removed from Ground | Gas (Historical Use) | 1000 | Bare Steel | 1985-01-01 | Galvanized Steel
9136032 | 2 | [5 empty] | Removed from Ground | Diesel | 6000 | Bare Steel | 1985-01-01 | Galvanized Steel
9136033 | 2 | [5 empty] | Removed from Ground | Diesel | 1000 | Bare Steel | 1978-04-17 | Bare Steel | Safe Suction (Euro)
9136033 | 3 | [5 empty] | Removed from Ground | Gas (Historical Use) | 4000 | Bare Steel | 1978-04-17 | Bare Steel | Safe Suction (Euro)
9136033 | 4 | [5 empty] | Removed from Ground | Gas (Historical Use) | 4000 | Bare Steel | 1978-04-17 | Bare Steel | Safe Suction (Euro)
9136034 | 1 | [5 empty] | Closed in Ground | Diesel | 1500 | Marked Unknown | 1958-01-01 | Bare Steel | Safe Suction (Euro)
9136034 | 2 | [5 empty] | Closed in Ground | Diesel | 10000 | Not Marked/Unknown | 1997-05-20 | Not Marked
9136035 | 1 | [5 empty] | Removed from Ground | Gas (Historical Use) | 8000 | Bare Steel | 1993-08-13 | Bare Steel
9136035 | 2 | [5 empty] | Removed from Ground | Gas (Historical Use) | 4000 | Bare Steel | 1993-08-13 | Bare Steel
9136035 | 3 | [5 empty] | Removed from Ground | Gas (Historical Use) | 4000 | Bare Steel | 1993-08-13 | Bare Steel
9136036 | 1 | [5 empty] | Removed from Ground | Gas (Historical Use) | 10000 | Cathodically Protected Steel | 1991-01-01 | Bare Steel
9136036 | 2 | [5 empty] | Removed from Ground | Gas (Historical Use) | 10000 | Cathodically Protected Steel | 1991-01-01 | Bare Steel
9136036 | 3 | [5 empty] | Removed from Ground | Gas (Historical Use) | 10000 | Cathodically Protected Steel | 1991-01-01 | Bare Steel
9136037 | 1 | [5 empty] | Removed from Ground | Gas (Historical Use) | 1000 | Cathodically Protected Steel | 1979-01-01 | Galvanized Steel
9136037 | 2 | [5 empty] | Removed from Ground | Gas (Historical Use) | 6000 | Cathodically Protected Steel | 1979-01-01 | Galvanized Steel
9136037 | 3 | [5 empty] | Removed from Ground | Gas (Historical Use) | 8000 | Cathodically Protected Steel | 1979-01-01 | Galvanized Steel
9136037 | 4 | [5 empty] | Removed from Ground | Diesel | 3000 | Cathodically Protected Steel | 1984-01-01 | Galvanized Steel
9136037 | 5A | Ball Float | 1994-04-12 |  | 1994-04-12 |  | Currently in Use | Gas (Historical Use) | 5000 | Composite | 1994-04-12 | Fiberglass Reinforced Plastic | Pressurized
9136037 | 5B | Ball Float | 1994-04-12 | no | 1994-04-12 | no | Currently in Use | Gas (Historical Use) | 3000 | Composite | 1994-04-12 | Fiberglass Reinforced Plastic | Pressurized
9136037 | 6A | Ball Float | 1994-04-12 |  | 1994-04-12 |  | Currently in Use | Gas (Historical Use) | 5000 | Composite | 1994-04-12 | Fiberglass Reinforced Plastic | Pressurized
9136037 | 6B | Ball Float | 1994-04-12 |  | 1994-04-12 |  | Currently in Use | Diesel | 3000 | Composite | 1994-04-12 | Fiberglass Reinforced Plastic | Pressurized
9136038 | 1 |  | 1992-06-09 |  | 1992-06-09 |  | Removed from Ground | Diesel | 10000 | Fiberglass | 1992-06-09 | Fiberglass Reinforced Plastic | Safe Suction (Euro)
9136038 | 2 |  | 1992-06-09 |  | 1992-06-09 |  | Removed from Ground | Diesel | 10000 | Fiberglass | 1992-06-09 | Fiberglass Reinforced Plastic | Safe Suction (Euro)
9136039 | 1 | Flapper Valve | 1996-04-17 | no | 1996-04-17 | no | Currently in Use | E-10 | 10000 | Steel-Impressed Current | 1975-08-01 | Fiberglass Reinforced Plastic | Pressurized
9136039 | 2 | Flapper Valve | 1996-04-17 | no | 1996-07-17 | no | Currently in Use | Gas (Historical Use) | 10000 | Steel-Impressed Current | 1975-08-01 | Fiberglass Reinforced Plastic | Pressurized
9136040 | 1 | [5 empty] | Removed from Ground | Diesel | 550 | Not Marked/Unknown | 1995-04-18 | Not Marked
9136042 | 1 |  | 1994-05-12 |  | 1994-05-12 |  | Removed from Ground | Gas (Historical Use) | 4000 | Cathodically Protected Steel | 1994-05-12 | Fiberglass Reinforced Plastic | Pressurized
9136042 | 2 |  | 1994-05-12 |  | 1994-05-12 |  | Removed from Ground | Gas (Historical Use) | 3000 | Cathodically Protected Steel | 1994-05-12 | Fiberglass Reinforced Plastic | Pressurized
9136042 | 3 |  | 1994-05-12 |  | 1994-05-12 |  | Removed from Ground | Gas (Historical Use) | 8000 | Cathodically Protected Steel | 1994-08-08 | Fiberglass Reinforced Plastic | Pressurized
9136042 | 4A |  | 1994-04-02 |  | 1994-04-02 |  | Currently in Use | Gas (Historical Use) | 8000 | Fiberglass | 1994-04-02 | Fiberglass Reinforced Plastic | Pressurized
9136042 | 4B |  | 1994-04-02 |  | 1994-04-02 |  | Currently in Use | Gas (Historical Use) | 3000 | Fiberglass | 1994-04-02 | Fiberglass Reinforced Plastic | Pressurized
9136042 | 5A |  | 1994-04-02 |  | 1994-04-02 |  | Currently in Use | Diesel | 2500 | Fiberglass | 1994-04-02 | Fiberglass Reinforced Plastic | Pressurized
9136042 | 6 | [5 empty] | Removed from Ground | Empty | 1000 | Bare Steel | 1999-06-28 | Galvanized Steel | Safe Suction (Euro)
9136042 | 7 |  | 1994-04-02 |  | 1994-04-02 |  | Currently in Use | Gas (Historical Use) | 7000 | Cathodically Protected Steel | 1994-04-02 | Fiberglass Reinforced Plastic | Pressurized
9136043 | 1 | [5 empty] | Removed from Ground | Gas (Historical Use) | 550 | Not Marked/Unknown | 1994-08-01 | Not Marked
9136043 | 2 | [5 empty] | Removed from Ground | Gas (Historical Use) | 550 | Not Marked/Unknown | 1994-08-01 | Not Marked
9136044 | 1 | [5 empty] | Removed from Ground | Gas (Historical Use) | 6000 | Bare Steel | 1995-06-01 | Bare Steel | Safe Suction (Euro)
9136044 | 2 | [5 empty] | Removed from Ground | Gas (Historical Use) | 4000 | Bare Steel | 1995-06-01 | Bare Steel | Safe Suction (Euro)
9136045 | 1 | [5 empty] | Removed from Ground | Other | 200 | Marked Unknown | 2000-04-19 | Unknown | Pressurized
9136048 | 1 | Flapper Valve | 1988-05-11 |  | 1988-05-11 |  | Currently in Use | Gas (Historical Use) | 2000 | Composite | 1988-05-11 | Fiberglass Reinforced Plastic | Safe Suction (Euro)
9136049 | 1 | Flapper Valve | 1995-03-31 | no | 1995-03-31 | no | Currently in Use | E-10 | 10000 | Galvanic (STIP-3) | 1995-03-31 | Double-Walled Flex | Pressurized
9136049 | 2 | Flapper Valve | 1995-03-31 | no | 1995-03-31 | no | Currently in Use | Plus | 10000 | Galvanic (STIP-3) | 1995-03-31 | Double-Walled Flex | Pressurized
9136049 | 3 | Flapper Valve | 1995-03-31 | no | 1995-03-31 | no | Currently in Use | Diesel | 10000 | Galvanic (STIP-3) | 1995-03-31 | Double-Walled Flex | Pressurized
9136050 | 1 | Flapper Valve | 1998-04-05 | no | 1998-04-05 | no | Temporarily out of use | Gas (Historical Use) | 6000 | Galvanic (STIP-3) | 1988-02-01 | Steel (Impressed Current) | Pressurized
9136050 | 2 | Flapper Valve | 1998-04-05 | no | 1998-04-05 | no | Temporarily out of use | Gas (Historical Use) | 6000 | Galvanic (STIP-3) | 1988-02-01 | Steel (Impressed Current) | Pressurized
9136051 | 1 | [5 empty] | Removed from Ground | Diesel | 0 | Not Marked/Unknown | 1995-05-24 | Not Marked
9136051 | 2 | [5 empty] | Removed from Ground | Other | 0 | Not Marked/Unknown | 1995-05-24 | Not Marked
9136051 | 3 | [5 empty] | Removed from Ground | Other | 0 | Not Marked/Unknown | 1995-05-24 | Not Marked
9136052 | 1 | [5 empty] | Removed from Ground | Other | 500 | Marked Unknown |  | Unknown
9136052 | 2 | [5 empty] | Removed from Ground | Other | 500 | Marked Unknown |  | Unknown
9136052 | 3 | [5 empty] | Removed from Ground | Other | 500 | Marked Unknown |  | Unknown
9136052 | 4 | [5 empty] | Removed from Ground | Other | 500 | Marked Unknown |  | Unknown
9136052 | 5 | [5 empty] | Removed from Ground | Other | 500 | Marked Unknown |  | Unknown
9136053 | 1 | [5 empty] | Removed from Ground | Other | 0 | Marked Unknown |  | Unknown
9136053 | 2 | [5 empty] | Removed from Ground | Other | 0 | Marked Unknown |  | Unknown
9136053 | 3 | [5 empty] | Removed from Ground | Other | 0 | Marked Unknown |  | Unknown
9136054 | 1 |  | 1991-08-07 | no | 1991-08-07 | no | Removed from Ground | Empty | 4000 | Composite | 1991-08-07 | Fiberglass Reinforced Plastic | Safe Suction (Euro)
9136054 | 2 |  | 1991-08-07 | no | 1991-08-07 | no | Removed from Ground | Empty | 4000 | Composite | 1991-08-07 | Fiberglass Reinforced Plastic | Safe Suction (Euro)
9136054 | 3 |  | 1991-08-07 | no | 1991-08-07 | no | Removed from Ground | Empty | 4000 | Composite | 1991-08-07 | Fiberglass Reinforced Plastic | Safe Suction (Euro)
9136057 | 1 |  | 1999-02-05 |  | 1999-02-05 |  | Currently in Use | Gas (Historical Use) | 6000 | Steel-Impressed Current | 1999-02-01 | Cathodically Protected | Suction (American)
9136057 | 2 |  | 1999-02-05 |  | 1999-02-05 |  | Currently in Use | Gas (Historical Use) | 6000 | Steel-Impressed Current | 1999-02-01 | Cathodically Protected | Suction (American)
9136057 | 3 |  | 1999-02-05 |  | 1999-02-05 |  | Currently in Use | Diesel | 6000 | Steel-Impressed Current | 1999-02-01 | Cathodically Protected | Suction (American)
9136060 | 1 | [5 empty] | Removed from Ground | Gas (Historical Use) | 6000 | Bare Steel | 1996-05-01 | Galvanized Steel | Pressurized
9136060 | 2 | [5 empty] | Removed from Ground | Empty | 6000 | Bare Steel | 1994-02-01 | Galvanized Steel | Pressurized
9136060 | 3 | [5 empty] | Removed from Ground | Gas (Historical Use) | 3000 | Bare Steel | 1996-05-01 | Galvanized Steel | Pressurized
9136060 | 4 | [5 empty] | Removed from Ground | Gas (Historical Use) | 3000 | Bare Steel | 1996-05-01 | Galvanized Steel | Pressurized
9136060 | 5 |  |  | yes |  | yes | Removed from Ground | Used Oil | 550 | Bare Steel | 1996-05-01 | Galvanized Steel | Safe Suction (Euro)
9136062 | 1 | [5 empty] | Removed from Ground | Kerosene | 3000 | Bare Steel |  | Galvanized Steel | Suction (American)
9136062 | 2 | [5 empty] | Removed from Ground | Gas (Historical Use) | 2000 | Bare Steel |  | Galvanized Steel | Suction (American)
9136062 | 3 | [5 empty] | Removed from Ground | Gas (Historical Use) | 3000 | Bare Steel |  | Galvanized Steel | Suction (American)
9136063 | 1 |  |  | no |  | no | Removed from Ground | Gas (Historical Use) | 8000 | Bare Steel | 1983-01-01 | Galvanized Steel
9136063 | 1A |  | 1995-08-21 |  | 1995-08-21 |  | Currently in Use | Gas (Historical Use) | 10000 | Composite | 1995-08-21 | Fiberglass Reinforced Plastic | Pressurized
9136063 | 1B |  | 1995-08-21 | no | 1995-08-21 | no | Currently in Use | Gas (Historical Use) | 5000 | Composite | 1995-08-21 | Fiberglass Reinforced Plastic | Pressurized
9136063 | 2 |  |  | no |  | no | Removed from Ground | Gas (Historical Use) | 4000 | Bare Steel | 1983-01-01 | Galvanized Steel
9136063 | 3 |  |  | no |  | no | Removed from Ground | Gas (Historical Use) | 4000 | Bare Steel | 1983-01-01 | Galvanized Steel
9136064 | 1 |  | 1997-09-19 |  | 1997-09-19 |  | Currently in Use | Gas (Historical Use) | 6000 | Cathodically Protected Steel | 1987-03-23 | Fiberglass Reinforced Plastic | Pressurized
9136064 | 2 |  | 1997-09-19 |  | 1997-09-19 |  | Currently in Use | Gas (Historical Use) | 6000 | Cathodically Protected Steel | 1987-03-23 | Fiberglass Reinforced Plastic | Pressurized
9136064 | 3 |  | 1997-09-19 |  | 1997-09-19 |  | Currently in Use | Gas (Historical Use) | 6000 | Cathodically Protected Steel | 1987-03-23 | Fiberglass Reinforced Plastic | Pressurized
9136064 | 4 |  | 1997-09-19 |  | 1997-09-19 |  | Currently in Use | Gas (Historical Use) | 4000 | Cathodically Protected Steel | 1987-03-23 | Fiberglass Reinforced Plastic | Pressurized
9136066 | 1 | [5 empty] | Removed from Ground | Gas (Historical Use) | 500 | Bare Steel | 1999-12-21 | Bare Steel | Safe Suction (Euro)
9136067 | 1 | Overfill Alarm | 1995-01-01 |  | 1995-01-01 |  | Currently in Use | Gas (Historical Use) | 10000 | Composite Double Walled | 1995-01-01 | Double-Walled Fiberglass | Pressurized
9136067 | 2 | Overfill Alarm | 1995-01-01 |  | 1995-01-01 |  | Currently in Use | Diesel | 10000 | Composite Double Walled | 1995-01-01 | Double-Walled Fiberglass | Pressurized
9136068 | 1 | [5 empty] | Removed from Ground | Gas (Historical Use) | 10000 | Marked Unknown | 1995-04-25 | Not Marked
9136068 | 2 | [5 empty] | Removed from Ground | Gas (Historical Use) | 10000 | Marked Unknown | 1995-04-25 | Not Marked
9136068 | 3 | [5 empty] | Removed from Ground | Gas (Historical Use) | 10000 | Marked Unknown | 1995-04-25 | Not Marked
9136068 | 4 | [5 empty] | Removed from Ground | Gas (Historical Use) | 10000 | Marked Unknown | 1995-04-25 | Not Marked
9136068 | 5 | Ball Float | 1995-05-01 |  | 1995-05-01 |  | Currently in Use | Gas (Historical Use) | 15000 | Galvanic (STIP-3) | 1995-05-01 | Galvanized Steel | Pressurized
9136068 | 6 | Ball Float | 1995-05-01 |  | 1995-05-01 |  | Currently in Use | Diesel | 15000 | Galvanic (STIP-3) | 1995-05-01 | Galvanized Steel | Pressurized
9136070 | 1 | [5 empty] | Removed from Ground | Other | 10000 | Not Marked/Unknown | 1996-05-09 | Not Marked
9136071 | 1 | Ball Float | 1996-05-01 | no | 1996-05-01 | no | Currently in Use | E-10 | 10000 | Tank Jacket | 1996-05-01 | Fiberglass Reinforced Plastic | Pressurized
9136071 | 2 | Ball Float | 1996-05-01 | no | 1996-05-01 | no | Currently in Use | Diesel | 10000 | Tank Jacket | 1996-05-01 | Fiberglass Reinforced Plastic | Pressurized
9136071 | 3A | Ball Float | 1996-05-01 | no | 1996-05-01 | no | Currently in Use | Premium | 6000 | Tank Jacket | 1996-05-01 | Fiberglass Reinforced Plastic | Pressurized
9136071 | 3B | Ball Float | 1996-05-01 | no | 1996-05-01 | no | Currently in Use |  | 4000 | Tank Jacket | 1996-05-01 | Fiberglass Reinforced Plastic | Pressurized
9136073 | 1 | [5 empty] | Removed from Ground | Gas (Historical Use) | 0 | Not Marked/Unknown | 1997-02-13 | Not Marked
9136073 | 2 | [5 empty] | Removed from Ground | Gas (Historical Use) | 0 | Not Marked/Unknown | 1997-02-13 | Not Marked
9136082 | 1 | [5 empty] | Removed from Ground | Diesel | 500 | Marked Unknown | 1997-03-20 | Unknown
9136082 | 2 | Flapper Valve | 1997-03-04 |  | 1997-03-04 |  | Removed from Ground | Diesel | 600 | Fiberglass Double Walled | 1997-03-04 | Double-Walled Fiberglass | Suction (American)
9136084 | 145162 | Ball Float | 1997-03-19 | no | 1997-03-19 | no | Currently in Use | Premium | 10000 | Composite | 1997-03-17 | Double-Walled Flex | Pressurized
9136084 | 145173 | Ball Float | 1997-03-19 | no | 1997-03-19 | no | Currently in Use | E-10 | 10000 | Composite | 1997-03-17 | Double-Walled Flex | Pressurized
9136086 | 1 | Overfill Alarm | 1998-07-09 |  | 1998-07-09 |  | Currently in Use | Gas (Historical Use) | 12000 | Composite | 1998-07-09 | Double-Walled Flex | Pressurized
9136086 | 2 | Overfill Alarm | 1998-07-09 |  | 1998-07-09 |  | Currently in Use | Gas (Historical Use) | 10000 | Composite | 1998-07-09 | Double-Walled Flex | Pressurized
9136087 | 1 | [5 empty] | Removed from Ground | Gas (Historical Use) | 0 | Marked Unknown | 1980-01-01 | Unknown | Safe Suction (Euro)
9136088 | 1 | [5 empty] | Removed from Ground | Kerosene | 1000 | Bare Steel |  | Bare Steel
9136089 | 1 | Ball Float | 2000-01-03 |  | 2000-01-03 |  | Currently in Use | Gas (Historical Use) | 12000 | Composite | 2000-01-03 | Double-Walled Flex | Pressurized
9136089 | 2 | Ball Float | 2000-01-03 |  | 2000-01-03 |  | Currently in Use | Gas (Historical Use) | 10000 | Composite | 2000-01-03 | Double-Walled Flex | Pressurized
9136089 | 3 | Ball Float | 2000-01-03 |  | 2000-01-03 |  | Currently in Use | Diesel | 15000 | Composite | 2000-01-03 | Double-Walled Flex | Pressurized
9136091 | 1 | Ball Float | 1990-06-12 | no | 1990-06-12 | no | Currently in Use | Gas (Historical Use) | 6000 | Galvanic (STIP-3) | 1990-06-12 | Double-Walled Fiberglass | Pressurized
9136091 | 2 | Ball Float | 1990-06-12 | no | 1990-06-12 | no | Currently in Use | Gas (Historical Use) | 6000 | Galvanic (STIP-3) | 1990-06-12 | Double-Walled Fiberglass | Pressurized
9136091 | 3 | Ball Float | 1990-06-12 | no | 1990-06-12 | no | Currently in Use | Gas (Historical Use) | 6000 | Galvanic (STIP-3) | 1990-06-12 | Double-Walled Fiberglass | Pressurized
9136091 | 4 | Ball Float | 1990-06-12 | no | 1990-06-12 | no | Currently in Use | Diesel | 6000 | Galvanic (STIP-3) | 1990-06-12 | Double-Walled Fiberglass | Pressurized
9137001 | 1 | [5 empty] | Removed from Ground | Gas (Historical Use) | 600 | Not Marked/Unknown |  | Not Marked
9137002 | 1AST | [5 empty] | Permanently Out of Use - historical purposes | Gas (Historical Use) | 4000 | Not Marked/Unknown |  | Not Marked
9137003 | 1 | [5 empty] | Removed from Ground | Diesel | 12000 | Bare Steel | 1983-01-01 | Bare Steel
9137003 | 2 | [5 empty] | Removed from Ground | Other | 500 | Not Marked/Unknown | 1995-01-13 | Unknown
9137004 | 1 | [5 empty] | Removed from Ground | Diesel | 3000 | Bare Steel | 1967-01-01 | Bare Steel | Safe Suction (Euro)
9137005 | 1 | Flapper Valve | 1996-01-01 | no | 1996-01-01 | no | Temporarily out of use | Empty | 6000 | Galvanic (STIP-3) | 1989-01-01 |  | Safe Suction (Euro)
9137005 | 2 | Flapper Valve | 1996-01-01 | no | 1996-01-01 | no | Temporarily out of use | Empty | 6000 | Galvanic (STIP-3) | 1989-01-01 |  | Safe Suction (Euro)
9137005 | 3 | Flapper Valve | 1996-01-01 | no | 1996-01-01 | no | Temporarily out of use | Empty | 6000 | Galvanic (STIP-3) | 1989-01-01 |  | Safe Suction (Euro)
9137006 | 134117 |  | 1988-12-19 |  | 1988-12-19 |  | Removed from Ground | Gas (Historical Use) | 8000 | Galvanic (STIP-3) | 1988-12-19 | Fiberglass Reinforced Plastic | Pressurized
9137006 | 134122 |  | 1988-12-19 |  | 1988-12-19 |  | Removed from Ground | Gas (Historical Use) | 8000 | Galvanic (STIP-3) | 1988-12-19 | Fiberglass Reinforced Plastic | Pressurized
9137006 | 134123 |  | 1988-12-19 |  | 1988-12-19 |  | Removed from Ground | Gas (Historical Use) | 8000 | Galvanic (STIP-3) | 1988-12-19 | Fiberglass Reinforced Plastic | Pressurized
9137007 | 1 | [5 empty] | Removed from Ground | Gas (Historical Use) | 10000 | Bare Steel | 1975-01-01 | Galvanized Steel | Pressurized
9137007 | 2 | [5 empty] | Removed from Ground | Gas (Historical Use) | 10000 | Bare Steel | 1975-01-01 | Galvanized Steel | Pressurized
9137008 | 1 |  | 1997-01-10 |  | 1997-01-10 |  | Removed from Ground | Gas (Historical Use) | 10000 | Steel-Impressed Current | 1979-01-01 | Cathodically Protected | Pressurized
9137008 | 2 |  | 1997-01-10 |  | 1997-01-10 |  | Removed from Ground | Gas (Historical Use) | 10000 | Steel-Impressed Current | 1979-01-01 | Cathodically Protected | Pressurized
9137008 | 3A |  | 2005-01-24 | no | 2005-01-24 | no | Currently in Use | Gas (Historical Use) | 14000 | Composite | 2005-01-24 | Fiberglass Reinforced Plastic | Pressurized
9137008 | 3B |  | 2005-01-24 | no | 2005-01-24 | no | Currently in Use | Gas (Historical Use) | 6000 | Composite | 2005-01-24 | Fiberglass Reinforced Plastic | Pressurized
9137008 | 3C |  | 2005-01-24 | no | 2005-01-24 | no | Currently in Use | Diesel | 5000 | Composite | 2005-01-24 | Fiberglass Reinforced Plastic | Pressurized
9137009 | 1 | [5 empty] | Removed from Ground | Gas (Historical Use) | 8000 | Fiberglass | 1985-01-01 | Galvanized Steel
9137009 | 2 | [5 empty] | Removed from Ground | Gas (Historical Use) | 8000 | Fiberglass | 1985-01-01 | Galvanized Steel
9137009 | 3 | [5 empty] | Removed from Ground | Gas (Historical Use) | 6000 | Fiberglass | 1985-01-01 | Galvanized Steel
9137011 | 1 | [5 empty] | Removed from Ground | Gas (Historical Use) | 8000 | Bare Steel | 1977-01-01 | Galvanized Steel | Suction (American)
9137011 | 2 | [5 empty] | Removed from Ground | Gas (Historical Use) | 8000 | Bare Steel | 1977-01-01 | Galvanized Steel | Suction (American)
9137011 | 3 | Flapper Valve | 1999-11-16 | no | 1999-11-16 | no | Currently in Use | Premium | 12000 | Galvanic (STIP-3) | 1999-11-16 | Fiberglass Reinforced Plastic | Pressurized
9137011 | 4 | Flapper Valve | 1999-11-16 | no | 1999-11-16 | no | Currently in Use | Plus | 12000 | Galvanic (STIP-3) | 1999-11-16 | Fiberglass Reinforced Plastic | Pressurized
9137011 | 5 | Flapper Valve | 1999-11-16 | no | 1999-11-16 | no | Currently in Use | Regular | 12000 | Galvanic (STIP-3) | 1999-11-16 | Fiberglass Reinforced Plastic | Pressurized
9137012 | 1 | [5 empty] | Removed from Ground | Empty | 4000 | Bare Steel | 1978-07-01 | Galvanized Steel
9137012 | 2 | [5 empty] | Removed from Ground | Empty | 5000 | Bare Steel | 1978-07-01 | Galvanized Steel
9137012 | 3 | [5 empty] | Removed from Ground | Empty | 8000 | Bare Steel | 1978-07-01 | Galvanized Steel
9137013 | 1A | Flapper Valve | 1991-07-12 |  | 1991-07-12 |  | Currently in Use | Gas (Historical Use) | 8000 | Galvanic (STIP-3) | 1991-07-10 | Fiberglass Reinforced Plastic | Pressurized
9137013 | 1B | Flapper Valve | 1991-07-12 | no | 1991-07-12 | no | Currently in Use | Gas (Historical Use) | 3000 | Galvanic (STIP-3) | 1991-07-10 | Fiberglass Reinforced Plastic | Pressurized
9137013 | 1C | Flapper Valve | 1991-07-12 | no | 1991-07-12 | no | Currently in Use | Gas (Historical Use) | 4000 | Galvanic (STIP-3) | 1991-07-10 | Fiberglass Reinforced Plastic | Pressurized
9137013 | 2 | Ball Float | 1993-03-22 |  | 1993-03-22 |  | Currently in Use | Diesel | 8000 | Galvanic (STIP-3) | 1993-02-06 | Fiberglass Reinforced Plastic | Pressurized
9137014 | 1 | Ball Float | 1989-01-01 | no | 1989-01-01 | no | Temporarily out of use |  | 12000 | Composite Double Walled | 1989-01-01 | Double-Walled Fiberglass | Pressurized
9137014 | 2 | Ball Float | 1989-01-01 | no | 1989-01-01 | no | Temporarily out of use | Diesel | 12000 | Composite Double Walled | 1989-01-01 | Double-Walled Fiberglass | Pressurized
9137014 | 3 | Ball Float | 1989-01-01 | no | 1989-01-01 | no | Temporarily out of use |  | 12000 | Composite Double Walled | 1989-01-01 | Double-Walled Fiberglass | Pressurized
9137016 | 1 | Flapper Valve | 1997-03-07 |  | 1997-03-07 |  | Currently in Use | Gas (Historical Use) | 6000 | Galvanic (STIP-3) | 1987-01-01 | Galvanized Steel | Pressurized
9137016 | 2 | Flapper Valve | 1997-03-07 |  | 1997-03-07 |  | Currently in Use | Gas (Historical Use) | 6000 | Galvanic (STIP-3) | 1987-01-01 | Galvanized Steel | Pressurized
9137016 | 3 | Flapper Valve | 1997-03-07 |  | 1997-03-07 |  | Currently in Use | Diesel | 6000 | Galvanic (STIP-3) | 1987-01-01 | Galvanized Steel | Pressurized
9137017 | 1A | Flapper Valve | 1996-11-20 | no | 1992-01-01 | no | Currently in Use | Regular | 8000 | Galvanic (STIP-3) | 1992-01-01 | Fiberglass Reinforced Plastic | Pressurized
9137017 | 1B | Flapper Valve | 1992-01-01 | no | 1992-01-01 | no | Currently in Use | Premium | 4000 | Galvanic (STIP-3) | 1992-01-01 | Fiberglass Reinforced Plastic | Pressurized
9137019 | 1 |  | 1989-01-01 |  | 1989-01-01 |  | Currently in Use | Aviation Gas/AV Gas | 10000 | Galvanic (STIP-3) | 1989-01-01 | Fiberglass Reinforced Plastic | Pressurized
9137020 | 1 | [5 empty] | Closed in Ground | Gas (Historical Use) | 8000 | Bare Steel | 1968-01-01 | Galvanized Steel
9137020 | 2 | [5 empty] | Closed in Ground | Gas (Historical Use) | 8000 | Bare Steel | 1968-01-01 | Galvanized Steel
9137020 | 3 | [5 empty] | Closed in Ground | Gas (Historical Use) | 4000 | Bare Steel | 1968-01-01 | Galvanized Steel
9137020 | 4 |  |  | yes |  | yes | Closed in Ground | Used Oil | 550 | Bare Steel | 1968-01-01 | Galvanized Steel
9137020 | 5 | [5 empty] | Closed in Ground | Other | 550 | Bare Steel | 1968-01-01 | Galvanized Steel
9137021 | 196985 | Flapper Valve | 1992-04-02 |  | 1992-04-02 |  | Removed from Ground | Gas (Historical Use) | 12000 | Galvanic (STIP-3) | 1991-12-19 | Double-Walled Fiberglass | Pressurized
9137021 | 196986 | Flapper Valve | 1992-04-02 |  | 1992-04-02 |  | Removed from Ground | Gas (Historical Use) | 12000 | Galvanic (STIP-3) | 1991-12-19 | Double-Walled Fiberglass | Pressurized
9137021 | 196987 |  | 1992-04-02 |  | 1992-04-02 |  | Removed from Ground | Gas (Historical Use) | 12000 | Galvanic (STIP-3) | 1991-12-19 | Double-Walled Fiberglass | Pressurized
9137021 | 4 |  | 2012-06-21 | no | 2012-06-21 | no | Currently in Use | Gas (Historical Use) | 15000 | Composite Double Walled | 2012-06-21 | Double-Walled Flex | Pressurized
9137021 | 5 |  | 2021-06-21 | no | 2012-06-21 | no | Currently in Use | Gas (Historical Use) | 15000 | Composite Double Walled | 2012-06-21 | Double-Walled Flex | Pressurized
9137021 | 6 |  | 2012-06-21 | no | 2012-06-21 | no | Currently in Use | Gas (Historical Use) | 8000 | Composite Double Walled | 2012-06-21 | Double-Walled Flex | Pressurized
9137021 | 7 |  | 2012-06-21 | no | 2012-06-21 | no | Currently in Use | Diesel | 8000 | Composite Double Walled | 2012-06-21 | Double-Walled Flex | Pressurized
9137022 | 10482-1 | [5 empty] | Removed from Ground | Diesel | 500 | Marked Unknown | 1992-08-04 | Unknown
9137022 | 10482-2 | [5 empty] | Removed from Ground | Other | 500 | Marked Unknown | 1992-08-04 | Unknown
9137023 | 1 | Ball Float | 1992-11-27 | no | 1992-11-27 | no | Currently in Use | Diesel | 20000 | Composite | 1992-11-17 | Double-Walled Fiberglass | Pressurized
9137023 | 2 | Ball Float | 1992-11-27 | no | 1992-11-27 | no | Currently in Use | Diesel | 20000 | Composite | 1992-11-17 | Double-Walled Fiberglass | Pressurized
9137023 | 3A | Flapper Valve | 1992-11-27 | no | 1992-11-27 | no | Currently in Use | Regular | 10000 | Composite | 1992-11-17 | Double-Walled Fiberglass | Pressurized
9137023 | 3B | Flapper Valve | 1992-11-17 | no | 1992-11-17 | no | Currently in Use | Regular | 6000 | Composite | 1992-11-17 | Double-Walled Fiberglass | Pressurized
9137023 | 3C | Flapper Valve | 1992-11-17 | no | 1992-11-17 | no | Currently in Use | Premium | 4000 | Composite | 1992-11-17 | Double-Walled Fiberglass | Pressurized
9137023 | 4 | Flapper Valve | 2014-03-27 | no | 2014-03-27 | no | Currently in Use | Biodiesel | 20000 | Fiberglass Double Walled | 2014-03-27 | Double-Walled Fiberglass | Safe Suction (Euro)
9137024 | 1 | [5 empty] | Removed from Ground | Other | 0 | Marked Unknown | 1992-07-01 | Unknown
9137025 | 1 | Ball Float | 1994-01-10 |  | 1994-01-10 |  | Currently in Use | Gas (Historical Use) | 6000 | Lined Interior | 2000-10-09 | Fiberglass Reinforced Plastic | Pressurized
9137025 | 2 | Ball Float | 1994-01-10 |  | 1994-01-10 |  | Currently in Use | Gas (Historical Use) | 6000 | Galvanic (STIP-3) | 2000-10-09 | Fiberglass Reinforced Plastic | Pressurized
9137027 | 1 | [5 empty] | Removed from Ground | Diesel | 2000 | Not Marked/Unknown | 1989-01-01 | Not Marked
9137028 | 1 | [5 empty] | Removed from Ground | Gas (Historical Use) | 10000 | Bare Steel | 1955-01-01 | Bare Steel | Safe Suction (Euro)
9137030 | 1 |  | 1994-04-28 | no | 1994-04-28 | no | Currently in Use | Gas (Historical Use) | 15000 | Galvanic (STIP-3) | 1994-04-09 | Fiberglass Reinforced Plastic | Pressurized
9137031 | 1 | [5 empty] | Removed from Ground | Other | 20000 | Not Marked/Unknown | 1994-06-02 | Not Marked
9137031 | 2 | [5 empty] | Removed from Ground | Other | 20000 | Not Marked/Unknown | 1994-06-02 | Not Marked
9137031 | 3 | [5 empty] | Removed from Ground | Other | 20000 | Not Marked/Unknown | 1994-06-02 | Not Marked
9137032 | 1 | [5 empty] | Removed from Ground | Gas (Historical Use) | 2000 | Bare Steel | 1956-07-01 | Galvanized Steel | Suction (American)
9137032 | 2 | [5 empty] | Removed from Ground | Gas (Historical Use) | 2000 | Bare Steel | 1962-01-01 | Galvanized Steel | Suction (American)
9137032 | 3 | [5 empty] | Removed from Ground | Gas (Historical Use) | 550 | Bare Steel | 1962-01-01 | Galvanized Steel | Suction (American)
9137035 | 1 | [5 empty] | Removed from Ground | Diesel | 10000 | Cathodically Protected Steel | 1987-01-01 | Unknown | Suction (American)
9137035 | 2 | [5 empty] | Removed from Ground | Gas (Historical Use) | 5000 | Cathodically Protected Steel | 1987-01-01 | Unknown | Suction (American)
9137036 | DUMMY | [5 empty] | Permanently Out of Use - historical purposes | Gas (Historical Use) | 0 | Marked Unknown |  | Unknown
9137037 | 1 | [5 empty] | Removed from Ground | Gas (Historical Use) | 1000 | Not Marked/Unknown | 1995-07-08 | Unknown
9137037 | 2 | [5 empty] | Removed from Ground | Diesel | 1000 | Not Marked/Unknown | 1995-07-08 | Unknown
9137038 | 1 | [5 empty] | Removed from Ground | Gas (Historical Use) | 6000 | Marked Unknown | 1995-08-22 | Unknown
9137038 | 2 | [5 empty] | Removed from Ground | Gas (Historical Use) | 6000 | Marked Unknown | 1995-08-22 | Unknown
9137038 | 3 | [5 empty] | Removed from Ground | Gas (Historical Use) | 6000 | Marked Unknown | 1995-08-22 | Unknown
9137038 | 4 | [5 empty] | Removed from Ground | Gas (Historical Use) | 6000 | Marked Unknown | 1995-08-22 | Unknown
9137038 | 5 |  |  | yes |  | yes | Removed from Ground | Used Oil | 560 | Marked Unknown | 1995-08-22 | Unknown
9137039 | 1 |  | 1993-08-01 |  | 1993-08-01 |  | Currently in Use | Gas (Historical Use) | 12000 | Cathodically Protected Steel | 1993-07-08 | Fiberglass Reinforced Plastic | Pressurized
9137039 | 2 |  | 1993-08-01 |  | 1993-08-01 |  | Temporarily out of use | Gas (Historical Use) | 8000 | Cathodically Protected Steel | 1993-07-08 | Fiberglass Reinforced Plastic | Pressurized
9137039 | 3 |  | 1994-04-01 |  | 1994-04-01 |  | Temporarily out of use | Diesel | 10000 | Cathodically Protected Steel | 1993-07-08 | Fiberglass Reinforced Plastic | Pressurized
9137040 | 1 |  | 1990-07-01 |  | 1990-07-01 |  | Removed from Ground | Gas (Historical Use) | 3000 | Cathodically Protected Steel | 1990-07-01 | Cathodically Protected | Safe Suction (Euro)
9137040 | 2 |  | 1990-07-01 |  | 1990-07-01 |  | Removed from Ground | Gas (Historical Use) | 3000 | Cathodically Protected Steel | 1990-07-01 | Cathodically Protected | Pressurized
9137040 | 3 |  | 1990-07-01 |  | 1990-07-01 |  | Removed from Ground | Gas (Historical Use) | 3000 | Cathodically Protected Steel | 1990-07-01 | Cathodically Protected | Pressurized
9137040 | 4 |  | 1990-07-01 |  | 1990-07-01 |  | Removed from Ground | Diesel | 3000 | Cathodically Protected Steel | 1990-07-01 | Cathodically Protected | Safe Suction (Euro)
9137041 | 1 |  | 1990-11-30 |  | 1990-11-30 |  | Removed from Ground | Gas (Historical Use) | 10000 | Fiberglass Double Walled | 1990-11-30 | Fiberglass Reinforced Plastic | Pressurized
9137041 | 2 |  | 1990-11-30 |  | 1990-11-30 |  | Removed from Ground | Gas (Historical Use) | 10000 | Fiberglass Double Walled | 1990-11-30 | Fiberglass Reinforced Plastic | Pressurized
9137041 | 3 |  | 1990-11-30 |  | 1990-11-30 |  | Removed from Ground | Gas (Historical Use) | 10000 | Fiberglass Double Walled | 1990-11-30 | Fiberglass Reinforced Plastic | Pressurized
9137042 | 1 | Ball Float | 1998-12-22 | no | 1988-01-01 | no | Currently in Use | Regular | 10000 | Steel-Impressed Current | 1998-11-28 | Steel (Impressed Current) | Pressurized
9137042 | 2 | Ball Float | 1998-12-22 | no | 1988-01-01 | no | Currently in Use | Premium | 10000 | Steel-Impressed Current | 1988-01-01 | Steel (Impressed Current) | Pressurized
9137042 | 3 | Ball Float | 1988-01-01 | no | 1988-01-01 | no | Currently in Use | Diesel | 6000 | Steel-Impressed Current | 1988-01-01 | Steel (Impressed Current) | Pressurized
9137043 | 1 | Ball Float | 1990-06-01 |  | 1990-06-01 |  | Currently in Use | Gas (Historical Use) | 8000 | Composite | 1990-06-01 | Fiberglass Reinforced Plastic | Pressurized
9137043 | 2 | Ball Float | 1990-06-01 |  | 1990-06-01 |  | Currently in Use | Gas (Historical Use) | 6000 | Composite | 1990-06-01 | Fiberglass Reinforced Plastic | Pressurized
9137043 | 3 | Ball Float | 1990-06-01 |  | 1990-06-01 |  | Currently in Use | Gas (Historical Use) | 6000 | Composite | 1990-06-01 | Fiberglass Reinforced Plastic | Pressurized
9137044 | 1 | [5 empty] | Removed from Ground | Gas (Historical Use) | 1000 | Bare Steel | 1980-01-01 | Galvanized Steel | Safe Suction (Euro)
9137044 | 2 | [5 empty] | Removed from Ground | Gas (Historical Use) | 1000 | Bare Steel | 1980-01-01 | Galvanized Steel | Safe Suction (Euro)
9137044 | 3 |  | 1998-08-10 |  | 1998-08-10 |  | Currently in Use | Gas (Historical Use) | 2000 | Composite | 1998-08-10 | Fiberglass Reinforced Plastic | Safe Suction (Euro)
9137045 | 1 | Flapper Valve | 1995-06-16 | no | 1995-06-13 | no | Currently in Use | Regular | 12000 | Fiberglass Double Walled | 1995-04-16 | Double-Walled Flex | Pressurized
9137045 | 2 | Flapper Valve | 1995-06-16 | no | 1995-06-13 | no | Currently in Use | Premium | 8000 | Fiberglass Double Walled | 1995-04-16 | Double-Walled Flex | Pressurized
9137045 | 3 | Flapper Valve | 1995-06-16 | no | 1995-06-13 | no | Currently in Use | Plus | 8000 | Fiberglass Double Walled | 1995-04-16 | Double-Walled Flex | Pressurized
9137046 | 1 | Flapper Valve | 1995-11-01 |  | 1995-11-01 |  | Currently in Use | Gas (Historical Use) | 4000 | Steel-Impressed Current | 1986-06-01 | Steel (Impressed Current) | Pressurized
9137046 | 2 | Flapper Valve | 1995-11-01 |  | 1995-11-01 |  | Currently in Use | Gas (Historical Use) | 4000 | Steel-Impressed Current | 1986-06-01 | Steel (Impressed Current) | Pressurized
9137046 | 3 | Flapper Valve | 1995-11-01 |  | 1995-11-01 |  | Currently in Use | Gas (Historical Use) | 4000 | Steel-Impressed Current | 1986-06-01 | Steel (Impressed Current) | Pressurized
9137047 | 1 |  | 1998-12-15 |  | 1998-12-15 |  | Removed from Ground | Empty | 20000 | Fiberglass | 1989-06-01 | Fiberglass Reinforced Plastic | Safe Suction (Euro)
9137047 | 2 |  | 1998-12-15 |  | 1998-12-15 |  | Removed from Ground | Diesel | 10000 | Cathodically Protected Steel | 1989-06-01 | Fiberglass Reinforced Plastic | Safe Suction (Euro)
9137048 | 1 | [5 empty] | Removed from Ground | Diesel | 10000 | Bare Steel | 1989-06-01 | Galvanized Steel
9137049 | 1 | Flapper Valve | 1997-02-09 | no | 1997-02-09 | no | Currently in Use | Diesel | 8000 | Galvanic (STIP-3) | 1986-01-01 | Galvanized Steel | Pressurized
9137049 | 2 | Flapper Valve | 1997-02-09 | no | 1997-02-09 | no | Currently in Use | Regular | 6000 | Galvanic (STIP-3) | 1986-01-01 | Galvanized Steel | Pressurized
9137049 | 3 | Flapper Valve | 1997-02-09 | no | 1997-02-09 | no | Currently in Use | Premium | 6000 | Galvanic (STIP-3) | 1986-01-01 | Galvanized Steel | Pressurized
9137049 | 4 | Flapper Valve | 1997-02-09 | no | 1997-02-09 | no | Currently in Use | E-10 | 6000 | Galvanic (STIP-3) | 1986-01-01 | Galvanized Steel | Pressurized
9137050 | 1 | Flapper Valve | 1998-01-31 | no | 1998-01-31 | no | Temporarily out of use | Regular | 6000 | Steel-Impressed Current | 1985-11-01 | Fiberglass Reinforced Plastic | Pressurized
9137050 | 2 | Flapper Valve | 1998-01-31 | no | 1998-01-31 | no | Temporarily out of use | Premium | 6000 | Steel-Impressed Current | 1985-11-01 | Fiberglass Reinforced Plastic | Pressurized
9137050 | 3 | Flapper Valve | 1998-01-31 | no | 1998-01-31 | no | Temporarily out of use | Empty | 6000 | Steel-Impressed Current | 1985-11-01 | Fiberglass Reinforced Plastic | Pressurized
9137051 | 1 | Overfill Alarm | 1996-09-01 |  | 1996-09-01 |  | Currently in Use | Gas (Historical Use) | 12000 | Steel-Impressed Current | 1981-01-01 | Fiberglass Reinforced Plastic | Pressurized
9137051 | 2 | Overfill Alarm | 1996-09-01 |  | 1996-09-01 |  | Currently in Use | Gas (Historical Use) | 6000 | Steel-Impressed Current | 1981-01-01 | Fiberglass Reinforced Plastic | Pressurized
9137051 | 3 | Overfill Alarm | 1996-09-01 |  | 1996-09-01 |  | Currently in Use | Diesel | 6000 | Steel-Impressed Current | 1981-01-01 | Fiberglass Reinforced Plastic | Pressurized
9137051 | 4 | Overfill Alarm | 1996-09-01 |  | 1996-09-01 |  | Currently in Use | Gas (Historical Use) | 6000 | Steel-Impressed Current | 1981-01-01 | Fiberglass Reinforced Plastic | Pressurized
9137052 | 1 | [5 empty] | Currently in Use | Gas (Historical Use) | 0 | Bare Steel | 1995-08-31 | Galvanized Steel
9137052 | 2 | [5 empty] | Currently in Use | Gas (Historical Use) | 0 | Bare Steel | 1995-08-31 | Galvanized Steel
9137052 | 3 | [5 empty] | Currently in Use | Gas (Historical Use) | 0 | Bare Steel | 1995-08-31 | Galvanized Steel
9137052 | 4 | [5 empty] | Currently in Use | Empty | 0 | Bare Steel | 1995-08-31 | Galvanized Steel
9137053 | 1 |  | 1980-08-27 |  |  |  | Closed in Ground | Diesel | 10000 | Bare Steel | 1980-08-27 | Galvanized Steel | Suction (American)
9137053 | 2 |  | 1981-04-24 |  |  |  | Closed in Ground | Gas (Historical Use) | 10000 | Bare Steel | 1981-04-24 | Galvanized Steel | Suction (American)
9137054 | 1 | [5 empty] | Removed from Ground | Other | 6000 | Bare Steel |  | Galvanized Steel | Safe Suction (Euro)
9137054 | 2 | [5 empty] | Removed from Ground | Other | 2000 | Not Marked/Unknown |  | Not Marked
9137055 | 1 | [5 empty] | Removed from Ground | Gas (Historical Use) | 3500 | Bare Steel | 1982-01-01 | Galvanized Steel | Suction (American)
9137055 | 2 | [5 empty] | Removed from Ground | Kerosene | 2500 | Bare Steel | 1982-01-01 | Galvanized Steel | Suction (American)
9137056 | 1 | [5 empty] | Removed from Ground | Gas (Historical Use) | 2000 | Marked Unknown | 1995-08-25 | Unknown
9137056 | 2 | [5 empty] | Removed from Ground | Gas (Historical Use) | 4000 | Marked Unknown | 1995-08-25 | Unknown
9137057 | 1 |  | 1995-07-29 |  | 1995-07-29 |  | Removed from Ground | Diesel | 20000 | Composite | 1995-07-29 | Fiberglass Reinforced Plastic | Pressurized
9137058 | 1 | [5 empty] | Permanently Out of Use - historical purposes | Diesel | 2000 | Not Marked/Unknown |  | Not Marked
9137058 | 2 | [5 empty] | Permanently Out of Use - historical purposes | Gas (Historical Use) | 4000 | Not Marked/Unknown |  | Not Marked
9137059 | 1 | [5 empty] | Removed from Ground | Gas (Historical Use) | 4000 | Bare Steel | 1989-11-28 | Galvanized Steel | Suction (American)
9137059 | 2 | [5 empty] | Removed from Ground | Gas (Historical Use) | 4000 | Bare Steel | 1989-11-28 | Galvanized Steel | Suction (American)
9137059 | 3 | [5 empty] | Removed from Ground | Gas (Historical Use) | 4000 | Bare Steel | 1989-11-28 | Galvanized Steel | Suction (American)
9137063 | 1 | [5 empty] | Removed from Ground | Gas (Historical Use) | 2000 | Bare Steel | 1986-01-01 | Bare Steel | Safe Suction (Euro)
9137068 | 1 | Ball Float | 1996-01-30 |  | 1996-01-30 |  | Removed from Ground | Diesel | 12000 | Galvanic (STIP-3) | 1996-01-30 | Double-Walled Fiberglass | Pressurized
9137069 | 1 | Flapper Valve | 1995-12-15 | no | 1995-12-15 | no | Currently in Use | Diesel | 20000 | Composite | 1995-12-15 | Double-Walled Flex | Pressurized
9137069 | 2 | Ball Float | 1995-12-15 | no | 1995-12-15 | no | Currently in Use | Regular | 12000 | Composite | 1995-12-15 | Double-Walled Flex | Pressurized
9137070 | 1 | Ball Float | 1996-02-01 |  | 1996-02-01 |  | Removed from Ground | Gas (Historical Use) | 12000 | Composite | 1996-02-26 | Fiberglass Reinforced Plastic | Pressurized
9137070 | 2 | Ball Float | 1996-02-01 |  | 1996-02-01 |  | Removed from Ground | Gas (Historical Use) | 8000 | Composite | 1996-02-26 | Fiberglass Reinforced Plastic | Pressurized
9137071 | 1 | [5 empty] | Removed from Ground | Gas (Historical Use) | 1000 | Bare Steel | 1970-01-01 | Galvanized Steel
9137071 | 2 | [5 empty] | Removed from Ground | Gas (Historical Use) | 1000 | Bare Steel | 1970-01-01 | Galvanized Steel
9137071 | 3 | [5 empty] | Removed from Ground | Gas (Historical Use) | 500 | Bare Steel | 1970-01-01 | Galvanized Steel
9137073 | 1 | Flapper Valve | 1996-10-31 |  | 1996-10-31 |  | Temporarily out of use | Gas (Historical Use) | 6000 | Galvanic (STIP-3) | 1986-01-01 | Cathodically Protected | Pressurized
9137073 | 2 | Flapper Valve | 1996-10-31 |  | 1996-10-31 |  | Temporarily out of use | Diesel | 6000 | Galvanic (STIP-3) | 1986-01-01 | Cathodically Protected | Pressurized
9137073 | 3 | Flapper Valve | 1996-10-31 |  | 1996-10-31 |  | Temporarily out of use | Gas (Historical Use) | 6000 | Galvanic (STIP-3) | 1986-01-01 | Cathodically Protected | Pressurized
9137074 | 1 | Ball Float | 1996-10-01 |  | 1996-10-01 |  | Currently in Use | Gas (Historical Use) | 10000 | Epoxy | 1996-10-01 | Fiberglass Reinforced Plastic | Pressurized
9137074 | 2 | Ball Float | 1996-10-01 |  | 1996-10-01 |  | Currently in Use | Diesel | 10000 | Epoxy | 1996-10-01 | Fiberglass Reinforced Plastic | Pressurized
9137075 | 1 | Ball Float | 1997-03-15 | no | 1997-03-15 | no | Currently in Use | Regular | 8000 | Galvanic (STIP-3) | 1997-03-12 | Fiberglass Reinforced Plastic | Pressurized
9137075 | 1B | Ball Float | 1997-03-15 | no | 1997-03-15 | no | Currently in Use | Premium | 4000 | Galvanic (STIP-3) | 1997-03-12 | Fiberglass Reinforced Plastic | Pressurized
9137087 | 1 |  | 1998-12-01 |  | 1998-12-01 |  | Removed from Ground | Gas (Historical Use) | 4000 | Steel-Impressed Current | 1998-12-01 | Cathodically Protected | Suction (American)
9137087 | 2 |  | 1998-12-01 |  | 1998-12-01 |  | Removed from Ground | Gas (Historical Use) | 4000 | Steel-Impressed Current | 1998-12-01 | Cathodically Protected | Suction (American)
9137087 | 3 |  | 1998-12-01 |  | 1998-12-01 |  | Removed from Ground | Gas (Historical Use) | 4000 | Steel-Impressed Current | 1998-12-01 | Cathodically Protected | Suction (American)
9137087 | 4 |  | 1998-12-01 |  | 1998-12-01 |  | Removed from Ground | Gas (Historical Use) | 4000 | Steel-Impressed Current | 1998-12-01 | Cathodically Protected | Suction (American)
9137087 | 5 |  | 1998-12-01 |  | 1998-12-01 |  | Removed from Ground | Gas (Historical Use) | 6000 | Steel-Impressed Current | 1998-12-01 | Cathodically Protected | Suction (American)
9137088 | 1 | Ball Float | 1997-09-01 |  | 1997-09-01 |  | Currently in Use | Gas (Historical Use) | 15000 | Composite | 1997-09-10 | Fiberglass Reinforced Plastic | Pressurized
9137088 | 2 | Ball Float | 1997-09-01 |  | 1997-09-01 |  | Currently in Use | Gas (Historical Use) | 8000 | Composite | 1997-09-10 | Fiberglass Reinforced Plastic | Pressurized
9137088 | A |  |  | no |  | no | Removed from Ground | Gas (Historical Use) | 6000 | Bare Steel | 1966-05-11
9137088 | B |  |  | no |  | no | Removed from Ground | Gas (Historical Use) | 6000 | Bare Steel | 1966-05-11
9137088 | C |  |  | no |  | no | Removed from Ground | Gas (Historical Use) | 6000 | Bare Steel | 1966-03-11
9137088 | D |  |  | no |  | no | Removed from Ground | Used Oil | 500 | Bare Steel | 1995-05-11
9137090 | 1 | [5 empty] | Removed from Ground | Gas (Historical Use) | 6000 | Not Marked/Unknown | 1998-03-15 | Not Marked
9137090 | 2 | [5 empty] | Removed from Ground | Diesel | 6000 | Not Marked/Unknown | 1998-03-15 | Not Marked
9137091 | 1 | [5 empty] | Removed from Ground | Gas (Historical Use) | 4000 | Bare Steel | 1997-09-01 | Galvanized Steel | Suction (American)
9137091 | 2 | [5 empty] | Removed from Ground | Gas (Historical Use) | 4000 | Bare Steel | 1997-09-01 | Galvanized Steel | Suction (American)
9137091 | 3 | [5 empty] | Removed from Ground | Gas (Historical Use) | 4000 | Bare Steel | 1997-09-01 | Galvanized Steel | Suction (American)
9137091 | 4 | [5 empty] | Removed from Ground | Gas (Historical Use) | 4000 | Bare Steel | 1997-09-01 | Galvanized Steel | Suction (American)
9137091 | 5A | Flapper Valve | 1997-12-01 | no | 1997-12-01 | no | Currently in Use | Premium | 10000 | Composite | 1997-12-01 | Fiberglass Reinforced Plastic | Pressurized
9137091 | 5B | Flapper Valve | 1997-12-01 | no | 1997-12-01 | no | Temporarily out of use | Regular | 5000 | Composite | 1997-12-01 | Fiberglass Reinforced Plastic | Pressurized
9137092 | 1 | Ball Float | 1998-05-06 | no | 1998-05-06 | no | Currently in Use | Premium | 10000 | Composite | 1998-04-22 | Double-Walled Flex | Pressurized
9137092 | 2 | Ball Float | 1998-05-06 | no | 1998-05-06 | no | Currently in Use | Regular | 12000 | Composite | 1998-04-22 | Double-Walled Flex | Pressurized
9137092 | 3 | Ball Float | 1998-05-06 | no | 1998-05-06 | no | Currently in Use | Diesel | 15000 | Composite | 1998-05-04 | Double-Walled Flex | Pressurized
9137093 | 1 | Ball Float | 1998-06-01 |  | 1998-06-01 |  | Currently in Use | Gas (Historical Use) | 12000 | Composite | 1998-04-01 | Double-Walled Flex | Pressurized
9137093 | 2 | Ball Float | 1998-06-01 |  | 1998-06-01 |  | Currently in Use | Gas (Historical Use) | 8000 | Composite | 1998-04-01 | Double-Walled Flex | Pressurized
9137093 | 3 | Ball Float | 1998-06-01 |  | 1998-06-01 |  | Currently in Use | Diesel | 12000 | Composite | 1998-04-01 | Double-Walled Flex | Pressurized
9137093 | 4 | Ball Float | 1998-06-01 |  | 1998-06-01 |  | Currently in Use | Diesel | 12000 | Composite | 1998-04-01 | Double-Walled Flex | Pressurized
9137094 | 1 | [5 empty] | Removed from Ground | Gas (Historical Use) | 2000 | Not Marked/Unknown | 1998-10-16 | Not Marked
9137094 | 2 | [5 empty] | Removed from Ground | Gas (Historical Use) | 2000 | Not Marked/Unknown | 1998-10-16 | Not Marked
9137094 | 3 | [5 empty] | Removed from Ground | Gas (Historical Use) | 2000 | Not Marked/Unknown | 1998-10-16 | Not Marked
9137094 | 4 | [5 empty] | Removed from Ground | Gas (Historical Use) | 2000 | Not Marked/Unknown | 1998-10-16 | Not Marked
9137095 | 1A | Flapper Valve | 1996-02-28 |  | 1996-02-28 |  | Currently in Use | Gas (Historical Use) | 4000 | Composite | 1996-02-28 | Fiberglass Reinforced Plastic | Safe Suction (Euro)
9137095 | 1B | Flapper Valve | 1996-02-28 |  | 1996-02-28 |  | Temporarily out of use | Diesel | 6000 | Composite | 1996-02-28 | Fiberglass Reinforced Plastic | Safe Suction (Euro)
9137096 | 1A | Ball Float | 1996-04-01 | no | 1996-04-01 | no | Temporarily out of use | Gas (Historical Use) | 9000 | Composite | 1996-04-01 | Fiberglass Reinforced Plastic | Pressurized
9137096 | 1B | Ball Float | 1996-04-01 |  | 1996-04-01 |  | Temporarily out of use | Gas (Historical Use) | 6000 | Composite | 1996-04-01 | Fiberglass Reinforced Plastic | Pressurized
9137097 | 1 |  | 1998-11-01 |  | 1998-11-01 |  | Removed from Ground | Gas (Historical Use) | 8000 | Steel-Impressed Current | 1998-11-01 | Cathodically Protected | Safe Suction (Euro)
9137098 | 1A |  | 1999-06-01 | no | 1999-06-01 | no | Currently in Use | Gas (Historical Use) | 12000 | Composite | 1999-06-01 |  | Pressurized
9137098 | 1B |  | 1999-06-01 | no | 1999-06-01 | no | Currently in Use | Gas (Historical Use) | 8000 | Composite | 1999-06-01 |  | Pressurized
9137098 | 2 |  | 1999-06-01 | no | 1999-06-01 | no | Currently in Use | Diesel | 10000 | Composite | 1999-06-01 |  | Pressurized
9137098 | 3 |  | 1999-06-01 | no | 1999-06-01 | no | Currently in Use | Diesel | 10000 | Composite | 1999-06-01 |  | Pressurized
9137099 | 1 | [5 empty] | Removed from Ground | Gas (Historical Use) | 550 | Bare Steel | 1999-05-20 | Bare Steel | Suction (American)
9137100 | 1 | [5 empty] | Removed from Ground | Diesel | 1000 | Bare Steel | 1999-08-01 | Copper | Suction (American)
9137100 | 2 | [5 empty] | Removed from Ground | Diesel | 1000 | Bare Steel | 1999-08-01 | Copper | Suction (American)
9137101 | 1 | Ball Float | 1999-12-07 |  | 1999-12-07 |  | Currently in Use | Gas (Historical Use) | 20000 | Fiberglass Double Walled | 2000-05-15 | Double-Walled Fiberglass | Pressurized
9137101 | 2 | Ball Float | 1999-12-07 |  | 1999-12-07 |  | Currently in Use | Gas (Historical Use) | 20000 | Fiberglass Double Walled | 2000-05-15 | Double-Walled Fiberglass | Pressurized
9137101 | 3A | Ball Float | 1999-12-07 |  | 1999-12-07 |  | Currently in Use | Diesel | 10000 | Fiberglass Double Walled | 2000-05-15 | Double-Walled Fiberglass | Pressurized
9137101 | 3B | Ball Float | 1999-12-07 |  | 1999-12-07 |  | Temporarily out of use | Gas (Historical Use) | 10000 | Fiberglass Double Walled | 2000-05-15 | Double-Walled Fiberglass | Pressurized
9137102 | 1 | [5 empty] | Permanently Out of Use - historical purposes | Gas (Historical Use) | 1000 | Marked Unknown |  | Galvanized Steel
9137102 | 2 | [5 empty] | Permanently Out of Use - historical purposes | Gas (Historical Use) | 1500 | Marked Unknown |  | Galvanized Steel
9137103 | 1 | Flapper Valve | 2001-01-01 | no | 2001-01-01 | no | Currently in Use | Regular | 20000 | Fiberglass Double Walled | 2000-12-01 | Double-Walled Flex | Pressurized
9137103 | 2 |  | 2001-01-01 | no | 2001-01-01 | no | Currently in Use | Premium | 12000 | Fiberglass Double Walled | 2000-12-01 | Double-Walled Flex | Pressurized
9137104 | 1A | Ball Float | 2001-08-19 | no | 2001-08-19 | no | Currently in Use | Regular | 14000 | Fiberglass Double Walled | 2001-08-31 | Double-Walled Flex | Pressurized
9137104 | 1B | Ball Float | 2001-08-19 | no | 2001-08-19 | no | Currently in Use | Premium | 7000 | Fiberglass Double Walled | 2001-08-31 | Double-Walled Flex | Pressurized
9137104 | 2A | Ball Float | 2001-08-19 | no | 2001-08-19 | no | Currently in Use | Regular | 14000 | Fiberglass Double Walled | 2001-08-31 | Double-Walled Flex | Pressurized
9137104 | 2B | Flapper Valve | 2001-08-19 | no | 2001-08-19 | no | Currently in Use | Diesel | 7000 | Fiberglass Double Walled | 2001-08-31 | Double-Walled Flex | Pressurized
9138001 | 1 | [5 empty] | Removed from Ground | Diesel | 2000 | Not Marked/Unknown |  | Not Marked
9138002 | 5 |  | 1998-08-31 |  | 1998-08-31 |  | Temporarily out of use | Gas (Historical Use) | 8000 | Galvanic (STIP-3) | 1986-03-15 | Cathodically Protected | Pressurized
9138002 | 6 |  | 1998-08-31 |  | 1998-08-31 |  | Temporarily out of use | Gas (Historical Use) | 8000 | Galvanic (STIP-3) | 1986-03-15 | Cathodically Protected | Pressurized
9138002 | 7 |  | 1998-08-31 |  | 1998-08-31 |  | Temporarily out of use | Gas (Historical Use) | 8000 | Galvanic (STIP-3) | 1986-03-15 | Cathodically Protected | Pressurized
9138002 | 8 |  | 1998-08-31 |  | 1998-08-31 |  | Temporarily out of use | Diesel | 8000 | Galvanic (STIP-3) | 1986-03-15 | Cathodically Protected | Pressurized
9138003 | 1 | Flapper Valve | 1999-12-13 | no | 1999-12-13 | no | Temporarily out of use | Gas (Historical Use) | 6000 | Steel-Impressed Current | 1986-01-01 | Steel (Impressed Current) | Pressurized
9138003 | 2 | Flapper Valve | 1999-03-11 | no | 1999-03-11 | no | Temporarily out of use | Gas (Historical Use) | 6000 | Steel-Impressed Current | 1986-01-01 | Steel (Impressed Current) | Pressurized
9138003 | 3 | Flapper Valve | 1999-03-11 | no | 1999-03-11 | no | Temporarily out of use | Gas (Historical Use) | 6000 | Steel-Impressed Current | 1986-01-01 | Steel (Impressed Current) | Pressurized
9138004 | 1 | [5 empty] | Removed from Ground | Gas (Historical Use) | 4000 | Marked Unknown | 1989-12-01 | Unknown | Pressurized
9138004 | 2 | [5 empty] | Removed from Ground | Gas (Historical Use) | 12000 | Marked Unknown | 1980-08-01 | Unknown | Pressurized
9138005 | 1 | Ball Float | 1991-01-08 |  | 1991-01-08 |  | Currently in Use | Gas (Historical Use) | 12000 | Composite Double Walled | 1991-01-08 | Double-Walled Fiberglass | Pressurized
9138005 | 2 | Ball Float | 1991-01-08 |  | 1991-01-08 |  | Currently in Use | Gas (Historical Use) | 12000 | Composite Double Walled | 1991-01-09 | Double-Walled Fiberglass | Pressurized
9138005 | 3 | Ball Float | 1991-01-08 |  | 1991-01-08 |  | Currently in Use | Gas (Historical Use) | 12000 | Composite Double Walled | 1991-01-10 | Double-Walled Fiberglass | Pressurized
9138005 | 4 | Ball Float | 1991-01-08 |  | 1991-01-08 |  | Currently in Use | Diesel | 6000 | Composite Double Walled | 1991-01-10 | Double-Walled Fiberglass | Pressurized
9138005 | 5 | Ball Float | 1991-01-08 |  | 1991-01-08 |  | Currently in Use | Diesel | 6000 | Composite Double Walled | 1991-01-10 | Double-Walled Fiberglass | Pressurized
9138006 | D1 | [5 empty] | Removed from Ground | Diesel | 4000 | Bare Steel | 1968-01-01 | Galvanized Steel
9138006 | NL1 | [5 empty] | Removed from Ground | Gas (Historical Use) | 8000 | Bare Steel | 1968-01-01 | Galvanized Steel
9138006 | P1 | [5 empty] | Removed from Ground | Gas (Historical Use) | 4000 | Bare Steel | 1992-12-11 | Galvanized Steel
9138006 | R1 | [5 empty] | Removed from Ground | Gas (Historical Use) | 8000 | Bare Steel | 1968-01-01 | Galvanized Steel
9138008 | 1 | [5 empty] | Removed from Ground | Gas (Historical Use) | 3000 | Not Marked/Unknown | 1992-01-20 | Not Marked
9138008 | 2 | [5 empty] | Removed from Ground | Gas (Historical Use) | 3000 | Not Marked/Unknown | 1992-01-20 | Not Marked
9138008 | 3 | [5 empty] | Removed from Ground | Gas (Historical Use) | 3000 | Not Marked/Unknown | 1992-01-20 | Not Marked
9138008 | 4 | Flapper Valve | 1992-01-01 |  | 1992-01-01 |  | Currently in Use | Gas (Historical Use) | 4000 | Galvanic (STIP-3) | 1992-01-20 | Galvanized Steel | Safe Suction (Euro)
9138008 | 5 | Flapper Valve | 1992-01-01 |  | 1992-01-01 |  | Currently in Use | Gas (Historical Use) | 4000 | Galvanic (STIP-3) | 1992-01-20 | Galvanized Steel | Safe Suction (Euro)
9138008 | 6 | Flapper Valve | 1992-01-01 |  | 1992-01-01 |  | Currently in Use | Gas (Historical Use) | 4000 | Galvanic (STIP-3) | 1992-01-20 | Galvanized Steel | Safe Suction (Euro)
9138009 | 1 |  | 1989-01-15 |  | 1989-01-15 |  | Temporarily out of use | Gas (Historical Use) | 6000 | Cathodically Protected Steel | 1989-01-01 | Cathodically Protected
9138009 | 2 |  | 1989-01-15 |  | 1989-01-15 |  | Temporarily out of use | Gas (Historical Use) | 6000 | Cathodically Protected Steel | 1989-01-01 | Cathodically Protected
9138009 | 3 |  | 1989-01-15 |  | 1989-01-15 |  | Temporarily out of use | Gas (Historical Use) | 6000 | Cathodically Protected Steel | 1989-01-01 | Cathodically Protected
9138009 | 4 | [5 empty] | Removed from Ground | Gas (Historical Use) | 0 | Bare Steel | 1986-05-07 | Galvanized Steel
9138009 | 5 | [5 empty] | Removed from Ground | Gas (Historical Use) | 0 | Bare Steel | 1986-05-07 | Galvanized Steel
9138009 | 6 | [5 empty] | Removed from Ground | Gas (Historical Use) | 0 | Bare Steel | 1986-05-07 | Galvanized Steel
9138009 | 7 | [5 empty] | Removed from Ground | Gas (Historical Use) | 0 | Bare Steel | 1986-05-07 | Galvanized Steel
9138010 | 1 | Flapper Valve | 1990-06-01 |  | 1990-06-01 |  | Currently in Use | Gas (Historical Use) | 10000 | Composite | 1990-06-01 | Double-Walled Flex | Pressurized
9138010 | 2 | Flapper Valve | 1990-06-01 |  | 1990-06-01 |  | Currently in Use | Gas (Historical Use) | 10000 | Composite | 1990-06-01 | Double-Walled Flex | Pressurized
9138010 | 3 | Flapper Valve | 1990-06-01 |  | 1990-06-01 |  | Currently in Use | Gas (Historical Use) | 10000 | Composite | 1990-06-01 | Double-Walled Flex | Pressurized
9138011 | 1 | [5 empty] | Closed in Ground | Diesel | 1 | Fiberglass | 1996-02-07 | Bare Steel
9138012 | 1 |  |  | yes |  | yes | Removed from Ground | Used Oil | 550 | Double Walled | 1990-10-17 | Galvanized Steel | Gravity Fed
9138012 | 2 |  |  | no |  | no | Removed from Ground | Used Oil | 550 | Unknown | 2004-03-19 | Unknown
9138012 | 3 |  |  | no |  | no | Removed from Ground | Used Oil | 550 | Unknown | 2004-03-19 | Unknown
9138014 | 1 |  | 1996-09-11 |  | 1996-09-11 |  | Permanently Out of Use - historical purposes | Gas (Historical Use) | 3000 | Cathodically Protected Steel | 1980-01-01 | Galvanized Steel | Safe Suction (Euro)
9138014 | 2 |  | 1996-09-11 |  | 1996-09-11 |  | Permanently Out of Use - historical purposes | Gas (Historical Use) | 3000 | Cathodically Protected Steel | 1980-01-01 | Galvanized Steel | Safe Suction (Euro)
9138014 | 3 |  | 1996-09-11 |  | 1996-09-11 |  | Permanently Out of Use - historical purposes | Gas (Historical Use) | 3000 | Cathodically Protected Steel | 1980-01-01 | Galvanized Steel | Safe Suction (Euro)
9138014 | 4 |  | 1996-09-11 |  | 2017-03-23 |  | Currently in Use | Diesel | 3000 | Cathodically Protected Steel | 1980-01-01 | Cathodically Protected | Safe Suction (Euro)
9138014 | 5A |  | 1996-09-11 | no | 2017-03-23 | no | Currently in Use | Diesel | 2000 | Composite | 1996-09-11 | Fiberglass Reinforced Plastic | Safe Suction (Euro)
9138014 | 5B |  | 1996-09-11 | no | 2017-03-23 | no | Currently in Use | Gas (Historical Use) | 2000 | Composite | 1996-09-11 | Fiberglass Reinforced Plastic | Pressurized
9138014 | 6 |  | 1996-09-11 | no | 2017-03-23 | no | Currently in Use | Gas (Historical Use) | 6000 | Composite | 1996-09-11 | Fiberglass Reinforced Plastic | Pressurized
9138015 | 1 |  |  | yes |  | yes | Removed from Ground | Used Oil | 500 | Bare Steel | 1990-04-27 | Bare Steel
9138016 | 1 | [5 empty] | Removed from Ground | Gas (Historical Use) | 6000 | Not Marked/Unknown | 1994-05-01 | Not Marked
9138016 | 2 | [5 empty] | Removed from Ground | Gas (Historical Use) | 6000 | Not Marked/Unknown | 1994-05-01 | Not Marked
9138016 | 3 | [5 empty] | Removed from Ground | Gas (Historical Use) | 6000 | Not Marked/Unknown | 1994-05-01 | Not Marked
9138016 | 4 |  |  | yes |  | yes | Removed from Ground | Used Oil | 550 | Not Marked/Unknown | 1994-05-01 | Not Marked
9138016 | 5 |  |  | yes |  | yes | Removed from Ground | Used Oil | 550 | Not Marked/Unknown | 1994-05-01 | Not Marked
9138016 | 6 |  | 1994-05-01 |  | 1994-05-01 |  | Removed from Ground | Gas (Historical Use) | 10000 | Cathodically Protected Steel | 1994-05-01 | Fiberglass Reinforced Plastic | Pressurized
9138016 | 7 |  | 1994-05-01 |  | 1994-05-01 |  | Removed from Ground | Gas (Historical Use) | 8000 | Cathodically Protected Steel | 1994-05-01 | Fiberglass Reinforced Plastic | Pressurized
9138016 | 8 |  | 1994-05-01 |  | 1994-05-01 |  | Removed from Ground | Diesel | 2000 | Cathodically Protected Steel | 1994-05-01 | Fiberglass Reinforced Plastic | Pressurized
9138017 | 1 | [5 empty] | Currently in Use | Other | 16000 | Unknown |  | Not Marked
9138017 | 2 | [5 empty] | Currently in Use | Other | 16000 | Unknown |  | Not Marked
9138017 | 3 | [5 empty] | Currently in Use | Other | 16000 | Unknown |  | Not Marked
9138017 | 4 | [5 empty] | Currently in Use | Other | 16000 | Unknown |  | Not Marked
9138019 | 1 |  | 1993-04-26 |  | 1993-04-26 |  | Currently in Use | Gas (Historical Use) | 8000 | Composite | 1993-04-27 | Fiberglass Reinforced Plastic | Safe Suction (Euro)
9138019 | 2 |  | 1993-04-26 |  | 1993-04-26 |  | Currently in Use | Gas (Historical Use) | 4000 | Composite | 1993-04-27 | Fiberglass Reinforced Plastic | Safe Suction (Euro)
9138019 | 3 |  | 1993-04-26 |  | 1993-04-26 |  | Currently in Use | Diesel | 8000 | Not Marked/Unknown | 1993-04-27 | Fiberglass Reinforced Plastic | Safe Suction (Euro)
9138021 | 1 | [5 empty] | Removed from Ground | Gas (Historical Use) | 1000 | Not Marked/Unknown | 1993-12-06 | Not Marked
9138021 | 2 | [5 empty] | Removed from Ground | Gas (Historical Use) | 1000 | Not Marked/Unknown | 1993-12-06 | Not Marked
9138022 | 1 | [5 empty] | Currently in Use | Gas (Historical Use) | 0 | Not Marked/Unknown |  | Not Marked
9138023 | 1 | [5 empty] | Currently in Use | Used Oil | 0 | Not Marked/Unknown |  | Not Marked
9138024 | 1 | [5 empty] | Removed from Ground | Diesel | 1000 | Bare Steel | 1993-11-15 | Galvanized Steel | Suction (American)
9138025 | 1 | [5 empty] | Closed in Ground | Diesel | 5000 | Bare Steel | 1994-07-12 | Galvanized Steel | Safe Suction (Euro)
9138025 | 2 | [5 empty] | Removed from Ground | Diesel | 3000 | Bare Steel | 1994-07-12 | Galvanized Steel | Safe Suction (Euro)
9138025 | 3 | Ball Float | 1994-08-03 |  | 1994-08-03 |  | Removed from Ground | Diesel | 10000 | Steel-Impressed Current | 1962-01-01 | Fiberglass Reinforced Plastic | Pressurized
9138026 | 1 |  | 1994-05-01 |  | 1994-05-01 |  | Currently in Use | Diesel | 10000 | Cathodically Protected Steel | 1994-04-04 | Fiberglass Reinforced Plastic | Pressurized
9138027 | 1 | [5 empty] | Removed from Ground | Gas (Historical Use) | 2000 | Not Marked/Unknown | 1996-07-11 | Not Marked
9138027 | 1A | Flapper Valve | 1997-06-01 |  | 1997-06-01 |  | Currently in Use | Gas (Historical Use) | 2500 | Fiberglass Double Walled | 1997-06-01 | Fiberglass Reinforced Plastic | Safe Suction (Euro)
9138027 | 1B | Flapper Valve | 1997-06-01 |  | 1997-06-01 |  | Currently in Use | Diesel | 2500 | Fiberglass Double Walled | 1997-06-01 | Fiberglass Reinforced Plastic | Safe Suction (Euro)
9138027 | 2 | [5 empty] | Removed from Ground | Diesel | 2000 | Not Marked/Unknown | 1996-07-11 | Not Marked
9138028 | 1 | [5 empty] | Removed from Ground | Gas (Historical Use) | 6000 | Bare Steel | 1967-01-01 | Galvanized Steel | Suction (American)
9138028 | 2 | [5 empty] | Removed from Ground | Gas (Historical Use) | 6000 | Bare Steel | 1967-01-01 | Galvanized Steel | Suction (American)
9138028 | 3A | Flapper Valve | 1994-12-05 |  | 1994-12-05 |  | Temporarily out of use | Gas (Historical Use) | 2000 | Composite | 1994-12-07 | Fiberglass Reinforced Plastic | Safe Suction (Euro)
9138028 | 3B | Flapper Valve | 1994-12-05 |  | 1994-12-05 |  | Temporarily out of use | Gas (Historical Use) | 6000 | Composite | 1994-12-07 | Fiberglass Reinforced Plastic | Safe Suction (Euro)
9138029 | 1 | [5 empty] | Removed from Ground | Gas (Historical Use) | 1000 | Not Marked/Unknown | 1995-02-13 | Not Marked
9138029 | 2 | [5 empty] | Removed from Ground | Gas (Historical Use) | 1000 | Not Marked/Unknown | 1995-02-13 | Not Marked
9138029 | 3 |  |  | yes |  | yes | Removed from Ground | Used Oil | 500 | Not Marked/Unknown | 1995-02-13 | Not Marked
9138030 | 1 | Flapper Valve | 1988-08-19 |  | 1988-08-19 |  | Removed from Ground | Gas (Historical Use) | 6000 | Galvanic (STIP-3) | 1988-08-19 | Galvanized Steel | Pressurized
9138030 | 2 | Flapper Valve | 1988-08-19 |  | 1988-08-19 |  | Removed from Ground | Gas (Historical Use) | 6000 | Galvanic (STIP-3) | 1988-08-19 | Galvanized Steel | Pressurized
9138030 | 3 | Flapper Valve | 1988-08-19 |  | 1988-08-19 |  | Removed from Ground | Gas (Historical Use) | 6000 | Galvanic (STIP-3) | 1988-08-19 | Galvanized Steel | Pressurized
9138031 | 1 | [5 empty] | Removed from Ground | Gas (Historical Use) | 10000 | Bare Steel | 1963-01-01 | Galvanized Steel | Pressurized
9138031 | 1A | Ball Float | 1997-12-03 |  | 1997-12-03 |  | Currently in Use | Gas (Historical Use) | 8000 | Composite | 1997-12-01 | Fiberglass Reinforced Plastic | Pressurized
9138031 | 1B | Ball Float | 1997-12-03 |  | 1997-12-03 |  | Currently in Use | Gas (Historical Use) | 4000 | Composite | 1997-12-01 | Fiberglass Reinforced Plastic | Pressurized
9138031 | 2 | [5 empty] | Removed from Ground | Gas (Historical Use) | 10000 | Bare Steel | 1963-01-01 | Galvanized Steel | Pressurized
9138031 | 2A | Flapper Valve | 1997-12-03 |  | 1997-12-03 |  | Currently in Use | Diesel | 4000 | Composite | 1997-12-01 | Fiberglass Reinforced Plastic | Safe Suction (Euro)
9138031 | 2B | Flapper Valve | 1997-12-03 |  | 1997-12-03 |  | Currently in Use | Diesel | 2000 | Composite | 1997-12-01 | Fiberglass Reinforced Plastic | Safe Suction (Euro)
9138031 | 3 | [5 empty] | Removed from Ground | Gas (Historical Use) | 6000 | Bare Steel | 1963-01-01 | Galvanized Steel | Pressurized
9138031 | 4 | [5 empty] | Removed from Ground | Diesel | 0 | Cathodically Protected Steel | 1983-01-01 | Galvanized Steel | Suction (American)
9138031 | 5 | [5 empty] | Removed from Ground | Gas (Historical Use) | 0 | Marked Unknown |  | Unknown
9138032 | 1 | [5 empty] | Removed from Ground | Diesel | 10000 | Not Marked/Unknown | 1995-08-01 | Unknown
9138032 | 2 | [5 empty] | Removed from Ground | Gas (Historical Use) | 4000 | Not Marked/Unknown | 1995-08-01 | Unknown
9138033 | 1 |  | 1991-07-01 |  | 1991-07-01 |  | Temporarily out of use | Gas (Historical Use) | 6000 | Composite | 1988-10-01 | Fiberglass Reinforced Plastic | Pressurized
9138033 | 2 |  | 1991-07-01 |  | 1991-07-01 |  | Currently in Use | Gas (Historical Use) | 4000 | Composite | 1988-10-01 | Fiberglass Reinforced Plastic | Pressurized
9138033 | 3 |  | 1991-07-01 |  | 1991-07-01 |  | Currently in Use | Gas (Historical Use) | 6000 | Composite | 1988-10-01 | Fiberglass Reinforced Plastic | Pressurized
9138033 | 4 |  | 1995-11-01 |  | 1995-11-01 |  | Currently in Use | Diesel | 10000 | Composite | 1995-11-27 | Fiberglass Reinforced Plastic | Pressurized
9138034 | 1 | Ball Float | 1991-07-01 |  | 1991-07-01 |  | Currently in Use | Gas (Historical Use) | 4000 | Steel-Impressed Current | 1997-07-01 | Steel (Impressed Current) | Pressurized
9138034 | 2 | Ball Float | 1991-07-01 |  | 1991-07-01 |  | Currently in Use | Gas (Historical Use) | 4000 | Steel-Impressed Current | 1991-07-01 | Steel (Impressed Current) | Pressurized
9138034 | 3 | Ball Float | 1991-07-01 |  | 1991-07-01 |  | Currently in Use | Gas (Historical Use) | 2000 | Steel-Impressed Current | 1991-07-01 | Steel (Impressed Current) | Pressurized
9138034 | 4 | Ball Float | 1991-07-01 |  | 1991-07-01 |  | Temporarily out of use | Diesel | 1000 | Steel-Impressed Current | 1991-07-01 | Steel (Impressed Current) | Pressurized
9138035 | 1 | Ball Float | 1989-04-01 | yes | 1989-04-01 | yes | Currently in Use | New Oil | 4000 | Galvanic (STIP-3) | 1989-04-01 | Galvanized Steel | Pressurized
9138035 | 2 | Ball Float | 1989-04-01 | yes | 1989-04-01 | yes | Currently in Use | New Oil | 4000 | Galvanic (STIP-3) | 1989-04-01 | Galvanized Steel | Pressurized
9138035 | 3 |  | 1989-04-01 | no | 1989-04-01 | no | Currently in Use | Used Oil | 500 | Galvanic (STIP-3) | 1989-04-01 |  | Gravity Fed
9138036 | 1 | [5 empty] | Removed from Ground | Gas (Historical Use) | 6000 | Cathodically Protected Steel | 1999-11-30 | Galvanized Steel | Safe Suction (Euro)
9138036 | 2 | [5 empty] | Removed from Ground | Gas (Historical Use) | 5000 | Cathodically Protected Steel | 1999-11-30 | Galvanized Steel | Safe Suction (Euro)
9138036 | 3 | [5 empty] | Removed from Ground | Diesel | 6000 | Cathodically Protected Steel | 1999-11-30 | Galvanized Steel | Safe Suction (Euro)
9138036 | 4 | [5 empty] | Removed from Ground | Diesel | 6000 | Cathodically Protected Steel | 1999-11-30 | Galvanized Steel | Safe Suction (Euro)
9138036 | 5A |  | 2002-08-01 | no | 2002-08-01 | no | Currently in Use | Diesel | 9000 | Composite | 2002-08-01 | Fiberglass Reinforced Plastic | Pressurized
9138036 | 5B |  | 2002-08-01 | no | 2002-08-01 | no | Currently in Use | Diesel | 3000 | Composite | 2002-08-01 | Fiberglass Reinforced Plastic | Pressurized
9138036 | 6 |  | 2002-08-01 | no | 2002-08-01 | no | Currently in Use | Gas (Historical Use) | 10000 | Composite | 2002-08-01 | Fiberglass Reinforced Plastic | Pressurized
9138036 | 7 |  | 2002-08-01 | no | 2002-08-01 | no | Currently in Use | Gas (Historical Use) | 4000 | Composite | 2002-08-01 | Fiberglass Reinforced Plastic | Pressurized
9138037 | 1 | Ball Float | 1988-06-01 |  | 1988-06-01 |  | Currently in Use | Gas (Historical Use) | 10000 | Fiberglass | 1988-06-01 | Fiberglass Reinforced Plastic | Pressurized
9138037 | 2 | Ball Float | 1988-06-01 |  | 1988-06-01 |  | Currently in Use | Gas (Historical Use) | 10000 | Fiberglass | 1988-06-01 | Fiberglass Reinforced Plastic | Pressurized
9138037 | 3 | Ball Float | 1988-06-01 |  | 1988-06-01 |  | Currently in Use | Gas (Historical Use) | 10000 | Fiberglass | 1988-06-01 | Fiberglass Reinforced Plastic | Pressurized
9138038 | 1 | Flapper Valve | 1998-07-01 |  | 1998-07-01 |  | Temporarily out of use | Gas (Historical Use) | 4000 | Steel-Impressed Current | 1980-01-01 | Steel (Impressed Current) | Safe Suction (Euro)
9138038 | 2 | Flapper Valve | 1998-07-01 |  | 1998-07-01 |  | Temporarily out of use | Gas (Historical Use) | 3000 | Steel-Impressed Current | 1980-01-01 | Steel (Impressed Current) | Safe Suction (Euro)
9138038 | 3 | Flapper Valve | 1998-07-01 |  | 1998-07-01 |  | Temporarily out of use | Gas (Historical Use) | 3000 | Steel-Impressed Current | 1980-01-01 | Steel (Impressed Current) | Safe Suction (Euro)
9138038 | 4 | Flapper Valve | 1998-07-01 |  | 1998-07-01 |  | Temporarily out of use | Gas (Historical Use) | 3000 | Steel-Impressed Current | 1980-01-01 | Steel (Impressed Current) | Safe Suction (Euro)
9138039 | 1A |  | 1995-04-01 | no | 1995-04-01 | no | Removed from Ground | E-10 | 10000 | Epoxy | 1995-04-01 | Fiberglass Reinforced Plastic | Pressurized
9138039 | 1B |  | 1995-04-01 | no | 1995-04-01 | no | Removed from Ground | Gas (Historical Use) | 5000 | Epoxy | 1995-04-01 | Fiberglass Reinforced Plastic | Pressurized
9138040 | PU |  |  |  | 1987-07-16 |  | Permanently Out Of Use | Gas (Historical Use) | 1000 | Fiberglass | 1987-07-16 | Galvanized Steel | Suction (American)
9138040 | RU |  |  |  | 1987-07-10 |  | Permanently Out Of Use | Gas (Historical Use) | 1000 | Fiberglass | 1987-07-16 | Galvanized Steel | Suction (American)
9138041 | 1A |  | 1994-04-01 |  | 1994-04-01 |  | Currently in Use | Gas (Historical Use) | 6000 | Epoxy | 1994-04-01 | Double Walled | Pressurized
9138041 | 1B |  | 1994-04-01 | no | 1994-04-01 | no | Currently in Use | Gas (Historical Use) | 4000 | Epoxy | 1994-04-01 | Double Walled | Pressurized
9138041 | 2 |  | 1994-04-01 |  | 1994-04-01 |  | Currently in Use | Diesel | 10000 | Epoxy | 1994-04-01 | Double Walled | Pressurized
9138042 | 1 | Flapper Valve | 1994-06-01 |  | 1994-06-01 |  | Currently in Use | Gas (Historical Use) | 6000 | Galvanic (STIP-3) | 1987-06-01 | Double-Walled Flex | Pressurized
9138042 | 2 | Flapper Valve | 1994-06-01 |  | 1994-06-01 |  | Currently in Use | Gas (Historical Use) | 6000 | Galvanic (STIP-3) | 1987-06-01 | Double-Walled Flex | Pressurized
9138042 | 3 | Flapper Valve | 1994-06-01 |  | 1994-06-01 |  | Currently in Use | Gas (Historical Use) | 6000 | Galvanic (STIP-3) | 1987-06-01 | Double-Walled Flex | Pressurized
9138042 | 4 | Flapper Valve | 1994-06-01 |  | 1994-06-01 |  | Currently in Use | Diesel | 6000 | Galvanic (STIP-3) | 1987-06-01 | Double-Walled Flex | Pressurized
9138042 | 5 | Flapper Valve | 2000-05-01 |  | 2000-05-01 |  | Currently in Use | Diesel | 2000 | Composite | 2000-05-01 | Fiberglass Reinforced Plastic | Safe Suction (Euro)
9138043 | 1 |  | 1998-07-01 |  | 1998-07-01 |  | Currently in Use | Gas (Historical Use) | 8000 | Steel-Impressed Current | 1972-01-01 | Fiberglass Reinforced Plastic | Suction (American)
9138043 | 2 |  | 1998-07-01 |  | 1998-07-01 |  | Currently in Use | Gas (Historical Use) | 6000 | Steel-Impressed Current | 1972-01-01 | Fiberglass Reinforced Plastic | Suction (American)
9138046 | 1A |  | 1995-05-22 |  | 1995-05-22 |  | Currently in Use | Gas (Historical Use) | 2000 | Galvanic (STIP-3) | 1995-05-21 | Fiberglass Reinforced Plastic | Pressurized
9138046 | 1B |  | 1995-05-22 |  | 1995-05-22 |  | Currently in Use | Gas (Historical Use) | 2000 | Galvanic (STIP-3) | 1995-05-21 | Fiberglass Reinforced Plastic | Pressurized
9138047 | 1 |  | 1995-11-13 |  | 1995-11-13 |  | Removed from Ground | Diesel | 8000 | Composite | 1995-11-08 | Fiberglass Reinforced Plastic | Pressurized
9138047 | 2A |  | 1995-11-13 |  | 1995-11-13 |  | Removed from Ground | Gas (Historical Use) | 2000 | Composite | 1995-11-08 | Fiberglass Reinforced Plastic | Pressurized
9138047 | 2B |  | 1995-11-13 |  | 1995-11-13 |  | Removed from Ground | Gas (Historical Use) | 6000 | Composite | 1995-11-08 | Fiberglass Reinforced Plastic | Pressurized
9138048 | 1 | [5 empty] | Removed from Ground | Gas (Historical Use) | 10000 | Marked Unknown | 1996-02-28 | Unknown
9138048 | 2 | [5 empty] | Removed from Ground | Gas (Historical Use) | 10000 | Marked Unknown | 1996-02-28 | Unknown
9138048 | 3 | [5 empty] | Removed from Ground | Gas (Historical Use) | 10000 | Marked Unknown | 1996-02-28 | Unknown
9138048 | 4 | [5 empty] | Removed from Ground | Diesel | 10000 | Marked Unknown | 1996-02-28 | Unknown
9138048 | 5 |  |  | yes |  | yes | Removed from Ground | Used Oil | 500 | Marked Unknown | 1996-02-28 | Unknown
9138049 | 1 | [5 empty] | Removed from Ground | Gas (Historical Use) | 10000 | Not Marked/Unknown | 1996-03-18 | Not Marked
9138050 | 1A |  | 1996-03-01 |  | 1996-03-01 |  | Currently in Use | Gas (Historical Use) | 6000 | Composite | 1996-03-10 | Fiberglass Reinforced Plastic
9138050 | 1B |  | 1996-03-01 | no | 1996-03-01 | no | Currently in Use | Gas (Historical Use) | 4000 | Composite | 1996-03-10 | Fiberglass Reinforced Plastic
9138050 | 2 |  | 1996-03-01 |  | 1996-03-01 |  | Currently in Use | Diesel | 8000 | Composite | 1996-03-10 | Fiberglass Reinforced Plastic
9138052 | 1 | [5 empty] | Removed from Ground | Gas (Historical Use) | 6000 | Not Marked/Unknown | 1997-05-08 | Not Marked
9138052 | 2 | [5 empty] | Removed from Ground | Gas (Historical Use) | 3000 | Not Marked/Unknown | 1997-05-01 | Not Marked
9138053 | 3 | [5 empty] | Removed from Ground | Gas (Historical Use) | 250 | Not Marked/Unknown | 1998-02-19 | Not Marked
9138054 | 1 | Flapper Valve | 1998-01-12 |  | 1998-01-12 |  | Removed from Ground | Gas (Historical Use) | 2000 | Composite | 1998-01-10 | Fiberglass Reinforced Plastic | Safe Suction (Euro)
9138055 | 1A | Ball Float | 1998-01-01 |  | 1998-01-01 |  | Currently in Use | Gas (Historical Use) | 12000 | Composite | 1998-01-01 | Double-Walled Flex | Pressurized
9138055 | 1B | Ball Float | 1998-01-01 | no | 1998-01-01 | no | Currently in Use | Gas (Historical Use) | 8000 | Composite | 1998-01-01 | Double-Walled Flex | Pressurized
9138056 | 1 | Ball Float | 1999-07-16 |  | 1999-07-16 |  | Currently in Use | Gas (Historical Use) | 8000 | Composite | 1999-07-06 | Fiberglass Reinforced Plastic | Pressurized
9138056 | 2 | Ball Float | 1999-07-16 |  | 1999-07-16 |  | Currently in Use | Gas (Historical Use) | 4000 | Composite | 1999-07-06 | Fiberglass Reinforced Plastic | Pressurized
9138056 | 3 | Ball Float | 1999-07-16 |  | 1999-07-16 |  | Currently in Use | Diesel | 8000 | Composite | 1999-07-06 | Fiberglass Reinforced Plastic | Safe Suction (Euro)
9138056 | 4 |  | 1999-07-16 |  | 1999-07-16 |  | Currently in Use | Diesel | 2000 | Composite | 1999-07-06 | Fiberglass Reinforced Plastic | Safe Suction (Euro)
9138057 | 1 | Ball Float | 1999-10-08 | no | 1999-10-08 | no | Currently in Use | Diesel | 10000 | Composite | 1999-10-05 | Double-Walled Flex | Pressurized
9138058 | 1 |  | 1999-11-04 |  | 1999-11-04 |  | Currently in Use | Gas (Historical Use) | 10000 | Composite | 1999-11-02 | Double Walled | Pressurized
9138058 | 2 |  | 1999-11-04 |  | 1999-11-04 |  | Currently in Use | Gas (Historical Use) | 6000 | Composite | 1999-11-02 | Double Walled | Pressurized
9138059 | 1A | Ball Float | 2000-04-25 |  | 2000-04-25 |  | Currently in Use | Gas (Historical Use) | 8000 | Composite | 2000-04-19 | Fiberglass Reinforced Plastic | Pressurized
9138059 | 1B | Ball Float | 2000-04-25 |  | 2000-04-25 |  | Currently in Use | Gas (Historical Use) | 4000 | Composite | 2000-04-19 | Fiberglass Reinforced Plastic | Pressurized
9138059 | 2 | Flapper Valve | 2000-04-25 |  | 2000-04-25 |  | Currently in Use | Diesel | 10000 | Composite | 2000-04-19 | Fiberglass Reinforced Plastic | Safe Suction (Euro)
9138059 | 3 | Flapper Valve | 2000-04-25 |  | 2000-04-25 |  | Currently in Use | Diesel | 2000 | Composite | 2000-04-19 | Fiberglass Reinforced Plastic | Safe Suction (Euro)
9138060 | 1 | Flapper Valve | 2000-08-11 |  | 2000-08-11 |  | Currently in Use | Gas (Historical Use) | 12000 | Fiberglass Double Walled | 2000-08-09 | Double-Walled Flex | Pressurized
9138060 | 2A | Flapper Valve | 2000-08-11 |  | 2000-08-11 |  | Currently in Use | Gas (Historical Use) | 8000 | Fiberglass Double Walled | 2000-08-09 | Double-Walled Flex | Pressurized
9138060 | 2B | Flapper Valve | 2000-08-11 |  | 2000-08-11 |  | Currently in Use | Gas (Historical Use) | 4000 | Fiberglass Double Walled | 2000-08-09 | Double-Walled Flex | Pressurized
9138064 | 1A | Ball Float | 2000-12-01 |  | 2000-12-01 |  | Currently in Use | Gas (Historical Use) | 8500 | Composite | 2000-12-01 | Fiberglass Reinforced Plastic | Pressurized
9138064 | 1B | Ball Float | 2000-12-01 | no | 2000-12-01 | no | Currently in Use | E-10 | 3500 | Composite | 2000-12-01 | Fiberglass Reinforced Plastic | Pressurized
9138064 | 2 | Ball Float | 2007-03-05 | no | 2007-03-05 | no | Currently in Use | Diesel | 12000 | Composite Double Walled | 2007-03-11 | Double-Walled Flex | Pressurized
9138091 | 1 | Flapper Valve | 2001-01-05 |  | 2001-01-05 |  | Currently in Use | Diesel | 10000 | Composite | 2001-01-04 | Double-Walled Flex | Safe Suction (Euro)
9138092 | 1A | Ball Float | 2001-06-16 |  | 2001-06-16 |  | Currently in Use | Gas (Historical Use) | 8000 | Composite | 2001-06-12 | Double-Walled Flex | Pressurized
9138092 | 1B | Ball Float | 2001-06-16 |  | 2001-06-16 |  | Currently in Use | Gas (Historical Use) | 4000 | Composite | 2001-06-12 | Double-Walled Flex | Pressurized
9139001 | 1 | [5 empty] | Removed from Ground | Gas (Historical Use) | 1000 | Marked Unknown | 1992-01-24 | Unknown
9139001 | 2 | [5 empty] | Removed from Ground | Gas (Historical Use) | 1000 | Marked Unknown | 1992-01-24 | Unknown
9139001 | 3 | [5 empty] | Removed from Ground | Gas (Historical Use) | 1000 | Marked Unknown | 1992-01-24 | Unknown
9139001 | 4 | [5 empty] | Removed from Ground | Gas (Historical Use) | 2000 | Marked Unknown | 1992-01-24 | Unknown
9139003 | 1 | [5 empty] | Removed from Ground | Gas (Historical Use) | 2000 | Bare Steel | 1980-01-01 | Galvanized Steel | Pressurized
9139003 | 2 | Flapper Valve | 1999-03-03 |  | 1999-03-03 |  | Currently in Use | Gas (Historical Use) | 4000 | Epoxy | 1992-03-06 | Fiberglass Reinforced Plastic | Pressurized
9139004 | 1 | Ball Float | 1990-01-01 |  | 1990-01-01 |  | Currently in Use | Gas (Historical Use) | 8000 | Galvanic (STIP-3) | 1990-01-01 | Fiberglass Reinforced Plastic | Pressurized
9139004 | 2 | Ball Float | 1990-01-01 |  | 1990-01-01 |  | Currently in Use | Gas (Historical Use) | 8000 | Galvanic (STIP-3) | 1990-01-01 | Fiberglass Reinforced Plastic | Pressurized
9139004 | 3A | Ball Float | 1990-01-01 |  | 1990-01-01 |  | Currently in Use | Other | 4000 | Galvanic (STIP-3) | 1990-01-01 | Fiberglass Reinforced Plastic | Pressurized
9139004 | 3B | Ball Float | 1990-01-01 |  | 1990-01-01 |  | Currently in Use | Gas (Historical Use) | 6000 | Galvanic (STIP-3) | 1990-01-01 | Fiberglass Reinforced Plastic | Pressurized
9139006 | 120D1 | [5 empty] | Removed from Ground | Diesel | 2000 | Cathodically Protected Steel | 1987-01-01 | Galvanized Steel | Suction (American)
9139006 | 120G1 | [5 empty] | Removed from Ground | Gas (Historical Use) | 2000 | Cathodically Protected Steel | 1987-01-01 | Galvanized Steel | Suction (American)
9139007 | 1 | [5 empty] | Permanently Out of Use - historical purposes | Gas (Historical Use) | 1 | Bare Steel |  | Bare Steel
9139009 | 1 |  | 1998-07-15 |  | 1998-07-15 |  | Removed from Ground | Gas (Historical Use) | 10000 | Steel-Impressed Current | 1979-01-01 | Cathodically Protected | Safe Suction (Euro)
9139009 | 184820 |  | 1998-10-23 |  | 1991-01-01 |  | Removed from Ground | Diesel | 10000 | Composite | 1991-01-01 | Fiberglass Reinforced Plastic | Suction (American)
9139009 | 3 | Flapper Valve | 2001-07-30 | no | 2001-07-30 | no | Currently in Use | Diesel | 10000 | Composite | 2001-07-30 | Fiberglass Reinforced Plastic | Suction (American)
9139010 | 1 | [5 empty] | Removed from Ground | Gas (Historical Use) | 1000 | Bare Steel | 1970-01-01 | Bare Steel
9139010 | 2 | [5 empty] | Removed from Ground | Gas (Historical Use) | 550 | Bare Steel | 1970-01-01 | Bare Steel
9139010 | 3 |  | 1990-05-21 |  | 1990-05-21 |  | Removed from Ground | Gas (Historical Use) | 1000 | Cathodically Protected Steel | 1990-05-21 | Cathodically Protected
9139012 | 1 | [5 empty] | Removed from Ground | Gas (Historical Use) | 2000 | Bare Steel | 1992-08-12 | Galvanized Steel
9139013 | 1 | [5 empty] | Removed from Ground | Gas (Historical Use) | 10000 | Fiberglass | 1992-09-01 | Fiberglass Reinforced Plastic | Pressurized
9139013 | 2 | [5 empty] | Removed from Ground | Diesel | 10000 | Fiberglass | 1992-09-01 | Fiberglass Reinforced Plastic | Pressurized
9139013 | 3 | [5 empty] | Removed from Ground | Gas (Historical Use) | 550 | Not Marked/Unknown | 1994-06-01 | Not Marked
9139013 | 4 |  | 1993-07-01 |  | 1993-07-01 |  | Temporarily out of use | Gas (Historical Use) | 10000 | Fiberglass | 1993-07-01 | Fiberglass Reinforced Plastic | Pressurized
9139013 | 5 |  | 1993-07-01 |  | 1993-07-01 |  | Temporarily out of use | Diesel | 10000 | Fiberglass | 1993-07-01 | Fiberglass Reinforced Plastic | Pressurized
9139014 | 1 | [5 empty] | Removed from Ground | Diesel | 550 | Bare Steel | 1994-04-08 | Galvanized Steel | Suction (American)
9139014 | 2 | [5 empty] | Removed from Ground | Gas (Historical Use) | 1000 | Bare Steel | 1994-04-08 | Galvanized Steel | Suction (American)
9139014 | 3 | [5 empty] | Removed from Ground | Gas (Historical Use) | 4000 | Bare Steel | 1994-04-08 | Galvanized Steel | Suction (American)
9139014 | 4A | Flapper Valve | 1995-06-01 |  | 1995-06-01 |  | Currently in Use | Gas (Historical Use) | 6000 | Epoxy | 1995-06-01 | Double-Walled Flex | Pressurized
9139014 | 4B | Flapper Valve | 1995-06-01 |  | 1995-06-01 |  | Currently in Use | Gas (Historical Use) | 4000 | Epoxy | 1995-06-01 | Double-Walled Flex | Pressurized
9139015 | 1 | [5 empty] | Removed from Ground | Diesel | 4000 | Bare Steel | 1994-12-15 | Bare Steel
9139016 | 1 | Flapper Valve | 1994-10-30 |  | 1994-10-30 |  | Currently in Use | Diesel | 6000 | Composite | 1994-10-30 | Fiberglass Reinforced Plastic | Safe Suction (Euro)
9139016 | 2A | Flapper Valve | 1994-10-30 | no | 1994-10-30 | no | Currently in Use | Gas (Historical Use) | 4000 | Composite | 1994-10-30 | Fiberglass Reinforced Plastic | Safe Suction (Euro)
9139016 | 2B | Flapper Valve | 1994-10-30 |  | 1994-10-30 |  | Currently in Use | Diesel | 4000 | Composite | 1994-10-30 | Fiberglass Reinforced Plastic | Safe Suction (Euro)
9139016 | 3A | Flapper Valve | 1994-10-30 |  | 1994-10-30 |  | Currently in Use | Gas (Historical Use) | 4000 | Composite | 1994-10-30 | Fiberglass Reinforced Plastic | Safe Suction (Euro)
9139016 | 3B | Flapper Valve | 1994-10-30 |  | 1994-10-30 |  | Currently in Use | Gas (Historical Use) | 6000 | Composite | 1994-10-30 | Fiberglass Reinforced Plastic | Safe Suction (Euro)
9139016 | 4 | Flapper Valve | 2002-11-15 | no | 2002-11-15 | no | Currently in Use | Gas (Historical Use) | 6000 | Composite | 2002-11-15 | Fiberglass Reinforced Plastic | Safe Suction (Euro)
9139016 | 5 | Flapper Valve | 2002-11-15 | no | 2002-11-15 | no | Currently in Use | Kerosene | 10000 | Composite | 2002-11-15 | Fiberglass Reinforced Plastic | Safe Suction (Euro)
9139017 | 1 | Ball Float | 1990-05-09 | no | 1990-05-09 | yes | Currently in Use | Regular | 6000 | Galvanic (STIP-3) | 1989-01-01 | Fiberglass Reinforced Plastic | Pressurized
9139017 | 2 | Ball Float | 1990-05-09 | no | 1990-05-09 | yes | Currently in Use | Regular | 6000 | Galvanic (STIP-3) | 1989-01-01 | Fiberglass Reinforced Plastic | Pressurized
9139017 | 3 | Ball Float | 1990-05-09 | no | 1990-05-09 | yes | Currently in Use | Premium | 6000 | Galvanic (STIP-3) | 1989-01-01 | Fiberglass Reinforced Plastic | Pressurized
9139017 | 4 | Ball Float | 1990-05-09 | no | 1990-05-09 | yes | Currently in Use | Diesel | 2000 | Galvanic (STIP-3) | 1989-01-01 | Fiberglass Reinforced Plastic | Safe Suction (Euro)
9139019 | 1 |  | 1995-07-20 |  | 1995-07-20 |  | Currently in Use | Gas (Historical Use) | 12000 | Composite | 1995-07-20 | Fiberglass Reinforced Plastic | Pressurized
9139019 | 2 |  | 1995-07-20 |  | 1995-07-20 |  | Currently in Use | Gas (Historical Use) | 8000 | Composite | 1995-07-20 | Fiberglass Reinforced Plastic | Pressurized
9139019 | 3A | Ball Float | 1995-07-20 |  | 1995-07-20 |  | Currently in Use | Kerosene | 2000 | Composite | 1995-07-20 | Fiberglass Reinforced Plastic | Pressurized
9139019 | 3B | Ball Float | 1995-07-20 | no | 1995-07-20 | no | Currently in Use | Diesel | 6000 | Composite | 1995-07-20 | Fiberglass Reinforced Plastic | Pressurized
9139020 | 1A |  | 1995-06-01 |  | 1995-06-01 |  | Removed from Ground | Gas (Historical Use) | 2000 | Not Marked/Unknown | 2005-07-18 | Cathodically Protected | Suction (American)
9139020 | 2 |  | 1995-06-01 |  | 1995-06-01 |  | Removed from Ground | Gas (Historical Use) | 4000 | Not Marked/Unknown | 2005-07-18 | Cathodically Protected | Suction (American)
9139020 | 3A |  | 1995-06-01 |  | 1995-06-01 |  | Removed from Ground | Gas (Historical Use) | 6000 | Epoxy | 1995-06-01 | Double Walled | Suction (American)
9139020 | 4 |  | 1995-06-01 |  | 1995-06-01 |  | Removed from Ground | Gas (Historical Use) | 4000 | Epoxy | 1995-06-01 | Double Walled | Suction (American)
9139022 | 1 | [5 empty] | Removed from Ground | Gas (Historical Use) | 0 | Not Marked/Unknown |  | Not Marked
9139023 | 1 |  | 2000-07-20 |  | 2000-07-20 |  | Temporarily out of use | Gas (Historical Use) | 1000 | Cathodically Protected Steel | 1974-01-01 | Cathodically Protected | Safe Suction (Euro)
9139023 | 2 |  | 2000-07-20 |  | 2000-07-20 |  | Temporarily out of use | Diesel | 1000 | Cathodically Protected Steel | 1974-01-01 | Cathodically Protected
9139023 | 3 |  | 2000-07-20 |  | 2000-07-20 |  | Temporarily out of use | Gas (Historical Use) | 1000 | Cathodically Protected Steel | 1974-01-01 | Cathodically Protected | Safe Suction (Euro)
9139026 | 1 | Ball Float | 1998-12-10 |  | 1998-12-10 |  | Currently in Use | Gas (Historical Use) | 4000 | Composite | 1996-01-01 | Double-Walled Flex | Pressurized
9139027 | 1 | Ball Float | 1997-02-17 |  | 1997-02-17 |  | Currently in Use | Gas (Historical Use) | 12000 | Epoxy | 1997-02-12 | Fiberglass Reinforced Plastic | Pressurized
9139027 | 2 | Ball Float | 1997-02-17 | no | 1997-02-17 | no | Currently in Use | Gas (Historical Use) | 8000 | Epoxy | 1997-02-12 | Fiberglass Reinforced Plastic | Pressurized
9139027 | 3 | Ball Float | 1997-02-17 | no | 1997-02-17 | no | Currently in Use | Diesel | 8000 | Epoxy | 1997-02-12 | Fiberglass Reinforced Plastic | Pressurized
9139027 | 4A | Ball Float | 1997-02-17 | no | 1997-02-17 | no | Currently in Use | Diesel | 5000 | Epoxy | 1997-02-12 | Fiberglass Reinforced Plastic | Pressurized
9139027 | 4B | Ball Float | 1997-02-17 |  | 1997-02-17 |  | Currently in Use | Kerosene | 3000 | Epoxy | 1997-02-12 | Fiberglass Reinforced Plastic | Pressurized
9139028 | 1A | Flapper Valve | 1997-01-01 |  | 1997-01-01 |  | Currently in Use | Gas (Historical Use) | 12000 | Composite | 1997-01-01 | Double Walled | Pressurized
9139028 | 1B | Flapper Valve | 1997-01-01 |  | 1997-01-01 |  | Currently in Use | Gas (Historical Use) | 8000 | Composite | 1997-01-01 | Double Walled | Pressurized
9139028 | 2A | Flapper Valve | 1997-01-01 |  | 1997-01-01 |  | Currently in Use | Diesel | 8000 | Composite | 1997-01-01 | Double Walled | Safe Suction (Euro)
9139028 | 2B | Flapper Valve | 1997-01-01 |  | 1997-01-01 |  | Currently in Use | Diesel | 4000 | Composite | 1997-01-01 | Double Walled | Safe Suction (Euro)
9139028 | 2C | Flapper Valve | 1997-01-01 |  | 1997-01-01 |  | Currently in Use | Kerosene | 4000 | Composite | 1997-01-01 | Double Walled | Safe Suction (Euro)
9139029 | 1 | Flapper Valve | 1997-09-01 |  | 1997-09-01 |  | Currently in Use | Gas (Historical Use) | 10000 | Fiberglass | 1997-09-01 | Fiberglass Reinforced Plastic | Pressurized
9139029 | 2 | Flapper Valve | 1997-09-01 |  | 1997-09-01 |  | Currently in Use | Gas (Historical Use) | 8000 | Fiberglass | 1997-09-01 | Fiberglass Reinforced Plastic | Pressurized
9139029 | 3 | Flapper Valve | 1997-09-01 |  | 1997-09-01 |  | Currently in Use | Gas (Historical Use) | 8000 | Fiberglass | 1997-09-01 | Fiberglass Reinforced Plastic | Pressurized
9139029 | 4A | Flapper Valve | 1997-09-01 |  | 1997-09-01 |  | Currently in Use | Diesel | 2000 | Fiberglass | 1997-09-01 | Fiberglass Reinforced Plastic | Pressurized
9139029 | 4B | Flapper Valve | 1997-09-01 |  | 1997-09-01 |  | Currently in Use | Diesel | 4000 | Fiberglass | 1997-09-01 | Fiberglass Reinforced Plastic | Pressurized
9139030 | 1 | [5 empty] | Removed from Ground | Gas (Historical Use) | 2000 | Cathodically Protected Steel | 1988-01-01 | Fiberglass Reinforced Plastic | Suction (American)
9139030 | 2 | [5 empty] | Removed from Ground | Gas (Historical Use) | 2000 | Cathodically Protected Steel | 1988-01-01 | Fiberglass Reinforced Plastic | Suction (American)
9139030 | 3 | [5 empty] | Removed from Ground | Diesel | 2000 | Cathodically Protected Steel | 1988-01-01 | Fiberglass Reinforced Plastic | Suction (American)
9139030 | 4 | [5 empty] | Removed from Ground | Gas (Historical Use) | 500 | Cathodically Protected Steel | 1988-01-01 | Fiberglass Reinforced Plastic | Suction (American)
9139030 | 5 | [5 empty] | Removed from Ground | Diesel | 500 | Cathodically Protected Steel | 1988-01-01 | Fiberglass Reinforced Plastic | Suction (American)
9139031 | 1 |  | 1997-01-01 |  | 1997-01-01 |  | Currently in Use | Gas (Historical Use) | 10000 | Epoxy | 1997-01-01 | Fiberglass Reinforced Plastic | Pressurized
9139031 | 2 | Flapper Valve | 1997-01-01 |  | 1997-01-01 |  | Currently in Use | Gas (Historical Use) | 8000 | Epoxy | 1997-01-01 | Fiberglass Reinforced Plastic | Pressurized
9139031 | 3 | Flapper Valve | 1997-01-01 |  | 1997-01-01 |  | Currently in Use | Diesel | 4000 | Epoxy | 1987-01-01 | Fiberglass Reinforced Plastic | Pressurized
9139031 | 4 | Overfill Alarm | 1997-01-01 |  | 1997-01-01 |  | Currently in Use | Kerosene | 1000 | Epoxy | 1997-01-01 | Fiberglass Reinforced Plastic | Pressurized
9139031 | 5A | Flapper Valve | 2006-07-22 | no | 2006-07-22 | no | Currently in Use | Gas (Historical Use) | 1000 | Fiberglass Double Walled | 2006-07-22 | Fiberglass Reinforced Plastic | Safe Suction (Euro)
9139031 | 5B | Flapper Valve | 2006-07-22 | no | 2006-07-22 | no | Currently in Use | Diesel | 1000 | Fiberglass Double Walled | 2006-07-22 | Fiberglass Reinforced Plastic | Safe Suction (Euro)
9139032 | 1 | [5 empty] | Removed from Ground | Gas (Historical Use) | 0 | Bare Steel |  | Bare Steel
9139032 | 2 | [5 empty] | Removed from Ground | Gas (Historical Use) | 0 | Bare Steel |  | Bare Steel
9139032 | 3 | [5 empty] | Removed from Ground | Gas (Historical Use) | 0 | Bare Steel |  | Bare Steel
9139033 | 1 |  | 1999-11-01 |  | 1999-11-01 |  | Removed from Ground | Gas (Historical Use) | 3000 | Cathodically Protected Steel | 1999-11-01 | Double Walled | Pressurized
9139033 | 2 |  | 1999-11-01 |  | 1999-11-01 |  | Removed from Ground | Gas (Historical Use) | 2000 | Cathodically Protected Steel | 1999-11-01 | Double Walled | Pressurized
9139034 | 1 | Ball Float | 2001-12-14 | no | 2001-12-14 | no | Currently in Use | Gas (Historical Use) | 10000 | Composite | 2001-12-12 | Fiberglass Reinforced Plastic | Pressurized
9139034 | 2 | Ball Float | 2001-12-14 |  | 2001-12-14 |  | Currently in Use | Gas (Historical Use) | 8000 | Composite | 2001-12-12 | Fiberglass Reinforced Plastic | Pressurized
9139034 | 3 | Ball Float | 2001-12-14 |  | 2001-12-14 |  | Currently in Use | Diesel | 6000 | Composite | 2001-12-12 | Fiberglass Reinforced Plastic | Pressurized
9139034 | 4 | Ball Float | 2001-12-14 |  | 2001-12-14 |  | Currently in Use | Kerosene | 1000 | Composite | 2001-12-12 | Fiberglass Reinforced Plastic | Safe Suction (Euro)
9140001 | 1 | Flapper Valve | 1998-10-01 | no | 1998-10-01 | no | Temporarily out of use | Diesel | 6000 | Fiberglass | 1990-01-01 | Fiberglass Reinforced Plastic | Safe Suction (Euro)
9140002 | 1-A | Ball Float | 1992-10-21 |  | 1992-10-21 |  | Currently in Use | Diesel | 4000 | Cathodically Protected Steel | 1992-09-17 | Galvanized Steel | Pressurized
9140002 | 1-B | Ball Float | 1992-10-21 |  | 1992-10-21 |  | Currently in Use | Gas (Historical Use) | 4000 | Cathodically Protected Steel | 1992-09-17 | Galvanized Steel | Pressurized
9140002 | 2 | Ball Float | 1992-10-21 |  | 1992-10-21 |  | Currently in Use | Gas (Historical Use) | 8000 | Cathodically Protected Steel | 1992-09-17 | Galvanized Steel | Pressurized
9140005 | 1 | Flapper Valve | 1998-07-01 | no | 1998-07-01 | no | Currently in Use | Diesel On Road | 3000 | Steel-Impressed Current | 1986-01-01 | Fiberglass Reinforced Plastic | Pressurized
9140005 | 2 | Flapper Valve | 1998-07-01 | no | 1998-07-01 | no | Currently in Use | Diesel On Road | 3000 | Steel-Impressed Current | 1986-01-01 | Fiberglass Reinforced Plastic | Pressurized
9140005 | 3 | Flapper Valve | 1998-07-01 | no | 1998-07-01 | no | Currently in Use | Diesel Off Road | 3000 | Steel-Impressed Current | 1986-01-01 | Fiberglass Reinforced Plastic | Pressurized
9140005 | 4 | Ball Float | 2005-12-15 | no | 2005-12-15 | no | Currently in Use | Premium | 4000 | Composite | 2005-12-12 | Fiberglass Reinforced Plastic | Pressurized
9140005 | 5 | Ball Float | 2005-12-15 | no | 2005-12-15 | no | Currently in Use | Regular | 8000 | Composite | 2005-12-12 | Fiberglass Reinforced Plastic | Pressurized
9140006 | 1 | Ball Float | 1990-01-01 | no | 1990-01-01 | no | Currently in Use | Regular | 8000 | Galvanic (STIP-3) | 1990-01-01 | Fiberglass Reinforced Plastic | Pressurized
9140006 | 2 | Ball Float | 1990-01-01 | no | 1990-01-01 | no | Currently in Use | Regular | 8000 | Galvanic (STIP-3) | 1990-01-01 | Fiberglass Reinforced Plastic | Pressurized
9140006 | 3 | Ball Float | 1990-01-01 | no | 1990-01-01 | no | Currently in Use | Regular | 8000 | Galvanic (STIP-3) | 1990-01-01 | Fiberglass Reinforced Plastic | Pressurized
9140007 | 1 | [5 empty] | Removed from Ground | Gas (Historical Use) | 1000 | Bare Steel | 1980-01-01 | Galvanized Steel | Suction (American)
9140007 | 2 | [5 empty] | Removed from Ground | Gas (Historical Use) | 1000 | Bare Steel | 1980-01-01 | Galvanized Steel | Suction (American)
9140007 | 3 | [5 empty] | Removed from Ground | Gas (Historical Use) | 1000 | Bare Steel | 1987-01-01 | Galvanized Steel | Suction (American)
9140007 | 4A | Flapper Valve | 1999-05-28 | no | 1999-05-28 | no | Currently in Use | E-10 | 4000 | Composite | 1999-05-25 | Fiberglass Reinforced Plastic | Pressurized
9140007 | 4B | Flapper Valve | 1999-05-28 | no | 1999-05-28 | no | Currently in Use | Diesel | 3000 | Composite | 1999-05-25 | Fiberglass Reinforced Plastic | Pressurized
9140007 | 4C | Flapper Valve | 1999-05-28 | no | 1999-05-28 | no | Currently in Use | Diesel | 3000 | Composite | 1999-05-25 | Fiberglass Reinforced Plastic | Pressurized
9140007 | 5 | Flapper Valve | 2005-04-01 | no | 2005-04-01 | no | Currently in Use | E-10 | 8000 | Composite | 2005-04-01 | Fiberglass Reinforced Plastic | Pressurized
9140008 | 1 |  | 1995-05-27 |  | 1995-05-27 |  | Removed from Ground | Diesel | 1000 | Galvanic (STIP-3) | 1995-05-27 | Cathodically Protected | Safe Suction (Euro)
9140008 | 2 |  | 1995-05-27 |  | 1995-05-27 |  | Removed from Ground | Gas (Historical Use) | 1000 | Galvanic (STIP-3) | 1995-05-27 | Cathodically Protected | Safe Suction (Euro)
9140009 | 1 |  | 1996-01-01 |  | 1996-01-01 |  | Removed from Ground | Gas (Historical Use) | 10000 | Steel-Impressed Current | 1998-10-08 | Cathodically Protected | Suction (American)
9140009 | 2 |  | 1996-01-01 |  | 1996-01-01 |  | Removed from Ground | Gas (Historical Use) | 10000 | Steel-Impressed Current | 1998-10-08 | Cathodically Protected | Suction (American)
9140009 | 3 |  | 1996-01-01 |  | 1996-01-01 |  | Removed from Ground | Diesel | 4000 | Steel-Impressed Current | 1998-10-08 | Cathodically Protected | Suction (American)
9140025 | 1 | [5 empty] | Removed from Ground | Gas (Historical Use) | 500 | Marked Unknown | 2000-01-01 | Galvanized Steel | Suction (American)
9140025 | 2 | [5 empty] | Removed from Ground | Gas (Historical Use) | 500 | Marked Unknown | 2000-01-01 | Galvanized Steel | Suction (American)
9141001 | 1 | [5 empty] | Removed from Ground | Other | 250 | Marked Unknown | 1992-03-10 | Unknown
9141002 | 1 | [5 empty] | Removed from Ground | Gas (Historical Use) | 570 | Marked Unknown | 1957-01-01 | Unknown
9141003 | 1 | [5 empty] | Removed from Ground | Diesel | 20000 | Not Marked/Unknown | 1990-11-21 | Not Marked
9141003 | 2 | [5 empty] | Removed from Ground | Diesel | 20000 | Not Marked/Unknown | 1990-11-21 | Not Marked
9141004 | 1 | [5 empty] | Removed from Ground | Empty | 10000 | Cathodically Protected Steel | 1988-01-01 | Fiberglass Reinforced Plastic
9141004 | 2 | [5 empty] | Removed from Ground | Empty | 10000 | Cathodically Protected Steel | 1988-01-01 | Fiberglass Reinforced Plastic
9141004 | 3 | [5 empty] | Removed from Ground | Empty | 6000 | Cathodically Protected Steel | 1988-01-01 | Fiberglass Reinforced Plastic
9141004 | 4 | Ball Float | 2005-07-20 | no | 2005-07-20 | no | Currently in Use | Gas (Historical Use) | 8000 | Fiberglass Double Walled | 2005-07-20 | Fiberglass Reinforced Plastic | Pressurized
9141004 | 5A | Ball Float | 2005-07-20 | no | 2005-07-20 | no | Currently in Use | Gas (Historical Use) | 8000 | Fiberglass Double Walled | 2005-07-20 | Double-Walled Fiberglass | Pressurized
9141004 | 5B | Ball Float | 2005-07-20 | no | 2005-07-20 | no | Currently in Use | Diesel | 4000 | Fiberglass Double Walled | 2005-07-20 | Fiberglass Reinforced Plastic | Pressurized
9141005 | 1 | [5 empty] | Removed from Ground | Gas (Historical Use) | 1000 | Bare Steel | 1968-01-01 | Bare Steel | Suction (American)
9141005 | 2 | [5 empty] | Removed from Ground | Diesel | 1000 | Bare Steel | 1968-01-01 | Bare Steel | Suction (American)
9141005 | 3 | [5 empty] | Removed from Ground | Gas (Historical Use) | 3000 | Bare Steel | 1968-01-01 | Bare Steel | Suction (American)
9141005 | 4 | [5 empty] | Removed from Ground | Gas (Historical Use) | 3000 | Bare Steel | 1968-01-01 | Bare Steel | Suction (American)
9141005 | 5 | [5 empty] | Removed from Ground | Gas (Historical Use) | 3000 | Bare Steel | 1968-01-01 | Bare Steel | Suction (American)
9141005 | 6 | [5 empty] | Removed from Ground | Gas (Historical Use) | 500 | Bare Steel | 1968-01-01 | Bare Steel | Suction (American)
9141005 | 7 | [5 empty] | Removed from Ground | Gas (Historical Use) | 500 | Bare Steel | 1968-01-01 | Bare Steel | Suction (American)
9141005 | 8 | [5 empty] | Removed from Ground | Gas (Historical Use) | 500 | Bare Steel | 1968-01-01 | Bare Steel | Suction (American)
9141006 | 1 | [5 empty] | Removed from Ground | Gas (Historical Use) | 7600 | Bare Steel | 1956-01-01 | Galvanized Steel | Suction (American)
9141007 | 1 | [5 empty] | Permanently Out of Use - historical purposes | Gas (Historical Use) | 10673 | Bare Steel | 1966-01-19 | Galvanized Steel
9141007 | 2 | [5 empty] | Permanently Out of Use - historical purposes | Gas (Historical Use) | 15177 | Bare Steel | 1964-01-20 | Galvanized Steel
9141007 | 3 | [5 empty] | Permanently Out of Use - historical purposes | Gas (Historical Use) | 15177 | Bare Steel | 1964-01-20 | Galvanized Steel
9141008 | 1 | [5 empty] | Removed from Ground | Gas (Historical Use) | 1000 | Bare Steel | 1968-01-01 | Galvanized Steel
9141008 | 2 |  | 1991-12-20 |  | 1991-12-20 |  | Removed from Ground | Gas (Historical Use) | 1000 | Tank Jacket | 1991-12-15 | Fiberglass Reinforced Plastic | Suction (American)
9141012 | 1 |  | 1991-07-01 |  | 1991-07-01 |  | Currently in Use | Diesel | 10000 | Fiberglass | 1989-01-01 | Fiberglass Reinforced Plastic | Pressurized
9141012 | 2 |  |  | yes |  | yes | Removed from Ground | Used Oil | 550 | Fiberglass | 1989-01-01 | Fiberglass Reinforced Plastic | Pressurized
9141012 | 3 | [5 empty] | Removed from Ground | Other | 550 | Fiberglass | 1989-01-01 | Fiberglass Reinforced Plastic | Pressurized
9141013 | 1 | [5 empty] | Removed from Ground | Diesel | 560 | Bare Steel | 1988-02-09 | Galvanized Steel
9141013 | 2 | [5 empty] | Removed from Ground | Gas (Historical Use) | 1000 | Bare Steel | 1988-02-09 | Galvanized Steel
9141015 | 1 | Ball Float | 1989-12-01 | yes | 1989-12-01 | yes | Currently in Use | Premium | 8000 | Composite | 1989-12-01 | Fiberglass Reinforced Plastic | Pressurized
9141015 | 2 | Ball Float | 1989-12-01 | yes | 1989-12-01 | yes | Currently in Use | Plus | 8000 | Composite | 1989-12-01 | Fiberglass Reinforced Plastic | Pressurized
9141015 | 3 | Ball Float | 1989-12-01 | yes | 1989-12-01 | yes | Currently in Use | Regular | 8000 | Composite | 1989-12-01 | Fiberglass Reinforced Plastic | Pressurized
9141016 | 1 | [5 empty] | Removed from Ground | Diesel | 6000 | Bare Steel | 1977-01-01 | Galvanized Steel | Safe Suction (Euro)
9141016 | 2 | [5 empty] | Removed from Ground | Gas (Historical Use) | 5000 | Bare Steel | 1977-01-01 | Galvanized Steel | Safe Suction (Euro)
9141017 | 1 | [5 empty] | Removed from Ground | Gas (Historical Use) | 500 | Bare Steel | 1982-01-01 | Not Marked
9141018 | 1 | [5 empty] | Removed from Ground | Gas (Historical Use) | 2000 | Bare Steel | 1990-05-01 | Unknown
9141019 | 1 | [5 empty] | Removed from Ground | Gas (Historical Use) | 10000 | Bare Steel | 1979-01-01 | Unknown
9141020 | 1 |  | 1993-06-01 |  | 1993-06-01 |  | Currently in Use | Gas (Historical Use) | 10000 | Fiberglass | 1988-06-01 | Fiberglass Reinforced Plastic | Pressurized
9141020 | 2 |  | 1993-06-01 |  | 1993-06-01 |  | Currently in Use | Gas (Historical Use) | 10000 | Fiberglass | 1988-06-01 | Fiberglass Reinforced Plastic | Pressurized
9141020 | 3 |  | 1993-06-01 |  | 1993-06-01 |  | Currently in Use | Gas (Historical Use) | 10000 | Fiberglass | 1988-06-01 | Fiberglass Reinforced Plastic | Pressurized
9141020 | 4 |  | 1993-06-01 |  | 1993-06-01 |  | Currently in Use | Diesel | 10000 | Fiberglass | 1988-06-01 | Fiberglass Reinforced Plastic | Pressurized
9141020 | 5 |  | 1993-06-01 |  | 1993-06-01 |  | Removed from Ground | Kerosene | 1000 | Fiberglass | 1988-06-01 | Fiberglass Reinforced Plastic | Pressurized
9141021 | 1 | Flapper Valve | 1993-06-01 | no | 1993-06-01 | no | Currently in Use | Premium | 10000 | Fiberglass | 1989-06-01 | Fiberglass Reinforced Plastic | Pressurized
9141021 | 2 | Flapper Valve | 1993-06-01 | no | 1993-06-01 | no | Currently in Use | E-10 | 10000 | Fiberglass | 1989-06-01 | Fiberglass Reinforced Plastic | Pressurized
9141021 | 3 | Flapper Valve | 1993-06-01 | no | 1993-06-01 | no | Currently in Use | Regular | 10000 | Fiberglass | 1989-06-01 | Fiberglass Reinforced Plastic | Pressurized
9141021 | 4 | Flapper Valve | 1993-06-01 | no | 1993-06-01 | no | Currently in Use | Diesel | 10010 | Fiberglass | 1989-06-01 | Fiberglass Reinforced Plastic | Pressurized
9141022 | 1 | Flapper Valve | 1993-06-01 | no | 1993-06-01 | no | Currently in Use | Premium | 10000 | Fiberglass | 1987-06-01 | Fiberglass Reinforced Plastic | Pressurized
9141022 | 2 | Flapper Valve | 1993-06-01 | no | 1993-06-01 | no | Currently in Use | Regular | 10000 | Fiberglass | 1987-06-01 | Fiberglass Reinforced Plastic | Pressurized
9141022 | 3 | Flapper Valve | 1993-06-01 | no | 1993-06-01 | no | Currently in Use | Plus | 10000 | Fiberglass | 1987-06-01 | Fiberglass Reinforced Plastic | Pressurized
9141022 | 4 | Flapper Valve | 1993-06-01 | no | 1993-06-01 | no | Currently in Use | Diesel | 10000 | Fiberglass | 1987-06-01 | Fiberglass Reinforced Plastic | Pressurized
9141022 | 5 | Flapper Valve | 1993-06-01 |  | 1993-06-01 |  | Permanently Out Of Use | Empty | 1000 | Fiberglass | 1987-06-01 | Fiberglass Reinforced Plastic | Pressurized
9141024 | 1 | [5 empty] | Removed from Ground | Gas (Historical Use) | 10000 | Bare Steel | 1979-01-01 | Unknown
9141025 | 1 |  | 1993-06-01 |  | 1993-06-01 |  | Currently in Use | Gas (Historical Use) | 6000 | Fiberglass | 1988-06-01 | Fiberglass Reinforced Plastic | Pressurized
9141025 | 2 |  | 1993-06-01 |  | 1993-06-01 |  | Currently in Use | Gas (Historical Use) | 6000 | Fiberglass | 1988-06-01 | Fiberglass Reinforced Plastic | Pressurized
9141025 | 3 |  | 1993-06-01 |  | 1993-06-01 |  | Currently in Use | Gas (Historical Use) | 6000 | Fiberglass | 1988-06-01 | Fiberglass Reinforced Plastic | Pressurized
9141025 | 4 |  | 1993-06-01 |  | 1993-06-01 |  | Currently in Use | Diesel | 1000 | Fiberglass | 1988-06-01 | Fiberglass Reinforced Plastic | Pressurized
9141025 | 5 |  | 1993-06-01 |  | 1993-06-01 |  | Currently in Use | Kerosene | 1000 | Fiberglass | 1988-06-01 | Fiberglass Reinforced Plastic | Pressurized
9141026 | 1 | [5 empty] | Removed from Ground | Empty | 10000 | Bare Steel | 1960-01-01 | Galvanized Steel | Suction (American)
9141026 | 2 | [5 empty] | Removed from Ground | Empty | 1000 | Bare Steel | 1960-01-01 | Galvanized Steel | Suction (American)
9141026 | 3 | [5 empty] | Removed from Ground | Empty | 550 | Bare Steel | 1930-01-01 | Galvanized Steel | Suction (American)
9141027 | 1 |  | 1993-06-01 |  | 1993-06-01 |  | Currently in Use | Gas (Historical Use) | 10000 | Fiberglass | 1987-06-01 | Fiberglass Reinforced Plastic | Pressurized
9141027 | 2 |  | 1993-06-01 |  | 1993-06-01 |  | Currently in Use | Gas (Historical Use) | 10000 | Fiberglass | 1987-06-01 | Fiberglass Reinforced Plastic | Pressurized
9141027 | 3 |  | 1993-06-01 |  | 1993-06-01 |  | Currently in Use | Gas (Historical Use) | 10000 | Fiberglass | 1987-06-01 | Fiberglass Reinforced Plastic | Pressurized
9141027 | 4 |  | 1993-06-01 |  | 1993-06-01 |  | Currently in Use | Diesel | 10000 | Fiberglass | 1987-06-01 | Fiberglass Reinforced Plastic | Pressurized
9141027 | 5 |  | 1993-06-01 |  | 1993-06-01 |  | Closed in Ground | Kerosene | 4000 | Fiberglass | 1987-06-01 | Fiberglass Reinforced Plastic | Pressurized
9141028 | 1 | [5 empty] | Removed from Ground | Diesel | 1000 | Bare Steel | 1976-01-01 | Copper | Safe Suction (Euro)
9141029 | 1 | Flapper Valve | 1993-06-01 | no | 1993-06-01 | no | Currently in Use | Gas (Historical Use) | 12000 | Fiberglass Double Walled | 1991-06-01 | Double-Walled Fiberglass | Pressurized
9141029 | 2 | Flapper Valve | 1993-06-01 | no | 1993-06-01 | no | Currently in Use | Gas (Historical Use) | 10000 | Fiberglass Double Walled | 1991-06-01 | Double-Walled Fiberglass | Pressurized
9141030 | 1 | [5 empty] | Removed from Ground | Gas (Historical Use) | 1000 | Cathodically Protected Steel | 1989-01-01 | Fiberglass Reinforced Plastic
9141030 | 2 | [5 empty] | Removed from Ground | Gas (Historical Use) | 2000 | Cathodically Protected Steel | 1989-01-01 | Fiberglass Reinforced Plastic
9141031 | 1 | [5 empty] | Removed from Ground | Diesel | 280 | Bare Steel | 1984-01-01 | Unknown
9141032 | 318G1 | [5 empty] | Removed from Ground | Gas (Historical Use) | 1000 | Marked Unknown | 2001-07-16 | Unknown
9141033 | 1 | [5 empty] | Removed from Ground | Diesel | 560 | Bare Steel | 1970-12-11 | Galvanized Steel | Safe Suction (Euro)
9141033 | 2 | [5 empty] | Removed from Ground | Gas (Historical Use) | 2000 | Bare Steel | 1979-12-11 | Galvanized Steel | Safe Suction (Euro)
9141033 | 209996 |  | 1993-02-09 |  | 1993-02-09 |  | Removed from Ground | Gas (Historical Use) | 1000 | Galvanic (STIP-3) | 1993-02-09 | Cathodically Protected | Safe Suction (Euro)
9141033 | 209999 |  | 1993-02-09 |  | 1993-02-09 |  | Removed from Ground | Diesel | 1000 | Galvanic (STIP-3) | 1993-02-09 | Cathodically Protected | Safe Suction (Euro)
9141038 | 1 | [5 empty] | Removed from Ground | Gas (Historical Use) | 1000 | Marked Unknown | 1973-01-01 | Unknown | Safe Suction (Euro)
9141039 | 1 | [5 empty] | Removed from Ground | Gas (Historical Use) | 1000 | Marked Unknown | 1976-01-01 | Unknown
9141039 | 2 | [5 empty] | Removed from Ground | Gas (Historical Use) | 1000 | Marked Unknown | 1976-01-01 | Unknown
9141039 | 3 | [5 empty] | Removed from Ground | Gas (Historical Use) | 500 | Marked Unknown | 1976-01-01 | Unknown
9141041 | 1 |  |  | yes |  | yes | Permanently Out of Use - historical purposes | Used Oil | 1000 | Not Marked/Unknown |  | Not Marked
9141043 | 1 | [5 empty] | Removed from Ground | Diesel | 20000 | Not Marked/Unknown | 1994-01-14 | Not Marked
9141045 | 1 | [5 empty] | Removed from Ground | Diesel | 10000 | Bare Steel | 1980-05-01 | Bare Steel | Suction (American)
9141046 | 1 | [5 empty] | Removed from Ground | Diesel | 10000 | Fiberglass | 1987-06-01 | Not Marked | Safe Suction (Euro)
9141046 | 2 | [5 empty] | Removed from Ground | Diesel | 500 | Bare Steel | 1987-06-01 | Galvanized Steel | Gravity Fed
9141047 | 1 | [5 empty] | Removed from Ground | Diesel | 280 | Bare Steel | 1979-01-01 | Galvanized Steel
9141048 | 1 | [5 empty] | Removed from Ground | Other | 500 | Not Marked/Unknown | 1994-12-22 | Not Marked
9141048 | 2 | [5 empty] | Removed from Ground | Other | 500 | Not Marked/Unknown | 1994-12-22 | Not Marked
9141048 | 3 | [5 empty] | Removed from Ground | Other | 500 | Not Marked/Unknown | 1994-12-22 | Not Marked
9141048 | 4 | [5 empty] | Removed from Ground | Other | 1500 | Not Marked/Unknown | 1994-12-22 | Not Marked
9141048 | 5 | [5 empty] | Removed from Ground | Other | 1500 | Not Marked/Unknown | 1994-12-22 | Not Marked
9141049 | 1 | [5 empty] | Removed from Ground | Diesel | 500 | Not Marked/Unknown | 1994-08-01 | Not Marked
9141050 | 1 | [5 empty] | Removed from Ground | Gas (Historical Use) | 500 | Bare Steel | 1994-08-13 | Galvanized Steel | Safe Suction (Euro)
9141051 | 1 | [5 empty] | Removed from Ground | Diesel | 0 | Not Marked/Unknown | 1993-07-02 | Not Marked
9141052 | 1 |  | 1988-11-01 |  | 1988-11-01 |  | Currently in Use | Gas (Historical Use) | 10000 | Steel-Impressed Current | 1988-11-14 | Fiberglass Reinforced Plastic | Pressurized
9141052 | 2 |  | 1988-11-01 |  | 1988-11-01 |  | Currently in Use | Gas (Historical Use) | 10000 | Steel-Impressed Current | 1988-11-14 | Fiberglass Reinforced Plastic | Pressurized
9141052 | 3 |  | 1988-11-01 |  | 1988-11-01 |  | Currently in Use | Gas (Historical Use) | 10000 | Steel-Impressed Current | 1988-11-14 | Fiberglass Reinforced Plastic | Pressurized
9141052 | 4 |  | 1988-11-01 |  | 1988-11-01 |  | Currently in Use | Diesel | 6000 | Steel-Impressed Current | 1988-11-14 | Fiberglass Reinforced Plastic | Pressurized
9141056 | 1 | Flapper Valve | 1996-06-10 |  | 1996-06-10 |  | Currently in Use | Gas (Historical Use) | 10000 | Fiberglass | 1987-06-01 | Fiberglass Reinforced Plastic | Pressurized
9141056 | 2 | Flapper Valve | 1996-06-10 |  | 1996-06-10 |  | Currently in Use | Gas (Historical Use) | 10000 | Fiberglass | 1987-06-01 | Fiberglass Reinforced Plastic | Pressurized
9141056 | 3 | Flapper Valve | 1996-06-10 |  | 1996-06-10 |  | Currently in Use | Diesel | 10000 | Fiberglass | 1977-01-01 | Fiberglass Reinforced Plastic | Pressurized
9141057 | 1 | Ball Float | 1988-10-05 |  | 1988-10-05 |  | Currently in Use | Gas (Historical Use) | 8000 | Fiberglass | 1988-10-05 | Steel (Impressed Current) | Pressurized
9141057 | 2 | Ball Float | 1988-10-05 |  | 1988-10-05 |  | Currently in Use | Gas (Historical Use) | 8000 | Fiberglass | 1988-10-05 | Steel (Impressed Current) | Pressurized
9141057 | 3 | Ball Float | 1988-10-05 |  | 1988-10-05 |  | Currently in Use | Diesel | 8000 | Fiberglass | 1988-10-05 | Steel (Impressed Current) | Pressurized
9141058 | 1 |  | 1998-03-01 |  | 1998-03-01 |  | Temporarily out of use | Gas (Historical Use) | 10000 | Steel-Impressed Current | 1980-01-01 | Fiberglass Reinforced Plastic | Pressurized
9141058 | 2 |  | 1998-03-01 |  | 1998-03-01 |  | Temporarily out of use | Gas (Historical Use) | 10000 | Steel-Impressed Current | 1980-01-01 | Fiberglass Reinforced Plastic | Pressurized
9141058 | 3 |  | 1998-03-01 |  | 1998-03-01 |  | Temporarily out of use | Gas (Historical Use) | 8000 | Steel-Impressed Current | 1980-01-01 | Double Walled | Pressurized
9141059 | 1 | Flapper Valve | 1997-03-27 | no | 1997-03-27 | no | Currently in Use | Regular | 4000 | Steel-Impressed Current | 1997-06-26 | Steel (Impressed Current) | Safe Suction (Euro)
9141059 | 2 | Flapper Valve | 1997-03-27 | no | 1997-03-27 | no | Currently in Use | Diesel | 4000 | Steel-Impressed Current | 1997-06-26 | Steel (Impressed Current) | Safe Suction (Euro)
9141060 | 1 |  | 1998-11-24 |  | 1998-11-24 |  | Removed from Ground | Gas (Historical Use) | 5000 | Fiberglass | 1984-01-01 | Cathodically Protected | Suction (American)
9141060 | 2 |  | 1998-11-24 |  | 1998-11-24 |  | Removed from Ground | Diesel | 5000 | Fiberglass | 1977-01-01 | Cathodically Protected | Suction (American)
9141061 | 1 | [5 empty] | Removed from Ground | Gas (Historical Use) | 0 | Not Marked/Unknown |  | Not Marked
9141062 | 1 |  | 1998-01-01 |  | 1998-01-01 |  | Currently in Use | Gas (Historical Use) | 8200 | Steel-Impressed Current | 1998-01-01 | Fiberglass Reinforced Plastic | Pressurized
9141062 | 2 |  | 1998-01-01 |  | 1998-01-01 |  | Currently in Use | Gas (Historical Use) | 8200 | Steel-Impressed Current | 1998-01-01 | Fiberglass Reinforced Plastic | Pressurized
9141062 | 3 |  | 1998-01-01 |  | 1998-01-01 |  | Temporarily out of use | Gas (Historical Use) | 8200 | Steel-Impressed Current | 1998-01-01 | Fiberglass Reinforced Plastic | Pressurized
9141062 | 4 |  | 1998-01-01 |  | 1998-01-01 |  | Currently in Use | Diesel | 6000 | Steel-Impressed Current | 1998-01-01 | Fiberglass Reinforced Plastic | Pressurized
9141062 | 5 |  | 1998-01-01 |  | 1998-01-01 |  | Temporarily out of use | Kerosene | 4000 | Steel-Impressed Current | 1998-01-01 | Fiberglass Reinforced Plastic | Pressurized
9141063 | 1 | Ball Float | 2007-11-01 | no | 2007-11-01 | no | Currently in Use | Diesel | 20000 | Composite Double Walled | 2007-10-01 | Double-Walled Fiberglass | Pressurized
9141063 | 2 | Ball Float | 2007-11-01 | no | 2007-11-01 | no | Currently in Use | Diesel | 20000 | Composite Double Walled | 2007-10-01 | Double-Walled Fiberglass | Pressurized
9141063 | 3 | Ball Float | 2007-11-01 | no | 2007-11-01 | no | Currently in Use | Diesel | 20000 | Composite Double Walled | 2007-10-01 | Double-Walled Fiberglass | Pressurized
9141063 | 4A | Ball Float | 2007-11-01 | no | 2007-11-01 | no | Currently in Use | Gas (Historical Use) | 8000 | Composite Double Walled | 2007-10-01 | Double-Walled Fiberglass | Pressurized
9141063 | 4B | Ball Float | 2007-11-01 | no | 2007-11-01 | no | Currently in Use | Gas (Historical Use) | 12000 | Composite Double Walled | 2007-10-01 | Double-Walled Fiberglass | Pressurized
9141063 | 5 | Ball Float | 2007-11-01 | no | 2007-11-01 | no | Currently in Use | Regular | 20000 | Composite Double Walled | 2007-10-01 | Double-Walled Fiberglass | Pressurized
9141063 | 6 |  | 1993-02-24 |  | 1993-02-24 |  | Removed from Ground | Diesel | 8000 | Galvanic (STIP-3) | 1977-01-01 | Fiberglass Reinforced Plastic | Pressurized
9141063 | D |  | 1993-02-24 |  | 1993-02-24 |  | Removed from Ground | Gas (Historical Use) | 8000 | Galvanic (STIP-3) | 1977-01-01 | Fiberglass Reinforced Plastic | Pressurized
9141063 | O |  | 1993-02-24 |  | 1993-02-24 |  | Removed from Ground | Gas (Historical Use) | 8000 | Galvanic (STIP-3) | 1977-01-01 | Fiberglass Reinforced Plastic | Pressurized
9141063 | P |  | 1993-02-24 |  | 1993-02-24 |  | Removed from Ground | Gas (Historical Use) | 8000 | Galvanic (STIP-3) | 1977-01-01 | Fiberglass Reinforced Plastic | Pressurized
9141063 | R |  | 1995-06-01 |  | 1995-06-01 |  | Removed from Ground | Diesel | 12000 | Galvanic (STIP-3) | 1995-06-01 | Fiberglass Reinforced Plastic | Pressurized
9141063 | S |  | 1995-06-01 |  | 1995-06-01 |  | Removed from Ground | Diesel | 12000 | Galvanic (STIP-3) | 1995-06-01 | Fiberglass Reinforced Plastic | Pressurized
9141064 | 1 |  | 1998-08-26 |  | 1998-08-26 |  | Removed from Ground | Gas (Historical Use) | 7000 | Steel-Impressed Current | 1964-04-14 | Cathodically Protected | Safe Suction (Euro)
9141064 | 2 |  | 1998-08-26 |  | 1998-08-26 |  | Removed from Ground | Gas (Historical Use) | 3000 | Steel-Impressed Current | 1964-04-14 | Cathodically Protected | Safe Suction (Euro)
9141064 | 3 |  | 1998-08-26 |  | 1998-08-26 |  | Removed from Ground | Diesel | 4000 | Steel-Impressed Current | 1964-04-14 | Cathodically Protected | Safe Suction (Euro)
9141064 | 4 |  |  | no |  | no | Removed from Ground | Not Marked/Tank Removed | 500 | Unknown | 2007-06-05
9141065 | 1 |  | 1999-01-18 |  | 1999-01-18 |  | Removed from Ground | Gas (Historical Use) | 2000 | Fiberglass | 1987-04-01 | Cathodically Protected | Safe Suction (Euro)
9141065 | 2 |  | 1999-11-18 |  | 1999-11-18 |  | Removed from Ground | Gas (Historical Use) | 2000 | Fiberglass | 1987-04-01 | Cathodically Protected | Safe Suction (Euro)
9141065 | 3 |  | 1999-11-18 |  | 1999-11-18 |  | Removed from Ground | Gas (Historical Use) | 2000 | Fiberglass | 1987-04-01 | Cathodically Protected | Safe Suction (Euro)
9141066 | 1 | [5 empty] | Removed from Ground | Gas (Historical Use) | 2000 | Bare Steel | 1955-01-01 | Unknown | Suction (American)
9141066 | 2 | [5 empty] | Removed from Ground | Gas (Historical Use) | 1000 | Bare Steel | 1955-01-01 | Unknown | Suction (American)
9141066 | 3 | [5 empty] | Removed from Ground | Gas (Historical Use) | 2000 | Bare Steel | 1955-01-01 | Unknown | Suction (American)
9141067 | 1 | Flapper Valve | 1997-12-01 | no | 1997-12-01 | no | Currently in Use | Diesel | 8000 | Steel-Impressed Current | 1988-01-01 | Fiberglass Reinforced Plastic | Pressurized
9141067 | 2 | Flapper Valve | 1997-12-01 | no | 1997-12-01 | no | Currently in Use | Premium | 8000 | Steel-Impressed Current | 1988-01-01 | Fiberglass Reinforced Plastic | Pressurized
9141067 | 3 | Flapper Valve | 1997-12-01 | no | 1997-12-01 | no | Currently in Use | Plus | 8000 | Steel-Impressed Current | 1988-01-01 | Fiberglass Reinforced Plastic | Pressurized
9141067 | 4 | Flapper Valve | 1997-12-01 | no | 1997-12-01 | no | Currently in Use | Regular | 8000 | Steel-Impressed Current | 1988-01-01 | Fiberglass Reinforced Plastic | Pressurized
9141068 | 1 |  | 1988-05-01 |  | 1988-05-01 |  | Closed in Ground | Other | 1000 | Steel-Impressed Current | 1984-06-05 | Cathodically Protected | Suction (American)
9141068 | 2 | Flapper Valve | 1988-05-01 | no | 1988-05-01 | no | Currently in Use | Regular | 4000 | Steel-Impressed Current | 1995-02-01 | Steel (Impressed Current) | Safe Suction (Euro)
9141068 | 3 |  | 1998-05-01 | no | 1998-05-01 | no | Currently in Use | Plus | 4000 | Steel-Impressed Current | 1995-02-01 | Steel (Impressed Current) | Safe Suction (Euro)
9141068 | 4 | [10 empty] | Fiberglass Reinforced Plastic | Safe Suction (Euro)
9141069 | 1 | [5 empty] | Removed from Ground | Gas (Historical Use) | 1000 | Not Marked/Unknown | 2001-05-14 | Not Marked
9141069 | 2 | [5 empty] | Removed from Ground | Gas (Historical Use) | 250 | Not Marked/Unknown | 2001-05-14 | Not Marked
9141069 | 3 | [5 empty] | Removed from Ground | Gas (Historical Use) | 250 | Not Marked/Unknown | 2001-05-14 | Not Marked
9141070 | 1 | [5 empty] | Removed from Ground | Gas (Historical Use) | 1000 | Not Marked/Unknown | 1995-06-13 | Not Marked
9141070 | 2 | [5 empty] | Removed from Ground | Gas (Historical Use) | 2000 | Not Marked/Unknown | 1995-06-13 | Not Marked
9141071 | 1 | [5 empty] | Removed from Ground | Gas (Historical Use) | 1000 | Bare Steel | 1997-06-24 | Galvanized Steel | Safe Suction (Euro)
9141071 | 2 | [5 empty] | Removed from Ground | Gas (Historical Use) | 1000 | Bare Steel | 1997-06-24 | Galvanized Steel | Safe Suction (Euro)
9141071 | 3 | Flapper Valve | 1997-06-01 |  | 1997-06-01 |  | Currently in Use | Gas (Historical Use) | 1000 | Fiberglass | 1997-06-01 | Fiberglass Reinforced Plastic | Suction (American)
9141071 | 4 | Flapper Valve | 1997-06-01 |  | 1997-06-01 |  | Currently in Use | Gas (Historical Use) | 2000 | Fiberglass | 1997-06-01 | Fiberglass Reinforced Plastic | Suction (American)
9141072 | 1 |  | 1988-03-01 |  | 1988-03-01 |  | Currently in Use | Gas (Historical Use) | 12000 | Fiberglass | 1988-03-01 | Fiberglass Reinforced Plastic | Pressurized
9141072 | 2 |  | 1988-03-01 |  | 1988-03-01 |  | Currently in Use | Diesel | 12000 | Fiberglass | 1988-03-01 | Fiberglass Reinforced Plastic | Pressurized
9141072 | 3 | [5 empty] | Removed from Ground | Kerosene | 550 | Bare Steel | 1988-03-01 | Bare Steel | Suction (American)
9141072 | 4 | [5 empty] | Removed from Ground | Other | 550 | Bare Steel | 1988-03-01 | Bare Steel | Suction (American)
9141072 | 5 | [5 empty] | Removed from Ground | Other | 550 | Bare Steel | 1988-03-01 | Bare Steel | Suction (American)
9141072 | 6 | [5 empty] | Removed from Ground | Other | 550 | Bare Steel | 1988-03-01 | Bare Steel | Suction (American)
9141072 | 7 | [5 empty] | Removed from Ground | Other | 550 | Bare Steel | 1988-03-01 | Bare Steel | Suction (American)
9141072 | 8 |  |  | yes |  | yes | Removed from Ground | Used Oil | 550 | Bare Steel | 1988-03-01 | Bare Steel | Gravity Fed
9141073 | 1 | Ball Float | 1995-06-01 |  | 1995-06-01 |  | Currently in Use | Gas (Historical Use) | 12000 | Fiberglass | 1995-06-01 | Fiberglass Reinforced Plastic | Pressurized
9141073 | 2 | Ball Float | 1995-06-01 |  | 1995-06-01 |  | Currently in Use | Gas (Historical Use) | 8000 | Fiberglass | 1995-06-01 | Fiberglass Reinforced Plastic | Pressurized
9141073 | 3 | Ball Float | 1995-06-01 |  | 1995-06-01 |  | Currently in Use | Diesel | 10000 | Fiberglass | 1995-06-01 | Fiberglass Reinforced Plastic | Pressurized
9141074 | 1 | [5 empty] | Removed from Ground | Gas (Historical Use) | 2000 | Bare Steel | 1998-12-03 | Galvanized Steel | Safe Suction (Euro)
9141074 | 2 | [5 empty] | Removed from Ground | Gas (Historical Use) | 2000 | Bare Steel | 1998-12-03 | Galvanized Steel | Safe Suction (Euro)
9141074 | 3 | [5 empty] | Closed in Ground | Gas (Historical Use) | 2000 | Bare Steel | 1998-12-03 | Galvanized Steel | Safe Suction (Euro)
9141076 | 1 | [5 empty] | Removed from Ground | Gas (Historical Use) | 1000 | Bare Steel | 1968-01-01 | Bare Steel | Safe Suction (Euro)
9141076 | 2 | [5 empty] | Removed from Ground | Gas (Historical Use) | 4000 | Bare Steel | 1968-01-01 | Bare Steel | Safe Suction (Euro)
9141076 | 3 | [5 empty] | Removed from Ground | Gas (Historical Use) | 0 | Not Marked/Unknown | 1999-09-22 | Not Marked
9141077 | 1 | [5 empty] | Removed from Ground | Gas (Historical Use) | 6000 | Marked Unknown | 1996-02-01 | Galvanized Steel | Safe Suction (Euro)
9141077 | 2 | [5 empty] | Removed from Ground | Gas (Historical Use) | 6000 | Marked Unknown | 1996-02-01 | Galvanized Steel | Safe Suction (Euro)
9141077 | 3 | [5 empty] | Removed from Ground | Gas (Historical Use) | 5000 | Marked Unknown | 1996-02-01 | Galvanized Steel | Safe Suction (Euro)
9141078 | 1 | Ball Float | 1995-10-16 | no | 1995-10-16 | no | Currently in Use | Regular | 12000 | Fiberglass Double Walled | 1995-10-16 | Double-Walled Fiberglass | Pressurized
9141078 | 2 | Ball Float | 1995-10-16 | no | 1995-10-16 | no | Currently in Use | Premium | 10000 | Fiberglass Double Walled | 1995-10-16 | Double-Walled Fiberglass | Pressurized
9141078 | 3 | Ball Float | 1995-10-16 | no | 1995-10-16 | no | Currently in Use | Diesel | 10000 | Fiberglass Double Walled | 1995-10-16 | Double-Walled Fiberglass | Pressurized
9141079 | DUMMY | [5 empty] | Currently in Use | Other | 0 | Not Marked/Unknown |  | Not Marked
9141082 | 1 | Ball Float | 1996-09-23 |  | 1996-09-23 |  | Currently in Use | Gas (Historical Use) | 10000 | Fiberglass Double Walled | 1996-09-02 | Fiberglass Reinforced Plastic | Pressurized
9141082 | 2 | Ball Float | 1996-09-23 |  | 1996-09-23 |  | Currently in Use | Gas (Historical Use) | 8000 | Fiberglass Double Walled | 1996-09-02 | Fiberglass Reinforced Plastic | Pressurized
9141082 | 3 | Ball Float | 1996-09-23 |  | 1996-09-23 |  | Currently in Use | Diesel | 8000 | Fiberglass Double Walled | 1996-09-02 | Fiberglass Reinforced Plastic | Pressurized
9141083 | 1 | Ball Float | 1996-08-01 | no | 1996-08-01 | no | Currently in Use | Regular | 10000 | Fiberglass Double Walled | 1996-08-01 | Double-Walled Flex | Pressurized
9141083 | 2 | Ball Float | 1996-08-01 | no | 1996-08-01 | no | Currently in Use | Diesel | 10000 | Fiberglass Double Walled | 1996-08-01 | Double-Walled Flex | Pressurized
9141083 | 3 | Flapper Valve | 1996-08-01 | no | 1996-08-01 | no | Currently in Use | Diesel | 20000 | Fiberglass Double Walled | 2008-05-27 | Double-Walled Fiberglass | Pressurized
9141084 | 1 | Flapper Valve | 1988-01-01 |  | 1988-01-01 |  | Currently in Use | Diesel | 10000 | Fiberglass | 1988-01-01 | Fiberglass Reinforced Plastic | Safe Suction (Euro)
9141085 | 1 |  | 1988-01-01 |  | 1988-01-01 |  | Removed from Ground | Diesel | 6000 | Fiberglass | 1988-01-01 | Fiberglass Reinforced Plastic | Suction (American)
9141086 | 1 | [5 empty] | Removed from Ground | Empty | 550 | Bare Steel | 1997-01-27 | Unknown
9141087 | 1 | Ball Float | 1997-05-01 | no | 1997-05-01 | no | Currently in Use | Premium | 12000 | Fiberglass Double Walled | 1997-05-01 | Double-Walled Fiberglass | Pressurized
9141087 | 2 | Ball Float | 1997-05-01 | no | 1997-05-01 | no | Currently in Use | Regular | 10000 | Fiberglass Double Walled | 1997-05-01 | Double-Walled Fiberglass | Pressurized
9141088 | 1 | Ball Float | 1997-05-01 |  | 1997-05-01 |  | Currently in Use | Gas (Historical Use) | 10000 | Fiberglass Double Walled | 1997-05-01 | Double-Walled Fiberglass | Pressurized
9141088 | 2 | Ball Float | 1997-05-01 |  | 1997-05-01 |  | Currently in Use | Gas (Historical Use) | 8000 | Fiberglass Double Walled | 1997-05-01 | Double-Walled Fiberglass | Pressurized
9141088 | 3 | Ball Float | 1997-05-01 |  | 1997-05-01 |  | Currently in Use | Diesel | 8000 | Fiberglass Double Walled | 1997-05-01 | Double-Walled Fiberglass | Pressurized
9141089 | 1 | [5 empty] | Removed from Ground | Diesel | 1000 | Bare Steel | 1986-01-01 | Bare Steel | Suction (American)
9141089 | 2 | [5 empty] | Removed from Ground | Gas (Historical Use) | 1000 | Bare Steel | 1986-01-01 | Bare Steel | Suction (American)
9141090 | 1 | Ball Float | 1998-01-31 | no | 1998-01-31 | no | Currently in Use | Regular | 10000 | Fiberglass Double Walled | 1998-01-31 | Double-Walled Fiberglass | Pressurized
9141090 | 2 | Ball Float | 1998-01-31 | no | 1998-01-31 | no | Currently in Use | Premium | 8000 | Fiberglass Double Walled | 1998-01-31 | Double-Walled Fiberglass | Pressurized
9141092 | 1 | [5 empty] | Removed from Ground | Gas (Historical Use) | 10000 | Bare Steel | 1975-06-01 | Galvanized Steel | Safe Suction (Euro)
9141093 | 1 | [5 empty] | Removed from Ground | Diesel | 260 | Cathodically Protected Steel | 1986-01-01 | Cathodically Protected | Suction (American)
9141094 | 1 | [5 empty] | Removed from Ground | Diesel | 260 | Cathodically Protected Steel | 1986-01-01 | Not Marked | Suction (American)
9141095 | 1 | Flapper Valve | 1999-01-07 |  | 1999-01-07 |  | Removed from Ground | Diesel | 1000 | Steel-Impressed Current | 1986-01-01 | Steel (Impressed Current) | Suction (American)
9141096 | 1 |  | 2005-06-25 |  | 1999-01-07 |  | Removed from Ground | Diesel | 260 | Steel-Impressed Current | 1986-01-01 | Copper | Suction (American)
9141097 | 1 | Flapper Valve | 1998-12-14 |  | 1998-12-14 |  | Removed from Ground | Diesel | 8000 | Steel-Impressed Current | 1974-01-01 | Steel (Impressed Current) | Suction (American)
9141097 | 2 | Flapper Valve | 1998-12-14 |  | 1998-12-14 |  | Removed from Ground | Gas (Historical Use) | 8000 | Steel-Impressed Current | 1974-01-01 | Steel (Impressed Current) | Suction (American)
9141097 | 3 | Flapper Valve | 1998-12-14 |  | 1998-12-14 |  | Removed from Ground | Gas (Historical Use) | 500 | Steel-Impressed Current | 1974-01-01 | Steel (Impressed Current) | Suction (American)
9141098 | 1 | Ball Float | 1998-12-15 | no | 1998-12-15 | no | Currently in Use | Regular | 10000 | Fiberglass Double Walled | 1998-12-15 | Double-Walled Fiberglass | Pressurized
9141098 | 2 | Ball Float | 1998-12-15 | no | 1998-12-15 | no | Currently in Use | Premium | 8000 | Fiberglass Double Walled | 1998-12-15 | Double-Walled Fiberglass | Pressurized
9141098 | 3 | Ball Float | 1998-12-15 | no | 1998-12-15 | no | Currently in Use | Diesel | 8000 | Fiberglass Double Walled | 1998-12-15 | Double-Walled Fiberglass | Pressurized
9141099 | 1 | Flapper Valve | 1998-12-01 |  | 1998-12-01 |  | Currently in Use | Diesel | 6000 | Fiberglass | 1998-12-01 | Fiberglass Reinforced Plastic | Safe Suction (Euro)
9141099 | 2 | Flapper Valve | 1998-12-01 |  | 1998-12-01 |  | Currently in Use | Diesel | 10000 | Fiberglass | 1998-12-01 | Fiberglass Reinforced Plastic | Safe Suction (Euro)
9141100 | 1 | [5 empty] | Removed from Ground | Gas (Historical Use) | 8000 | Bare Steel | 1979-01-01 | Bare Steel | Safe Suction (Euro)
9141100 | 2 | [5 empty] | Removed from Ground | Gas (Historical Use) | 8000 | Bare Steel | 1979-01-01 | Bare Steel | Safe Suction (Euro)
9141100 | 3 | [5 empty] | Removed from Ground | Gas (Historical Use) | 10000 | Bare Steel | 1979-01-01 | Bare Steel | Safe Suction (Euro)
9141101 | 1 | [5 empty] | Removed from Ground | Gas (Historical Use) | 500 | Bare Steel | 1940-01-01 | Galvanized Steel | Suction (American)
9141101 | 2 | [5 empty] | Removed from Ground | Gas (Historical Use) | 500 | Bare Steel | 1977-01-01 | Galvanized Steel | Suction (American)
9141102 | 1 | Flapper Valve | 1999-08-10 |  | 1999-08-10 |  | Currently in Use | Gas (Historical Use) | 12000 | Composite | 1999-08-10 | Flex | Pressurized
9141102 | 2 | Flapper Valve | 1999-08-10 |  | 1999-08-10 |  | Currently in Use | Gas (Historical Use) | 15000 | Composite | 1999-08-10 | Flex | Pressurized
9141103 | 1 | Ball Float | 1989-12-01 | no | 1989-12-01 | no | Currently in Use | Diesel On Road | 8000 | Galvanic (STIP-3) | 1989-12-01 | Fiberglass Reinforced Plastic | Pressurized
9141103 | 2 | Ball Float | 1989-12-01 | no | 1989-12-01 | no | Currently in Use | Regular | 8000 | Galvanic (STIP-3) | 1989-12-01 | Fiberglass Reinforced Plastic | Pressurized
9141103 | 3 | Ball Float | 1989-12-01 | no | 1989-12-01 | no | Currently in Use | Premium | 8000 | Galvanic (STIP-3) | 1989-12-01 | Fiberglass Reinforced Plastic | Pressurized
9141104 | 1 | Ball Float | 1999-07-15 | no | 1999-07-15 | no | Currently in Use | Premium | 12000 | Fiberglass | 1999-07-15 | Fiberglass Reinforced Plastic | Pressurized
9141104 | 2 | Ball Float | 1999-07-15 | no | 1999-07-15 | no | Currently in Use | Regular | 10000 | Fiberglass | 1999-07-15 | Fiberglass Reinforced Plastic | Pressurized
9141105 | 1 | Flapper Valve | 1999-06-01 | no | 1999-06-01 | no | Currently in Use | Diesel | 20000 | Fiberglass Double Walled | 1999-06-01 | Double-Walled Fiberglass | Pressurized
9141105 | 2 | Flapper Valve | 1999-06-01 | no | 1999-06-01 | no | Currently in Use | Diesel | 20000 | Fiberglass Double Walled | 1999-06-01 | Double-Walled Fiberglass | Pressurized
9141105 | 3 | Flapper Valve | 1999-06-01 | no | 1999-06-01 | no | Currently in Use | New Oil | 6000 | Fiberglass Double Walled | 1999-06-01 | Double-Walled Fiberglass | Safe Suction (Euro)
9141105 | 4 | Flapper Valve | 1999-06-01 | yes | 1999-06-01 | yes | Currently in Use | Used Oil | 2500 | Fiberglass Double Walled | 1999-06-01 | Double-Walled Fiberglass | Pressurized
9141106 | 1 | [5 empty] | Closed in Ground | Diesel | 1000 | Bare Steel | 2000-06-07 | Bare Steel | Safe Suction (Euro)
9141107 | 1 | [5 empty] | Removed from Ground | Gas (Historical Use) | 500 | Bare Steel | 2000-10-19 | Bare Steel | Pressurized
9141107 | 2 | [5 empty] | Removed from Ground | Gas (Historical Use) | 500 | Bare Steel | 2000-10-19 | Bare Steel | Pressurized
9141108 | 1 | Ball Float | 2001-04-30 | no | 2001-04-30 | no | Currently in Use | Regular | 8000 | Composite | 2001-04-30 | Fiberglass Reinforced Plastic | Pressurized
9141108 | 2 | Ball Float | 2001-04-30 | no | 2001-04-30 | no | Currently in Use | Premium | 10000 | Composite | 2001-04-30 | Fiberglass Reinforced Plastic | Pressurized
9141109 | 1 | Ball Float | 2001-02-01 |  | 2001-02-01 |  | Currently in Use | Gas (Historical Use) | 12000 | Fiberglass Double Walled | 2001-02-01 | Flex | Pressurized
9141109 | 2 | Ball Float | 2001-02-01 | no | 2001-02-01 | no | Currently in Use | Regular | 10000 | Fiberglass Double Walled | 2001-02-01 | Flex | Pressurized
9141109 | 3 | Ball Float | 2001-02-01 |  | 2001-02-01 |  | Currently in Use | Diesel | 12000 | Fiberglass Double Walled | 2001-02-01 | Flex | Pressurized
9141110 | 1 |  | 2001-05-15 |  | 2001-05-15 |  | Currently in Use | Gas (Historical Use) | 12000 | Fiberglass | 2001-05-15 | Double-Walled Fiberglass | Pressurized
9141110 | 2 |  | 2001-05-15 |  | 2001-05-15 |  | Currently in Use | Gas (Historical Use) | 10000 | Fiberglass | 2001-05-15 | Double-Walled Fiberglass | Pressurized
9141110 | 3 |  | 2004-05-15 | no | 2004-05-15 | no | Currently in Use | Diesel | 10000 | Fiberglass | 2004-05-15 | Double-Walled Fiberglass | Pressurized
9141111 | 1 | [5 empty] | Removed from Ground | Gas (Historical Use) | 500 | Bare Steel | 1978-01-01 | Bare Steel
9141111 | 2 | [5 empty] | Removed from Ground | Diesel | 500 | Bare Steel | 1978-01-01 | Bare Steel
9142001 | 1 | [5 empty] | Removed from Ground | Gas (Historical Use) | 0 | Not Marked/Unknown | 1981-10-01 | Not Marked
9142002 | 1 | Flapper Valve | 1997-02-11 |  | 1997-02-11 |  | Currently in Use | Gas (Historical Use) | 6000 | Galvanic (STIP-3) | 1986-01-01 | Flex | Pressurized
9142002 | 2 | Flapper Valve | 1997-02-11 |  | 1997-02-11 |  | Currently in Use | Gas (Historical Use) | 6000 | Galvanic (STIP-3) | 1986-01-01 | Flex | Pressurized
9142002 | 3 | Flapper Valve | 1997-02-11 |  | 1997-02-11 |  | Temporarily out of use | Empty | 6000 | Galvanic (STIP-3) | 1986-01-01 | Flex | Pressurized
9142003 | 1 | [5 empty] | Removed from Ground | Gas (Historical Use) | 3000 | Bare Steel | 1959-01-01 | Galvanized Steel
9142003 | 2 | [5 empty] | Removed from Ground | Gas (Historical Use) | 3000 | Bare Steel | 1959-01-01 | Galvanized Steel
9142003 | 3 | [5 empty] | Removed from Ground | Gas (Historical Use) | 3000 | Bare Steel | 1959-01-01 | Galvanized Steel
9142003 | 4 | [5 empty] | Removed from Ground | Gas (Historical Use) | 3000 | Bare Steel | 1959-01-01 | Galvanized Steel
9142004 | 1 | [5 empty] | Removed from Ground | Gas (Historical Use) | 8000 | Bare Steel | 1965-01-01 | Galvanized Steel
9142004 | 2 | [5 empty] | Removed from Ground | Gas (Historical Use) | 8000 | Bare Steel | 1965-01-01 | Galvanized Steel
9142004 | 3 | [5 empty] | Removed from Ground | Diesel | 3000 | Bare Steel | 1965-01-01 | Galvanized Steel
9142004 | 4 |  | 1990-02-01 |  | 1990-02-01 |  | Removed from Ground | Gas (Historical Use) | 6000 | Galvanic (STIP-3) | 1990-02-01 | Fiberglass Reinforced Plastic | Safe Suction (Euro)
9142004 | 5 |  | 1990-02-01 |  | 1990-02-01 |  | Removed from Ground | Gas (Historical Use) | 4000 | Galvanic (STIP-3) | 1990-02-01 | Fiberglass Reinforced Plastic | Safe Suction (Euro)
9142005 | 10477-1 | [5 empty] | Removed from Ground | Gas (Historical Use) | 500 | Bare Steel | 1993-04-08 | Unknown
9142006 | 1 | [5 empty] | Removed from Ground | Gas (Historical Use) | 0 | Marked Unknown | 1970-01-01 | Unknown
9142007 | 1 | [5 empty] | Removed from Ground | Gas (Historical Use) | 1000 | Bare Steel | 1975-06-01 | Galvanized Steel | Safe Suction (Euro)
9142007 | 2 | [5 empty] | Removed from Ground | Gas (Historical Use) | 560 | Bare Steel | 1960-01-11 | Galvanized Steel | Safe Suction (Euro)
9142007 | 3 | [5 empty] | Removed from Ground | Diesel | 560 | Bare Steel | 1960-01-11 | Galvanized Steel | Safe Suction (Euro)
9142007 | 4 |  | 1993-11-18 |  | 1993-11-18 |  | Removed from Ground | Gas (Historical Use) | 1000 | Galvanic (STIP-3) | 1993-11-18 | Cathodically Protected | Safe Suction (Euro)
9142007 | 5 |  | 1993-11-18 |  | 1993-11-18 |  | Removed from Ground | Diesel | 1000 | Galvanic (STIP-3) | 1993-11-18 | Cathodically Protected | Safe Suction (Euro)
9142009 | 1 | [5 empty] | Removed from Ground | Gas (Historical Use) | 2000 | Not Marked/Unknown | 1992-08-24 | Not Marked
9142010 | 1 | [5 empty] | Removed from Ground | Gas (Historical Use) | 4000 | Not Marked/Unknown | 1991-06-18 | Not Marked
9142010 | 2 | [5 empty] | Removed from Ground | Gas (Historical Use) | 4000 | Not Marked/Unknown | 1991-06-18 | Not Marked
9142010 | 3 | [5 empty] | Removed from Ground | Gas (Historical Use) | 4000 | Not Marked/Unknown | 1991-06-18 | Not Marked
9142010 | 4 | [5 empty] | Removed from Ground | Gas (Historical Use) | 4000 | Not Marked/Unknown | 1991-06-18 | Not Marked
9142010 | 5 | [5 empty] | Removed from Ground | Gas (Historical Use) | 4000 | Not Marked/Unknown | 1991-06-18 | Not Marked
9142011 | 1 | Ball Float | 1988-10-01 |  | 1988-10-01 |  | Currently in Use | Gas (Historical Use) | 8000 | Galvanic (STIP-3) | 1988-10-01 | Fiberglass Reinforced Plastic | Pressurized
9142011 | 2 | Ball Float | 1988-10-01 |  | 1988-10-01 |  | Currently in Use | Gas (Historical Use) | 8000 | Galvanic (STIP-3) | 1988-10-01 | Fiberglass Reinforced Plastic | Pressurized
9142011 | 3 | Ball Float | 1988-10-01 |  | 1988-10-01 |  | Currently in Use | Gas (Historical Use) | 8000 | Galvanic (STIP-3) | 1988-10-01 | Fiberglass Reinforced Plastic | Pressurized
9142011 | 4 | Ball Float | 1988-10-01 |  | 1988-10-01 |  | Currently in Use | Diesel | 8000 | Galvanic (STIP-3) | 1988-10-01 | Fiberglass Reinforced Plastic | Pressurized
9142012 | 1 |  | 1998-11-01 |  | 1998-11-01 |  | Removed from Ground | Diesel | 10000 | Steel-Impressed Current | 1998-11-01 | Cathodically Protected | Suction (American)
9142013 | 1 | [5 empty] | Removed from Ground | Gas (Historical Use) | 6000 | Bare Steel | 1995-12-01 | Galvanized Steel
9142013 | 2 | [5 empty] | Removed from Ground | Gas (Historical Use) | 6000 | Bare Steel | 1995-12-01 | Galvanized Steel | Pressurized
9142013 | 3 | [5 empty] | Removed from Ground | Gas (Historical Use) | 6000 | Bare Steel | 1995-12-01 | Galvanized Steel | Pressurized
9142013 | 4 | Ball Float | 1996-01-01 |  | 1996-01-01 |  | Currently in Use | Gas (Historical Use) | 10000 | Composite | 1996-01-01 | Fiberglass Reinforced Plastic | Pressurized
9142013 | 5 | Ball Float | 1996-01-01 |  | 1996-01-01 |  | Currently in Use | Gas (Historical Use) | 8000 | Composite | 1996-01-01 | Fiberglass Reinforced Plastic | Pressurized
9142014 | 1 | Ball Float | 1997-06-25 | no | 1997-06-25 | no | Currently in Use | Gas (Historical Use) | 8000 | Steel-Impressed Current | 1990-04-01 | Double-Walled Fiberglass | Pressurized
9142014 | 2 | Ball Float | 1997-06-25 |  | 1997-06-25 |  | Currently in Use | Gas (Historical Use) | 8000 | Steel-Impressed Current | 1990-04-01 | Double-Walled Fiberglass | Pressurized
9142015 | 7041 | Ball Float | 1995-05-24 |  | 1995-06-01 |  | Currently in Use | Gas (Historical Use) | 12000 | Epoxy | 1995-05-22 | Double-Walled Flex | Pressurized
9142015 | 7042 | Ball Float | 1995-05-24 |  | 1995-06-01 |  | Currently in Use | Gas (Historical Use) | 8000 | Epoxy | 1995-05-22 | Double-Walled Flex | Pressurized
9142021 | 1 | [5 empty] | Removed from Ground | Gas (Historical Use) | 8000 | Not Marked/Unknown | 1997-07-01 | Not Marked
9142021 | 2 | [5 empty] | Removed from Ground | Gas (Historical Use) | 8000 | Not Marked/Unknown | 1997-07-01 | Not Marked
9142022 | 1 | [5 empty] | Removed from Ground | Gas (Historical Use) | 1000 | Bare Steel |  | Galvanized Steel | Suction (American)
9142022 | 2 | [5 empty] | Removed from Ground | Gas (Historical Use) | 1000 | Bare Steel |  | Galvanized Steel | Suction (American)
9142022 | 3 | [5 empty] | Removed from Ground | Gas (Historical Use) | 1000 | Bare Steel |  | Galvanized Steel | Suction (American)
9142022 | 4 | [5 empty] | Removed from Ground | Gas (Historical Use) | 10000 | Bare Steel |  | Galvanized Steel | Suction (American)
9142022 | 5 |  |  | yes |  | yes | Removed from Ground | Used Oil | 550 | Bare Steel |  | Galvanized Steel | Gravity Fed
9142023 | 1 | Flapper Valve | 1995-01-05 |  | 1995-01-05 |  | Currently in Use | Gas (Historical Use) | 10000 | Epoxy | 1995-01-05 | Flex | Safe Suction (Euro)
9142023 | 2 | Flapper Valve | 1995-01-05 |  | 1995-01-05 |  | Currently in Use | Diesel | 10000 | Epoxy | 1995-01-05 | Flex | Pressurized
9142024 | 1 | Ball Float | 1998-08-05 | no | 1998-08-05 | no | Currently in Use | Regular | 8000 | Composite | 1998-08-05 | Double-Walled Flex | Pressurized
9142024 | 2A | Ball Float | 1998-08-05 | no | 1998-08-05 | no | Currently in Use | E-10 | 4000 | Composite | 1998-08-05 | Double-Walled Flex | Pressurized
9142024 | 2B | Ball Float | 1998-08-05 | no | 1998-08-05 | no | Currently in Use | Premium | 4000 | Composite | 1998-08-05 | Double-Walled Flex | Pressurized
9142024 | 3A | Ball Float | 1998-08-05 | no | 1998-08-05 | no | Currently in Use | Kerosene | 2000 | Composite | 1998-08-05 | Double-Walled Flex | Pressurized
9142024 | 3B | Ball Float | 1998-08-05 | no | 1998-08-05 | no | Currently in Use | Diesel | 2000 | Composite | 1998-08-05 | Double-Walled Flex | Pressurized
9142024 | 4 | Ball Float | 1998-08-05 | no | 1998-08-05 | no | Currently in Use | Diesel | 4000 | Composite | 1998-08-05 | Double-Walled Flex | Pressurized
9142025 | 1 | [5 empty] | Removed from Ground | Gas (Historical Use) | 8000 | Bare Steel | 1998-12-28 | Galvanized Steel
9142026 | 1 | [5 empty] | Removed from Ground | Gas (Historical Use) | 550 | Bare Steel | 2000-02-29 | Bare Steel | Suction (American)
9142026 | 2 | [5 empty] | Removed from Ground | Gas (Historical Use) | 550 | Bare Steel | 2000-02-29 | Bare Steel | Suction (American)
9142026 | 3 | [5 empty] | Removed from Ground | Gas (Historical Use) | 550 | Bare Steel | 2000-02-29 | Bare Steel | Suction (American)
9142027 | 1A | Flapper Valve | 2001-10-01 | no | 2001-10-01 | no | Currently in Use | Diesel | 10000 | Galvanic (STIP-3) | 2001-10-01 | Double-Walled Flex | Safe Suction (Euro)
9142027 | 1B | Flapper Valve | 2001-10-01 | no | 2001-10-01 | no | Currently in Use | Regular | 2000 | Galvanic (STIP-3) | 2001-10-01 | Double-Walled Flex | Safe Suction (Euro)
9142028 | 1 | [5 empty] | Removed from Ground | Gas (Historical Use) | 8000 | Bare Steel | 2001-06-01 | Galvanized Steel | Suction (American)
9142028 | 2 | [5 empty] | Removed from Ground | Gas (Historical Use) | 8000 | Bare Steel | 2001-06-01 | Galvanized Steel | Suction (American)
9143002 | 1 | [5 empty] | Removed from Ground | Gas (Historical Use) | 2000 | Bare Steel | 1971-01-01 | Galvanized Steel
9143002 | 2 | [5 empty] | Removed from Ground | Gas (Historical Use) | 2000 | Bare Steel | 1961-01-01 | Galvanized Steel
9143002 | 3 | [5 empty] | Removed from Ground | Gas (Historical Use) | 1000 | Bare Steel | 1981-01-01 | Galvanized Steel
9143003 | GAS-1 |  | 1991-06-19 |  | 1991-06-19 |  | Removed from Ground | Gas (Historical Use) | 2000 | Galvanic (STIP-3) | 1991-06-19 | Cathodically Protected | Safe Suction (Euro)
9143004 | 5-MINE | [5 empty] | Removed from Ground | Gas (Historical Use) | 6507 | Bare Steel | 1954-02-18 | Bare Steel
9143004 | 6-MINE | [5 empty] | Removed from Ground | Gas (Historical Use) | 6141 | Bare Steel | 1974-02-13 | Bare Steel
9143004 | 7-MINE | [5 empty] | Removed from Ground | Other | 800 | Bare Steel | 1965-02-15 | Bare Steel
9143005 | 10396-1 | [5 empty] | Removed from Ground | Diesel | 1000 | Not Marked/Unknown | 1993-05-20 | Not Marked
9143007 | 1 | Flapper Valve | 1997-01-03 |  | 1997-01-03 |  | Removed from Ground | Gas (Historical Use) | 3000 | Steel-Impressed Current | 1979-04-15 | Cathodically Protected | Suction (American)
9143007 | 2 |  | 1997-01-03 |  | 1997-01-03 |  | Removed from Ground | Gas (Historical Use) | 2000 | Steel-Impressed Current | 1979-04-15 | Cathodically Protected | Suction (American)
9143007 | 3 |  | 1997-01-03 |  | 1997-01-03 |  | Removed from Ground | Gas (Historical Use) | 2000 | Steel-Impressed Current | 1979-04-15 | Cathodically Protected | Suction (American)
9143009 | 1 | Flapper Valve | 1992-06-01 |  | 1992-06-01 |  | Currently in Use | Gas (Historical Use) | 6000 | Composite | 1992-06-01 | Fiberglass Reinforced Plastic | Pressurized
9143009 | 2 | Flapper Valve | 1992-06-01 |  | 1992-06-01 |  | Currently in Use | Gas (Historical Use) | 6000 | Composite | 1992-06-01 | Fiberglass Reinforced Plastic | Pressurized
9143009 | 3 | Flapper Valve | 1992-06-01 |  | 1992-06-01 |  | Currently in Use | Gas (Historical Use) | 8000 | Composite | 1992-06-01 | Fiberglass Reinforced Plastic | Pressurized
9143010 | 1 |  | 1989-07-31 |  | 1989-07-31 |  | Currently in Use | Gas (Historical Use) | 8000 | Galvanic (STIP-3) | 1989-07-31 | Fiberglass Reinforced Plastic | Pressurized
9143010 | 2 |  | 1989-07-31 |  | 1989-07-31 |  | Currently in Use | Gas (Historical Use) | 6000 | Galvanic (STIP-3) | 1989-07-31 | Fiberglass Reinforced Plastic | Pressurized
9143010 | 3 |  | 1989-07-31 |  | 1989-07-31 |  | Currently in Use | Gas (Historical Use) | 6000 | Galvanic (STIP-3) | 1989-07-31 | Fiberglass Reinforced Plastic | Pressurized
9143010 | 4 |  | 1989-07-31 |  | 1989-07-31 |  | Currently in Use | Diesel | 6000 | Galvanic (STIP-3) | 1990-08-20 | Fiberglass Reinforced Plastic | Pressurized
9143011 | 1 | Ball Float | 1990-08-20 | no | 1990-08-20 | no | Currently in Use | Diesel | 10000 | Galvanic (STIP-3) | 1990-08-20 | Fiberglass Reinforced Plastic | Pressurized
9143011 | 2 | Ball Float | 1990-08-20 | no | 1990-08-20 | no | Currently in Use | E-10 | 8000 | Galvanic (STIP-3) | 1990-08-20 | Fiberglass Reinforced Plastic | Pressurized
9143011 | 3 | Ball Float | 1990-08-20 | no | 1990-08-20 | no | Currently in Use | E-10 | 8000 | Galvanic (STIP-3) | 1990-08-20 | Fiberglass Reinforced Plastic | Pressurized
9143011 | 4 | Ball Float | 1990-08-20 | no | 1990-08-20 | no | Currently in Use | E-10 | 6000 | Galvanic (STIP-3) | 1990-08-20 | Fiberglass Reinforced Plastic | Pressurized
9143012 | 1 |  | 1995-05-01 |  | 1995-04-20 |  | Currently in Use | Gas (Historical Use) | 15000 | Composite | 1995-04-04 | Double-Walled Fiberglass | Pressurized
9143012 | 2 |  | 1995-05-01 |  | 1995-04-20 |  | Currently in Use | Gas (Historical Use) | 15000 | Composite | 1995-04-04 | Double-Walled Fiberglass | Pressurized
9143012 | 3 |  | 1995-05-01 |  | 1995-04-20 |  | Currently in Use | Diesel | 20000 | Composite | 1995-04-04 | Double-Walled Fiberglass | Pressurized
9143012 | 4 |  | 1995-05-01 |  | 1995-04-20 |  | Currently in Use | Diesel | 8000 | Composite | 1999-05-05 | Double-Walled Fiberglass | Pressurized
9143012 | 5 |  | 2000-04-18 |  | 2000-04-18 |  | Currently in Use | Kerosene | 2000 | Fiberglass | 2000-03-15 | Fiberglass Reinforced Plastic | Suction (American)
9143013 | 1 | [5 empty] | Currently in Use | Other | 0 | Marked Unknown | 1995-08-08 | Unknown
9143013 | 2 | [5 empty] | Currently in Use | Other | 0 | Marked Unknown | 1995-08-08 | Unknown
9143013 | 3 | [5 empty] | Currently in Use | Other | 0 | Marked Unknown | 1995-08-08 | Unknown
9143014 | 1 | [5 empty] | Removed from Ground | Gas (Historical Use) | 550 | Marked Unknown | 1995-09-29 | Unknown
9143014 | 2 |  | 2013-05-01 | no | 2013-05-01 | no | Currently in Use | Gas (Historical Use) | 500 | Galvanic (STIP-3) | 1995-09-29 | Galvanized Steel | Safe Suction (Euro)
9143015 | 1 | Ball Float | 1998-01-01 | no | 1988-01-01 | no | Currently in Use | E-0 | 6000 | Galvanic (STIP-3) | 1988-11-01 | Fiberglass Reinforced Plastic | Pressurized
9143015 | 2 | Ball Float | 1998-01-01 | no | 1988-01-01 | no | Currently in Use | Regular | 6000 | Galvanic (STIP-3) | 1988-11-01 | Fiberglass Reinforced Plastic | Pressurized
9143015 | 3 | Ball Float | 1998-01-01 | no | 1988-01-01 | no | Currently in Use | Diesel | 6000 | Galvanic (STIP-3) | 1988-11-01 | Fiberglass Reinforced Plastic | Pressurized
9143015 | 4 | Ball Float | 1998-01-01 | no | 1988-01-01 | no | Currently in Use | Diesel Off Road | 6000 | Galvanic (STIP-3) | 1988-11-01 | Fiberglass Reinforced Plastic | Pressurized
9143016 | 1 | [5 empty] | Currently in Use | Gas (Historical Use) | 3000 | Not Marked/Unknown | 1966-01-01 | Not Marked
9143016 | 2 | [5 empty] | Currently in Use | Gas (Historical Use) | 3000 | Not Marked/Unknown | 1966-01-01 | Not Marked
9143016 | 3 | [5 empty] | Currently in Use | Gas (Historical Use) | 3000 | Not Marked/Unknown | 1966-01-01 | Not Marked
9143018 | 1 | [5 empty] | Removed from Ground | Gas (Historical Use) | 1000 | Bare Steel | 1993-09-01 | Not Marked
9143018 | 2 | [5 empty] | Removed from Ground | Gas (Historical Use) | 1000 | Bare Steel | 1993-09-01 | Not Marked
9143020 | 1 | [5 empty] | Removed from Ground | Gas (Historical Use) | 5000 | Bare Steel |  | Bare Steel | Suction (American)
9143020 | 2 | [5 empty] | Removed from Ground | Gas (Historical Use) | 3000 | Bare Steel |  | Bare Steel | Suction (American)
9143020 | 3 | [5 empty] | Removed from Ground | Gas (Historical Use) | 1000 | Bare Steel |  | Bare Steel | Suction (American)
9143020 | 4 | [5 empty] | Removed from Ground | Diesel | 1500 | Bare Steel |  | Bare Steel | Suction (American)
9143020 | 5 |  | 1998-12-17 |  | 1998-12-17 |  | Permanently Out Of Use | Gas (Historical Use) | 6000 | Composite | 1998-12-17 | Fiberglass Reinforced Plastic | Pressurized
9143021 | 1 | [5 empty] | Permanently Out of Use - historical purposes | Gas (Historical Use) | 0 | Not Marked/Unknown |  | Not Marked
9143021 | 2 | [5 empty] | Permanently Out of Use - historical purposes | Gas (Historical Use) | 0 | Not Marked/Unknown |  | Not Marked
9143022 | 1 | [5 empty] | Removed from Ground | Diesel | 4000 | Not Marked/Unknown | 1999-12-13 | Not Marked
9143023 | 1 | Ball Float | 2001-12-15 | no | 2001-12-15 | no | Currently in Use | Regular | 10000 | Fiberglass | 2001-12-15 | Fiberglass Reinforced Plastic | Pressurized
9143023 | 2 | Ball Float | 2001-12-15 | no | 2001-12-15 | no | Currently in Use | Diesel Off Road | 10000 | Fiberglass | 2001-12-15 | Fiberglass Reinforced Plastic | Pressurized
9143023 | 3 | Ball Float | 2001-12-15 | no | 2001-12-15 | no | Currently in Use | Diesel | 6000 | Fiberglass | 2001-12-15 | Fiberglass Reinforced Plastic | Pressurized
9144001 | 1 |  | 1992-01-01 |  | 1992-01-01 |  | Removed from Ground | Gas (Historical Use) | 10000 | Galvanic (STIP-3) | 1992-01-01 | Fiberglass Reinforced Plastic | Suction (American)
9144001 | 2 |  | 1992-01-01 |  | 1992-01-01 |  | Removed from Ground | Diesel | 2000 | Galvanic (STIP-3) | 1992-01-01 | Fiberglass Reinforced Plastic | Suction (American)
9144002 | 1 | [5 empty] | Removed from Ground | Gas (Historical Use) | 10000 | Bare Steel | 1982-01-01 | Unknown
9144002 | 2 | [5 empty] | Removed from Ground | Diesel | 30000 | Bare Steel | 1982-01-01 | Unknown
9144003 | 1 | [5 empty] | Removed from Ground | Gas (Historical Use) | 4000 | Bare Steel | 1994-12-01 | Galvanized Steel | Safe Suction (Euro)
9144003 | 2 | [5 empty] | Removed from Ground | Gas (Historical Use) | 1000 | Bare Steel | 1994-12-01 | Galvanized Steel | Safe Suction (Euro)
9144003 | 3 | [5 empty] | Removed from Ground | Gas (Historical Use) | 4000 | Bare Steel | 1994-12-01 | Galvanized Steel | Safe Suction (Euro)
9144004 | 1 | [5 empty] | Removed from Ground | Gas (Historical Use) | 5000 | Composite | 1990-01-01 | Fiberglass Reinforced Plastic
9144005 | 1 | [5 empty] | Removed from Ground | Gas (Historical Use) | 560 | Bare Steel | 1985-09-25 | Bare Steel | Safe Suction (Euro)
9144005 | 196183 |  | 1991-12-03 |  | 1991-12-03 |  | Removed from Ground | Gas (Historical Use) | 1000 | Galvanic (STIP-3) | 1991-12-13 | Cathodically Protected | Safe Suction (Euro)
9144005 | 196184 |  | 1991-12-03 |  | 1991-12-03 |  | Removed from Ground | Diesel | 1000 | Galvanic (STIP-3) | 1991-12-13 | Cathodically Protected | Safe Suction (Euro)
9144005 | 2 | [5 empty] | Removed from Ground | Diesel | 560 | Bare Steel | 1985-09-25 | Bare Steel | Safe Suction (Euro)
9144006 | 43 | [5 empty] | Removed from Ground | Gas (Historical Use) | 500 | Bare Steel | 1979-01-01 | Galvanized Steel
9144006 | 45 | [5 empty] | Removed from Ground | Gas (Historical Use) | 1000 | Bare Steel | 1975-01-01 | Galvanized Steel
9144006 | 46 | [5 empty] | Removed from Ground | Diesel | 1000 | Bare Steel | 1975-01-01 | Galvanized Steel
9144006 | 49 | [5 empty] | Removed from Ground | Gas (Historical Use) | 500 | Bare Steel | 1968-01-01 | Galvanized Steel
9144007 | 1 | Overfill Alarm | 1988-01-01 | no | 1988-01-01 | no | Currently in Use | Gas (Historical Use) | 10000 | Galvanic (STIP-3) | 1988-01-01 | Fiberglass Reinforced Plastic | Pressurized
9144007 | 2 | Overfill Alarm | 1988-01-01 | no | 1988-01-01 | no | Currently in Use | Gas (Historical Use) | 10000 | Galvanic (STIP-3) | 1988-01-01 | Fiberglass Reinforced Plastic | Pressurized
9144007 | 3 | Overfill Alarm | 1988-01-01 | no | 1988-01-01 | no | Currently in Use | Gas (Historical Use) | 10000 | Galvanic (STIP-3) | 1988-01-01 | Fiberglass Reinforced Plastic | Pressurized
9144007 | 4 | Overfill Alarm | 1988-01-01 | no | 1988-01-01 | no | Currently in Use | Diesel | 8000 | Galvanic (STIP-3) | 1988-01-01 | Fiberglass Reinforced Plastic | Pressurized
9144007 | 5 | Overfill Alarm | 1988-01-01 | no | 1988-01-01 | no | Temporarily out of use | Diesel | 2000 | Galvanic (STIP-3) | 1988-01-01 | Fiberglass Reinforced Plastic | Pressurized
9144008 | 1 | [5 empty] | Removed from Ground | Used Oil | 0 | Not Marked/Unknown | 1972-01-01 | Not Marked
9144009 | 1 | Flapper Valve | 1988-12-26 |  | 1988-12-26 |  | Currently in Use | Gas (Historical Use) | 6000 | Fiberglass | 1989-01-01 | Flex | Pressurized
9144009 | 2 | Ball Float | 1988-12-26 |  | 1988-12-26 |  | Currently in Use | Gas (Historical Use) | 4000 | Fiberglass | 1989-01-01 | Fiberglass Reinforced Plastic | Pressurized
9144009 | 3 | Flapper Valve | 1988-12-26 |  | 1988-12-26 |  | Currently in Use | Gas (Historical Use) | 6000 | Fiberglass | 1989-01-01 | Flex | Pressurized
9144009 | 4 | Flapper Valve | 1988-12-26 |  | 1988-12-26 |  | Currently in Use | Gas (Historical Use) | 10000 | Fiberglass | 1993-01-01 | Flex | Pressurized
9144009 | 5 | Ball Float | 1999-05-01 |  | 1999-05-01 |  | Currently in Use | Diesel | 10000 | Fiberglass | 1998-06-20 | Fiberglass Reinforced Plastic | Pressurized
9144009 | 6A | Ball Float | 1998-06-30 |  | 1998-06-30 |  | Currently in Use | Diesel | 4000 | Fiberglass | 1998-06-20 | Fiberglass Reinforced Plastic | Pressurized
9144009 | 6B | Ball Float | 1998-06-30 |  | 1998-06-30 |  | Currently in Use | Kerosene | 2000 | Fiberglass | 1998-06-20 | Fiberglass Reinforced Plastic | Pressurized
9144010 | 1 | Flapper Valve | 1998-12-01 | no | 1998-12-01 | no | Currently in Use | Diesel | 8000 | Steel-Impressed Current | 1983-01-01 | Steel (Impressed Current) | Safe Suction (Euro)
9144010 | 2 | Flapper Valve | 1998-12-01 | no | 1998-12-01 | no | Currently in Use | Regular | 10000 | Steel-Impressed Current | 1983-01-01 | Steel (Impressed Current) | Safe Suction (Euro)
9144012 | 1R | Ball Float | 1997-01-01 | no | 1997-01-01 | yes | Currently in Use | Gas (Historical Use) | 8000 | Galvanic (STIP-3) | 1986-01-01 | Fiberglass Reinforced Plastic | Pressurized
9144012 | 2UL+ | Ball Float | 1997-01-01 | no | 1997-01-01 | yes | Currently in Use | Gas (Historical Use) | 8000 | Galvanic (STIP-3) | 1986-01-01 | Fiberglass Reinforced Plastic | Pressurized
9144012 | 3PREM | Ball Float | 1997-01-01 | no | 1997-01-01 | yes | Currently in Use | Gas (Historical Use) | 8000 | Galvanic (STIP-3) | 1986-01-01 | Fiberglass Reinforced Plastic | Pressurized
9144012 | 4D | Ball Float | 1997-01-01 | no | 1997-01-01 | yes | Currently in Use | Diesel | 8000 | Galvanic (STIP-3) | 1986-01-01 | Fiberglass Reinforced Plastic | Pressurized
9144012 | 5A | Ball Float | 1997-01-01 | no | 1997-01-01 | yes | Currently in Use | Diesel | 3000 | Composite | 1997-01-01 | Fiberglass Reinforced Plastic | Pressurized
9144012 | 5B | Ball Float | 1997-01-01 | no | 1997-01-01 | yes | Currently in Use | Kerosene | 1000 | Composite | 1997-01-01 | Fiberglass Reinforced Plastic | Pressurized
9144013 | 1 | Ball Float | 1994-08-24 | no | 1994-08-24 | no | Currently in Use | Regular | 10000 | Composite | 1994-08-20 | Fiberglass Reinforced Plastic | Pressurized
9144013 | 2A | Ball Float | 1994-08-24 | no | 1994-08-24 | no | Currently in Use | Premium |  | Composite | 1994-08-20 | Fiberglass Reinforced Plastic | Pressurized
9144013 | 2B | Ball Float | 1994-08-24 | no | 1994-08-24 | no | Currently in Use | Diesel | 5000 | Composite | 1994-08-20 | Fiberglass Reinforced Plastic | Pressurized
9144013 | 3A | Ball Float | 1994-08-24 | no | 1994-08-24 | no | Currently in Use | Diesel | 5000 | Composite | 1994-08-20 | Fiberglass Reinforced Plastic | Pressurized
9144013 | 3B | Ball Float | 1994-08-24 | no | 1994-08-24 | no | Currently in Use | Diesel | 3000 | Composite | 1994-08-20 | Fiberglass Reinforced Plastic | Pressurized
9144013 | 4 | Ball Float | 1994-08-20 | no | 1994-08-24 | no | Currently in Use | Kerosene | 2000 | Composite | 1994-08-20 | Fiberglass Reinforced Plastic | Pressurized
9144014 | 10193-1 | [5 empty] | Removed from Ground | Gas (Historical Use) | 2000 | Bare Steel | 1968-05-03 | Galvanized Steel
9144014 | 10193-2 | [5 empty] | Removed from Ground | Diesel | 500 | Bare Steel | 1968-05-03 | Galvanized Steel
9144015 | 1 | [5 empty] | Removed from Ground | Gas (Historical Use) | 3000 | Marked Unknown | 1978-01-01 | Unknown
9144015 | 2 | [5 empty] | Removed from Ground | Gas (Historical Use) | 3000 | Marked Unknown | 1978-01-01 | Unknown
9144015 | 3 | [5 empty] | Removed from Ground | Gas (Historical Use) | 3000 | Marked Unknown | 1978-01-01 | Unknown
9144015 | 4 | [5 empty] | Removed from Ground | Diesel | 3000 | Marked Unknown | 1978-01-01 | Unknown
9144015 | 5 | [5 empty] | Removed from Ground | Kerosene | 500 | Marked Unknown | 1978-01-01 | Unknown
9144016 | DIESEL | Flapper Valve | 1988-04-01 |  | 1988-04-01 |  | Currently in Use | Diesel | 10000 | Steel-Impressed Current | 1988-04-01 | Steel (Impressed Current) | Pressurized
9144016 | PLUS | Flapper Valve | 1988-04-01 |  | 1988-04-01 |  | Currently in Use | Gas (Historical Use) | 10000 | Steel-Impressed Current | 1988-04-01 | Steel (Impressed Current) | Pressurized
9144016 | RUL | Flapper Valve | 1988-04-01 |  | 1988-04-01 |  | Currently in Use | Gas (Historical Use) | 10000 | Steel-Impressed Current | 1988-04-01 | Steel (Impressed Current) | Pressurized
9144016 | SUPER | Flapper Valve | 1988-04-01 |  | 1988-04-01 |  | Currently in Use | Gas (Historical Use) | 10000 | Steel-Impressed Current | 1988-04-01 | Steel (Impressed Current) | Pressurized
9144017 | 1 | Flapper Valve | 1995-06-01 |  | 1995-06-01 |  | Currently in Use | Gas (Historical Use) | 6000 | Lined Interior | 1995-05-01 | Double Walled | Suction (American)
9144017 | 2 | Flapper Valve | 1995-06-01 |  | 1995-06-01 |  | Currently in Use | Gas (Historical Use) | 6000 | Lined Interior | 1995-05-01 | Cathodically Protected | Suction (American)
9144018 | 1 | [5 empty] | Closed in Ground | Gas (Historical Use) | 500 | Bare Steel | 1940-01-01 | Bare Steel | Suction (American)
9144018 | 2 |  | 1995-01-01 |  | 1995-01-01 |  | Removed from Ground | Gas (Historical Use) | 4000 | Galvanic (STIP-3) | 1995-01-01 | Fiberglass Reinforced Plastic | Pressurized
9144020 | 1 |  | 1996-04-01 | no | 1996-04-01 | no | Temporarily out of use | Gas (Historical Use) | 12000 | Fiberglass | 1996-04-01 | Fiberglass Reinforced Plastic | Pressurized
9144020 | 2 |  | 1996-04-01 |  | 1996-04-01 |  | Temporarily out of use | Gas (Historical Use) | 4000 | Fiberglass | 1996-04-01 | Fiberglass Reinforced Plastic | Pressurized
9144020 | 3 |  | 1996-04-01 |  | 1996-04-01 |  | Temporarily out of use | Diesel | 2000 | Fiberglass | 1996-04-01 | Fiberglass Reinforced Plastic | Pressurized
9144020 | 4 |  | 1996-04-01 |  | 1996-04-01 |  | Temporarily out of use | Kerosene | 1000 | Fiberglass | 1996-04-01 | Fiberglass Reinforced Plastic | Pressurized
9144020 | 5 |  | 1999-02-12 |  | 1999-02-15 |  | Temporarily out of use | Diesel | 6000 | Fiberglass | 1999-02-04 | Fiberglass Reinforced Plastic | Pressurized
9144021 | 1 |  | 1997-08-01 |  | 1997-08-01 |  | Currently in Use | Gas (Historical Use) | 12000 | Composite | 1997-08-01 | Fiberglass Reinforced Plastic | Pressurized
9144021 | 2 |  | 1997-08-01 |  | 1997-08-01 |  | Currently in Use | Gas (Historical Use) | 8000 | Composite | 1997-08-01 | Fiberglass Reinforced Plastic | Pressurized
9144021 | 3A |  | 1997-08-01 |  | 1997-08-01 |  | Currently in Use | Diesel | 8000 | Composite | 1997-08-01 | Fiberglass Reinforced Plastic | Pressurized
9144021 | 3B |  | 1997-08-01 |  | 1997-08-01 |  | Currently in Use | Diesel | 2000 | Composite | 1997-08-01 | Fiberglass Reinforced Plastic | Suction (American)
9144022 | 1 |  | 1998-11-20 |  | 1998-11-20 |  | Currently in Use | Gas (Historical Use) | 12000 | Fiberglass | 1998-11-20 | Fiberglass Reinforced Plastic | Pressurized
9144022 | 2 |  | 1998-11-20 |  | 1998-11-20 |  | Currently in Use | Gas (Historical Use) | 4000 | Fiberglass | 1998-11-20 | Fiberglass Reinforced Plastic | Pressurized
9144022 | 3 |  | 1998-11-20 |  | 1998-11-20 |  | Currently in Use | Gas (Historical Use) | 2000 | Fiberglass | 1998-11-20 | Fiberglass Reinforced Plastic | Pressurized
9144022 | 4 |  | 1998-11-20 |  | 1998-11-20 |  | Currently in Use | Diesel | 4000 | Fiberglass | 1998-11-20 | Fiberglass Reinforced Plastic | Pressurized
9144022 | 5 |  | 1998-11-20 |  | 1998-11-20 |  | Currently in Use | Diesel | 2000 | Fiberglass | 1998-11-20 | Fiberglass Reinforced Plastic | Pressurized
9144023 | 1 |  | 1998-09-29 |  | 1998-09-30 |  | Currently in Use | Gas (Historical Use) | 15000 | Composite | 1998-09-25 | Double Walled | Pressurized
9144023 | 2 |  | 1998-09-29 |  | 1998-09-30 |  | Currently in Use | Diesel | 4000 | Composite | 1998-09-25 | Double Walled | Pressurized
9144023 | 3 |  | 1998-09-29 |  | 1998-09-30 |  | Currently in Use | Diesel | 4000 | Composite | 1998-09-25 | Double Walled | Pressurized
9144023 | 4 |  | 1998-09-29 |  | 1998-09-30 |  | Currently in Use | Gas (Historical Use) | 7500 | Composite | 1998-09-25 | Double Walled | Pressurized
9144023 | 5 |  | 1998-09-29 |  | 1998-09-30 |  | Currently in Use | Diesel | 7500 | Composite | 1998-12-15 | Double Walled | Pressurized
9144025 | 1 | [5 empty] | Removed from Ground | Gas (Historical Use) | 500 | Marked Unknown | 1999-03-01 | Unknown
9144026 | 1 | Ball Float | 1999-07-09 | no | 1999-07-09 | no | Currently in Use | Regular | 10000 | Composite | 1999-07-02 | Fiberglass Reinforced Plastic | Pressurized
9144026 | 2 | Ball Float | 1999-07-09 | no | 1999-07-09 | no | Currently in Use | Premium | 8000 | Composite | 1999-07-02 | Fiberglass Reinforced Plastic | Pressurized
9144026 | 3 | Ball Float | 1999-07-09 | no | 1999-07-09 | no | Currently in Use | Diesel | 8000 | Composite | 1999-07-02 | Fiberglass Reinforced Plastic | Pressurized
9144026 | 4 | Flapper Valve | 1999-07-09 | no | 1999-07-09 | no | Currently in Use | Diesel Off Road | 4000 | Composite | 1999-07-02 | Fiberglass Reinforced Plastic | Pressurized
9144026 | 5 | Ball Float | 1999-07-09 | no | 1999-07-09 | no | Currently in Use | E-0 | 2000 | Composite | 1999-07-02 | Fiberglass Reinforced Plastic | Pressurized
9144027 | 1 |  | 1999-01-01 |  | 1999-01-01 |  | Currently in Use | Gas (Historical Use) | 12000 | Epoxy | 1999-01-01 | Double-Walled Flex | Pressurized
9144027 | 2A |  | 1999-01-01 |  | 1999-01-01 |  | Currently in Use | Gas (Historical Use) | 10000 | Epoxy | 1999-01-01 | Double-Walled Flex | Pressurized
9144027 | 2B |  | 1999-01-01 |  | 1999-01-01 |  | Currently in Use | Kerosene | 2000 | Epoxy | 1999-01-01 | Double-Walled Flex | Pressurized
9144027 | 3A |  | 1999-01-01 |  | 1999-01-01 |  | Currently in Use | Diesel | 8000 | Epoxy | 1999-01-01 | Double-Walled Flex | Pressurized
9144027 | 3B |  | 1999-01-01 |  | 1999-01-01 |  | Currently in Use | Diesel | 4000 | Epoxy | 1999-01-01 | Double-Walled Flex | Pressurized
9145001 | 1 |  | 1988-03-01 |  | 1988-03-01 |  | Currently in Use | Gas (Historical Use) | 10000 | Fiberglass | 1988-03-01 | Fiberglass Reinforced Plastic | Pressurized
9145001 | 2 |  | 1988-03-01 |  | 1988-03-01 |  | Currently in Use | Gas (Historical Use) | 10000 | Fiberglass | 1988-03-01 | Fiberglass Reinforced Plastic | Pressurized
9145001 | 3 |  | 1988-03-01 |  | 1988-03-01 |  | Currently in Use | Gas (Historical Use) | 10000 | Fiberglass | 1988-03-01 | Fiberglass Reinforced Plastic | Pressurized
9145001 | 4 |  | 1988-03-01 |  | 1988-03-01 |  | Removed from Ground | Diesel | 4000 | Fiberglass | 1988-03-01 | Fiberglass Reinforced Plastic
9145004 | 69 | [5 empty] | Removed from Ground | Gas (Historical Use) | 4000 | Bare Steel | 1983-01-01 | Galvanized Steel | Suction (American)
9145004 | 70 | [5 empty] | Removed from Ground | Gas (Historical Use) | 3000 | Bare Steel | 1983-01-01 | Galvanized Steel | Suction (American)
9145004 | 71 | [5 empty] | Removed from Ground | Gas (Historical Use) | 2000 | Bare Steel | 1983-01-01 | Galvanized Steel | Suction (American)
9145004 | 72 | [5 empty] | Removed from Ground | Diesel | 1000 | Bare Steel | 1983-01-01 | Galvanized Steel
9145005 | 10382-1 | [5 empty] | Removed from Ground | Diesel | 1000 | Bare Steel | 1993-01-01 | Galvanized Steel | Suction (American)
9145007 | 1 | [5 empty] | Removed from Ground | Other | 0 | Not Marked/Unknown | 1993-11-23 | Not Marked
9145007 | 2 | [5 empty] | Removed from Ground | Other | 0 | Not Marked/Unknown | 1992-05-06 | Not Marked
9145010 | 1 | Ball Float | 1994-04-15 | no | 1994-04-15 | no | Currently in Use | Regular | 8000 | Galvanic (STIP-3) | 1994-03-08 | Fiberglass Reinforced Plastic | Pressurized
9145010 | 2 | Ball Float | 1994-04-15 | no | 1994-04-15 | no | Currently in Use | Premium | 4000 | Galvanic (STIP-3) | 1994-03-08 | Fiberglass Reinforced Plastic | Pressurized
9145010 | 3 | Ball Float | 1994-04-15 | no | 1994-04-15 | no | Currently in Use | Diesel | 2000 | Galvanic (STIP-3) | 1994-03-08 | Fiberglass Reinforced Plastic | Pressurized
9145010 | 4 |  | 1994-04-15 |  | 1994-04-15 |  | Currently in Use | Kerosene | 1000 | Galvanic (STIP-3) | 1994-03-08 | Fiberglass Reinforced Plastic | Safe Suction (Euro)
9145012 | 1 | [5 empty] | Removed from Ground | Diesel | 12000 | Epoxy | 1986-06-15 | Bare Steel | Pressurized
9145013 | 1 | [5 empty] | Permanently Out of Use - historical purposes | Empty | 3000 | Marked Unknown |  | Unknown
9145013 | 2 | [5 empty] | Permanently Out of Use - historical purposes | Empty | 3000 | Marked Unknown |  | Unknown
9145013 | 3 | [5 empty] | Permanently Out of Use - historical purposes | Empty | 600 | Not Marked/Unknown |  | Unknown
9145014 | MG | [5 empty] | Currently in Use | Gas (Historical Use) | 3000 | Not Marked/Unknown | 1979-06-12 | Not Marked
9145014 | PREM | [5 empty] | Currently in Use | Gas (Historical Use) | 3000 | Not Marked/Unknown | 1979-06-12 | Not Marked
9145014 | REG | [5 empty] | Currently in Use | Diesel | 8000 | Not Marked/Unknown | 1979-06-12 | Not Marked
9145015 | 1 | [5 empty] | Removed from Ground | Gas (Historical Use) | 1000 | Marked Unknown | 1995-08-16 | Unknown
9145016 | 1 | [5 empty] | Removed from Ground | Gas (Historical Use) | 550 | Marked Unknown |  | Unknown
9145018 | PREM4000 |  | 1998-12-13 |  | 1998-12-13 |  | Removed from Ground | Gas (Historical Use) | 4000 | Epoxy | 1998-11-28 | Cathodically Protected | Safe Suction (Euro)
9145018 | UL8000 |  | 1998-11-28 |  | 1998-11-28 |  | Removed from Ground | Gas (Historical Use) | 8000 | Fiberglass | 1998-11-28 | Cathodically Protected | Safe Suction (Euro)
9145020 | 1 | [5 empty] | Removed from Ground | Gas (Historical Use) | 500 | Bare Steel | 1986-07-30 | Bare Steel | Suction (American)
9145025 | 1PLUS | [5 empty] | Removed from Ground | Gas (Historical Use) | 8000 | Bare Steel | 1998-03-03 | Galvanized Steel | Suction (American)
9145025 | 2DIESEL | [5 empty] | Removed from Ground | Diesel | 10000 | Bare Steel | 1998-03-03 | Galvanized Steel | Suction (American)
9145026 | 1 | [5 empty] | Removed from Ground | Gas (Historical Use) | 10000 | Marked Unknown | 1986-03-17 | Unknown | Safe Suction (Euro)
9145026 | 2 | [5 empty] | Removed from Ground | Diesel | 2000 | Marked Unknown | 1986-03-17 | Unknown | Safe Suction (Euro)
9145026 | 3 | [5 empty] | Removed from Ground | Gas (Historical Use) | 10000 | Marked Unknown | 1986-03-17 | Unknown | Safe Suction (Euro)
9145026 | 4 | Flapper Valve | 1999-05-07 | no | 1999-05-07 | no | Currently in Use | Gas (Historical Use) | 8000 | Fiberglass | 1999-05-07 |  | Safe Suction (Euro)
9145026 | 5 | Flapper Valve | 1999-05-07 | no | 1999-05-07 | no | Currently in Use | Diesel | 2000 | Fiberglass | 1999-05-07 |  | Safe Suction (Euro)
9145027 | 1 | [5 empty] | Removed from Ground | Gas (Historical Use) | 3000 | Bare Steel | 1995-01-01 | Bare Steel | Suction (American)
9145027 | 2 | [5 empty] | Removed from Ground | Gas (Historical Use) | 3000 | Bare Steel | 2000-01-19 | Bare Steel | Suction (American)
9145027 | 3 | [5 empty] | Removed from Ground | Gas (Historical Use) | 4000 | Bare Steel | 1995-01-01 | Bare Steel | Suction (American)
9145028 | 1 | [5 empty] | Removed from Ground | Gas (Historical Use) | 3000 | Bare Steel | 2001-11-27 | Galvanized Steel | Safe Suction (Euro)
9145028 | 2 | [5 empty] | Removed from Ground | Gas (Historical Use) | 3000 | Bare Steel | 2001-11-27 | Galvanized Steel | Safe Suction (Euro)
9145028 | 3 | [5 empty] | Removed from Ground | Gas (Historical Use) | 8000 | Bare Steel | 2001-11-27 | Galvanized Steel | Safe Suction (Euro)
9145028 | 4 | [5 empty] | Removed from Ground | Diesel | 1000 | Bare Steel | 2001-11-27 | Galvanized Steel | Safe Suction (Euro)
9145029 | 1 |  | 1998-12-01 |  | 1998-12-01 |  | Currently in Use | Gas (Historical Use) | 6000 | Galvanic (STIP-3) | 1998-12-01 | Double Walled | Safe Suction (Euro)
9145029 | 2 |  | 1998-12-01 |  | 1998-12-01 |  | Currently in Use | Gas (Historical Use) | 6000 | Galvanic (STIP-3) | 1998-12-01 | Double Walled | Safe Suction (Euro)
9145029 | 3 |  | 1998-12-01 |  | 1998-12-01 |  | Currently in Use | Gas (Historical Use) | 4000 | Galvanic (STIP-3) | 1998-12-01 | Double Walled | Safe Suction (Euro)
9145029 | 4 |  | 2001-01-01 | no | 2001-01-01 | no | Currently in Use | Diesel | 2000 | Not Marked/Unknown |  | Not Marked
9145030 | 1 | [5 empty] | Removed from Ground | Gas (Historical Use) | 8000 | Bare Steel | 1995-01-01 | Bare Steel | Pressurized
9145030 | 2 | [5 empty] | Removed from Ground | Gas (Historical Use) | 8000 | Bare Steel | 1995-01-01 | Bare Steel | Pressurized
9145030 | 3 | [5 empty] | Removed from Ground | Gas (Historical Use) | 8000 | Bare Steel | 1995-01-01 | Bare Steel | Pressurized
9145031 | 1 | Flapper Valve | 1991-08-01 |  | 1991-08-01 |  | Currently in Use | Gas (Historical Use) | 10000 | Steel-Impressed Current | 1992-01-01 | Aboveground | Pressurized
9145031 | 2 | Flapper Valve | 1991-08-01 |  | 1991-08-01 |  | Temporarily out of use | Gas (Historical Use) | 10000 | Steel-Impressed Current | 1992-01-01 | Aboveground | Pressurized
9145031 | 3 | Flapper Valve | 1991-08-01 |  | 1991-08-01 |  | Currently in Use | Diesel | 10000 | Steel-Impressed Current | 1992-01-01 | Aboveground | Pressurized
9145031 | 4 | Flapper Valve | 1991-08-01 |  | 1991-08-01 |  | Currently in Use | Diesel | 10000 | Steel-Impressed Current | 1992-01-01 | Aboveground | Pressurized
9145032 | 1 |  | 1992-05-01 |  | 1992-05-01 |  | Temporarily out of use | Gas (Historical Use) | 3000 | Epoxy | 1992-05-01 | Fiberglass Reinforced Plastic | Safe Suction (Euro)
9145032 | 2 |  | 1992-05-01 |  | 1992-05-01 |  | Temporarily out of use | Gas (Historical Use) | 3000 | Epoxy | 1992-05-01 | Fiberglass Reinforced Plastic | Safe Suction (Euro)
9145032 | 3 |  | 1992-05-01 |  | 1992-05-01 |  | Temporarily out of use | Gas (Historical Use) | 2000 | Epoxy | 1992-05-01 | Fiberglass Reinforced Plastic | Safe Suction (Euro)
9145033 | 1 | [5 empty] | Removed from Ground | Gas (Historical Use) | 500 | Bare Steel | 2003-01-09 | Bare Steel | Suction (American)
9145033 | 2 | [5 empty] | Removed from Ground | Gas (Historical Use) | 1000 | Bare Steel | 2003-01-09 | Bare Steel | Suction (American)
9145034 | 1 | [5 empty] | Currently in Use | Gas (Historical Use) | 1600 | Epoxy | 1978-01-01 | Galvanized Steel | Gravity Fed
9145035 | 1 |  | 1998-07-01 |  | 1998-07-01 |  | Removed from Ground | Gas (Historical Use) | 10000 | Steel-Impressed Current | 1998-07-01 | Cathodically Protected | Suction (American)
9145035 | 2 |  |  | no |  | no | Removed from Ground | Gas (Historical Use) | 10000 | Unknown | 2006-10-10 | Unknown
9145035 | 3 |  |  | no |  | no | Removed from Ground | Kerosene | 10000 | Unknown | 2006-10-10 | Unknown
9145036 | 1 |  | 1998-09-15 |  | 1998-09-15 |  | Removed from Ground | Gas (Historical Use) | 10000 | Composite | 1998-09-01 | Double Walled | Pressurized
9145036 | 2 |  | 1998-09-15 |  | 1998-09-15 |  | Removed from Ground | Gas (Historical Use) | 10000 | Composite | 1998-09-01 | Secondary Containment | Pressurized
9145036 | 3 |  | 1998-09-15 |  | 1998-09-15 |  | Removed from Ground | Diesel | 10000 | Composite | 1998-09-01 | Secondary Containment | Pressurized
9145036 | 4 | [5 empty] | Removed from Ground | Diesel | 1000 | Bare Steel | 1998-09-01 | Galvanized Steel | Pressurized
9145036 | 5 | [5 empty] | Removed from Ground | Diesel | 1000 | Bare Steel | 1998-09-01 | Galvanized Steel | Pressurized
9145036 | 6 | Flapper Valve | 1998-10-01 | no | 1998-10-01 | no | Currently in Use |  | 10000 | Composite | 1998-10-01 | Flex | Pressurized
9145036 | 7 | Flapper Valve | 1998-10-01 | no | 1998-10-01 | no | Currently in Use |  | 10000 | Composite | 1998-10-01 | Flex | Pressurized
9145036 | 8 |  | 1998-10-01 |  | 1998-10-01 |  | Currently in Use | Diesel | 4000 | Composite | 1998-10-01 | Flex | Pressurized
9145037 | 1 |  | 1991-03-06 | no | 1991-03-06 | no | Currently in Use | Gas (Historical Use) | 1000 | Galvanic (STIP-3) | 1991-03-06 | Fiberglass Reinforced Plastic | Suction (American)
9145038 | 1 | [5 empty] | Removed from Ground | Used Oil | 1000 | Not Marked/Unknown | 1996-07-25 | Not Marked
9145038 | 2 | [5 empty] | Removed from Ground | Empty | 1000 | Not Marked/Unknown | 1996-07-25 | Not Marked
9145041 | 1 |  | 1996-08-23 | no | 1996-08-23 | no | Currently in Use | Diesel | 2000 | Composite | 1996-08-23 |  | Safe Suction (Euro)
9145041 | 2 |  | 1996-08-23 | no | 1996-08-23 | no | Temporarily out of use | Gas (Historical Use) | 8000 | Composite | 1996-08-23 |  | Pressurized
9145041 | 3 |  | 1996-08-23 | no | 1996-08-23 | no | Temporarily out of use | Gas (Historical Use) | 12000 | Composite | 1996-08-23 |  | Pressurized
9145042 | 1 | Flapper Valve | 1996-08-16 |  | 1996-08-16 |  | Currently in Use | Kerosene | 2000 | Composite | 1996-08-16 | Double Walled | Safe Suction (Euro)
9145042 | 2 | Ball Float | 1996-08-16 |  | 1996-08-16 |  | Currently in Use | Gas (Historical Use) | 8000 | Composite | 1996-08-16 | Double Walled | Pressurized
9145042 | 3 | Ball Float | 1996-08-16 |  | 1996-08-16 |  | Currently in Use | Gas (Historical Use) | 12000 | Composite | 1996-08-16 | Double Walled | Pressurized
9145042 | 4 | Ball Float | 1996-08-16 |  | 1996-08-16 |  | Currently in Use | Diesel | 12000 | Composite | 1996-08-16 | Double Walled | Pressurized
9145043 | 1 | Ball Float | 1996-11-06 | no | 1996-11-06 | no | Currently in Use | Gas (Historical Use) | 4000 | Fiberglass Double Walled | 1996-11-06 | Double-Walled Fiberglass | Pressurized
9145043 | 2 | Ball Float | 1996-11-06 |  | 1996-11-06 |  | Currently in Use | Gas (Historical Use) | 8000 | Fiberglass Double Walled | 1996-11-06 | Double-Walled Fiberglass | Pressurized
9145044 | 1 | [5 empty] | Removed from Ground | Diesel | 3000 | Not Marked/Unknown | 1997-07-01 | Not Marked
9145045 | 1 | [5 empty] | Removed from Ground | Gas (Historical Use) | 1000 | Bare Steel | 1940-01-01 | Bare Steel | Suction (American)
9145045 | 2 | [5 empty] | Removed from Ground | Gas (Historical Use) | 550 | Bare Steel | 1940-01-01 | Bare Steel | Suction (American)
9145045 | 3 | [5 empty] | Removed from Ground | Gas (Historical Use) | 1000 | Bare Steel | 1940-01-01 | Bare Steel | Suction (American)
9145045 | 4 | [5 empty] | Removed from Ground | Gas (Historical Use) | 550 | Bare Steel | 1940-01-01 | Bare Steel | Suction (American)
9145045 | 5 | [5 empty] | Removed from Ground | Gas (Historical Use) | 550 | Bare Steel | 1940-01-01 | Bare Steel | Suction (American)
9145046 | 2 | [5 empty] | Removed from Ground | Gas (Historical Use) | 1000 | Not Marked/Unknown | 1970-01-01 | Not Marked
9145046 | 3 | [5 empty] | Removed from Ground | Gas (Historical Use) | 1000 | Not Marked/Unknown | 1970-01-01 | Not Marked
9145047 | 1 |  | 1998-08-01 |  | 1998-08-01 |  | Currently in Use | Diesel | 10000 | Steel-Impressed Current | 1993-06-01 | Cathodically Protected | Pressurized
9145048 | 1 | Flapper Valve | 1998-10-01 |  | 1998-10-01 |  | Currently in Use | Gas (Historical Use) | 10000 | Fiberglass | 1998-10-01 | Double-Walled Fiberglass | Pressurized
9145048 | 2 | Flapper Valve | 1998-10-01 |  | 1998-10-01 |  | Currently in Use | Diesel | 10000 | Fiberglass | 1998-10-01 | Double-Walled Fiberglass | Pressurized
9146001 | 1 | [5 empty] | Removed from Ground | Diesel | 1000 | Bare Steel | 1980-01-01 | Galvanized Steel | Safe Suction (Euro)
9146001 | 2 | [5 empty] | Removed from Ground | Diesel | 10000 | Bare Steel | 1980-01-01 | Galvanized Steel | Safe Suction (Euro)
9146002 | 1 | [5 empty] | Closed in Ground | Gas (Historical Use) | 500 | Marked Unknown | 1991-05-30 | Unknown
9146003 | 1 | [5 empty] | Removed from Ground | Diesel | 4000 | Epoxy | 1976-01-01 | Copper | Safe Suction (Euro)
9146004 | 1 | [5 empty] | Currently in Use | Other | 2000 | Bare Steel | 1980-01-01 | Galvanized Steel
9146004 | 2 | [5 empty] | Removed from Ground | Kerosene | 1000 | Bare Steel | 1971-01-01 | Galvanized Steel
9146004 | 2R1 | [5 empty] | Currently in Use | Other | 2000 | Fiberglass | 1988-12-10 | Galvanized Steel | Suction (American)
9146004 | 3 | [5 empty] | Removed from Ground | Kerosene | 1000 | Bare Steel | 1971-01-01 | Galvanized Steel
9146004 | 3R1 | [5 empty] | Currently in Use | Other | 550 | Fiberglass | 1988-12-20 | Galvanized Steel | Suction (American)
9146004 | 4 | [5 empty] | Removed from Ground | Kerosene | 1000 | Bare Steel | 1971-01-01 | Galvanized Steel
9146005 | 1 | [5 empty] | Removed from Ground | Gas (Historical Use) | 2000 | Bare Steel | 1969-01-01 | Galvanized Steel | Suction (American)
9146005 | 2 | [5 empty] | Removed from Ground | Diesel | 2000 | Bare Steel | 1969-01-01 | Galvanized Steel | Suction (American)
9146005 | 3 |  |  | yes |  | yes | Removed from Ground | Used Oil | 500 | Not Marked/Unknown | 1998-10-01 | Not Marked
9146006 | 1 | [5 empty] | Closed in Ground | Gas (Historical Use) | 550 | Bare Steel | 1979-01-01 | Bare Steel | Suction (American)
9146007 | 1 |  | 1991-01-01 |  | 1991-01-01 |  | Removed from Ground | Gas (Historical Use) | 4000 | Bare Steel | 1975-01-01 | Fiberglass Reinforced Plastic | Safe Suction (Euro)
9146007 | 2 |  | 1991-01-01 |  | 1991-01-01 |  | Removed from Ground | Gas (Historical Use) | 4000 | Bare Steel | 1975-01-01 | Fiberglass Reinforced Plastic | Safe Suction (Euro)
9146007 | 3 | [5 empty] | Removed from Ground | Gas (Historical Use) | 4000 | Bare Steel | 1975-01-01 | Fiberglass Reinforced Plastic | Safe Suction (Euro)
9146009 | 1 | Ball Float | 1998-11-17 |  | 1998-11-17 |  | Currently in Use | Gas (Historical Use) | 10000 | Steel-Impressed Current | 1987-01-01 | Steel (Impressed Current) | Pressurized
9146009 | 2 | Ball Float | 1998-11-17 |  | 1998-11-17 |  | Currently in Use | Gas (Historical Use) | 6000 | Steel-Impressed Current | 1987-01-01 | Steel (Impressed Current) | Pressurized
9146009 | 3 | Ball Float | 1998-11-17 |  | 1998-11-17 |  | Currently in Use | Gas (Historical Use) | 10000 | Steel-Impressed Current | 1987-01-01 | Steel (Impressed Current) | Pressurized
9146009 | 4 | Flapper Valve | 1998-11-17 |  | 1998-11-17 |  | Currently in Use | Diesel | 10000 | Steel-Impressed Current | 1987-01-01 | Steel (Impressed Current) | Pressurized
9146009 | 5 | Flapper Valve | 1998-11-17 |  | 1998-11-17 |  | Temporarily out of use | Kerosene | 4000 | Steel-Impressed Current | 1987-01-01 | Steel (Impressed Current) | Pressurized
9146010 | 1 | [5 empty] | Removed from Ground | Gas (Historical Use) | 2000 | Cathodically Protected Steel | 1988-01-01 | Fiberglass Reinforced Plastic | Suction (American)
9146011 | 1 | [5 empty] | Closed in Ground | Empty | 1000 | Bare Steel | 1960-01-01 | Galvanized Steel
9146011 | 2 | [5 empty] | Closed in Ground | Empty | 1000 | Bare Steel | 1960-01-01 | Galvanized Steel
9146011 | 3 | [5 empty] | Removed from Ground | Empty | 4000 | Bare Steel | 1976-01-01 | Galvanized Steel
9146012 | 1 | [5 empty] | Removed from Ground | Gas (Historical Use) | 4000 | Bare Steel | 1965-01-01 | Unknown
9146012 | 2 | [5 empty] | Removed from Ground | Gas (Historical Use) | 4000 | Bare Steel | 1965-01-01 | Unknown
9146012 | 3 | [5 empty] | Removed from Ground | Gas (Historical Use) | 4000 | Bare Steel | 1965-01-01 | Unknown
9146012 | 4 | [5 empty] | Removed from Ground | Gas (Historical Use) | 4000 | Bare Steel | 1965-01-01 | Unknown
9146013 | 1 | Flapper Valve | 1988-01-01 |  | 1988-01-01 |  | Currently in Use | Gas (Historical Use) | 2000 | Galvanic (STIP-3) | 1988-01-01 | Galvanized Steel | Safe Suction (Euro)
9146013 | 2 | Flapper Valve | 1988-01-01 |  | 1988-01-01 |  | Currently in Use | Gas (Historical Use) | 2000 | Galvanic (STIP-3) | 1988-01-01 | Galvanized Steel | Safe Suction (Euro)
9146014 | 1 | [5 empty] | Removed from Ground | Gas (Historical Use) | 4000 | Not Marked/Unknown | 1988-11-15 | Galvanized Steel
9146014 | 2 | [5 empty] | Removed from Ground | Gas (Historical Use) | 3000 | Not Marked/Unknown | 1988-11-15 | Galvanized Steel
9146014 | 3 | [5 empty] | Removed from Ground | Gas (Historical Use) | 2000 | Not Marked/Unknown | 1988-11-15 | Galvanized Steel
9146014 | 4 | [5 empty] | Removed from Ground | Diesel | 550 | Not Marked/Unknown | 1988-11-15 | Galvanized Steel
9146015 | 1 | [5 empty] | Removed from Ground | Empty | 1000 | Bare Steel | 1982-05-09 | Galvanized Steel | Safe Suction (Euro)
9146015 | 2 | [5 empty] | Removed from Ground | Empty | 2000 | Bare Steel | 1982-05-09 | Galvanized Steel | Safe Suction (Euro)
9146015 | 3 | [5 empty] | Removed from Ground | Empty | 4000 | Bare Steel | 1982-05-09 | Galvanized Steel | Safe Suction (Euro)
9146016 | 1 | [5 empty] | Permanently Out of Use - historical purposes | Gas (Historical Use) | 0 | Marked Unknown |  | Unknown
9146017 | 1 | [5 empty] | Currently in Use | Diesel | 20000 | Marked Unknown |  | Unknown
9146017 | 2 | [5 empty] | Currently in Use | Diesel | 15000 | Marked Unknown |  | Unknown
9146017 | 3AST | [5 empty] | Currently in Use | Diesel | 17000 | Marked Unknown |  | Unknown
9146020 | 1 | [5 empty] | Removed from Ground | Diesel | 2000 | Marked Unknown | 1990-08-01 | Galvanized Steel | Suction (American)
9146021 | 1 | Flapper Valve | 1999-10-15 |  | 1999-10-15 |  | Currently in Use | Kerosene | 2000 | Galvanic (STIP-3) | 1986-01-01 | Fiberglass Reinforced Plastic | Safe Suction (Euro)
9146021 | 192568 | Flapper Valve | 1991-12-15 |  | 1991-12-15 |  | Currently in Use | Gas (Historical Use) | 6000 | Galvanic (STIP-3) | 1991-12-01 | Fiberglass Reinforced Plastic | Pressurized
9146021 | 192574 | Flapper Valve | 1991-12-15 |  | 1991-12-15 |  | Currently in Use | Gas (Historical Use) | 6000 | Galvanic (STIP-3) | 1991-12-01 | Fiberglass Reinforced Plastic | Pressurized
9146022 | DUMMY | [5 empty] | Removed from Ground | Other | 1 | Marked Unknown | 1990-03-15 | Unknown
9146023 | 1 | [5 empty] | Removed from Ground | Gas (Historical Use) | 1000 | Marked Unknown | 1993-02-04 | Unknown
9146023 | 2 | [5 empty] | Removed from Ground | Gas (Historical Use) | 1000 | Marked Unknown | 1993-02-04 | Unknown
9146023 | 3 | [5 empty] | Removed from Ground | Gas (Historical Use) | 550 | Marked Unknown | 1993-02-04 | Unknown
9146024 | 1 | [5 empty] | Temporarily out of use | Empty | 550 | Bare Steel | 1950-01-01 | Galvanized Steel
9146024 | 2 | [5 empty] | Temporarily out of use | Empty | 550 | Bare Steel | 1950-01-01 | Galvanized Steel
9146024 | 3 | [5 empty] | Temporarily out of use | Gas (Historical Use) | 2000 | Cathodically Protected Steel | 1988-09-01 | Galvanized Steel | Safe Suction (Euro)
9146024 | 4 | [5 empty] | Temporarily out of use | Gas (Historical Use) | 2000 | Cathodically Protected Steel | 1988-09-01 | Galvanized Steel | Safe Suction (Euro)
9146025 | 1 | Flapper Valve | 1991-12-01 | no | 1991-12-01 | no | Currently in Use | Gas (Historical Use) | 3000 | Galvanic (STIP-3) | 1991-12-01 | Fiberglass Reinforced Plastic | Safe Suction (Euro)
9146025 | 2 | Flapper Valve | 1991-12-01 | no | 1991-12-01 | no | Currently in Use | Diesel | 3000 | Galvanic (STIP-3) | 1991-12-01 | Fiberglass Reinforced Plastic | Safe Suction (Euro)
9146025 | 3 | [5 empty] | Removed from Ground | Diesel | 500 | Not Marked/Unknown | 2001-04-01
9146026 | 1 | [5 empty] | Removed from Ground | Other | 1 | Not Marked/Unknown | 1993-02-01 | Not Marked
9146027 | 1 | [5 empty] | Removed from Ground | Gas (Historical Use) | 1000 | Not Marked/Unknown | 1993-08-11 | Not Marked
9146027 | 2 | [5 empty] | Removed from Ground | Diesel | 1000 | Not Marked/Unknown | 1993-08-11 | Not Marked
9146029 | 1 | Ball Float | 1996-02-07 |  | 1996-02-07 |  | Currently in Use | Gas (Historical Use) | 10354 | Fiberglass | 1987-01-01 | Fiberglass Reinforced Plastic | Pressurized
9146029 | 2 | Ball Float | 1996-02-07 |  | 1996-02-07 |  | Currently in Use | Gas (Historical Use) | 10354 | Fiberglass | 1987-01-01 | Fiberglass Reinforced Plastic | Pressurized
9146029 | 3 | Ball Float | 1996-02-07 |  | 1996-02-07 |  | Currently in Use | Gas (Historical Use) | 9728 | Fiberglass | 1987-01-01 | Fiberglass Reinforced Plastic | Pressurized
9146029 | 4 | Ball Float | 1996-02-07 |  | 1996-02-07 |  | Currently in Use | Kerosene | 2008 | Fiberglass | 1987-01-01 | Fiberglass Reinforced Plastic | Pressurized
9146031 | 1 | [5 empty] | Removed from Ground | Gas (Historical Use) | 1000 | Bare Steel | 1980-01-01 | Bare Steel | Safe Suction (Euro)
9146031 | 2 | [5 empty] | Removed from Ground | Diesel | 1000 | Bare Steel | 1980-01-01 | Bare Steel | Safe Suction (Euro)
9146031 | 3 |  |  | yes |  | yes | Removed from Ground | Used Oil | 500 | Bare Steel | 1980-01-01 | Bare Steel | Safe Suction (Euro)
9146032 | 1 | [5 empty] | Closed in Ground | Gas (Historical Use) | 0 | Not Marked/Unknown | 1965-01-01 | Not Marked
9146035 | 1 | [5 empty] | Removed from Ground | Diesel | 800 | Bare Steel | 1978-02-01 | Copper
9146037 | 1 |  | 1988-09-01 |  | 1988-09-01 |  | Currently in Use | Gas (Historical Use) | 3000 | Cathodically Protected Steel | 1988-09-01 | Cathodically Protected | Suction (American)
9146037 | 2 |  | 1988-09-01 |  | 1988-09-01 |  | Currently in Use | Gas (Historical Use) | 3000 | Cathodically Protected Steel | 1988-09-01 | Cathodically Protected | Suction (American)
9146037 | 3 | [5 empty] | Removed from Ground | Kerosene | 0 | Bare Steel | 1988-09-01 | Galvanized Steel | Suction (American)
9146038 | 1 |  | 1989-02-08 |  | 1989-02-08 |  | Removed from Ground | Gas (Historical Use) | 4000 | Galvanic (STIP-3) | 1989-02-08 | Fiberglass Reinforced Plastic | Pressurized
9146038 | 2 |  | 1989-02-08 |  | 1989-02-08 |  | Removed from Ground | Gas (Historical Use) | 4000 | Galvanic (STIP-3) | 1989-02-08 | Fiberglass Reinforced Plastic | Pressurized
9146038 | 3 |  | 1989-02-08 |  | 1989-02-08 |  | Removed from Ground | Gas (Historical Use) | 6000 | Galvanic (STIP-3) | 1989-02-08 | Fiberglass Reinforced Plastic | Pressurized
9146039 | 1 | Flapper Valve | 1995-04-01 |  | 1995-04-01 |  | Currently in Use | Gas (Historical Use) | 8000 | Galvanic (STIP-3) | 1995-04-15 | Fiberglass Reinforced Plastic | Safe Suction (Euro)
9146039 | 2 | Flapper Valve | 1995-04-01 |  | 1995-04-01 |  | Currently in Use | Diesel | 6000 | Galvanic (STIP-3) | 1995-04-15 | Fiberglass Reinforced Plastic | Safe Suction (Euro)
9146040 | 3 | [5 empty] | Removed from Ground | Gas (Historical Use) | 1000 | Bare Steel | 1970-05-12 | Galvanized Steel | Safe Suction (Euro)
9146040 | 4 | [5 empty] | Removed from Ground | Empty | 1000 | Bare Steel | 1970-05-12 | Galvanized Steel
9146040 | 5 | [5 empty] | Removed from Ground | Empty | 1000 | Bare Steel | 1970-05-12 | Galvanized Steel
9146041 | 1 | [5 empty] | Removed from Ground | Gas (Historical Use) | 8000 | Not Marked/Unknown | 1971-05-21 | Not Marked | Suction (American)
9146041 | 2 | [5 empty] | Removed from Ground | Gas (Historical Use) | 3000 | Not Marked/Unknown | 1971-05-21 | Not Marked | Suction (American)
9146041 | 3 | [5 empty] | Removed from Ground | Gas (Historical Use) | 8000 | Not Marked/Unknown | 1971-05-21 | Not Marked | Suction (American)
9146041 | 4AST | [5 empty] | Removed from Ground | Diesel | 1000 | Not Marked/Unknown | 1971-05-21 | Not Marked
9146042 | 1 | Ball Float | 1995-07-01 |  | 1995-07-01 |  | Currently in Use | Gas (Historical Use) | 10000 | Steel-Impressed Current | 1995-07-01 | Fiberglass Reinforced Plastic | Pressurized
9146042 | 2 | Ball Float | 1995-07-01 |  | 1995-07-01 |  | Currently in Use | Gas (Historical Use) | 6000 | Steel-Impressed Current | 1995-07-01 | Fiberglass Reinforced Plastic | Pressurized
9146042 | 3 | Ball Float | 1995-07-01 |  | 1995-07-01 |  | Currently in Use | Diesel | 6000 | Steel-Impressed Current | 1995-07-01 | Fiberglass Reinforced Plastic | Pressurized
9146042 | 4 | Flapper Valve | 1995-07-01 |  | 1995-07-01 |  | Currently in Use | Kerosene | 4000 | Steel-Impressed Current | 1995-07-01 | Fiberglass Reinforced Plastic | Safe Suction (Euro)
9146043 | 1 | Flapper Valve | 1984-03-01 |  | 1984-03-01 |  | Currently in Use | Gas (Historical Use) | 8000 | Galvanic (STIP-3) | 1984-01-01 | Fiberglass Reinforced Plastic | Pressurized
9146043 | 2 | Flapper Valve | 1984-03-01 |  | 1984-03-01 |  | Temporarily out of use | Gas (Historical Use) | 8000 | Galvanic (STIP-3) | 1984-01-01 | Fiberglass Reinforced Plastic | Pressurized
9146044 | 1 |  | 1999-02-01 |  | 1999-02-01 |  | Removed from Ground | Gas (Historical Use) | 1000 | Steel-Impressed Current | 1999-02-01 | Cathodically Protected | Suction (American)
9146044 | 2 |  | 1999-02-01 |  | 1999-02-01 |  | Removed from Ground | Gas (Historical Use) | 2000 | Steel-Impressed Current | 1999-02-01 | Cathodically Protected | Suction (American)
9146045 | 1 | [5 empty] | Removed from Ground | Gas (Historical Use) | 1000 | Cathodically Protected Steel | 1988-02-01 | Galvanized Steel
9146045 | 2 | [5 empty] | Removed from Ground | Diesel | 500 | Marked Unknown | 1998-10-16 | Galvanized Steel
9146046 | 1 |  | 2000-11-01 |  | 2000-11-01 |  | Removed from Ground | Gas (Historical Use) | 1000 | Bare Steel | 1985-06-01 | Cathodically Protected | Suction (American)
9146046 | 2 |  | 2000-11-01 |  | 2000-11-01 |  | Removed from Ground | Gas (Historical Use) | 1000 | Bare Steel | 1985-06-01 | Cathodically Protected | Suction (American)
9146046 | 3 |  | 2000-11-01 |  |  |  | Removed from Ground | Gas (Historical Use) | 1000 | Bare Steel | 1985-06-01 | Cathodically Protected | Suction (American)
9146046 | 4 | Flapper Valve | 2000-12-04 |  | 2000-12-04 |  | Temporarily out of use | Gas (Historical Use) | 1000 | Galvanic (STIP-3) | 2000-11-01 | Fiberglass Reinforced Plastic | Suction (American)
9146046 | 5 | Flapper Valve | 2000-12-04 |  | 2000-12-04 |  | Temporarily out of use | Gas (Historical Use) | 1000 | Galvanic (STIP-3) | 2000-11-01 | Fiberglass Reinforced Plastic | Suction (American)
9146051 | 1 |  | 1999-09-30 |  | 1999-09-30 |  | Temporarily out of use | Empty | 550 | Epoxy | 1995-11-22 | Fiberglass Reinforced Plastic | Safe Suction (Euro)
9146056 | 2 | [5 empty] | Removed from Ground | Diesel | 0 | Marked Unknown | 1996-05-23 | Unknown
9146056 | CC-2 | [5 empty] | Removed from Ground | Diesel | 5000 | Marked Unknown | 1996-05-24 | Unknown
9146057 | 1 | [5 empty] | Removed from Ground | Other | 750 | Not Marked/Unknown | 1996-06-25 | Not Marked
9146060 | 1 | Ball Float | 1996-10-03 |  | 1996-10-03 |  | Currently in Use | Gas (Historical Use) | 15000 | Fiberglass Double Walled | 1996-09-26 | Flex | Pressurized
9146060 | 2 | Ball Float | 1996-10-03 |  | 1996-10-03 |  | Currently in Use | Gas (Historical Use) | 15000 | Fiberglass Double Walled | 1996-09-26 | Flex | Pressurized
9146060 | 3 | Ball Float | 1996-10-24 |  | 1996-10-24 |  | Currently in Use | Diesel | 5000 | Fiberglass Double Walled | 1996-09-26 | Flex | Pressurized
9146061 | 1 |  | 1999-01-01 | no | 1999-01-01 | no | Temporarily out of use | Empty | 10000 | Steel-Impressed Current | 1980-01-01 | Steel (Impressed Current) | Pressurized
9146061 | 2 |  | 1999-01-01 | no | 1999-01-01 | no | Temporarily out of use | Gas (Historical Use) | 6000 | Steel-Impressed Current | 1980-01-01 | Steel (Impressed Current) | Pressurized
9146061 | 3 |  | 1999-01-01 | no | 1999-01-01 | no | Temporarily out of use | Gas (Historical Use) | 6000 | Steel-Impressed Current | 1980-01-01 | Steel (Impressed Current) | Pressurized
9146061 | 4 | [5 empty] | Removed from Ground | Kerosene | 4000 | Cathodically Protected Steel | 1980-01-01 | Not Marked | Pressurized
9146062 | 1 |  | 1996-08-15 |  | 1996-08-15 |  | Currently in Use | Diesel | 10000 | Composite | 1996-08-15 | Double-Walled Flex | Safe Suction (Euro)
9146063 | 1 | [5 empty] | Removed from Ground | Gas (Historical Use) | 1000 | Not Marked/Unknown | 1997-03-24 | Not Marked
9146063 | 2 | Ball Float | 1997-06-23 |  | 1997-06-23 |  | Currently in Use | Diesel | 4000 | Fiberglass Double Walled | 1997-06-23 | Double-Walled Flex | Pressurized
9146063 | 3 | Ball Float | 1997-06-23 |  | 1997-06-23 |  | Currently in Use | Gas (Historical Use) | 10000 | Fiberglass Double Walled | 1997-06-23 | Double-Walled Flex | Pressurized
9146063 | 4 | Ball Float | 1997-06-23 |  | 1997-06-23 |  | Currently in Use | Gas (Historical Use) | 10000 | Fiberglass Double Walled | 1997-06-23 | Double-Walled Flex | Pressurized
9146063 | 5 | Ball Float | 1997-06-23 |  | 1997-06-23 |  | Currently in Use | Gas (Historical Use) | 10000 | Fiberglass Double Walled | 1997-06-23 | Double-Walled Flex | Pressurized
9146063 | 6 | [5 empty] | Removed from Ground | Other | 550 | Marked Unknown | 1997-03-01 | Unknown
9146063 | 7 | [5 empty] | Removed from Ground | Other | 300 | Marked Unknown | 1997-03-01 | Unknown
9146064 | 1 | Ball Float | 1998-05-09 |  | 1998-05-09 |  | Currently in Use | Gas (Historical Use) | 12000 | Composite | 1998-04-21 | Fiberglass Reinforced Plastic | Pressurized
9146064 | 2 | Ball Float | 1998-05-04 |  | 1998-05-04 |  | Currently in Use | Gas (Historical Use) | 8000 | Composite | 1998-04-21 | Fiberglass Reinforced Plastic | Pressurized
9146064 | 3A | Ball Float | 1998-05-04 |  | 1998-05-04 |  | Currently in Use | Diesel | 1500 | Composite | 1998-04-21 | Fiberglass Reinforced Plastic | Pressurized
9146064 | 3B | Flapper Valve | 1998-05-04 |  | 1998-05-04 |  | Currently in Use | Diesel | 1500 | Composite | 1998-04-21 | Fiberglass Reinforced Plastic | Safe Suction (Euro)
9146065 | 1 | Ball Float | 1998-06-01 |  | 1998-06-01 |  | Currently in Use | Diesel | 0 | Composite | 1998-06-01 | Fiberglass Reinforced Plastic | Pressurized
9146065 | 2 | Ball Float | 1998-06-01 |  | 1998-06-01 |  | Currently in Use | Diesel | 0 | Composite | 1998-06-01 | Fiberglass Reinforced Plastic | Pressurized
9146065 | 3A | Ball Float | 1998-06-01 |  | 1998-06-01 |  | Currently in Use | Gas (Historical Use) | 0 | Composite | 1998-06-01 | Fiberglass Reinforced Plastic | Pressurized
9146065 | 3B | Ball Float | 1998-06-01 |  | 1998-06-01 |  | Currently in Use | Gas (Historical Use) | 0 | Composite | 1998-06-01 | Fiberglass Reinforced Plastic | Pressurized
9146066 | 1 | [5 empty] | Removed from Ground | Gas (Historical Use) | 1000 | Not Marked/Unknown | 1999-02-11 | Not Marked
9146067 | 1 | Flapper Valve | 1996-05-01 | no | 1996-05-01 | no | Currently in Use | Diesel | 2000 | Galvanic (STIP-3) | 1996-05-01 | Fiberglass Reinforced Plastic | Safe Suction (Euro)
9146067 | 2 | Flapper Valve | 1996-05-01 | no | 1996-05-01 | no | Currently in Use | Diesel | 2000 | Galvanic (STIP-3) | 1996-05-01 | Fiberglass Reinforced Plastic | Safe Suction (Euro)
9146067 | 3 | Ball Float | 1996-05-01 | no | 1996-05-01 | no | Currently in Use | Regular | 6000 | Galvanic (STIP-3) | 1996-05-01 | Fiberglass Reinforced Plastic | Pressurized
9146067 | 4 | Ball Float | 1996-05-01 | no | 1996-05-01 | no | Currently in Use | Premium | 8000 | Galvanic (STIP-3) | 1996-05-01 | Fiberglass Reinforced Plastic | Pressurized
9146068 | 1 | Ball Float | 1999-03-16 | no | 1999-03-16 | no | Currently in Use | Regular | 10000 | Fiberglass | 1999-03-08 | Double-Walled Flex | Pressurized
9146068 | 2 | Ball Float | 1999-03-16 | no | 1999-03-16 | no | Currently in Use | Plus | 10000 | Fiberglass | 1999-03-08 | Double-Walled Flex | Pressurized
9146068 | 3 | Ball Float | 1999-03-16 | no | 1999-03-16 | no | Currently in Use | Premium | 10000 | Fiberglass | 1999-03-08 | Double-Walled Flex | Pressurized
9146068 | 4 | Ball Float | 1999-03-16 |  | 1999-03-16 |  | Currently in Use | Diesel | 5000 | Fiberglass | 1999-03-08 | Double-Walled Flex | Pressurized
9146069 | 1 |  | 1998-11-06 |  | 1998-11-06 |  | Currently in Use | Gas (Historical Use) | 10000 | Epoxy | 1998-11-06 | Secondary Containment | Pressurized
9146069 | 2 |  | 1998-11-06 | no | 1998-11-06 | no | Currently in Use | Gas (Historical Use) | 10000 | Epoxy | 1998-11-06 |  | Pressurized
9146070 | 1 | Overfill Alarm | 2000-06-16 |  | 2000-08-16 |  | Currently in Use | Gas (Historical Use) | 12000 | Fiberglass Double Walled | 2000-08-16 | Double-Walled Flex | Pressurized
9146070 | 2A | Overfill Alarm | 2000-06-16 | no | 2000-06-16 | no | Currently in Use | Gas (Historical Use) | 8000 | Fiberglass Double Walled | 2000-08-16 | Double-Walled Flex | Pressurized
9146070 | 2B | Overfill Alarm | 2000-06-16 | no | 2000-06-16 | no | Currently in Use | Gas (Historical Use) | 4000 | Fiberglass Double Walled | 2000-08-16 | Double-Walled Flex | Pressurized
9146071 | 1 | Ball Float | 2000-09-06 |  | 2000-09-06 |  | Currently in Use | Gas (Historical Use) | 15288 | Composite | 2000-09-06 | Double-Walled Flex | Pressurized
9146071 | 2 | Ball Float | 2000-09-06 |  | 2000-09-06 |  | Currently in Use | Gas (Historical Use) | 12205 | Composite | 2000-09-06 | Double-Walled Flex | Pressurized
9146071 | 3 | Ball Float | 2000-09-06 |  | 2000-09-06 |  | Currently in Use | Diesel | 8178 | Composite | 2000-09-06 | Double-Walled Flex | Pressurized
9146073 | 1 | [5 empty] | Removed from Ground | Gas (Historical Use) | 4000 | Bare Steel | 1971-01-01 | Bare Steel | Suction (American)
9146073 | 2 | [5 empty] | Removed from Ground | Gas (Historical Use) | 4000 | Bare Steel | 1971-01-01 | Bare Steel | Suction (American)
9146073 | 3 | [5 empty] | Removed from Ground | Diesel | 8000 | Bare Steel | 1971-01-01 | Bare Steel | Suction (American)
9146074 | 1 | [5 empty] | Closed in Ground | Gas (Historical Use) | 1500 | Bare Steel | 1974-01-01 | Bare Steel | Safe Suction (Euro)
9146074 | 2 | [5 empty] | Closed in Ground | Gas (Historical Use) | 1500 | Bare Steel | 1974-01-01 | Bare Steel | Safe Suction (Euro)
9146074 | 3 | [5 empty] | Closed in Ground | Gas (Historical Use) | 12000 | Bare Steel | 1974-01-01 | Bare Steel | Safe Suction (Euro)
9146074 | 4 | [5 empty] | Closed in Ground | Gas (Historical Use) | 12000 | Bare Steel | 1974-01-01 | Bare Steel | Safe Suction (Euro)
9146075 | 1 | [5 empty] | Removed from Ground | Gas (Historical Use) | 500 | Bare Steel | 2001-02-19 | Bare Steel | Safe Suction (Euro)
9147001 | A |  | 1990-04-01 |  | 1990-04-01 |  | Removed from Ground | Gas (Historical Use) | 10000 | Galvanic (STIP-3) | 1990-01-01 | Fiberglass Reinforced Plastic | Pressurized
9147001 | B |  | 1990-04-01 |  | 1990-04-01 |  | Removed from Ground | Gas (Historical Use) | 10000 | Galvanic (STIP-3) | 1990-01-01 | Fiberglass Reinforced Plastic | Pressurized
9147001 | C |  | 1990-04-01 |  | 1990-04-01 |  | Removed from Ground | Gas (Historical Use) | 10000 | Galvanic (STIP-3) | 1990-01-01 | Fiberglass Reinforced Plastic | Pressurized
9147001 | D |  | 1990-04-01 |  | 1990-04-01 |  | Removed from Ground | Gas (Historical Use) | 10000 | Galvanic (STIP-3) | 1990-01-01 | Fiberglass Reinforced Plastic | Pressurized
9147002 | DUMMY | [5 empty] | Removed from Ground | Other | 0 | Marked Unknown | 1991-06-01 | Unknown
9147003 | 192635 |  | 1992-04-01 | no | 1992-04-01 | no | Currently in Use | Gas (Historical Use) | 10000 | Galvanic (STIP-3) | 1992-04-20 | Fiberglass Reinforced Plastic | Pressurized
9147003 | 192650 |  | 1992-04-01 | no | 1992-04-01 | no | Currently in Use | Diesel | 6000 | Galvanic (STIP-3) | 1992-04-20 | Fiberglass Reinforced Plastic | Pressurized
9147003 | 192652 |  | 1992-04-01 | no | 1992-04-01 | no | Currently in Use | Gas (Historical Use) | 6000 | Galvanic (STIP-3) | 1992-04-20 | Fiberglass Reinforced Plastic | Pressurized
9147003 | 4 | [5 empty] | Removed from Ground | Gas (Historical Use) | 2000 | Not Marked/Unknown | 1992-04-01 | Not Marked
9147003 | 5 | [5 empty] | Removed from Ground | Gas (Historical Use) | 1000 | Not Marked/Unknown | 1992-04-01 | Not Marked
9147003 | 6 | [5 empty] | Removed from Ground | Gas (Historical Use) | 560 | Bare Steel | 1992-04-01 | Bare Steel
9147004 | 1 |  | 1998-07-01 |  | 1998-07-01 |  | Removed from Ground | Gas (Historical Use) | 10000 | Cathodically Protected Steel | 1988-01-01 | Fiberglass Reinforced Plastic | Pressurized
9147004 | 2 |  | 1998-07-01 |  | 1998-07-01 |  | Removed from Ground | Gas (Historical Use) | 10000 | Cathodically Protected Steel | 1988-01-01 | Fiberglass Reinforced Plastic | Pressurized
9147004 | 3 |  | 1998-07-01 |  | 1998-07-01 |  | Removed from Ground | Gas (Historical Use) | 10000 | Cathodically Protected Steel | 1988-01-01 | Fiberglass Reinforced Plastic | Pressurized
9147004 | 4 |  | 1998-07-01 |  | 1998-07-01 |  | Removed from Ground | Diesel | 10000 | Cathodically Protected Steel | 1988-01-01 | Fiberglass Reinforced Plastic | Pressurized
9147005 | 1 |  | 1991-01-01 |  | 1991-01-01 |  | Currently in Use | Gas (Historical Use) | 10000 | Composite | 1991-01-01 | Double-Walled Fiberglass
9147005 | 2 |  | 1991-01-01 | no | 1991-01-01 | no | Currently in Use | Gas (Historical Use) | 10000 | Composite | 1991-01-01 | Double-Walled Fiberglass
9147005 | 3 |  | 1991-01-01 |  | 1991-01-01 |  | Currently in Use | Diesel | 6000 | Composite | 1991-01-01 | Double-Walled Fiberglass
9147005 | 4 |  | 2016-10-06 | no | 2016-10-06 | no | Currently in Use | Gas (Historical Use) | 6000 | Fiberglass Double Walled | 2016-10-06 | Double-Walled Fiberglass
9147005 | 5 |  | 2016-10-06 | no | 2016-10-06 | no | Currently in Use | Diesel | 4000 | Fiberglass Double Walled | 2016-10-06 | Double-Walled Fiberglass
9147006 | 1 | Flapper Valve | 1994-02-15 |  | 1994-02-15 |  | Currently in Use | Gas (Historical Use) | 8000 | Steel-Impressed Current | 1984-05-28 | Fiberglass Reinforced Plastic | Pressurized
9147006 | 2 | Ball Float | 2012-03-01 |  | 1994-02-15 |  | Currently in Use | Gas (Historical Use) | 8000 | Steel-Impressed Current | 1984-04-28 | Fiberglass Reinforced Plastic | Pressurized
9147006 | 3 | Flapper Valve | 2012-07-25 |  | 1994-02-15 |  | Currently in Use | Kerosene | 8000 | Steel-Impressed Current | 1984-02-28 | Fiberglass Reinforced Plastic | Pressurized
9147007 | 1 | [5 empty] | Closed in Ground | Diesel | 3000 | Bare Steel | 1991-03-01 | Galvanized Steel
9147008 | 1 |  | 1997-12-30 |  | 1997-12-30 |  | Removed from Ground | Diesel | 275 | Cathodically Protected Steel | 1986-01-01 | Double Walled
9147010 | 1 | [5 empty] | Removed from Ground | Gas (Historical Use) | 560 | Bare Steel | 1966-05-13 | Galvanized Steel | Safe Suction (Euro)
9147010 | 2 |  | 1990-01-01 |  | 1990-01-01 |  | Removed from Ground | Diesel | 550 | Galvanic (STIP-3) | 1990-01-01 | Cathodically Protected | Safe Suction (Euro)
9147010 | 3 |  | 1990-01-01 |  | 1990-01-01 |  | Removed from Ground | Gas (Historical Use) | 1000 | Galvanic (STIP-3) | 1990-01-01 | Cathodically Protected | Safe Suction (Euro)
9147011 | 1 | [5 empty] | Removed from Ground | Gas (Historical Use) | 1000 | Bare Steel | 1982-05-02 | Bare Steel | Safe Suction (Euro)
9147011 | 2 | [5 empty] | Removed from Ground | Gas (Historical Use) | 1000 | Bare Steel | 1982-05-02 | Bare Steel | Safe Suction (Euro)
9147011 | 3 | [5 empty] | Removed from Ground | Gas (Historical Use) | 6000 | Cathodically Protected Steel | 1987-03-16 | Galvanized Steel | Pressurized
9147011 | 4 |  | 1997-03-01 |  | 1997-03-01 |  | Currently in Use | Gas (Historical Use) | 8000 | Composite | 1997-03-01 | Fiberglass Reinforced Plastic | Pressurized
9147011 | 5 |  | 1997-03-01 |  | 1997-03-01 |  | Currently in Use | Gas (Historical Use) | 8000 | Composite | 1997-03-01 | Fiberglass Reinforced Plastic | Pressurized
9147012 | 1 | Ball Float | 1988-01-01 |  | 1988-01-01 |  | Currently in Use | Gas (Historical Use) | 8000 | Cathodically Protected Steel | 1988-01-01 | Fiberglass Reinforced Plastic | Pressurized
9147012 | 2 | Ball Float | 1988-01-01 |  | 1988-01-01 |  | Currently in Use | Gas (Historical Use) | 8000 | Cathodically Protected Steel | 1988-01-01 | Fiberglass Reinforced Plastic | Pressurized
9147012 | 3 | Ball Float | 1988-01-01 |  | 1988-01-01 |  | Currently in Use | Gas (Historical Use) | 8000 | Cathodically Protected Steel | 1988-01-01 | Fiberglass Reinforced Plastic | Pressurized
9147012 | 4 | Ball Float | 1988-01-01 |  | 1988-01-01 |  | Currently in Use | Diesel | 8000 | Cathodically Protected Steel | 1988-01-01 | Fiberglass Reinforced Plastic | Pressurized
9147012 | 5 |  | 1988-01-01 |  | 1988-01-01 |  | Temporarily out of use | Kerosene | 2000 | Cathodically Protected Steel | 1988-01-01 | Fiberglass Reinforced Plastic
9147013 | 1 | [5 empty] | Removed from Ground | Diesel | 500 | Fiberglass | 1986-01-01 | Not Marked
9147013 | 2 |  | 1994-01-01 |  | 1994-01-01 |  | Currently in Use | Diesel | 600 | Fiberglass Double Walled | 1994-01-25 | Fiberglass Reinforced Plastic | Suction (American)
9147015 | 1 | [5 empty] | Removed from Ground | Other | 1000 | Double Walled | 1986-01-01 | Copper | Suction (American)
9147015 | 2 |  | 1997-06-30 |  | 1997-06-30 |  | Removed from Ground | Diesel | 1000 | Double Walled | 1997-06-30 | Cathodically Protected | Suction (American)
9147015 | 3 | Flapper Valve | 2002-06-01 | no | 2002-06-01 | no | Currently in Use | Diesel | 3000 | Fiberglass Double Walled | 2002-06-01 | Double-Walled Fiberglass | Suction (American)
9147016 | 1 | [5 empty] | Removed from Ground | Gas (Historical Use) | 1000 | Bare Steel | 1987-01-01 | Galvanized Steel
9147017 | 1AST | [5 empty] | Removed from Ground | Gas (Historical Use) | 550 | Bare Steel | 1962-01-01 | Galvanized Steel
9147017 | 2AST | [5 empty] | Removed from Ground | Gas (Historical Use) | 1000 | Bare Steel | 1962-01-01 | Galvanized Steel
9147018 | 1 | [5 empty] | Removed from Ground | Gas (Historical Use) | 1000 | Bare Steel | 1977-01-01 | Galvanized Steel | Suction (American)
9147018 | 2 | [5 empty] | Removed from Ground | Gas (Historical Use) | 1000 | Bare Steel | 1977-01-01 | Galvanized Steel | Suction (American)
9147018 | 3 | [5 empty] | Removed from Ground | Gas (Historical Use) | 550 | Bare Steel | 1977-01-01 | Galvanized Steel | Suction (American)
9147019 | 1 | [5 empty] | Removed from Ground | Gas (Historical Use) | 2000 | Bare Steel | 1975-01-01 | Galvanized Steel | Safe Suction (Euro)
9147020 | 1 | [5 empty] | Removed from Ground | Gas (Historical Use) | 6000 | Bare Steel | 1984-01-01 | Galvanized Steel
9147020 | 2 | [5 empty] | Removed from Ground | Gas (Historical Use) | 6000 | Bare Steel | 1984-01-01 | Galvanized Steel
9147020 | 3 | [5 empty] | Removed from Ground | Gas (Historical Use) | 4000 | Bare Steel | 1984-01-01 | Galvanized Steel
9147021 | 1 |  | 1995-03-01 |  | 1995-03-01 |  | Currently in Use | Kerosene | 2000 | Steel-Impressed Current | 1985-08-01 | Flex | Safe Suction (Euro)
9147021 | 2 |  | 1995-03-01 |  | 1995-03-01 |  | Currently in Use | Gas (Historical Use) | 8000 | Steel-Impressed Current | 1983-01-01 | Flex | Pressurized
9147021 | 3 |  | 1995-03-01 |  | 1995-03-01 |  | Currently in Use | Gas (Historical Use) | 8000 | Steel-Impressed Current | 1983-01-01 | Flex | Pressurized
9147021 | 4 |  | 1995-03-01 |  | 1995-03-01 |  | Currently in Use | Gas (Historical Use) | 6000 | Steel-Impressed Current | 1983-01-01 | Flex | Pressurized
9147021 | 5 |  | 1995-03-01 |  | 1995-03-01 |  | Currently in Use | Diesel | 5000 | Galvanic (STIP-3) | 1983-01-01 | Flex | Safe Suction (Euro)
9147022 | 1 |  | 1995-01-23 |  | 1995-01-23 |  | Currently in Use | Gas (Historical Use) | 10000 | Steel-Impressed Current | 1971-01-01 | Fiberglass Reinforced Plastic | Pressurized
9147022 | 2 |  | 1995-01-23 |  | 1995-01-23 |  | Currently in Use | Gas (Historical Use) | 10000 | Steel-Impressed Current | 1971-01-01 | Fiberglass Reinforced Plastic | Pressurized
9147022 | 3 |  | 1995-01-23 |  | 1995-01-23 |  | Currently in Use | Diesel | 10000 | Steel-Impressed Current | 1971-01-01 | Fiberglass Reinforced Plastic | Pressurized
9147022 | 4 |  | 1995-01-23 |  | 1995-01-23 |  | Currently in Use | Diesel | 10000 | Steel-Impressed Current | 1971-01-01 | Fiberglass Reinforced Plastic | Pressurized
9147022 | 5 |  | 1995-01-23 |  | 1995-01-23 |  | Currently in Use | Gas (Historical Use) | 8000 | Composite | 1994-03-03 | Fiberglass Reinforced Plastic | Pressurized
9147023 | 1 | [5 empty] | Removed from Ground | Gas (Historical Use) | 1000 | Bare Steel | 1976-01-01 | Galvanized Steel
9147024 | 1 | [5 empty] | Removed from Ground | Gas (Historical Use) | 1000 | Bare Steel | 1970-01-01 | Galvanized Steel | Suction (American)
9147024 | 2 | [5 empty] | Removed from Ground | Gas (Historical Use) | 1000 | Bare Steel | 1970-01-01 | Galvanized Steel | Suction (American)
9147024 | 3 | [5 empty] | Removed from Ground | Gas (Historical Use) | 1000 | Bare Steel | 1970-01-01 | Galvanized Steel | Suction (American)
9147025 | 1 | [5 empty] | Removed from Ground | Gas (Historical Use) | 550 | Bare Steel | 1977-01-01 | Galvanized Steel
9147025 | 2 | [5 empty] | Removed from Ground | Gas (Historical Use) | 1000 | Bare Steel | 1977-01-01 | Galvanized Steel
9147026 | 1 | [5 empty] | Removed from Ground | Gas (Historical Use) | 2000 | Bare Steel | 1976-01-01 | Galvanized Steel
9147026 | 2 | [5 empty] | Removed from Ground | Gas (Historical Use) | 2000 | Bare Steel | 1976-01-01 | Galvanized Steel
9147027 | 1 | [5 empty] | Removed from Ground | Gas (Historical Use) | 5000 | Bare Steel | 1965-01-01 | Galvanized Steel | Suction (American)
9147027 | 2 | [5 empty] | Removed from Ground | Gas (Historical Use) | 1000 | Bare Steel | 1965-01-01 | Galvanized Steel | Suction (American)
9147027 | 3 | [5 empty] | Removed from Ground | Gas (Historical Use) | 1000 | Bare Steel | 1965-01-01 | Galvanized Steel | Suction (American)
9147028 | 1 | [5 empty] | Removed from Ground | Diesel | 300 | Bare Steel | 1963-01-01 | Bare Steel | Safe Suction (Euro)
9147028 | 2 | [5 empty] | Removed from Ground | Gas (Historical Use) | 600 | Bare Steel | 1963-01-01 | Bare Steel | Safe Suction (Euro)
9147028 | 3 | [5 empty] | Removed from Ground | Gas (Historical Use) | 600 | Bare Steel | 1970-01-01 | Bare Steel | Safe Suction (Euro)
9147029 | 1 | [5 empty] | Removed from Ground | Gas (Historical Use) | 5000 | Not Marked/Unknown | 1993-08-26 | Bare Steel
9147029 | 2 | [5 empty] | Removed from Ground | Gas (Historical Use) | 5000 | Not Marked/Unknown | 1993-08-26 | Bare Steel
9147030 | 1 |  | 1996-01-01 |  | 1996-01-01 |  | Currently in Use | Gas (Historical Use) | 10000 | Not Marked/Unknown | 1993-07-20 | Fiberglass Reinforced Plastic | Pressurized
9147030 | 2A |  | 1996-01-01 |  | 1996-01-01 |  | Currently in Use | Gas (Historical Use) | 5000 | Composite | 1993-07-20 | Fiberglass Reinforced Plastic | Pressurized
9147030 | 2B |  | 1996-01-01 |  | 1996-01-01 |  | Currently in Use | Gas (Historical Use) | 5000 | Composite | 1993-07-20 | Fiberglass Reinforced Plastic | Pressurized
9147031 | 1 | [5 empty] | Removed from Ground | Other | 2000 | Not Marked/Unknown
9147031 | 2 | [5 empty] | Removed from Ground | Other | 1000 | Not Marked/Unknown
9147031 | 3 | [5 empty] | Removed from Ground | Other | 1000 | Not Marked/Unknown
9147031 | 4 | [5 empty] | Removed from Ground | Other | 1000 | Not Marked/Unknown
9147031 | 5 | Ball Float | 1994-06-01 | no | 1994-06-01 | no | Currently in Use | Gas (Historical Use) | 10000 | Fiberglass | 1993-09-15 | Fiberglass Reinforced Plastic | Pressurized
9147031 | 6 | Ball Float | 1994-06-01 | no | 1994-06-01 | no | Currently in Use | Gas (Historical Use) | 10000 | Fiberglass | 1993-09-15 | Fiberglass Reinforced Plastic | Pressurized
9147031 | 7 | Ball Float | 1994-06-01 | no | 1994-06-01 | no | Currently in Use | Gas (Historical Use) | 10000 | Fiberglass | 1993-09-15 | Fiberglass Reinforced Plastic | Pressurized
9147031 | 8 | Ball Float | 1994-06-01 | no | 1994-06-01 | no | Currently in Use | Diesel | 6000 | Fiberglass | 1993-09-15 | Fiberglass Reinforced Plastic | Pressurized
9147031 | 9 | Flapper Valve | 1994-06-01 | no | 1994-06-01 | no | Currently in Use | Kerosene | 4000 | Fiberglass | 1993-09-15 | Fiberglass Reinforced Plastic | Safe Suction (Euro)
9147032 | 1 | [5 empty] | Removed from Ground | Gas (Historical Use) | 10000 | Bare Steel | 1994-02-01 | Galvanized Steel | Suction (American)
9147032 | 2 | [5 empty] | Removed from Ground | Diesel | 10000 | Bare Steel | 1994-02-01 | Galvanized Steel | Suction (American)
9147032 | 3 | [5 empty] | Removed from Ground | Diesel | 10000 | Bare Steel | 1994-02-01 | Galvanized Steel | Suction (American)
9147033 | 1 | Flapper Valve | 1994-08-18 | no | 1994-08-18 | no | Currently in Use | Regular | 8000 | Composite | 1994-08-24 | Fiberglass Reinforced Plastic | Safe Suction (Euro)
9147033 | 2 | Flapper Valve | 1994-08-18 | no | 1994-08-18 | no | Currently in Use | Plus | 4000 | Composite | 1994-08-24 | Fiberglass Reinforced Plastic | Safe Suction (Euro)
9147033 | 3 | Flapper Valve | 1994-08-18 | no | 1994-08-18 | no | Currently in Use | Premium | 4000 | Composite | 1994-08-24 | Fiberglass Reinforced Plastic | Safe Suction (Euro)
9147033 | 4 | Flapper Valve | 1994-08-18 | no | 1994-08-18 | no | Currently in Use | Diesel | 4000 | Composite | 1994-08-24 | Fiberglass Reinforced Plastic | Safe Suction (Euro)
9147034 | 1 | [5 empty] | Removed from Ground | Diesel | 4000 | Not Marked/Unknown | 1995-03-13 | Bare Steel
9147034 | 2 | [5 empty] | Removed from Ground | Diesel | 4000 | Not Marked/Unknown | 1995-03-13 | Bare Steel
9147034 | 3 | [5 empty] | Removed from Ground | Diesel | 6000 | Not Marked/Unknown | 1995-03-13 | Bare Steel
9147034 | 4 | [5 empty] | Removed from Ground | Other | 8000 | Not Marked/Unknown | 1995-03-13 | Bare Steel
9147035 | 1 | [5 empty] | Removed from Ground | Gas (Historical Use) | 550 | Not Marked/Unknown | 1995-04-29 | Unknown
9147035 | 2 | [5 empty] | Removed from Ground | Gas (Historical Use) | 550 | Not Marked/Unknown | 1995-04-29 | Unknown
9147036 | 1 | [5 empty] | Removed from Ground | Gas (Historical Use) | 500 | Not Marked/Unknown | 1995-01-04 | Not Marked
9147036 | 2 | [5 empty] | Removed from Ground | Kerosene | 250 | Not Marked/Unknown | 1995-01-04 | Not Marked
9147036 | 3 | [5 empty] | Removed from Ground | Gas (Historical Use) | 500 | Not Marked/Unknown | 1995-01-04 | Not Marked
9147036 | 4 |  |  | yes |  | yes | Removed from Ground | Other | 500 | Not Marked/Unknown | 1995-01-04 | Not Marked
9147036 | 5 | [5 empty] | Removed from Ground | Gas (Historical Use) | 1000 | Not Marked/Unknown | 1995-01-04 | Not Marked
9147036 | 6 | [5 empty] | Removed from Ground | Gas (Historical Use) | 800 | Not Marked/Unknown | 1995-01-04 | Not Marked
9147037 | 1 |  | 1998-09-01 |  | 1998-09-01 |  | Removed from Ground | Gas (Historical Use) | 6000 | Steel-Impressed Current | 1972-06-15 | Steel (Impressed Current) | Pressurized
9147037 | 2 |  | 1998-09-01 |  | 1998-09-01 |  | Removed from Ground | Gas (Historical Use) | 6000 | Steel-Impressed Current | 1972-06-15 | Cathodically Protected | Suction (American)
9147037 | 3 |  | 1998-09-01 |  | 1998-09-01 |  | Removed from Ground | Diesel | 6000 | Steel-Impressed Current | 1980-03-15 | Steel (Impressed Current) | Safe Suction (Euro)
9147037 | 4 |  | 1998-09-01 |  | 1998-09-01 |  | Removed from Ground | Diesel | 6000 | Steel-Impressed Current | 1992-03-31 | Double Walled | Safe Suction (Euro)
9147038 | 1 | [5 empty] | Removed from Ground | Diesel | 500 | Not Marked/Unknown | 1994-09-13 | Not Marked
9147039 | 1 |  |  | yes |  | yes | Removed from Ground | Used Oil | 550 | Not Marked/Unknown |  | Unknown
9147039 | 10 |  |  | yes |  | yes | Removed from Ground | Used Oil | 550 | Not Marked/Unknown |  | Unknown
9147039 | 2 | [5 empty] | Removed from Ground | Gas (Historical Use) | 1000 | Not Marked/Unknown |  | Unknown
9147039 | 3 | [5 empty] | Removed from Ground | Gas (Historical Use) | 1000 | Not Marked/Unknown |  | Unknown
9147039 | 4 | [5 empty] | Removed from Ground | Gas (Historical Use) | 1000 | Not Marked/Unknown |  | Unknown
9147039 | 5 | [5 empty] | Removed from Ground | Gas (Historical Use) | 1000 | Not Marked/Unknown |  | Unknown
9147039 | 6 | [5 empty] | Removed from Ground | Gas (Historical Use) | 8000 | Not Marked/Unknown |  | Unknown
9147039 | 7 | [5 empty] | Removed from Ground | Gas (Historical Use) | 8000 | Not Marked/Unknown |  | Unknown
9147039 | 8 | [5 empty] | Removed from Ground | Gas (Historical Use) | 8000 | Not Marked/Unknown |  | Unknown
9147039 | 9 | [5 empty] | Removed from Ground | Diesel | 550 | Not Marked/Unknown | 1995-05-23 | Not Marked
9147040 | 1 | [5 empty] | Removed from Ground | Diesel | 2000 | Marked Unknown | 1995-06-16 | Unknown
9147040 | 2 | [5 empty] | Removed from Ground | Gas (Historical Use) | 3000 | Marked Unknown | 1995-06-16 | Unknown
9147040 | 3 | [5 empty] | Removed from Ground | Gas (Historical Use) | 4000 | Marked Unknown | 1995-06-16 | Unknown
9147040 | 4 | [5 empty] | Removed from Ground | Gas (Historical Use) | 5000 | Marked Unknown | 1995-06-16 | Unknown
9147040 | 5 | [5 empty] | Removed from Ground | Gas (Historical Use) | 500 | Marked Unknown | 1995-06-16 | Unknown
9147041 | 1 | Flapper Valve | 1998-09-20 | no | 1998-09-20 | no | Currently in Use | Regular | 6000 | Steel-Impressed Current | 1973-01-01 | Steel (Impressed Current) | Suction (American)
9147041 | 2 | Flapper Valve | 1998-09-20 | no | 1998-09-20 | no | Currently in Use | Premium | 6000 | Steel-Impressed Current | 1973-01-01 | Steel (Impressed Current) | Suction (American)
9147041 | 3 | Flapper Valve | 1998-09-20 | no | 1998-09-20 | no | Currently in Use | Regular | 2000 | Steel-Impressed Current | 1973-01-01 | Steel (Impressed Current) | Suction (American)
9147041 | 4A | Flapper Valve | 2012-01-16 | no | 2012-01-16 | no | Currently in Use | Diesel On Road | 4000 | Composite Double Walled | 2012-01-15 | Double-Walled Fiberglass | Safe Suction (Euro)
9147041 | 4B | Flapper Valve | 2012-01-16 | no | 2012-01-16 | no | Currently in Use | Diesel Off Road | 2000 | Composite Double Walled | 2012-01-15 | Double-Walled Fiberglass | Suction (American)
9147042 | 1 | Ball Float | 1998-11-19 |  | 1998-11-19 |  | Currently in Use | Gas (Historical Use) | 6000 | Galvanic (STIP-3) | 1988-01-01 | Fiberglass Reinforced Plastic | Pressurized
9147042 | 2 | Ball Float | 1998-11-19 |  | 1998-11-19 |  | Currently in Use | Diesel | 5000 | Galvanic (STIP-3) | 1988-01-01 | Fiberglass Reinforced Plastic | Pressurized
9147042 | 3 | Ball Float | 1998-11-19 |  | 1998-11-19 |  | Currently in Use | Gas (Historical Use) | 6000 | Galvanic (STIP-3) | 1988-01-01 | Fiberglass Reinforced Plastic | Pressurized
9147043 | 1 | [5 empty] | Removed from Ground | Gas (Historical Use) | 6000 | Bare Steel | 1973-06-01 | Galvanized Steel
9147043 | 2 | [5 empty] | Removed from Ground | Gas (Historical Use) | 6000 | Bare Steel | 1973-06-01 | Galvanized Steel
9147043 | 3 |  | 1997-06-01 |  | 1997-06-01 |  | Currently in Use | Gas (Historical Use) | 15000 | Epoxy | 1997-06-01 | Fiberglass Reinforced Plastic | Pressurized
9147043 | 4 |  | 1997-06-01 |  | 1997-06-01 |  | Currently in Use | Gas (Historical Use) | 10000 | Epoxy | 1997-06-01 | Fiberglass Reinforced Plastic | Pressurized
9147044 | 1 |  | 1994-01-01 |  | 1994-01-01 |  | Currently in Use | Gas (Historical Use) | 8000 | Cathodically Protected Steel | 1994-01-01 | Fiberglass Reinforced Plastic | Pressurized
9147044 | 2 |  | 1994-01-01 |  | 1994-01-01 |  | Currently in Use | Gas (Historical Use) | 8000 | Cathodically Protected Steel | 1994-01-01 | Fiberglass Reinforced Plastic | Pressurized
9147044 | 3 |  | 1994-01-01 |  | 1994-01-01 |  | Currently in Use | Diesel | 8000 | Cathodically Protected Steel | 1994-01-01 | Fiberglass Reinforced Plastic | Pressurized
9147044 | 4 |  | 1994-01-01 |  | 1994-01-01 |  | Currently in Use | Diesel | 1000 | Cathodically Protected Steel | 1994-01-01 | Fiberglass Reinforced Plastic | Pressurized
9147045 | 1 | Flapper Valve | 1998-01-01 | no | 1998-01-01 | no | Currently in Use | Regular | 8000 | Galvanic (STIP-3) | 1989-01-01 | Fiberglass Reinforced Plastic | Pressurized
9147045 | 2 | Flapper Valve | 1998-06-01 | no | 1998-06-01 | no | Currently in Use | Premium | 8000 | Galvanic (STIP-3) | 1989-01-01 | Fiberglass Reinforced Plastic | Pressurized
9147045 | 3 | Flapper Valve | 1998-06-01 | no | 1998-06-01 | no | Currently in Use | Plus | 8000 | Galvanic (STIP-3) | 1989-01-01 | Fiberglass Reinforced Plastic | Pressurized
9147045 | 4 |  | 1998-01-01 |  | 1998-01-01 |  | Removed from Ground | Diesel | 4000 | Cathodically Protected Steel | 1989-01-01 | Cathodically Protected | Suction (American)
9147045 | 5 |  | 1998-01-01 |  | 1998-01-01 |  | Removed from Ground | Diesel | 2000 | Cathodically Protected Steel | 1989-01-01 | Cathodically Protected | Suction (American)
9147046 | 1 |  | 1996-06-01 |  | 1996-06-01 |  | Removed from Ground | Gas (Historical Use) | 10000 | Steel-Impressed Current | 1998-09-11 | Cathodically Protected | Pressurized
9147046 | 2 |  | 1996-06-01 |  | 1996-06-01 |  | Removed from Ground | Gas (Historical Use) | 6000 | Steel-Impressed Current | 1998-09-11 | Cathodically Protected | Suction (American)
9147046 | 3 |  | 1996-06-01 |  | 1996-06-01 |  | Removed from Ground | Gas (Historical Use) | 6000 | Steel-Impressed Current | 1998-09-11 | Cathodically Protected | Suction (American)
9147047 | 1 |  | 1999-01-01 |  | 1999-01-01 |  | Removed from Ground | Gas (Historical Use) | 1000 | Steel-Impressed Current | 1956-01-01 | Cathodically Protected | Suction (American)
9147047 | 2 |  | 1999-01-01 |  | 1999-01-01 |  | Removed from Ground | Gas (Historical Use) | 1000 | Steel-Impressed Current | 1956-01-01 | Cathodically Protected | Suction (American)
9147047 | 3 |  | 1999-01-01 |  | 1999-01-01 |  | Removed from Ground | Gas (Historical Use) | 1000 | Steel-Impressed Current | 1956-01-01 | Cathodically Protected | Suction (American)
9147048 | 1 |  | 1990-11-01 |  | 1990-11-01 |  | Currently in Use | Gas (Historical Use) | 8000 | Cathodically Protected Steel | 1990-11-01 | Fiberglass Reinforced Plastic | Suction (American)
9147048 | 2 |  | 1990-11-01 |  | 1990-11-01 |  | Currently in Use | Gas (Historical Use) | 8000 | Cathodically Protected Steel | 1990-11-01 | Fiberglass Reinforced Plastic | Suction (American)
9147048 | 3 |  | 1990-11-01 |  | 1990-11-01 |  | Currently in Use | Gas (Historical Use) | 8000 | Cathodically Protected Steel | 1990-11-01 | Fiberglass Reinforced Plastic | Suction (American)
9147048 | 4 |  | 1990-11-01 |  | 1990-11-01 |  | Currently in Use | Diesel | 4000 | Cathodically Protected Steel | 1990-11-01 | Fiberglass Reinforced Plastic | Suction (American)
9147048 | 5 |  | 1990-11-01 |  | 1990-11-01 |  | Currently in Use | Kerosene | 2000 | Cathodically Protected Steel | 1990-11-01 | Fiberglass Reinforced Plastic | Suction (American)
9147049 | 1 | Ball Float | 1988-01-01 |  | 1988-01-01 |  | Currently in Use | Gas (Historical Use) | 10000 | Galvanic (STIP-3) | 1988-01-01 | Fiberglass Reinforced Plastic | Pressurized
9147049 | 2 | Ball Float | 1988-01-01 |  | 1988-01-01 |  | Currently in Use | Gas (Historical Use) | 10000 | Galvanic (STIP-3) | 1988-01-01 | Fiberglass Reinforced Plastic | Pressurized
9147049 | 3 | Ball Float | 1988-01-01 |  | 1988-01-01 |  | Currently in Use | Gas (Historical Use) | 10000 | Galvanic (STIP-3) | 1988-01-01 | Fiberglass Reinforced Plastic | Pressurized
9147049 | 4 | Ball Float | 1988-01-01 |  | 1988-01-01 |  | Currently in Use | Diesel | 8000 | Galvanic (STIP-3) | 1988-01-01 | Fiberglass Reinforced Plastic | Pressurized
9147050 | 1 |  | 1998-09-30 |  | 1998-09-30 |  | Removed from Ground | Gas (Historical Use) | 8000 | Steel-Impressed Current | 1987-01-01 | Cathodically Protected | Safe Suction (Euro)
9147050 | 2 |  | 1998-09-30 |  | 1998-09-30 |  | Removed from Ground | Gas (Historical Use) | 6000 | Steel-Impressed Current | 1987-01-01 | Cathodically Protected | Safe Suction (Euro)
9147050 | 3 |  | 1998-09-30 |  | 1998-09-30 |  | Removed from Ground | Diesel | 6000 | Steel-Impressed Current | 1987-01-01 | Cathodically Protected | Safe Suction (Euro)
9147051 | DIESEL |  | 1989-02-01 |  | 1989-02-01 |  | Currently in Use | Diesel | 550 | Galvanic (STIP-3) | 1989-02-01 | Fiberglass Reinforced Plastic | Safe Suction (Euro)
9147051 | DIESEL4 |  | 1989-02-01 |  | 1989-02-01 |  | Currently in Use | Diesel | 1000 | Galvanic (STIP-3) | 1989-02-01 | Fiberglass Reinforced Plastic | Safe Suction (Euro)
9147051 | PREMIUM UL |  | 1997-10-01 | no | 1997-10-01 | no | Currently in Use |  | 0 | Galvanic (STIP-3) | 2010-03-08 | Fiberglass Reinforced Plastic | Safe Suction (Euro)
9147051 | REGUALR |  | 1997-10-01 |  | 1997-10-01 |  | Currently in Use | Gas (Historical Use) | 6000 | Galvanic (STIP-3) | 1997-10-01 | Fiberglass Reinforced Plastic | Safe Suction (Euro)
9147051 | SUPER2 | [5 empty] | Removed from Ground | Gas (Historical Use) | 1000 | Bare Steel | 1971-05-11 | Galvanized Steel | Suction (American)
9147051 | UL1 | [5 empty] | Removed from Ground | Gas (Historical Use) | 1000 | Bare Steel | 1971-05-11 | Galvanized Steel | Suction (American)
9147051 | UL3 | [5 empty] | Removed from Ground | Gas (Historical Use) | 1000 | Bare Steel | 1971-05-11 | Galvanized Steel | Suction (American)
9147052 | 1 | [5 empty] | Removed from Ground | Gas (Historical Use) | 1000 | Bare Steel | 1998-01-01 | Galvanized Steel
9147052 | 2 | [5 empty] | Removed from Ground | Gas (Historical Use) | 3000 | Not Marked/Unknown | 1998-01-01 | Not Marked
9147053 | 1 | [5 empty] | Removed from Ground | Gas (Historical Use) | 10000 | Cathodically Protected Steel | 1998-11-09 | Galvanized Steel | Suction (American)
9147053 | 2 | [5 empty] | Removed from Ground | Diesel | 10000 | Bare Steel | 1998-11-09 | Galvanized Steel | Suction (American)
9147054 | 1 | [5 empty] | Removed from Ground | Gas (Historical Use) | 0 | Bare Steel | 1998-02-09 | Galvanized Steel | Suction (American)
9147054 | 2 | [5 empty] | Removed from Ground | Gas (Historical Use) | 0 | Bare Steel | 1998-02-09 | Galvanized Steel | Suction (American)
9147054 | 3 | [5 empty] | Removed from Ground | Empty | 0 | Bare Steel | 1998-02-09 | Galvanized Steel | Suction (American)
9147055 | 1 |  | 1991-01-01 |  | 1991-01-01 |  | Currently in Use | Gas (Historical Use) | 6000 | Galvanic (STIP-3) | 1991-01-01 | Fiberglass Reinforced Plastic | Pressurized
9147055 | 2 |  | 1991-01-01 |  | 1991-01-01 |  | Currently in Use | Gas (Historical Use) | 6000 | Galvanic (STIP-3) | 1991-01-01 | Fiberglass Reinforced Plastic | Pressurized
9147055 | 3 |  | 1991-01-01 |  | 1991-01-01 |  | Currently in Use | Gas (Historical Use) | 6000 | Galvanic (STIP-3) | 1991-01-01 | Fiberglass Reinforced Plastic | Pressurized
9147055 | 4 |  | 1991-01-01 |  | 1991-01-01 |  | Currently in Use | Diesel | 6000 | Galvanic (STIP-3) | 1991-01-01 | Fiberglass Reinforced Plastic | Pressurized
9147055 | 5 |  | 1991-01-01 |  | 1991-01-01 |  | Currently in Use | Kerosene | 1000 | Galvanic (STIP-3) | 1991-01-01 | Fiberglass Reinforced Plastic | Suction (American)
9147056 | 1 | Ball Float | 1988-01-01 | no | 1988-01-01 | no | Currently in Use | Regular | 8000 | Galvanic (STIP-3) | 1988-01-01 | Fiberglass Reinforced Plastic | Pressurized
9147056 | 2 | Ball Float | 1988-01-01 | no | 1988-01-01 | no | Currently in Use | Premium | 8000 | Galvanic (STIP-3) | 1988-01-01 | Fiberglass Reinforced Plastic | Pressurized
9147056 | 3 | Ball Float | 1988-01-01 | no | 1988-01-01 | no | Currently in Use | Regular | 8000 | Galvanic (STIP-3) | 1988-01-01 | Fiberglass Reinforced Plastic | Pressurized
9147056 | 4 | Ball Float | 1988-01-01 | no | 1988-01-01 | no | Currently in Use | Kerosene | 2000 | Galvanic (STIP-3) | 1988-01-01 | Fiberglass Reinforced Plastic | Safe Suction (Euro)
9147057 | 1 |  | 1990-12-12 | no | 1990-12-12 | no | Currently in Use | Diesel | 12000 | Fiberglass | 1991-02-26 | Fiberglass Reinforced Plastic | Safe Suction (Euro)
9147057 | 2 |  |  | yes |  | yes | Removed from Ground | Used Oil | 5000 | Bare Steel | 1984-01-01 | Bare Steel
9147059 | 1 | [5 empty] | Removed from Ground | Diesel | 4000 | Not Marked/Unknown | 1970-01-01 | Not Marked
9147059 | 2 | [5 empty] | Removed from Ground | Diesel | 4000 | Not Marked/Unknown | 1970-01-01 | Not Marked
9147059 | 3 | [5 empty] | Removed from Ground | Diesel | 1000 | Not Marked/Unknown | 1970-01-01 | Not Marked
9147059 | 4 | [5 empty] | Removed from Ground | Gas (Historical Use) | 1000 | Not Marked/Unknown | 1970-01-01 | Not Marked
9147060 | 1 |  | 1998-02-01 |  | 1998-02-01 |  | Removed from Ground | Diesel | 3000 | Cathodically Protected Steel | 1982-12-22 | Cathodically Protected | Safe Suction (Euro)
9147060 | 2 |  | 1998-02-01 |  | 1998-02-01 |  | Removed from Ground | Gas (Historical Use) | 10000 | Cathodically Protected Steel | 1982-12-22 | Cathodically Protected | Safe Suction (Euro)
9147061 | 1 | [5 empty] | Removed from Ground | Gas (Historical Use) | 3000 | Bare Steel | 1987-01-01 | Bare Steel | Safe Suction (Euro)
9147064 | DUMMY | [5 empty] | Removed from Ground | Gas (Historical Use) | 0 | Not Marked/Unknown |  | Not Marked
9147065 | 1 | [5 empty] | Closed in Ground | Gas (Historical Use) | 550 | Marked Unknown | 1996-02-12 | Unknown
9147066 | 1 |  | 1996-03-01 | no | 1996-03-01 | no | Currently in Use | Gas (Historical Use) | 10000 | Fiberglass Double Walled | 1996-03-01 | Double-Walled Fiberglass | Pressurized
9147066 | 2 |  | 1996-03-01 | no | 1996-03-01 | no | Currently in Use | Gas (Historical Use) | 10000 | Fiberglass Double Walled | 1996-03-01 | Double-Walled Fiberglass | Pressurized
9147066 | 3 |  | 1996-03-01 | no | 1996-03-01 | no | Currently in Use | Gas (Historical Use) | 10000 | Fiberglass Double Walled | 1996-03-01 | Double-Walled Fiberglass | Pressurized
9147066 | 4 |  | 1996-03-01 | no | 1996-03-01 | no | Currently in Use | Diesel | 4000 | Fiberglass Double Walled | 1996-03-01 | Double-Walled Fiberglass | Pressurized
9147067 | 1 | [5 empty] | Removed from Ground | Gas (Historical Use) | 10000 | Bare Steel | 1981-05-02 | Galvanized Steel | Pressurized
9147067 | 2 | [5 empty] | Removed from Ground | Gas (Historical Use) | 8000 | Bare Steel | 1981-05-02 | Galvanized Steel | Pressurized
9147067 | 3 | [5 empty] | Removed from Ground | Gas (Historical Use) | 4000 | Bare Steel | 1981-05-02 | Galvanized Steel | Pressurized
9147067 | 4 | [5 empty] | Removed from Ground | Gas (Historical Use) | 4000 | Bare Steel | 1981-05-02 | Galvanized Steel | Pressurized
9147067 | 5 |  | 1995-12-19 |  | 1995-12-19 |  | Currently in Use | Gas (Historical Use) | 8000 | Tank Jacket | 1995-12-19 | Fiberglass Reinforced Plastic | Pressurized
9147067 | 6 |  | 1995-12-19 |  | 1995-12-19 |  | Currently in Use | Gas (Historical Use) | 8000 | Tank Jacket | 1995-12-19 | Fiberglass Reinforced Plastic | Pressurized
9147068 | 1 |  | 1996-02-01 |  | 1996-02-01 |  | Currently in Use | Gas (Historical Use) | 12000 | Epoxy | 1996-02-01 | Fiberglass Reinforced Plastic | Pressurized
9147068 | 2 |  | 1996-02-01 |  | 1996-02-01 |  | Currently in Use | Gas (Historical Use) | 8000 | Epoxy | 1996-02-01 | Fiberglass Reinforced Plastic | Pressurized
9147068 | 3 |  | 1996-02-01 |  | 1996-02-01 |  | Currently in Use | Diesel | 8000 | Epoxy | 1996-02-01 | Fiberglass Reinforced Plastic | Pressurized
9147068 | 4 |  | 1996-02-01 |  | 1996-02-01 |  | Currently in Use | Kerosene | 2000 | Epoxy | 1996-02-01 | Fiberglass Reinforced Plastic | Pressurized
9147069 | 1 |  | 1996-08-01 |  | 1996-08-01 |  | Currently in Use | Gas (Historical Use) | 12000 | Epoxy | 1996-07-01 | Fiberglass Reinforced Plastic | Pressurized
9147069 | 2 |  | 1996-08-01 |  | 1996-08-01 |  | Currently in Use | Gas (Historical Use) | 8000 | Epoxy | 1996-07-01 | Fiberglass Reinforced Plastic | Pressurized
9147069 | 3 |  | 1996-08-01 |  | 1996-08-01 |  | Currently in Use | Diesel | 8000 | Epoxy | 1996-07-01 | Fiberglass Reinforced Plastic | Pressurized
9147069 | 4 |  | 1996-08-01 |  | 1996-08-01 |  | Currently in Use | Kerosene | 4000 | Epoxy | 1996-07-01 | Fiberglass Reinforced Plastic | Pressurized
9147070 | 1 | [5 empty] | Removed from Ground | Gas (Historical Use) | 550 | Not Marked/Unknown | 1996-10-10 | Not Marked
9147070 | 2 | [5 empty] | Removed from Ground | Gas (Historical Use) | 550 | Not Marked/Unknown | 1996-10-10 | Not Marked
9147071 | 1 | [5 empty] | Removed from Ground | Gas (Historical Use) | 550 | Not Marked/Unknown | 1996-11-07 | Not Marked
9147071 | 2 | [5 empty] | Removed from Ground | Kerosene | 550 | Not Marked/Unknown | 1996-11-07 | Not Marked
9147072 | 1A |  | 1996-10-01 |  | 1996-10-01 |  | Currently in Use | Diesel | 2000 | Epoxy | 1996-10-01 | Fiberglass Reinforced Plastic | Suction (American)
9147072 | 1B |  | 1996-10-01 |  | 1996-10-01 |  | Currently in Use | Diesel | 8000 | Epoxy | 1996-10-01 | Fiberglass Reinforced Plastic | Pressurized
9147072 | 2 |  | 1996-10-01 |  | 1996-10-01 |  | Currently in Use | Gas (Historical Use) | 12000 | Epoxy | 1996-10-01 | Fiberglass Reinforced Plastic | Pressurized
9147072 | 4 |  | 1996-10-01 |  | 1996-10-01 |  | Currently in Use | Gas (Historical Use) | 8000 | Epoxy | 1996-10-01 | Fiberglass Reinforced Plastic | Pressurized
9147072 | 5 |  | 1997-08-01 |  | 1997-08-01 |  | Currently in Use | Diesel | 6000 | Composite | 1997-08-01 | Fiberglass Reinforced Plastic | Pressurized
9147073 | 1 | Ball Float | 1996-09-15 | no | 1996-09-15 | no | Currently in Use | Regular | 15000 | Composite | 1996-09-15 | Fiberglass Reinforced Plastic | Pressurized
9147073 | 2 | Ball Float | 1996-09-15 | no | 1996-09-15 | no | Currently in Use | Premium | 10000 | Composite | 1996-09-15 | Fiberglass Reinforced Plastic | Pressurized
9147073 | 3 | Ball Float | 1996-09-25 | no | 1996-09-25 | no | Currently in Use | Diesel | 1000 | Composite | 1996-09-25 |  | Pressurized
9147075 | 1 |  | 1997-08-20 |  | 1997-08-20 |  | Currently in Use | Gas (Historical Use) | 12000 | Composite | 1997-08-20 | Fiberglass Reinforced Plastic | Pressurized
9147075 | 2A |  | 1997-08-20 |  | 1997-08-20 |  | Currently in Use | Gas (Historical Use) | 8000 | Composite | 1997-08-20 | Fiberglass Reinforced Plastic | Pressurized
9147075 | 2B |  | 1997-08-20 |  | 1997-08-20 |  | Currently in Use | Kerosene | 2000 | Composite | 1997-08-20 | Fiberglass Reinforced Plastic | Safe Suction (Euro)
9147076 | 1 | [5 empty] | Removed from Ground | Other | 500 | Not Marked/Unknown | 1998-05-15 | Not Marked
9147076 | 2 | [5 empty] | Removed from Ground | Other | 500 | Not Marked/Unknown | 1998-05-15 | Not Marked
9147077 | 1 |  | 1998-01-01 |  | 1998-01-01 |  | Closed in Ground | Gas (Historical Use) | 15000 | Epoxy | 1998-01-01 | Fiberglass Reinforced Plastic | Pressurized
9147077 | 2 |  | 1998-01-01 |  | 1998-01-01 |  | Closed in Ground | Gas (Historical Use) | 10000 | Epoxy | 1998-01-01 | Fiberglass Reinforced Plastic | Pressurized
9147077 | 3 |  | 1998-01-01 |  | 1998-01-01 |  | Removed from Ground | Diesel | 6000 | Epoxy | 1998-01-01 | Fiberglass Reinforced Plastic | Pressurized
9147077 | 4 |  | 1998-01-01 |  | 1998-01-01 |  | Removed from Ground | Kerosene | 2000 | Epoxy | 1998-01-01 | Fiberglass Reinforced Plastic | Pressurized
9147078 | 1 | [5 empty] | Removed from Ground | Gas (Historical Use) | 1000 | Not Marked/Unknown | 1998-10-01 | Not Marked
9147079 | 1 | [5 empty] | Removed from Ground | Gas (Historical Use) | 2000 | Bare Steel | 1979-01-01 | Galvanized Steel
9147079 | 2 | [5 empty] | Removed from Ground | Gas (Historical Use) | 2000 | Bare Steel | 1979-01-01 | Galvanized Steel
9147080 | 1 | [5 empty] | Removed from Ground | Gas (Historical Use) | 0 | Not Marked/Unknown | 1999-01-01 | Not Marked
9147080 | 2 | [5 empty] | Removed from Ground | Gas (Historical Use) | 0 | Not Marked/Unknown | 1999-01-01 | Not Marked
9147081 | 1 | Ball Float | 1999-05-01 |  | 1999-05-01 |  | Currently in Use | Gas (Historical Use) | 12000 | Epoxy | 1999-05-01 | Fiberglass Reinforced Plastic | Pressurized
9147081 | 2 | Flapper Valve | 1999-05-01 |  | 1999-05-01 |  | Currently in Use | Gas (Historical Use) | 10000 | Epoxy | 1999-05-01 | Fiberglass Reinforced Plastic | Pressurized
9147081 | 3 | Flapper Valve | 1999-05-01 |  | 1999-05-01 |  | Currently in Use | Diesel | 8000 | Epoxy | 1999-05-01 | Fiberglass Reinforced Plastic | Pressurized
9147082 | 1 |  | 1999-08-25 |  | 1999-08-25 |  | Currently in Use | Gas (Historical Use) | 12000 | Epoxy | 1999-08-25 | Fiberglass Reinforced Plastic | Pressurized
9147082 | 2 |  | 1999-08-25 |  | 1999-08-25 |  | Currently in Use | Gas (Historical Use) | 10000 | Epoxy | 1999-08-25 | Fiberglass Reinforced Plastic | Pressurized
9147083 | 1 |  | 1999-01-25 |  | 1999-01-25 |  | Currently in Use | Gas (Historical Use) | 12000 | Epoxy | 1999-01-25 | Fiberglass Reinforced Plastic | Pressurized
9147083 | 2 |  | 1999-01-25 |  | 1999-01-25 |  | Currently in Use | Gas (Historical Use) | 10000 | Epoxy | 1999-01-25 | Fiberglass Reinforced Plastic | Pressurized
9147083 | 3 |  | 1999-01-25 |  | 1999-01-25 |  | Currently in Use | Gas (Historical Use) | 4000 | Epoxy | 1999-01-25 | Fiberglass Reinforced Plastic | Pressurized
9147085 | 1 |  | 1998-12-11 |  | 1998-12-11 |  | Temporarily out of use | Gas (Historical Use) | 0 | Steel-Impressed Current | 1998-12-11 | Cathodically Protected | Pressurized
9147085 | 2 |  | 1998-12-11 |  | 1998-12-11 |  | Temporarily out of use | Gas (Historical Use) | 0 | Steel-Impressed Current | 1998-12-11 | Cathodically Protected | Pressurized
9147085 | 3 |  | 1998-12-11 |  | 1998-12-11 |  | Temporarily out of use | Gas (Historical Use) | 0 | Steel-Impressed Current | 1998-12-11 | Cathodically Protected | Pressurized
9147085 | 4 |  | 1998-12-11 |  | 1998-12-11 |  | Temporarily out of use | Diesel | 0 | Steel-Impressed Current | 1998-12-11 | Cathodically Protected | Pressurized
9147086 | 1 | Ball Float | 2000-08-01 | no | 2000-08-01 | no | Currently in Use | Regular | 12000 | Fiberglass | 2000-08-01 | Double-Walled Fiberglass | Pressurized
9147086 | 2 | Ball Float | 2000-08-01 | no | 2000-08-01 | no | Currently in Use | Premium | 10000 | Fiberglass | 2000-08-01 | Double-Walled Fiberglass | Pressurized
9147086 | 3 | Ball Float | 2000-08-01 | no | 2000-08-01 | no | Currently in Use | Diesel | 12000 | Fiberglass | 2000-08-01 | Double-Walled Fiberglass | Pressurized
9147086 | 4 | Ball Float | 2000-08-01 | no | 2000-08-01 | no | Currently in Use | Diesel Off Road | 6000 | Fiberglass | 2000-09-01 | Double-Walled Fiberglass | Pressurized
9147087 | 1 | Ball Float | 2000-09-01 | no | 2000-09-01 | no | Currently in Use | Regular | 15000 | Fiberglass | 2000-09-01 | Fiberglass Reinforced Plastic | Pressurized
9147087 | 2 | Ball Float | 2000-09-01 | no | 2000-09-01 | no | Currently in Use | Premium | 12000 | Fiberglass | 2000-09-01 | Fiberglass Reinforced Plastic | Pressurized
9147088 | 1 |  | 2000-03-30 |  | 2000-03-30 |  | Currently in Use | Gas (Historical Use) | 12000 | Epoxy | 2000-03-30 | Fiberglass Reinforced Plastic | Pressurized
9147088 | 2 |  | 2000-03-30 |  | 2000-03-30 |  | Currently in Use | Gas (Historical Use) | 10000 | Epoxy | 2000-03-30 | Fiberglass Reinforced Plastic | Pressurized
9147088 | 3A |  | 2000-03-30 |  | 2000-03-30 |  | Currently in Use | Diesel | 6000 | Epoxy | 2000-03-30 | Fiberglass Reinforced Plastic | Pressurized
9147088 | 3B |  | 2000-03-30 |  | 2000-03-30 |  | Currently in Use | Kerosene | 4000 | Epoxy | 2000-03-30 | Fiberglass Reinforced Plastic | Pressurized
9147089 | 1 | Ball Float | 1998-02-20 |  | 1998-02-20 |  | Currently in Use | Gas (Historical Use) | 10000 | Fiberglass | 1998-02-20 | Double Walled | Pressurized
9147089 | 2 | Ball Float | 1998-02-20 |  | 1998-02-20 |  | Currently in Use | Gas (Historical Use) | 10000 | Fiberglass | 1998-02-20 | Double Walled | Pressurized
9147089 | 3 | Ball Float | 1998-02-20 |  | 1998-02-20 |  | Currently in Use | Diesel | 7000 | Fiberglass | 1998-02-20 | Double Walled | Pressurized
9147089 | 4 | Ball Float | 1998-02-20 |  | 1998-02-20 |  | Currently in Use | Diesel | 3000 | Fiberglass | 1998-02-20 | Double Walled | Pressurized
9147090 | 1 | Flapper Valve | 2000-05-23 |  | 2000-05-23 |  | Currently in Use | Diesel | 20000 | Fiberglass Double Walled | 2000-05-23 | Fiberglass Reinforced Plastic | Pressurized
9147090 | 2 | Overfill Alarm | 2000-05-23 |  | 2000-05-23 |  | Currently in Use | New Oil | 2500 | Fiberglass Double Walled | 2000-05-23 | Fiberglass Reinforced Plastic | Gravity Fed
9147090 | 3 |  | 2000-05-23 | yes | 2000-05-23 | yes | Currently in Use | Used Oil | 1000 | Fiberglass Double Walled | 2000-05-23 | Fiberglass Reinforced Plastic | Pressurized
9147090 | 4 | Flapper Valve | 2008-10-01 | no | 2008-10-01 | no | Currently in Use | Diesel | 20000 | Fiberglass Double Walled | 2008-10-01 | Double-Walled Fiberglass | Gravity Fed
9147091 | 1 |  | 2000-08-29 |  | 2000-08-29 |  | Currently in Use | Gas (Historical Use) | 10000 | Composite | 2000-08-20 | Fiberglass Reinforced Plastic | Pressurized
9147091 | 2 |  | 2000-08-29 |  | 2000-08-29 |  | Currently in Use | Gas (Historical Use) | 10000 | Composite | 2000-08-20 | Fiberglass Reinforced Plastic | Pressurized
9147091 | 3 |  | 2000-08-29 |  | 2000-08-29 |  | Currently in Use | Diesel | 6000 | Composite | 2000-08-20 | Fiberglass Reinforced Plastic | Pressurized
9147092 | 1 |  | 2001-08-15 |  | 2001-08-15 |  | Currently in Use | Gas (Historical Use) | 12000 | Fiberglass | 2001-06-06 | Double Walled | Pressurized
9147092 | 2 |  | 2001-08-15 |  | 2001-08-15 |  | Currently in Use | Gas (Historical Use) | 8000 | Fiberglass | 2001-06-06 | Double Walled | Pressurized
9147092 | 3 |  | 2001-08-15 |  | 2001-08-15 |  | Currently in Use | Diesel | 6000 | Fiberglass | 2001-06-06 | Double Walled | Pressurized
9147094 | 1 | Ball Float | 2002-02-07 | no | 2002-02-07 | no | Currently in Use | Gas (Historical Use) | 20000 | Fiberglass Double Walled | 2002-02-07 | Double-Walled Flex | Pressurized
9147094 | 2 | Ball Float | 2002-02-07 | no | 2002-02-07 | no | Currently in Use | Gas (Historical Use) | 20000 | Fiberglass Double Walled | 2002-02-07 | Double-Walled Flex | Pressurized
9147094 | 3 |  | 2002-02-07 | no | 2002-02-07 | no | Currently in Use | Gas (Historical Use) | 12000 | Fiberglass Double Walled | 2002-02-07 | Double Walled | Pressurized
9147094 | 4A |  | 2016-10-03 | no | 2016-10-03 | no | Currently in Use | E-0 | 10000 | Fiberglass Double Walled | 2016-10-01 | Double-Walled Flex | Pressurized
9147094 | 4B |  | 2016-10-03 | no | 2016-10-03 | no | Currently in Use | Diesel | 12000 | Fiberglass Double Walled | 2016-10-01 | Double-Walled Flex | Pressurized
9148001 | 1 |  | 1990-01-01 |  | 1990-01-01 |  | Removed from Ground | Gas (Historical Use) | 12000 | Composite Double Walled | 1990-06-01 | Double-Walled Fiberglass | Pressurized
9148001 | 2 |  | 1990-01-01 |  | 1990-01-01 |  | Removed from Ground | Gas (Historical Use) | 12000 | Composite Double Walled | 1990-06-01 | Double-Walled Fiberglass | Pressurized
9148001 | 3 |  | 1990-01-01 |  | 1990-01-01 |  | Removed from Ground | Gas (Historical Use) | 12000 | Composite Double Walled | 1990-06-01 | Double-Walled Fiberglass | Pressurized
9148003 | 1 | [5 empty] | Removed from Ground | Gas (Historical Use) | 3000 | Bare Steel | 1980-01-01 | Galvanized Steel
9148005 | 1 | [5 empty] | Removed from Ground | Diesel | 1000 | Bare Steel | 1987-01-01 | Galvanized Steel
9148005 | 2 | [5 empty] | Removed from Ground | Gas (Historical Use) | 10000 | Fiberglass | 1990-01-01 | Bare Steel | Suction (American)
9148005 | 3 | [5 empty] | Removed from Ground | Diesel | 2000 | Fiberglass | 1988-08-01 | Bare Steel | Suction (American)
9148005 | 4 | [5 empty] | Closed in Ground | Diesel | 2000 | Fiberglass | 1988-08-01 | Bare Steel
9148005 | 5 |  | 1998-09-25 |  | 1998-09-25 |  | Currently in Use | Gas (Historical Use) | 2500 | Fiberglass Double Walled | 1998-09-25 | Fiberglass Reinforced Plastic | Safe Suction (Euro)
9148005 | 6 |  | 1998-09-25 |  | 1998-09-25 |  | Currently in Use | Diesel | 2500 | Fiberglass Double Walled | 1998-10-01 | Fiberglass Reinforced Plastic | Safe Suction (Euro)
9148006 | 1 |  | 1988-01-01 |  | 1994-03-02 |  | Currently in Use | Gas (Historical Use) | 6000 | Galvanic (STIP-3) | 1988-01-01 | Cathodically Protected | Pressurized
9148006 | 2 |  | 1988-01-01 |  | 1994-03-02 |  | Currently in Use | Gas (Historical Use) | 6000 | Galvanic (STIP-3) | 1988-01-01 | Cathodically Protected | Pressurized
9148006 | 3 |  | 1988-01-01 |  | 1994-03-02 |  | Currently in Use | Gas (Historical Use) | 8000 | Galvanic (STIP-3) | 1988-01-01 | Cathodically Protected | Pressurized
9148007 | 1 |  | 1991-01-01 |  | 1991-01-01 |  | Currently in Use | Gas (Historical Use) | 8000 | Composite | 1991-01-01 | Double-Walled Fiberglass | Pressurized
9148007 | 2 |  | 1991-01-01 |  | 1991-01-01 |  | Currently in Use | Gas (Historical Use) | 8000 | Composite | 1991-01-01 | Double-Walled Fiberglass | Pressurized
9148007 | 3 |  | 1991-01-01 |  | 1991-01-01 |  | Currently in Use | Gas (Historical Use) | 8000 | Composite | 1991-01-01 | Double-Walled Fiberglass | Pressurized
9148008 | 1 | [5 empty] | Removed from Ground | Gas (Historical Use) | 4000 | Cathodically Protected Steel | 1988-01-01 | Galvanized Steel | Suction (American)
9148008 | 2 | [5 empty] | Removed from Ground | Gas (Historical Use) | 4000 | Cathodically Protected Steel | 1988-01-01 | Galvanized Steel | Suction (American)
9148008 | 3 | [5 empty] | Removed from Ground | Gas (Historical Use) | 4000 | Cathodically Protected Steel | 1988-01-01 | Galvanized Steel | Suction (American)
9148008 | 4 | [5 empty] | Closed in Ground | Kerosene | 1000 | Bare Steel | 1983-01-01 | Galvanized Steel | Suction (American)
9148010 | 1 | [5 empty] | Removed from Ground | Gas (Historical Use) | 6000 | Bare Steel | 1978-01-01 | Galvanized Steel | Pressurized
9148010 | 2 | [5 empty] | Removed from Ground | Gas (Historical Use) | 6000 | Bare Steel | 1978-01-01 | Galvanized Steel | Pressurized
9148010 | 3 | [5 empty] | Removed from Ground | Gas (Historical Use) | 6000 | Bare Steel | 1978-01-01 | Galvanized Steel | Pressurized
9148010 | 4A |  | 2008-06-27 | no | 2008-06-27 | no | Currently in Use | Gas (Historical Use) | 9000 | Composite Double Walled | 2008-06-27 | Double-Walled Flex | Pressurized
9148010 | 4B |  | 2008-06-27 | no | 2008-06-27 | no | Currently in Use | Gas (Historical Use) | 3000 | Composite Double Walled | 2008-06-27 | Double-Walled Flex | Pressurized
9148011 | 1 | [5 empty] | Removed from Ground | Diesel | 1000 | Bare Steel | 1981-01-01 | Galvanized Steel
9148011 | 2 | [5 empty] | Removed from Ground | Gas (Historical Use) | 560 | Bare Steel | 1981-01-01 | Galvanized Steel
9148011 | 3 | [5 empty] | Removed from Ground | Gas (Historical Use) | 1000 | Bare Steel | 1975-01-01 | Galvanized Steel
9148011 | 4 | [5 empty] | Removed from Ground | Diesel | 1000 | Bare Steel | 1975-01-01 | Galvanized Steel
9148011 | 5 | [5 empty] | Removed from Ground | Diesel | 1000 | Bare Steel | 1979-01-01 | Galvanized Steel
9148012 | 28 |  |  | yes |  | yes | Removed from Ground | Used Oil | 500 | Bare Steel | 1993-02-03 | Bare Steel
9148013 | 1 | [5 empty] | Removed from Ground | Gas (Historical Use) | 3000 | Bare Steel | 1975-01-01 | Galvanized Steel | Safe Suction (Euro)
9148013 | 2 | [5 empty] | Removed from Ground | Gas (Historical Use) | 3000 | Bare Steel | 1975-01-01 | Galvanized Steel | Safe Suction (Euro)
9148013 | 3 | [5 empty] | Removed from Ground | Gas (Historical Use) | 3000 | Bare Steel | 1975-01-01 | Galvanized Steel | Safe Suction (Euro)
9148014 | 1 | [5 empty] | Removed from Ground | Gas (Historical Use) | 1000 | Bare Steel | 1973-06-15 | Unknown | Pressurized
9148016 | 1 |  |  | yes |  | yes | Removed from Ground | Used Oil | 500 | Bare Steel | 1976-07-01 | Bare Steel | Gravity Fed
9148017 | 1 | [5 empty] | Removed from Ground | Diesel | 1000 | Bare Steel | 1969-02-04 | Bare Steel | Suction (American)
9148018 | 1 | [5 empty] | Removed from Ground | Diesel | 4000 | Bare Steel | 1980-09-01 | Galvanized Steel | Safe Suction (Euro)
9148018 | 2 | [5 empty] | Removed from Ground | Diesel | 4000 | Bare Steel | 1980-09-01 | Galvanized Steel | Safe Suction (Euro)
9148018 | 3 | [5 empty] | Removed from Ground | Diesel | 4000 | Bare Steel | 1980-09-01 | Galvanized Steel | Safe Suction (Euro)
9148019 | 1 |  | 1996-06-01 |  | 1996-06-01 |  | Currently in Use | Gas (Historical Use) | 5000 | Steel-Impressed Current | 1970-01-01 | Steel (Impressed Current) | Suction (American)
9148019 | 2 |  | 1996-06-01 |  | 1996-06-01 |  | Currently in Use | Gas (Historical Use) | 3000 | Steel-Impressed Current | 1970-01-01 | Steel (Impressed Current) | Suction (American)
9148019 | 3 |  | 1996-06-01 |  | 1996-06-01 |  | Currently in Use | Gas (Historical Use) | 2000 | Steel-Impressed Current | 1970-01-01 | Steel (Impressed Current) | Suction (American)
9148019 | 4 |  | 1996-06-01 |  | 1996-06-01 |  | Currently in Use | Diesel | 3000 | Steel-Impressed Current | 1970-01-01 | Steel (Impressed Current) | Suction (American)
914802 | DS |  | 1996-03-27 |  | 1996-03-27 |  | Temporarily out of use | Diesel | 10000 | Composite | 1988-01-01 | Fiberglass Reinforced Plastic | Suction (American)
9148020 | 1 | [5 empty] | Removed from Ground | Gas (Historical Use) | 1000 | Bare Steel | 1982-01-01 | Not Marked
9148020 | 2 | [5 empty] | Removed from Ground | Diesel | 1000 | Bare Steel | 1982-01-01 | Not Marked
9148021 | 1 |  | 1996-11-16 |  | 1996-11-16 |  | Currently in Use | Gas (Historical Use) | 4000 | Steel-Impressed Current | 1985-03-01 | Fiberglass Reinforced Plastic | Pressurized
9148021 | 2 |  | 1996-11-16 |  | 1996-11-16 |  | Currently in Use | Gas (Historical Use) | 4000 | Steel-Impressed Current | 1985-03-01 | Fiberglass Reinforced Plastic | Pressurized
9148021 | 3 |  | 1996-11-16 |  | 1996-11-16 |  | Currently in Use | Gas (Historical Use) | 2000 | Steel-Impressed Current | 1985-03-01 | Fiberglass Reinforced Plastic | Pressurized
9148021 | 4 |  | 1996-11-16 |  | 1996-11-16 |  | Currently in Use | Gas (Historical Use) | 2000 | Steel-Impressed Current | 1985-03-01 | Fiberglass Reinforced Plastic | Pressurized
9148022 | 1 | [5 empty] | Removed from Ground | Diesel | 550 | Bare Steel | 1993-02-05 | Bare Steel
9148023 | 1 | [5 empty] | Removed from Ground | Other | 300 | Bare Steel | 1994-07-20 | Unknown
9148023 | 2 | [5 empty] | Removed from Ground | Other | 8000 | Bare Steel | 1963-07-17 | Unknown | Suction (American)
9148023 | 3 | [5 empty] | Removed from Ground | Gas (Historical Use) | 500 | Bare Steel | 1963-07-17 | Unknown | Suction (American)
9148024 | 547D1 | [5 empty] | Removed from Ground | Diesel | 1000 | Cathodically Protected Steel | 1990-01-01 | Galvanized Steel | Safe Suction (Euro)
9148024 | 547G1 | [5 empty] | Removed from Ground | Gas (Historical Use) | 1000 | Cathodically Protected Steel | 1990-01-01 | Galvanized Steel | Safe Suction (Euro)
9148025 | 10582-1 | [5 empty] | Removed from Ground | Gas (Historical Use) | 987 | Bare Steel | 1989-08-11 | Galvanized Steel | Safe Suction (Euro)
9148027 | 1 |  |  | yes |  | yes | Removed from Ground | Used Oil | 550 | Not Marked/Unknown | 1995-06-02 | Unknown
9148028 | 5 |  | 1994-03-15 | no | 1994-03-15 | no | Currently in Use | Diesel | 12000 | Galvanic (STIP-3) | 1994-03-15 | Cathodically Protected | Pressurized
9148028 | D/F |  | 1998-11-01 |  | 1994-03-15 |  | Currently in Use | Diesel | 12000 | Galvanic (STIP-3) | 1994-03-15 | Cathodically Protected | Pressurized
9148028 | PLUSU |  | 1998-11-01 |  | 1994-03-15 |  | Currently in Use | Gas (Historical Use) | 6000 | Galvanic (STIP-3) | 1994-03-15 | Cathodically Protected | Pressurized
9148028 | PU |  | 1998-11-01 |  | 1994-03-15 |  | Currently in Use | Gas (Historical Use) | 6000 | Galvanic (STIP-3) | 1994-03-15 | Cathodically Protected | Pressurized
9148028 | RU |  | 1998-11-01 |  | 1994-03-15 |  | Currently in Use | Gas (Historical Use) | 10000 | Galvanic (STIP-3) | 1994-03-15 | Cathodically Protected | Pressurized
9148029 | 1 | [5 empty] | Removed from Ground | Gas (Historical Use) | 1000 | Bare Steel | 1996-03-27 | Galvanized Steel | Suction (American)
9148029 | 2 | [5 empty] | Removed from Ground | Gas (Historical Use) | 1000 | Bare Steel | 1996-03-27 | Galvanized Steel | Suction (American)
9148029 | 3 | [5 empty] | Permanently Out of Use - historical purposes | Diesel | 10000 | Marked Unknown |  | Unknown
9148030 | 1 | [5 empty] | Permanently Out of Use - historical purposes | Diesel | 5000 | Marked Unknown | 1975-03-01 | Galvanized Steel | Suction (American)
9148031 | 1 |  | 1998-12-28 |  | 1998-12-28 |  | Currently in Use | Gas (Historical Use) | 6000 | Epoxy | 1988-06-20 | Fiberglass Reinforced Plastic | Pressurized
9148031 | 2 |  | 1998-12-28 |  | 1998-12-28 |  | Currently in Use | Gas (Historical Use) | 6000 | Composite | 1988-06-20 | Fiberglass Reinforced Plastic | Pressurized
9148031 | 3 |  | 1998-12-28 |  | 1998-12-28 |  | Currently in Use | Gas (Historical Use) | 6000 | Composite | 1988-06-20 | Fiberglass Reinforced Plastic | Pressurized
9148031 | 4 |  | 1998-12-28 |  | 1998-12-28 |  | Currently in Use | Diesel | 4000 | Composite | 1988-06-20 | Fiberglass Reinforced Plastic | Pressurized
9148032 | 1 | [5 empty] | Removed from Ground | Gas (Historical Use) | 3000 | Bare Steel | 1998-12-01 | Galvanized Steel | Suction (American)
9148032 | 2 | [5 empty] | Removed from Ground | Gas (Historical Use) | 3000 | Bare Steel | 1998-12-01 | Galvanized Steel | Suction (American)
9148032 | 3 | [5 empty] | Removed from Ground | Gas (Historical Use) | 4000 | Bare Steel | 1998-12-01 | Galvanized Steel | Suction (American)
9148032 | 4 | [5 empty] | Removed from Ground | Gas (Historical Use) | 4000 | Bare Steel | 1998-12-01 | Galvanized Steel | Suction (American)
9148032 | 5 | Flapper Valve | 1998-09-25 |  | 1998-01-01 |  | Currently in Use | Diesel | 3000 | Galvanic (STIP-3) | 1989-01-01 | Fiberglass Reinforced Plastic | Safe Suction (Euro)
9148032 | 6 | Flapper Valve | 1998-03-16 |  | 1998-03-16 |  | Currently in Use | Gas (Historical Use) | 10000 | Epoxy | 1998-03-16 | Double-Walled Flex | Pressurized
9148032 | 7 | Flapper Valve | 1998-03-16 |  | 1998-03-16 |  | Currently in Use | Gas (Historical Use) | 6000 | Epoxy | 1998-03-16 | Double-Walled Flex | Pressurized
9148033 | 1 |  | 1998-11-01 |  | 1998-11-01 |  | Currently in Use | Gas (Historical Use) | 6000 | Cathodically Protected Steel | 1997-04-01 | Fiberglass Reinforced Plastic | Pressurized
9148033 | 2 |  | 1998-11-01 |  | 1998-11-01 |  | Currently in Use | Gas (Historical Use) | 6000 | Cathodically Protected Steel | 1989-04-01 | Fiberglass Reinforced Plastic | Pressurized
9148033 | 3 |  | 1998-11-01 |  | 1998-11-01 |  | Currently in Use | Gas (Historical Use) | 6000 | Cathodically Protected Steel | 1989-04-01 | Fiberglass Reinforced Plastic | Pressurized
9148034 | 1 |  | 1998-09-01 |  | 1998-09-01 |  | Currently in Use | Gas (Historical Use) | 5000 | Composite | 1989-01-01 | Fiberglass Reinforced Plastic | Pressurized
9148034 | 2 |  | 1998-09-01 |  | 1998-09-01 |  | Currently in Use | Gas (Historical Use) | 5000 | Composite | 1989-01-01 | Fiberglass Reinforced Plastic | Pressurized
9148034 | 3 |  | 1998-09-01 |  | 1998-09-01 |  | Currently in Use | Gas (Historical Use) | 5000 | Composite | 1989-01-01 | Fiberglass Reinforced Plastic | Pressurized
9148034 | 4 |  | 1993-06-23 |  | 1998-09-01 |  | Currently in Use | Diesel | 4000 | Composite | 1993-06-01 | Fiberglass Reinforced Plastic | Safe Suction (Euro)
9148035 | 1 |  |  | no |  | no | Removed from Ground |  | 1000 | Bare Steel | 1998-09-01 | Galvanized Steel | Suction (American)
9148035 | 2 |  |  | no |  | no | Removed from Ground |  | 1000 | Bare Steel | 1998-09-01 | Galvanized Steel | Suction (American)
9148035 | 3 |  |  | no |  | no | Removed from Ground | Diesel | 500 | Bare Steel | 1998-09-01 | Galvanized Steel | Suction (American)
9148035 | 4A | Flapper Valve | 2015-03-13 | no | 2015-03-23 | no | Currently in Use | Ethanol | 2000 | Galvanic (STIP-3) | 2015-06-15 | Fiberglass Reinforced Plastic | Safe Suction (Euro)
9148035 | 4B | Flapper Valve | 2015-03-13 | no | 2015-03-23 | no | Currently in Use | Diesel | 1000 | Galvanic (STIP-3) | 1998-10-07 | Fiberglass Reinforced Plastic | Safe Suction (Euro)
9148035 | 4C | Flapper Valve | 2015-02-13 | no | 2015-03-23 | no | Currently in Use | Diesel | 2000 | Galvanic (STIP-3) | 2015-06-15 | Fiberglass Reinforced Plastic | Safe Suction (Euro)
9148036 | 1 |  | 1998-12-01 |  | 1998-12-01 |  | Currently in Use | Gas (Historical Use) | 6000 | Steel-Impressed Current | 1984-10-01 | Cathodically Protected | Pressurized
9148036 | 2 |  | 1998-12-01 |  | 1998-12-01 |  | Currently in Use | Gas (Historical Use) | 6000 | Steel-Impressed Current | 1984-10-01 | Cathodically Protected | Pressurized
9148036 | 3 |  | 1998-12-01 |  | 1998-12-01 |  | Currently in Use | Gas (Historical Use) | 6000 | Steel-Impressed Current | 1985-07-01 | Cathodically Protected | Pressurized
9148037 | 1 | [5 empty] | Removed from Ground | Diesel | 8000 | Bare Steel | 1975-06-01 | Not Marked
9148037 | 2 |  | 1996-08-21 |  | 1996-08-21 |  | Currently in Use | Gas (Historical Use) | 1000 | Composite | 1985-07-01 | Double-Walled Flex | Safe Suction (Euro)
9148037 | 3 |  | 1996-08-21 |  | 1996-08-21 |  | Currently in Use | Gas (Historical Use) | 1000 | Composite | 1985-07-01 | Double-Walled Flex | Safe Suction (Euro)
9148037 | 4 |  | 1998-08-21 |  | 1998-08-21 |  | Currently in Use | Diesel | 10000 | Composite | 1998-06-13 | Double-Walled Flex | Safe Suction (Euro)
9148038 | 1 | [5 empty] | Closed in Ground | Empty | 1000 | Cathodically Protected Steel | 1954-01-01 | Copper
9148038 | 2 | [5 empty] | Removed from Ground | Other | 1000 | Cathodically Protected Steel | 1991-01-01 | Copper
9148038 | 3 | [5 empty] | Removed from Ground | Diesel | 3000 | Cathodically Protected Steel | 1994-07-11 | Copper
9148039 | 1 |  | 1999-02-22 |  | 1999-02-22 |  | Currently in Use | Gas (Historical Use) | 4000 | Cathodically Protected Steel | 1981-05-01 | Cathodically Protected | Suction (American)
9148039 | 2 |  | 1999-02-22 |  | 1999-02-22 |  | Currently in Use | Diesel | 4000 | Cathodically Protected Steel | 1981-05-01 | Cathodically Protected | Suction (American)
9148039 | 3 |  | 1999-02-22 |  | 1999-02-22 |  | Currently in Use | Diesel | 4000 | Cathodically Protected Steel | 1981-05-01 | Cathodically Protected | Suction (American)
9148040 | 1 |  | 1998-12-14 | no | 1997-07-01 | no | Temporarily out of use | Gas (Historical Use) | 10000 | Steel-Impressed Current | 1997-07-01 |  | Pressurized
9148040 | 2 |  | 1998-12-14 | no | 1997-07-01 | no | Temporarily out of use | Gas (Historical Use) | 10000 | Steel-Impressed Current | 1997-07-01 |  | Pressurized
9148040 | 3 |  | 1998-12-14 | no | 1997-07-01 | no | Temporarily out of use | Gas (Historical Use) | 12000 | Steel-Impressed Current | 1997-07-01 |  | Pressurized
9148040 | 4 |  | 1998-12-14 | no | 1997-07-01 | no | Temporarily out of use | Diesel | 12000 | Steel-Impressed Current | 1997-07-01 |  | Pressurized
9148040 | 5 |  | 1998-12-14 | no | 1997-07-01 | no | Temporarily out of use | Diesel | 4000 | Steel-Impressed Current | 1997-07-01 |  | Pressurized
9148041 | 1 |  | 1998-06-01 |  | 1993-06-10 | yes | Currently in Use | Diesel | 10000 | Composite | 1993-06-10 | Fiberglass Reinforced Plastic | Pressurized
9148041 | 2 |  | 1998-06-01 |  | 1993-06-10 | yes | Currently in Use | Gas (Historical Use) | 10000 | Composite | 1993-06-10 | Fiberglass Reinforced Plastic | Pressurized
9148041 | 3 |  | 1998-06-01 |  | 1993-06-10 | yes | Currently in Use | Gas (Historical Use) | 6000 | Composite | 1993-06-10 | Fiberglass Reinforced Plastic | Pressurized
9148041 | 4 |  | 1998-06-01 |  | 1993-06-10 | yes | Currently in Use | Diesel | 6000 | Composite | 1993-06-10 | Fiberglass Reinforced Plastic | Pressurized
9148042 | 1 |  | 1996-12-12 |  | 1996-12-12 |  | Currently in Use | Gas (Historical Use) | 8000 | Steel-Impressed Current | 1988-07-01 | Fiberglass Reinforced Plastic | Pressurized
9148042 | 2 |  | 1996-12-12 |  | 1996-12-12 |  | Currently in Use | Gas (Historical Use) | 8000 | Steel-Impressed Current | 1985-05-01 | Fiberglass Reinforced Plastic | Pressurized
9148042 | 3 |  | 1996-12-12 |  | 1996-12-12 |  | Currently in Use | Gas (Historical Use) | 6000 | Steel-Impressed Current | 1985-05-01 | Fiberglass Reinforced Plastic | Pressurized
9148043 | DIESEL | [5 empty] | Currently in Use | Diesel | 0 | Bare Steel | 1982-01-01 | Galvanized Steel | Pressurized
9148043 | PREM | [5 empty] | Currently in Use | Gas (Historical Use) | 0 | Bare Steel | 1982-01-01 | Galvanized Steel | Pressurized
9148043 | REG | [5 empty] | Currently in Use | Gas (Historical Use) | 0 | Bare Steel | 1982-01-01 | Galvanized Steel | Pressurized
9148046 | 1 | [5 empty] | Removed from Ground | Gas (Historical Use) | 1000 | Bare Steel | 1996-04-08 | Bare Steel | Safe Suction (Euro)
9148046 | 2 | [5 empty] | Removed from Ground | Diesel | 1000 | Bare Steel | 1996-04-08 | Bare Steel | Safe Suction (Euro)
9148046 | 3 | [5 empty] | Removed from Ground | Diesel | 1000 | Bare Steel | 1996-04-08 | Bare Steel | Safe Suction (Euro)
9148048 | 1 | [5 empty] | Removed from Ground | Gas (Historical Use) | 750 | Bare Steel | 1979-01-01 | Not Marked
9148049 | 1 | [5 empty] | Removed from Ground | Gas (Historical Use) | 1000 | Bare Steel | 1996-06-20 | Not Marked
9148050 | 1 | [5 empty] | Removed from Ground | Gas (Historical Use) | 0 | Not Marked/Unknown | 1990-01-01 | Not Marked
9148051 | 1 | [5 empty] | Removed from Ground | Kerosene | 2000 | Bare Steel | 1979-09-15 | Bare Steel | Pressurized
9148052 | 1 | [5 empty] | Removed from Ground | Gas (Historical Use) | 6000 | Bare Steel | 1996-12-12 | Bare Steel
9148052 | 2 | [5 empty] | Removed from Ground | Gas (Historical Use) | 6000 | Bare Steel | 1996-12-12 | Bare Steel
9148054 | 1A |  | 1997-10-17 |  | 1997-10-17 |  | Temporarily out of use | Gas (Historical Use) | 5000 | Composite | 1997-09-30 | Fiberglass Reinforced Plastic | Suction (American)
9148054 | 1B |  | 1997-10-17 |  | 1997-10-17 |  | Temporarily out of use | Gas (Historical Use) | 5000 | Composite | 1997-09-30 | Fiberglass Reinforced Plastic | Suction (American)
9148055 | 1 |  | 1998-04-10 |  | 1998-04-10 |  | Currently in Use | Diesel | 12000 | Composite | 1998-04-08 | Fiberglass Reinforced Plastic | Safe Suction (Euro)
9148056 | 1 | [5 empty] | Removed from Ground | Gas (Historical Use) | 6000 | Bare Steel | 1930-01-01 | Galvanized Steel
9148056 | 2 | [5 empty] | Removed from Ground | Gas (Historical Use) | 12000 | Bare Steel | 1930-01-01 | Galvanized Steel
9148056 | 3 | [5 empty] | Removed from Ground | Gas (Historical Use) | 15000 | Bare Steel | 1930-01-01 | Galvanized Steel
9148057 | 1 | [5 empty] | Removed from Ground | Gas (Historical Use) | 1000 | Bare Steel | 1943-01-01 | Galvanized Steel | Safe Suction (Euro)
9148058 | 1A |  | 2000-01-08 |  | 2000-01-08 |  | Currently in Use | Gas (Historical Use) | 8000 | Composite | 2000-01-08 | Double-Walled Flex | Pressurized
9148058 | 1B |  | 2000-01-08 | no | 2000-01-08 | no | Currently in Use | Gas (Historical Use) | 4000 | Composite | 2000-01-08 | Double-Walled Flex | Pressurized
9148058 | 2 |  | 2000-01-08 |  | 2000-01-08 |  | Currently in Use | Diesel | 4000 | Composite | 2000-01-08 | Double-Walled Flex | Pressurized
9148059 | 1A |  | 2001-11-12 | no | 2001-11-12 | no | Currently in Use | Gas (Historical Use) | 14000 | Fiberglass Double Walled | 2001-10-19 | Double-Walled Flex | Pressurized
9148059 | 1B |  | 2001-11-12 | no | 2001-11-12 | no | Currently in Use | Gas (Historical Use) | 7000 | Fiberglass Double Walled | 2001-10-19 | Double-Walled Flex | Pressurized
9148059 | 2A |  | 2001-11-12 | no | 2001-11-12 | no | Currently in Use | Gas (Historical Use) | 14000 | Fiberglass Double Walled | 2001-11-12 | Double-Walled Flex | Pressurized
9148059 | 2B |  | 2001-11-12 | no | 2001-11-12 | no | Currently in Use | Diesel | 7000 | Fiberglass Double Walled | 2001-10-19 | Double-Walled Flex | Pressurized
9149001 | 1 | [5 empty] | Removed from Ground | Diesel | 0 | Marked Unknown | 1992-02-26 | Unknown
9149002 | 1 |  |  | no |  | no | Removed from Ground | Gas (Historical Use) | 10000 |  | 1992-01-30
9149002 | 2 |  |  | no |  | no | Removed from Ground | Gas (Historical Use) | 10000 |  | 1992-01-30
9149002 | 3 |  | 1998-04-01 | no | 1998-04-01 | no | Currently in Use | Gas (Historical Use) | 10000 | Composite | 1998-04-01 | Fiberglass Reinforced Plastic | Pressurized
9149002 | 4 |  | 1998-04-01 | no | 1998-04-01 | no | Currently in Use | Gas (Historical Use) | 8000 | Composite | 1998-04-01 | Fiberglass Reinforced Plastic | Pressurized
9149003 | 1 |  |  | no |  | no | Removed from Ground | Diesel | 500 | Fiberglass | 1985-06-01
9149003 | 2 | Overfill Alarm | 1993-12-01 | no | 1993-12-01 | no | Currently in Use | Diesel | 600 | Fiberglass | 1993-12-21 | Fiberglass Reinforced Plastic | Suction (American)
9149004 | 1 | [5 empty] | Removed from Ground | Diesel | 10000 | Marked Unknown | 1974-01-01 | Unknown
9149005 | 1 | Flapper Valve | 1998-04-22 | no | 1998-04-22 | no | Currently in Use | Diesel | 10000 | Galvanic (STIP-3) | 1989-07-01 | Bare Steel | Safe Suction (Euro)
9149006 | 1 | [5 empty] | Removed from Ground | Diesel | 10000 | Bare Steel | 1992-05-20 | Galvanized Steel | Suction (American)
9149007 | 1 | [5 empty] | Removed from Ground | Gas (Historical Use) | 1000 | Bare Steel | 1964-01-01 | Galvanized Steel | Suction (American)
9149007 | 2 | [5 empty] | Removed from Ground | Gas (Historical Use) | 2000 | Bare Steel | 1964-01-01 | Galvanized Steel | Suction (American)
9149008 | 1 | [5 empty] | Removed from Ground | Diesel | 1000 | Bare Steel | 1987-01-01 | Galvanized Steel | Safe Suction (Euro)
9149008 | 2 | [5 empty] | Removed from Ground | Gas (Historical Use) | 4000 | Bare Steel | 1987-01-01 | Galvanized Steel | Safe Suction (Euro)
9149009 | 1 | [5 empty] | Removed from Ground | Gas (Historical Use) | 1000 | Bare Steel | 1987-06-01 | Galvanized Steel | Safe Suction (Euro)
9149009 | 2 |  |  | no |  | no | Removed from Ground | Gas (Historical Use) | 10000 | Bare Steel | 1987-06-01
9149010 | 1 | [5 empty] | Permanently Out of Use - historical purposes | Gas (Historical Use) | 4000 | Bare Steel | 1985-01-01 | Bare Steel | Suction (American)
9149010 | 2 | [5 empty] | Permanently Out of Use - historical purposes | Gas (Historical Use) | 2000 | Bare Steel | 1985-01-01 | Bare Steel | Suction (American)
9149011 | 1 | [5 empty] | Removed from Ground | Gas (Historical Use) | 8000 | Bare Steel | 1972-07-01 | Galvanized Steel | Suction (American)
9149011 | 2 | [5 empty] | Removed from Ground | Gas (Historical Use) | 8000 | Bare Steel | 1972-07-01 | Galvanized Steel | Suction (American)
9149012 | 1 | [5 empty] | Removed from Ground | Gas (Historical Use) | 3500 | Bare Steel | 2004-09-23 | Galvanized Steel | Suction (American)
9149012 | 2 | [5 empty] | Removed from Ground | Gas (Historical Use) | 3500 | Bare Steel | 2004-09-23 | Galvanized Steel | Suction (American)
9149012 | 3 | [5 empty] | Removed from Ground | Gas (Historical Use) | 3500 | Bare Steel | 2004-09-23 | Galvanized Steel | Suction (American)
9149012 | 4 | Flapper Valve | 1995-06-29 |  | 1995-06-29 |  | Currently in Use | Diesel | 3000 | Galvanic (STIP-3) | 1995-06-29 | Fiberglass Reinforced Plastic | Safe Suction (Euro)
9149012 | 5 | Flapper Valve | 1997-08-10 |  | 1997-08-10 |  | Currently in Use | Gas (Historical Use) | 8000 | Composite | 1997-08-10 | Fiberglass Reinforced Plastic | Pressurized
9149012 | 6A | Flapper Valve | 1997-08-10 |  | 1997-08-10 |  | Currently in Use | Gas (Historical Use) | 4000 | Composite | 1997-08-10 | Fiberglass Reinforced Plastic | Pressurized
9149012 | 6B | Flapper Valve | 1997-08-10 | no | 1997-08-10 | no | Currently in Use | Gas (Historical Use) | 4000 | Composite | 1997-08-10 | Fiberglass Reinforced Plastic | Pressurized
9149100 | 1 | [5 empty] | Removed from Ground | Gas (Historical Use) | 2000 | Bare Steel | 1957-01-01 | Bare Steel
9149100 | 2 | [5 empty] | Removed from Ground | Gas (Historical Use) | 2000 | Bare Steel | 1957-01-01 | Bare Steel
9149100 | 3 | [5 empty] | Removed from Ground | Diesel | 2000 | Bare Steel | 1957-01-01 | Bare Steel
9150001 | 1 | [5 empty] | Removed from Ground | Gas (Historical Use) | 3000 | Bare Steel | 1973-11-26 | Unknown | Pressurized
9150002 | 1 |  | 1995-12-30 |  | 1995-12-30 |  | Currently in Use | Gas (Historical Use) | 10000 | Cathodically Protected Steel | 1986-10-01 | Fiberglass Reinforced Plastic | Safe Suction (Euro)
9150002 | 2 |  | 1995-12-30 |  | 1995-12-30 |  | Currently in Use | Diesel | 10000 | Cathodically Protected Steel | 1986-10-01 | Fiberglass Reinforced Plastic | Safe Suction (Euro)
9150002 | 3 | [5 empty] | Permanently Out of Use - historical purposes | Other | 0 | Bare Steel |  | Unknown
9150003 | 1 |  | 1998-08-01 |  | 1998-08-01 |  | Currently in Use | Gas (Historical Use) | 8000 | Cathodically Protected Steel | 1983-01-01 | Fiberglass Reinforced Plastic | Pressurized
9150003 | 2 |  | 1998-08-01 |  | 1998-08-01 |  | Currently in Use | Gas (Historical Use) | 8000 | Cathodically Protected Steel | 1983-01-01 | Fiberglass Reinforced Plastic | Pressurized
9150003 | 3 |  | 1998-08-01 |  | 1998-08-01 |  | Currently in Use | Gas (Historical Use) | 6000 | Cathodically Protected Steel | 1983-01-01 | Fiberglass Reinforced Plastic | Pressurized
9150006 | 1 | [5 empty] | Removed from Ground | Gas (Historical Use) | 1000 | Bare Steel | 1959-01-01 | Galvanized Steel | Safe Suction (Euro)
9150010 | MINE-2 | [5 empty] | Removed from Ground | Gas (Historical Use) | 500 | Bare Steel | 1973-01-01 | Bare Steel
9150012 | 5361 | [5 empty] | Removed from Ground | Diesel | 10000 | Not Marked/Unknown | 1992-06-01 | Not Marked
9150012 | 5362 | [5 empty] | Removed from Ground | Gas (Historical Use) | 5000 | Not Marked/Unknown | 1992-06-01 | Not Marked
9150012 | 5364 | [5 empty] | Removed from Ground | Other | 5000 | Not Marked/Unknown | 1992-06-01 | Not Marked
9150013 | 1-A14910 |  | 1992-10-29 |  | 1992-10-29 |  | Removed from Ground | Diesel | 20000 | Composite | 1992-10-25 | Fiberglass Reinforced Plastic | Pressurized
9150013 | 2-A14911 |  | 1992-10-29 |  | 1992-10-29 |  | Removed from Ground | Diesel | 20000 | Composite | 1992-10-25 | Fiberglass Reinforced Plastic | Pressurized
9150014 | 1 | [5 empty] | Removed from Ground | Gas (Historical Use) | 2000 | Cathodically Protected Steel | 1988-01-01 | Galvanized Steel | Safe Suction (Euro)
9150014 | 2 | [5 empty] | Removed from Ground | Gas (Historical Use) | 1000 | Bare Steel | 1980-01-01 | Galvanized Steel | Safe Suction (Euro)
9150014 | 3 | [5 empty] | Removed from Ground | Gas (Historical Use) | 1000 | Bare Steel | 1980-01-01 | Galvanized Steel | Safe Suction (Euro)
9150014 | 4 | [5 empty] | Removed from Ground | Diesel | 1000 | Bare Steel | 1980-01-01 | Galvanized Steel | Safe Suction (Euro)
9150014 | 5 | [5 empty] | Removed from Ground | Gas (Historical Use) | 500 | Not Marked/Unknown | 1981-01-01 | Not Marked
9150014 | 6 | [5 empty] | Removed from Ground | Gas (Historical Use) | 250 | Not Marked/Unknown | 1981-01-01 | Not Marked
9150015 | 1 | [5 empty] | Removed from Ground | Gas (Historical Use) | 550 | Not Marked/Unknown | 1999-10-10 | Not Marked
9150016 | 1 | [5 empty] | Removed from Ground | Gas (Historical Use) | 1000 | Bare Steel | 1993-10-19 | Bare Steel | Safe Suction (Euro)
9150016 | 2 | [5 empty] | Removed from Ground | Gas (Historical Use) | 1000 | Bare Steel | 1993-10-19 | Bare Steel | Safe Suction (Euro)
9150016 | 3 | [5 empty] | Removed from Ground | Gas (Historical Use) | 1000 | Bare Steel | 1993-10-19 | Bare Steel | Safe Suction (Euro)
9150016 | 4 | [5 empty] | Removed from Ground | Gas (Historical Use) | 1000 | Bare Steel | 1993-10-19 | Bare Steel | Safe Suction (Euro)
9150017 | 1 |  | 1998-10-01 |  | 1998-10-01 |  | Currently in Use | Gas (Historical Use) | 8000 | Cathodically Protected Steel | 1979-07-01 | Fiberglass Reinforced Plastic | Pressurized
9150017 | 2 |  | 1998-10-01 |  | 1998-10-01 |  | Currently in Use | Gas (Historical Use) | 6000 | Cathodically Protected Steel | 1979-07-01 | Fiberglass Reinforced Plastic | Pressurized
9150017 | 3 |  | 1998-10-01 |  | 1998-10-01 |  | Currently in Use | Gas (Historical Use) | 6000 | Cathodically Protected Steel | 1979-07-01 | Fiberglass Reinforced Plastic | Pressurized
9150018 | 1 |  | 1995-06-01 |  | 1995-06-01 |  | Currently in Use | Gas (Historical Use) | 10000 | Fiberglass | 1988-07-01 | Fiberglass Reinforced Plastic | Pressurized
9150018 | 2 |  | 1995-06-01 |  | 1995-06-01 |  | Currently in Use | Gas (Historical Use) | 10000 | Fiberglass | 1988-07-01 | Fiberglass Reinforced Plastic | Pressurized
9150018 | 3 |  | 1995-06-01 |  | 1995-06-01 |  | Currently in Use | Gas (Historical Use) | 10000 | Fiberglass | 1988-07-01 | Fiberglass Reinforced Plastic | Pressurized
9150020 | 1 | Ball Float | 1994-05-12 | no | 1994-05-12 | no | Currently in Use | Gas (Historical Use) | 10000 | Fiberglass Double Walled | 1994-05-12 | Double-Walled Fiberglass | Pressurized
9150020 | 2 | Ball Float | 1994-05-12 | no | 1994-05-12 | no | Currently in Use | Diesel | 5000 | Fiberglass Double Walled | 1994-05-12 | Double-Walled Fiberglass | Pressurized
9150021 | 1 | [5 empty] | Removed from Ground | Diesel | 2500 | Fiberglass | 1992-12-01 | Unknown
9150021 | 2 | [5 empty] | Removed from Ground | Gas (Historical Use) | 10000 | Fiberglass | 1992-12-01 | Unknown
9150021 | 3 | [5 empty] | Removed from Ground | Diesel | 6000 | Fiberglass | 1992-12-01 | Unknown
9150021 | 4 | [5 empty] | Removed from Ground | Diesel | 6000 | Fiberglass | 1992-12-01 | Unknown
9150021 | 5 |  | 1998-10-10 |  | 1998-10-10 |  | Currently in Use | Gas (Historical Use) | 4000 | Tank Jacket | 1998-10-10 | Fiberglass Reinforced Plastic | Safe Suction (Euro)
9150021 | 6 |  | 1998-10-10 |  | 1998-10-10 |  | Currently in Use | Diesel | 1000 | Tank Jacket | 1998-10-10 | Fiberglass Reinforced Plastic | Safe Suction (Euro)
9150021 | 7 |  | 1998-11-05 |  | 1998-11-05 |  | Currently in Use | Other | 10000 | Fiberglass | 1998-11-10 | Copper | Safe Suction (Euro)
9150022 | 1 |  | 1994-09-16 |  | 1994-09-16 |  | Currently in Use | Gas (Historical Use) | 10000 | Composite | 1994-09-01 | Fiberglass Reinforced Plastic | Pressurized
9150022 | 2 |  | 1994-09-16 |  | 1994-09-16 |  | Currently in Use | Diesel | 8000 | Composite | 1994-09-01 | Fiberglass Reinforced Plastic | Pressurized
9150023 | 1 |  | 1998-02-02 |  | 1998-02-02 |  | Currently in Use | Gas (Historical Use) | 10000 | Steel-Impressed Current | 1998-02-02 | Cathodically Protected | Pressurized
9150023 | 2 |  | 1998-02-02 |  | 1998-02-02 |  | Currently in Use | Gas (Historical Use) | 3000 | Steel-Impressed Current | 1998-02-02 | Cathodically Protected | Pressurized
9150023 | 3 |  | 1998-02-02 |  | 1998-02-02 |  | Currently in Use | Diesel | 12000 | Steel-Impressed Current | 1998-02-02 | Cathodically Protected | Pressurized
9150024 | 1 |  |  | no |  | no | Removed from Ground | Other | 3000 | Unknown | 1992-08-10
9150024 | DUMMY | [5 empty] | Removed from Ground | Other | 5000 | Not Marked/Unknown | 1992-08-10 | Not Marked
9150026 | 1 | [5 empty] | Removed from Ground | Gas (Historical Use) | 3000 | Not Marked/Unknown | 1995-06-20 | Unknown
9150026 | 2 | [5 empty] | Removed from Ground | Gas (Historical Use) | 3000 | Not Marked/Unknown | 1995-06-20 | Unknown
9150026 | 3 | [5 empty] | Removed from Ground | Gas (Historical Use) | 3000 | Not Marked/Unknown | 1995-06-20 | Unknown
9150027 | 1 |  | 1998-12-07 |  | 1998-12-07 |  | Currently in Use | Gas (Historical Use) | 5000 | Cathodically Protected Steel | 1987-09-01 | Fiberglass Reinforced Plastic | Suction (American)
9150027 | 2 |  | 1998-12-07 |  | 1998-12-07 |  | Currently in Use | Gas (Historical Use) | 3000 | Cathodically Protected Steel | 1987-09-01 | Fiberglass Reinforced Plastic | Suction (American)
9150027 | 3 |  | 1998-12-07 |  | 1998-12-07 |  | Currently in Use | Gas (Historical Use) | 3000 | Cathodically Protected Steel | 1987-09-01 | Fiberglass Reinforced Plastic | Suction (American)
9150028 | 1 | Flapper Valve | 2018-01-29 | no | 1992-07-01 | no | Currently in Use | Gas (Historical Use) | 10000 | Epoxy | 1992-07-01 | Fiberglass Reinforced Plastic | Pressurized
9150028 | 2A | Flapper Valve | 2018-01-29 | no | 2018-01-29 | no | Currently in Use | Gas (Historical Use) | 3000 | Composite Double Walled | 2018-01-29 | Double-Walled Fiberglass | Pressurized
9150028 | 2B | Flapper Valve | 2018-01-29 | no | 2018-01-29 | no | Currently in Use | Diesel | 6000 | Composite Double Walled | 2018-01-29 | Double-Walled Fiberglass | Pressurized
9150029 | 1 |  | 1992-01-01 | yes | 1992-01-01 | yes | Currently in Use | Gas (Historical Use) | 10000 | Fiberglass | 1992-01-24 | Fiberglass Reinforced Plastic | Pressurized
9150029 | 2 |  | 1992-01-01 | yes | 1992-01-01 | yes | Currently in Use | Diesel | 20000 | Fiberglass | 1992-01-24 | Fiberglass Reinforced Plastic | Pressurized
9150029 | 3 |  | 1992-01-01 |  | 1992-01-01 |  | Removed from Ground | Other | 0 | Fiberglass | 1992-01-24 | Fiberglass Reinforced Plastic | Pressurized
9150029 | 4 |  |  | yes | 1992-01-01 | yes | Removed from Ground | Used Oil | 10000 | Fiberglass | 1992-01-24 | Fiberglass Reinforced Plastic | Gravity Fed
9150029 | 5 |  | 1994-01-01 | yes | 1994-01-01 | yes | Currently in Use | Diesel | 20000 | Fiberglass | 1992-01-24 | Fiberglass Reinforced Plastic | Pressurized
9150029 | 6 |  | 1992-01-01 | no | 1992-01-01 | no | Currently in Use | Diesel | 10000 | Fiberglass | 1992-11-01 | Fiberglass Reinforced Plastic | Pressurized
9150029 | 7 |  | 2005-10-19 | yes | 2005-10-19 | yes | Currently in Use | New Oil | 12000 | Epoxy Double-Walled | 2005-10-31 | Fiberglass Reinforced Plastic | Safe Suction (Euro)
9150029 | 8 |  | 2005-10-19 | yes | 2005-10-19 | yes | Currently in Use | Used Oil | 10000 | Epoxy Double-Walled | 2005-10-31 | Fiberglass Reinforced Plastic | Gravity Fed
9150030 | 1 | [5 empty] | Removed from Ground | Gas (Historical Use) | 1000 | Bare Steel | 1999-11-30 | Bare Steel | Safe Suction (Euro)
9150030 | 2 | [5 empty] | Removed from Ground | Gas (Historical Use) | 1000 | Bare Steel | 1999-11-30 | Bare Steel | Safe Suction (Euro)
9150030 | 3 | [5 empty] | Removed from Ground | Gas (Historical Use) | 1000 | Bare Steel | 1999-11-30 | Bare Steel | Safe Suction (Euro)
9150031 | 1 | Flapper Valve | 1999-02-01 | no | 1999-02-01 | no | Currently in Use | Jet fuel | 10000 | Galvanic (STIP-3) | 1999-04-08 | Fiberglass Reinforced Plastic | Pressurized
9150032 | 1 |  |  | no |  | no | Removed from Ground | Diesel | 4000 |  | 1997-10-15 | Galvanized Steel | Suction (American)
9150032 | 2 |  |  | no |  | no | Removed from Ground |  | 10000 |  | 1997-10-15 | Galvanized Steel
9150032 | 3 | Flapper Valve | 1997-11-01 | no | 1997-11-01 | no | Currently in Use | Diesel | 12000 | Composite | 1997-11-01 | Fiberglass Reinforced Plastic | Safe Suction (Euro)
9150032 | 4 | Flapper Valve | 1997-11-01 | no | 1997-11-01 | no | Currently in Use | Regular | 12000 | Composite | 1997-11-01 | Fiberglass Reinforced Plastic | Safe Suction (Euro)
9150033 | 1 |  | 1994-08-01 |  | 1994-08-01 |  | Currently in Use | Gas (Historical Use) | 12000 | Composite | 1998-12-01 | Fiberglass Reinforced Plastic | Safe Suction (Euro)
9150033 | 2 |  | 1994-08-01 |  | 1994-08-01 |  | Currently in Use | Diesel | 12000 | Composite | 1998-12-01 | Fiberglass Reinforced Plastic | Safe Suction (Euro)
9150033 | 3 |  |  | no |  | no | Removed from Ground | Used Oil | 500 | Unknown | 2004-05-28 | Unknown
9150033 | 4 |  |  | no |  | no | Removed from Ground | Used Oil | 500 | Unknown | 2004-05-28 | Unknown
9150034 | 1 |  | 1998-10-01 | no | 1998-10-01 | no | Removed from Ground | Gas (Historical Use) | 10000 | Steel-Impressed Current | 1980-01-01 |  | Pressurized
9150034 | 2 |  | 1998-10-01 | no | 1998-10-01 | no | Removed from Ground | Gas (Historical Use) | 10000 | Steel-Impressed Current | 1980-01-01 |  | Pressurized
9150035 | 1 |  | 1999-01-15 |  | 1999-01-11 |  | Currently in Use | Gas (Historical Use) | 8000 | Steel-Impressed Current | 1980-01-01 | Cathodically Protected | Safe Suction (Euro)
9150035 | 2 |  | 1999-01-15 |  | 1999-01-11 |  | Currently in Use | Diesel | 8000 | Steel-Impressed Current | 1980-01-01 | Cathodically Protected | Safe Suction (Euro)
9150036 | 1 | Ball Float | 1995-08-28 | no | 1995-08-28 | no | Currently in Use | Regular | 6000 | Galvanic (STIP-3) | 1995-08-28 | Fiberglass Reinforced Plastic | Pressurized
9150036 | 2 | Flapper Valve | 1995-08-28 | no | 1995-08-28 | no | Currently in Use | Diesel | 8000 | Galvanic (STIP-3) | 1995-01-01 | Fiberglass Reinforced Plastic | Pressurized
9150038 | BOIL | [5 empty] | Removed from Ground | Diesel | 1500 | Bare Steel | 1969-01-27 | Copper | Safe Suction (Euro)
9150038 | GOIL | [5 empty] | Removed from Ground | Diesel | 3000 | Bare Steel | 1969-01-27 | Copper | Safe Suction (Euro)
9150039 | 1 | [5 empty] | Removed from Ground | Gas (Historical Use) | 4000 | Not Marked/Unknown | 1995-04-01 | Not Marked
9150039 | 2 | [5 empty] | Removed from Ground | Gas (Historical Use) | 4000 | Not Marked/Unknown | 1995-04-01 | Not Marked
9150039 | 3 | [5 empty] | Removed from Ground | Gas (Historical Use) | 4000 | Not Marked/Unknown | 1995-04-01 | Not Marked
9150039 | 4 |  |  | no |  | no | Removed from Ground | Gas (Historical Use) | 2000 | Bare Steel | 1968-01-01 | Galvanized Steel
9150039 | 5 |  |  | no |  | no | Removed from Ground | Gas (Historical Use) | 1060 | Bare Steel | 1968-01-01 | Galvanized Steel
9150040 | 1 | Flapper Valve | 1996-07-01 | no | 1996-07-01 | no | Currently in Use | Regular | 12000 | Composite | 1996-06-01 |  | Pressurized
9150040 | 2 | Flapper Valve | 1996-07-01 | no | 1996-07-01 | no | Currently in Use | Regular | 12000 | Composite | 1996-06-01 |  | Pressurized
9150040 | 3 | Flapper Valve | 1996-07-01 | no | 1996-07-01 | no | Currently in Use | Diesel | 12000 | Composite | 1996-06-01 |  | Pressurized
9150040 | 4 | Flapper Valve | 1996-07-01 | no | 1996-07-01 | no | Currently in Use | Kerosene | 3000 | Composite | 1996-06-01 |  | Pressurized
9150041 | 1 |  | 1996-09-01 |  | 1996-09-01 |  | Removed from Ground | Diesel | 6000 | Composite | 1996-09-09 | Fiberglass Reinforced Plastic | Pressurized
9150041 | 2 |  | 1996-09-01 |  | 1996-09-01 |  | Removed from Ground | Gas (Historical Use) | 6000 | Composite | 1996-09-09 | Fiberglass Reinforced Plastic | Pressurized
9150043 | 1 | [5 empty] | Removed from Ground | Empty | 10000 | Bare Steel | 1999-05-31 | Bare Steel | Suction (American)
9150044 | 1 |  | 1999-07-15 |  | 1999-07-15 |  | Currently in Use | Diesel | 20000 | Composite | 1999-07-15 | Double-Walled Fiberglass | Pressurized
9150044 | 2 |  | 1999-07-15 |  | 1999-07-15 |  | Currently in Use | Diesel | 20000 | Composite | 1999-07-15 | Double-Walled Fiberglass | Pressurized
9150044 | 3 |  | 1999-07-15 |  | 1999-07-15 |  | Currently in Use | Diesel | 20000 | Composite | 1999-07-15 | Double-Walled Fiberglass | Pressurized
9150045 | 1 |  | 1999-08-02 |  | 1999-08-02 |  | Removed from Ground | Gas (Historical Use) | 1000 | Double Walled | 1999-08-01 | Fiberglass Reinforced Plastic | Suction (American)
9150046 | 1 | [5 empty] | Removed from Ground | Empty | 500 | Marked Unknown |  | Unknown
9150046 | 2 | [5 empty] | Removed from Ground | Gas (Historical Use) | 500 | Marked Unknown |  | Unknown
9150046 | 3 | [5 empty] | Removed from Ground | Gas (Historical Use) | 1000 | Marked Unknown |  | Unknown
9151001 | 1 | Flapper Valve | 1997-04-22 | no | 1997-04-22 | no | Currently in Use | Regular | 10000 | Fiberglass | 1997-04-22 | Double-Walled Fiberglass | Pressurized
9151001 | 10561-1 | [5 empty] | Removed from Ground | Gas (Historical Use) | 2000 | Bare Steel | 1970-05-03 | Galvanized Steel | Safe Suction (Euro)
9151001 | 2 | Flapper Valve | 1997-04-22 | no | 1997-04-22 | no | Currently in Use | Diesel | 10000 | Fiberglass | 1997-04-22 | Double-Walled Fiberglass | Pressurized
9151002 | 1 | [5 empty] | Removed from Ground | Gas (Historical Use) | 1000 | Bare Steel | 1990-04-23 | Bare Steel
9151003 | 1 |  | 1989-01-01 |  | 1989-01-01 |  | Removed from Ground | Gas (Historical Use) | 2000 | Unknown | 1989-01-01 | Fiberglass Reinforced Plastic | Suction (American)
9151003 | 2 |  | 1989-01-01 |  | 1989-01-01 |  | Removed from Ground | Diesel | 2000 | Unknown | 1989-01-01 | Fiberglass Reinforced Plastic | Suction (American)
9151003 | 3 |  | 1989-01-01 |  | 1989-01-01 |  | Removed from Ground | Diesel | 25000 | Unknown | 1989-01-01 | Fiberglass Reinforced Plastic | Gravity Fed
9151003 | 4 | [5 empty] | Removed from Ground | Diesel | 6000 | Marked Unknown | 1989-01-01 | Unknown
9151004 | 1 | [5 empty] | Removed from Ground | Other | 1000 | Composite | 1988-01-01 | Copper | Suction (American)
9151004 | 2 |  | 1997-01-03 | no | 1997-01-03 | no | Currently in Use | Diesel | 2500 | Composite | 1997-01-03 | Double-Walled Fiberglass | Suction (American)
9151005 | 1 | Flapper Valve | 1992-04-08 |  | 1992-04-08 |  | Currently in Use | Gas (Historical Use) | 6079 | Steel-Impressed Current | 1992-03-10 | Steel (Impressed Current) | Safe Suction (Euro)
9151005 | 2 | Flapper Valve | 1992-04-08 |  | 1992-04-08 |  | Currently in Use | Diesel | 6079 | Steel-Impressed Current | 1992-03-10 | Steel (Impressed Current) | Safe Suction (Euro)
9151006 | 1 | Flapper Valve | 1990-01-01 |  | 1990-01-01 |  | Removed from Ground | Gas (Historical Use) | 8000 | Galvanic (STIP-3) | 1990-01-01 | Galvanized Steel | Pressurized
9151006 | 2 | Flapper Valve | 1990-01-01 |  | 1990-01-01 |  | Removed from Ground | Gas (Historical Use) | 8000 | Galvanic (STIP-3) | 1990-01-01 | Galvanized Steel | Pressurized
9151006 | 3 | Flapper Valve | 1990-01-01 |  | 1990-01-01 |  | Removed from Ground | Gas (Historical Use) | 4000 | Galvanic (STIP-3) | 1990-01-01 | Galvanized Steel | Pressurized
9151007 | 1 | [5 empty] | Removed from Ground | Diesel | 500 | Marked Unknown | 1986-01-01 | Not Marked
9151007 | 2 |  | 2006-05-14 |  | 2006-05-14 |  | Currently in Use | Diesel | 600 | Composite Double Walled | 1994-01-08 | Double-Walled Flex | Safe Suction (Euro)
9151009 | 1 | [5 empty] | Removed from Ground | Gas (Historical Use) | 6000 | Bare Steel | 1990-07-18 | Galvanized Steel
9151010 | RU | Flapper Valve | 1996-01-31 | no | 1996-01-31 | no | Currently in Use | Regular | 8000 | Steel-Impressed Current | 1996-08-09 | Steel (Impressed Current) | Suction (American)
9151010 | SU | Flapper Valve | 1996-01-31 | no | 1996-01-31 | no | Currently in Use | Regular | 8000 | Steel-Impressed Current | 1996-08-09 | Steel (Impressed Current) | Suction (American)
9151011 | 1 | [5 empty] | Permanently Out of Use - historical purposes | Other | 0 | Marked Unknown |  | Unknown | Suction (American)
9151012 | 10523-1 | [5 empty] | Removed from Ground | Other | 950 | Bare Steel | 1992-11-05 | Galvanized Steel
9151013 | 1 | Flapper Valve | 1995-11-30 | no | 1988-03-01 | no | Currently in Use | Premium | 6041 | Steel-Impressed Current | 1995-11-17 | Steel (Impressed Current) | Pressurized
9151013 | 2 | Flapper Valve | 1995-11-30 | no | 1988-03-01 | no | Currently in Use | Regular | 6041 | Steel-Impressed Current | 1995-11-17 | Steel (Impressed Current) | Pressurized
9151013 | 3 | Flapper Valve | 1995-11-30 | no | 1988-03-01 | no | Currently in Use | Regular | 6041 | Steel-Impressed Current | 1995-11-17 | Steel (Impressed Current) | Pressurized
9151013 | 4 | Flapper Valve | 1995-11-30 | no | 1988-03-01 | no | Currently in Use | Diesel | 10152 | Steel-Impressed Current | 1995-11-17 | Steel (Impressed Current) | Pressurized
9151014 | 1 | Flapper Valve | 1990-03-01 | no | 1990-03-01 | no | Currently in Use | Regular | 8000 | Steel-Impressed Current | 1995-11-17 | Steel (Impressed Current) | Pressurized
9151014 | 2 | Flapper Valve | 1990-03-01 | no | 1990-03-01 | no | Currently in Use | Plus | 5000 | Steel-Impressed Current | 1995-11-17 | Steel (Impressed Current) | Pressurized
9151014 | 3 | Flapper Valve | 1990-03-01 | no | 1990-03-01 | no | Currently in Use | Premium | 5000 | Steel-Impressed Current | 1995-11-17 | Steel (Impressed Current) | Pressurized
9151015 | 1 | [5 empty] | Removed from Ground | Gas (Historical Use) | 6000 | Bare Steel | 1985-10-01 | Galvanized Steel | Suction (American)
9151015 | 2 | [5 empty] | Removed from Ground | Diesel | 6000 | Bare Steel | 1985-10-01 | Galvanized Steel | Suction (American)
9151016 | 3 | [5 empty] | Removed from Ground | Gas (Historical Use) | 4000 | Bare Steel | 1977-01-01 | Galvanized Steel | Safe Suction (Euro)
9151016 | 4 | [5 empty] | Removed from Ground | Gas (Historical Use) | 2000 | Bare Steel | 1977-01-01 | Galvanized Steel | Safe Suction (Euro)
9151016 | 501G1 | [5 empty] | Removed from Ground | Gas (Historical Use) | 2000 | Cathodically Protected Steel | 1990-04-01 | Galvanized Steel | Safe Suction (Euro)
9151016 | 501G1A | [5 empty] | Removed from Ground | Gas (Historical Use) | 2000 | Cathodically Protected Steel | 1990-04-01 | Galvanized Steel | Safe Suction (Euro)
9151017 | 1 | [5 empty] | Removed from Ground | Other | 10000 | Bare Steel | 1997-10-14 | Galvanized Steel | Suction (American)
9151017 | 2 | [5 empty] | Removed from Ground | Other | 800 | Bare Steel | 1997-10-14 | Galvanized Steel | Suction (American)
9151017 | 3 |  | 1997-10-20 |  | 1997-10-20 |  | Removed from Ground | Gas (Historical Use) | 12000 | Composite | 2004-05-19 | Fiberglass Reinforced Plastic | Suction (American)
9151018 | 1 | [5 empty] | Removed from Ground | Gas (Historical Use) | 1000 | Bare Steel | 1994-10-04 | Galvanized Steel | Safe Suction (Euro)
9151019 | 1 |  |  | yes |  | yes | Removed from Ground | Used Oil | 500 | Double Walled | 1989-01-01 | Fiberglass Reinforced Plastic | Gravity Fed
9151020 | 1 | [5 empty] | Removed from Ground | Gas (Historical Use) | 1000 | Bare Steel | 1995-01-20 | Galvanized Steel | Safe Suction (Euro)
9151020 | 2 | [5 empty] | Removed from Ground | Diesel | 1000 | Bare Steel | 1995-01-20 | Galvanized Steel | Safe Suction (Euro)
9151020 | 3 | [5 empty] | Removed from Ground | Gas (Historical Use) | 500 | Bare Steel | 1995-08-24 | Galvanized Steel | Suction (American)
9151022 | 1 |  | 1986-01-01 |  | 1986-01-01 |  | Temporarily out of use | Gas (Historical Use) | 4000 | Fiberglass | 1986-01-01 | Fiberglass Reinforced Plastic | Pressurized
9151022 | 2 |  | 1986-01-01 |  | 1986-01-01 |  | Temporarily out of use | Gas (Historical Use) | 4000 | Fiberglass | 1986-01-01 | Fiberglass Reinforced Plastic | Pressurized
9151022 | 3 |  | 1986-01-01 |  | 1986-01-01 |  | Temporarily out of use | Diesel | 4000 | Fiberglass | 1986-01-01 | Fiberglass Reinforced Plastic | Pressurized
9151023 | 1 |  | 1998-12-18 |  | 1998-12-18 |  | Removed from Ground | Gas (Historical Use) | 5000 | Marked Unknown | 1998-11-10 | Cathodically Protected | Pressurized
9151023 | 2 |  | 1998-12-18 |  | 1998-12-18 |  | Removed from Ground | Gas (Historical Use) | 5000 | Marked Unknown | 1998-11-10 | Cathodically Protected | Pressurized
9151023 | 3 |  | 1998-12-18 |  | 1998-12-18 |  | Removed from Ground | Gas (Historical Use) | 5000 | Marked Unknown | 1998-11-10 | Cathodically Protected | Pressurized
9151023 | 4 |  | 1998-12-18 |  | 1998-12-18 |  | Removed from Ground | Diesel | 2000 | Marked Unknown | 1998-11-10 | Cathodically Protected | Suction (American)
9151025 | 1 |  | 1998-11-20 |  | 1998-11-20 |  | Currently in Use | Gas (Historical Use) | 8000 | Steel-Impressed Current | 1989-01-01 | Fiberglass Reinforced Plastic | Pressurized
9151025 | 2 |  | 1998-11-20 |  | 1998-11-20 |  | Currently in Use | Gas (Historical Use) | 6000 | Steel-Impressed Current | 1989-01-01 | Fiberglass Reinforced Plastic | Pressurized
9151025 | 3 |  | 1998-11-20 |  | 1998-11-20 |  | Currently in Use | Gas (Historical Use) | 6000 | Steel-Impressed Current | 1989-01-01 | Fiberglass Reinforced Plastic | Pressurized
9151025 | 4 |  | 1998-11-20 |  | 1998-11-20 |  | Currently in Use | Diesel | 4000 | Steel-Impressed Current | 1989-01-01 | Fiberglass Reinforced Plastic | Pressurized
9151025 | 5 |  | 2005-12-21 | no | 2005-12-21 | no | Currently in Use | Diesel | 15000 | Composite | 2005-12-21 | Fiberglass Reinforced Plastic | Pressurized
9151026 | 1 | [5 empty] | Removed from Ground | Gas (Historical Use) | 2000 | Marked Unknown | 1975-01-01 | Unknown | Suction (American)
9151026 | 2 | [5 empty] | Removed from Ground | Gas (Historical Use) | 2000 | Marked Unknown | 1975-01-01 | Unknown | Suction (American)
9151026 | 3 | [5 empty] | Removed from Ground | Gas (Historical Use) | 2000 | Marked Unknown | 1975-01-01 | Unknown | Suction (American)
9151026 | 4 | [5 empty] | Removed from Ground | Diesel | 2000 | Marked Unknown | 1975-01-01 | Unknown | Suction (American)
9151026 | 5 | [5 empty] | Removed from Ground | Diesel | 2000 | Marked Unknown | 1975-01-01 | Unknown | Suction (American)
9151026 | 6 | [5 empty] | Removed from Ground | Gas (Historical Use) | 2000 | Not Marked/Unknown | 1975-01-01 | Not Marked
9151026 | 7 | [5 empty] | Removed from Ground | Gas (Historical Use) | 2000 | Not Marked/Unknown | 1975-01-01 | Not Marked
9151026 | 8 |  | 2016-01-04 | no | 2016-01-04 | no | Currently in Use | Gas (Historical Use) | 15000 | Composite Double Walled | 2015-11-01 | Double-Walled Fiberglass | Pressurized
9151026 | 9A |  | 2016-01-04 | no | 2016-01-04 | no | Currently in Use | Gas (Historical Use) | 5000 | Composite Double Walled | 2015-11-01 | Double-Walled Fiberglass | Pressurized
9151026 | 9B |  | 2016-01-04 | no | 2016-01-04 | no | Currently in Use | Gas (Historical Use) | 5000 | Composite Double Walled | 2015-11-01 | Double-Walled Fiberglass | Pressurized
9151026 | 9C |  | 2016-01-04 | no | 2016-01-04 | no | Currently in Use | Diesel | 5000 | Composite Double Walled | 2015-11-01 | Double-Walled Fiberglass | Pressurized
9151027 | 1 | [5 empty] | Removed from Ground | Gas (Historical Use) | 3000 | Not Marked/Unknown | 1988-01-01 | Not Marked
9151027 | 2 | [5 empty] | Removed from Ground | Gas (Historical Use) | 3000 | Not Marked/Unknown | 1988-01-01 | Not Marked
9151028 | 1 | [5 empty] | Removed from Ground | Gas (Historical Use) | 560 | Marked Unknown | 1998-01-01 | Unknown | Suction (American)
9151032 | 1 |  | 1995-05-24 |  | 1995-05-24 |  | Currently in Use | Gas (Historical Use) | 550 | Unknown | 1995-05-24 | Galvanized Steel | Suction (American)
9151033 | 1 | [5 empty] | Removed from Ground | Gas (Historical Use) | 200 | Not Marked/Unknown | 1996-04-15 | Not Marked
9151034 | 1 |  | 1996-04-20 | no | 1996-04-20 | no | Currently in Use | Gas (Historical Use) | 10000 | Composite | 1996-04-15 | Fiberglass Reinforced Plastic | Safe Suction (Euro)
9151034 | 2 |  | 1996-04-20 | no | 1996-04-20 | no | Currently in Use | Diesel | 10000 | Composite | 1996-04-15 | Fiberglass Reinforced Plastic | Safe Suction (Euro)
9151035 | 1 | [5 empty] | Removed from Ground | Gas (Historical Use) | 1000 | Bare Steel |  | Bare Steel
9151035 | 2 | [5 empty] | Removed from Ground | Gas (Historical Use) | 4000 | Bare Steel |  | Bare Steel
9151035 | 3 | [5 empty] | Removed from Ground | Gas (Historical Use) | 3000 | Bare Steel |  | Bare Steel
9151035 | 4 | [5 empty] | Removed from Ground | Gas (Historical Use) | 3000 | Bare Steel |  | Bare Steel
9151035 | 5 | [5 empty] | Removed from Ground | Gas (Historical Use) | 3000 | Bare Steel |  | Bare Steel
9151035 | 6 |  | 1998-12-01 |  | 1998-12-01 |  | Currently in Use | Gas (Historical Use) | 6000 | Epoxy | 1998-12-01 | Fiberglass Reinforced Plastic | Pressurized
9151035 | 7 |  | 1998-12-01 |  | 1998-12-01 |  | Currently in Use | Gas (Historical Use) | 3000 | Epoxy | 1998-12-01 | Fiberglass Reinforced Plastic | Pressurized
9151035 | 8 |  | 2006-11-01 | no | 2009-03-01 | no | Currently in Use | Diesel | 6000 | Epoxy | 2002-09-10 | Fiberglass Reinforced Plastic | Pressurized
9151036 | 1 | [5 empty] | Permanently Out of Use - historical purposes | Gas (Historical Use) | 0 | Bare Steel | 1967-01-01 | Bare Steel | Gravity Fed
9151036 | 2 | [5 empty] | Permanently Out of Use - historical purposes | Gas (Historical Use) | 0 | Bare Steel | 1967-01-01 | Bare Steel | Gravity Fed
9151036 | 3 | [5 empty] | Permanently Out of Use - historical purposes | Gas (Historical Use) | 0 | Bare Steel | 1967-01-01 | Bare Steel | Gravity Fed
9151037 | 1 | Flapper Valve | 1996-11-06 |  | 1996-11-06 |  | Currently in Use | Gas (Historical Use) | 3000 | Composite | 1996-10-28 | Double-Walled Flex | Pressurized
9151037 | 2 | Flapper Valve | 1996-11-06 |  | 1996-11-06 |  | Currently in Use | Diesel | 10000 | Composite | 1996-10-28 | Double-Walled Flex | Pressurized
9151040 | 1A | Flapper Valve | 1997-06-04 | no | 1997-06-04 | no | Currently in Use | Plus | 6000 | Composite | 1997-05-28 |  | Pressurized
9151040 | 1B | Flapper Valve | 1997-06-04 | no | 1997-06-04 | no | Currently in Use | Premium | 6000 | Composite | 1997-05-28 |  | Pressurized
9151040 | 2 | Flapper Valve | 1997-06-04 | no | 1997-06-04 | no | Currently in Use | Diesel | 6000 | Composite | 1997-05-28 |  | Pressurized
9151040 | 3 | Flapper Valve | 1997-06-04 | no | 1997-06-04 | no | Currently in Use | Diesel | 12000 | Composite | 1997-05-28 |  | Pressurized
9151040 | 4 | Flapper Valve | 1997-06-04 | no | 1997-06-04 | no | Currently in Use | Regular | 12000 | Composite | 1997-05-28 |  | Pressurized
9151041 | 1A |  | 1998-01-01 |  | 1998-01-01 |  | Currently in Use | Gas (Historical Use) | 12000 | Composite | 1998-04-01 | Fiberglass Reinforced Plastic | Pressurized
9151041 | 2 |  | 1998-01-01 |  | 1998-01-01 |  | Currently in Use | Gas (Historical Use) | 8000 | Composite | 1998-04-01 | Fiberglass Reinforced Plastic | Pressurized
9151042 | 1 | [5 empty] | Removed from Ground | Gas (Historical Use) | 0 | Not Marked/Unknown |  | Not Marked
9151043 | 1 | [5 empty] | Removed from Ground | Gas (Historical Use) | 5000 | Bare Steel | 1973-12-31 | Unknown | Safe Suction (Euro)
9151043 | 2 | [5 empty] | Removed from Ground | Gas (Historical Use) | 5000 | Bare Steel | 1973-12-31 | Unknown | Safe Suction (Euro)
9151043 | 3 | [5 empty] | Removed from Ground | Gas (Historical Use) | 5000 | Bare Steel | 1973-12-31 | Unknown | Safe Suction (Euro)
9151043 | 4 | [5 empty] | Removed from Ground | Gas (Historical Use) | 5000 | Bare Steel | 1973-12-31 | Unknown | Safe Suction (Euro)
9151043 | 5 | [5 empty] | Removed from Ground | Gas (Historical Use) | 5000 | Bare Steel | 1973-12-31 | Unknown | Safe Suction (Euro)
9151043 | 6 | [5 empty] | Removed from Ground | Diesel | 5000 | Bare Steel | 1973-12-31 | Unknown | Safe Suction (Euro)
9151043 | 7 | [5 empty] | Removed from Ground | Diesel | 5000 | Bare Steel | 1973-12-31 | Unknown | Safe Suction (Euro)
9151044 | 1 | [5 empty] | Removed from Ground | Gas (Historical Use) | 1000 | Bare Steel | 1998-06-01 | Galvanized Steel | Safe Suction (Euro)
9151046 | 1 | Ball Float | 1998-09-01 | no | 1998-09-01 | no | Currently in Use | Regular | 6000 | Galvanic (STIP-3) | 1990-01-01 | Fiberglass Reinforced Plastic | Pressurized
9151046 | 2 | Ball Float | 1998-09-01 | no | 1998-09-01 | no | Currently in Use | Regular | 6000 | Galvanic (STIP-3) | 1990-01-01 | Fiberglass Reinforced Plastic | Pressurized
9151046 | 3 | Ball Float | 1998-09-01 | no | 1998-09-01 | no | Currently in Use | Premium | 6000 | Galvanic (STIP-3) | 1990-01-01 | Fiberglass Reinforced Plastic | Pressurized
9151048 | 1 |  |  | yes |  | yes | Removed from Ground | Used Oil | 500 | Not Marked/Unknown | 1998-12-01 | Not Marked
9151048 | 2 | [5 empty] | Removed from Ground | Gas (Historical Use) | 2000 | Not Marked/Unknown | 1998-12-01 | Not Marked
9151048 | 3 | [5 empty] | Removed from Ground | Gas (Historical Use) | 4000 | Not Marked/Unknown | 1998-12-01 | Not Marked
9151048 | 4 | [5 empty] | Removed from Ground | Gas (Historical Use) | 4000 | Not Marked/Unknown | 1998-12-01 | Not Marked
9151048 | 5 | [5 empty] | Removed from Ground | Gas (Historical Use) | 4000 | Not Marked/Unknown | 1998-12-01 | Not Marked
9151049 | 1 | [5 empty] | Removed from Ground | Gas (Historical Use) | 1000 | Not Marked/Unknown | 1998-12-28 | Not Marked
9151049 | 2 | [5 empty] | Removed from Ground | Gas (Historical Use) | 1000 | Not Marked/Unknown | 1998-12-28 | Not Marked
9151049 | 3 | [5 empty] | Removed from Ground | Gas (Historical Use) | 1000 | Not Marked/Unknown | 1998-12-28 | Not Marked
9151050 | 10 | [5 empty] | Removed from Ground | Diesel | 3000 | Not Marked/Unknown | 1998-12-26 | Not Marked
9151050 | 8 | [5 empty] | Removed from Ground | Diesel | 3000 | Not Marked/Unknown | 1998-12-26 | Not Marked
9151050 | 9 | [5 empty] | Removed from Ground | Diesel | 3000 | Not Marked/Unknown | 1998-12-26 | Not Marked
9151052 | 1 | [5 empty] | Permanently Out of Use - historical purposes | Gas (Historical Use) | 0 | Marked Unknown |  | Galvanized Steel
9151052 | 2 | [5 empty] | Permanently Out of Use - historical purposes | Gas (Historical Use) | 0 | Marked Unknown |  | Galvanized Steel
9151052 | 3 | [5 empty] | Permanently Out of Use - historical purposes | Gas (Historical Use) | 0 | Bare Steel |  | Galvanized Steel
9151053 | 1 |  | 1999-01-21 |  | 1999-01-21 |  | Currently in Use | Gas (Historical Use) | 4000 | Composite | 1998-12-21 | Double Walled | Pressurized
9151053 | 2 |  | 1999-01-21 |  | 1999-01-21 |  | Currently in Use | Gas (Historical Use) | 8000 | Composite | 1998-12-21 | Double Walled | Pressurized
9151054 | 1 |  | 1997-07-02 |  | 1997-07-02 |  | Currently in Use | Gas (Historical Use) | 16000 | Composite | 1997-07-02 | Flex | Pressurized
9151055 | 1 |  | 1998-10-16 |  | 1998-10-16 |  | Currently in Use | Gas (Historical Use) | 12000 | Tank Jacket | 1998-09-25 | Double-Walled Flex | Pressurized
9151055 | 2 |  | 1998-10-16 |  | 1998-10-16 |  | Currently in Use | Gas (Historical Use) | 12000 | Tank Jacket | 1998-09-25 | Double-Walled Flex | Pressurized
9151056 | 1 | [5 empty] | Removed from Ground | Diesel | 1000 | Bare Steel | 2000-01-18 | Bare Steel | Suction (American)
9151056 | 2 | [5 empty] | Removed from Ground | Gas (Historical Use) | 3000 | Bare Steel | 2000-01-18 | Bare Steel | Suction (American)
9151056 | 3 | [5 empty] | Removed from Ground | Gas (Historical Use) | 3000 | Bare Steel | 2000-01-18 | Bare Steel | Suction (American)
9151056 | 4 | [5 empty] | Removed from Ground | Gas (Historical Use) | 1000 | Bare Steel | 2000-01-18 | Bare Steel | Suction (American)
9151057 | 1 | [5 empty] | Removed from Ground | Gas (Historical Use) | 500 | Bare Steel | 1998-11-25 | Bare Steel
9151057 | 2 | [5 empty] | Removed from Ground | Gas (Historical Use) | 500 | Bare Steel | 1998-11-25 | Bare Steel
9151057 | 3 | [5 empty] | Removed from Ground | Gas (Historical Use) | 270 | Bare Steel | 1998-11-25 | Bare Steel
9151058 | 1 | [5 empty] | Removed from Ground | Gas (Historical Use) | 500 | Bare Steel | 1998-11-25 | Not Marked
9151058 | 2 | [5 empty] | Removed from Ground | Gas (Historical Use) | 500 | Bare Steel | 1998-11-25 | Not Marked
9151059 | 1 | [5 empty] | Removed from Ground | Gas (Historical Use) | 500 | Bare Steel | 1998-11-25 | Bare Steel
9151060 | 1A |  | 2000-11-01 |  | 2000-11-01 | yes | Currently in Use | Gas (Historical Use) | 8500 | Composite | 2000-11-01 | Fiberglass Reinforced Plastic | Pressurized
9151060 | 1B | Ball Float | 2000-11-01 | no | 2000-11-01 | yes | Currently in Use | Premium | 3500 | Composite | 2000-11-01 | Fiberglass Reinforced Plastic | Pressurized
9151061 | 1 | Flapper Valve | 2000-10-24 | no | 2000-10-24 | no | Currently in Use | Regular | 12000 | Composite | 2000-10-24 |  | Pressurized
9151061 | 2 | Flapper Valve | 2000-10-24 | no | 2000-10-24 | no | Currently in Use | Premium | 8000 | Composite | 2000-10-24 |  | Pressurized
9152001 | 1 | [5 empty] | Removed from Ground | Diesel | 560 | Bare Steel |  | Copper
9152002 | 1A |  | 1995-09-15 |  | 1995-09-15 |  | Currently in Use | Diesel | 2000 | Galvanic (STIP-3) | 1995-09-15 | Fiberglass Reinforced Plastic | Suction (American)
9152002 | 1B |  | 1995-09-15 |  | 1995-09-15 |  | Currently in Use | Diesel | 1000 | Galvanic (STIP-3) | 1995-09-15 | Fiberglass Reinforced Plastic | Suction (American)
9152004 | 1 | [5 empty] | Removed from Ground | Empty | 14000 | Bare Steel | 1997-10-15 | Bare Steel
9152004 | 2 | [5 empty] | Removed from Ground | Empty | 8000 | Bare Steel | 1997-10-15 | Bare Steel
9152004 | 3 | [5 empty] | Removed from Ground | Empty | 2000 | Bare Steel | 1997-10-15 | Bare Steel
9152004 | 4 | [5 empty] | Removed from Ground | Empty | 500 | Bare Steel | 1997-10-15 | Bare Steel
9152005 | 1 | [5 empty] | Permanently Out Of Use | Empty | 1000 | Marked Unknown | 1998-08-20 | Not Marked
9153002 | 1 | [5 empty] | Removed from Ground | Gas (Historical Use) | 1000 | Bare Steel | 1978-01-01 | Galvanized Steel | Safe Suction (Euro)
9153002 | 1A |  | 1997-11-01 |  | 1997-11-01 |  | Temporarily out of use | Gas (Historical Use) | 8000 | Composite | 1997-11-01 | Double Walled | Pressurized
9153002 | 1B |  | 1997-11-01 |  | 1997-11-01 |  | Temporarily out of use | Gas (Historical Use) | 4000 | Composite | 1997-11-01 | Double Walled | Pressurized
9153002 | 2 | [5 empty] | Removed from Ground | Gas (Historical Use) | 1000 | Bare Steel | 1978-01-01 | Galvanized Steel | Safe Suction (Euro)
9153002 | 3 | [5 empty] | Removed from Ground | Gas (Historical Use) | 1000 | Bare Steel | 1978-01-01 | Galvanized Steel | Safe Suction (Euro)
9153002 | 4 | [5 empty] | Removed from Ground | Diesel | 3000 | Bare Steel | 1980-01-01 | Galvanized Steel | Safe Suction (Euro)
9153002 | 5 |  | 1997-11-01 |  | 1997-11-01 |  | Temporarily out of use | Diesel | 10000 | Composite | 1997-11-01 | Double Walled | Pressurized
9153003 | 1 | [5 empty] | Removed from Ground | Diesel | 2000 | Bare Steel | 1978-01-01 | Galvanized Steel
9153004 | 1AST | [5 empty] | Removed from Ground | Gas (Historical Use) | 1000 | Bare Steel | 1971-01-01 | Galvanized Steel
9153004 | 2 | [5 empty] | Removed from Ground | Diesel | 1000 | Bare Steel | 1971-01-01 | Galvanized Steel
9153005 | 1 | [5 empty] | Removed from Ground | Gas (Historical Use) | 10000 | Composite | 1991-01-01 | Fiberglass Reinforced Plastic
9153005 | 2 | [5 empty] | Removed from Ground | Diesel | 10000 | Composite | 1991-01-01 | Fiberglass Reinforced Plastic
9153005 | 3 | Ball Float | 1991-01-01 | no | 1991-01-01 | no | Temporarily out of use | Regular | 10000 | Composite | 1991-01-01 | Fiberglass Reinforced Plastic | Pressurized
9153005 | 4 | Ball Float | 1991-01-01 | no | 1991-01-01 | no | Currently in Use | Diesel | 10000 | Composite | 1991-01-01 | Fiberglass Reinforced Plastic | Pressurized
9153006 | 1 | [5 empty] | Removed from Ground | Other | 500 | Bare Steel | 1953-04-30 | Galvanized Steel | Pressurized
9153006 | 2 | [5 empty] | Removed from Ground | Other | 250 | Bare Steel | 1963-04-28 | Galvanized Steel | Pressurized
9153006 | 214927 |  | 1993-08-26 |  | 1993-08-26 |  | Removed from Ground | Gas (Historical Use) | 1000 | Galvanic (STIP-3) | 1993-08-26 | Cathodically Protected | Safe Suction (Euro)
9153006 | 214942 |  | 1993-08-26 |  | 1993-08-26 |  | Removed from Ground | Other | 2000 | Galvanic (STIP-3) | 1993-08-26 | Cathodically Protected | Safe Suction (Euro)
9153006 | 3 | [5 empty] | Removed from Ground | Gas (Historical Use) | 2000 | Bare Steel | 1974-04-25 | Galvanized Steel | Safe Suction (Euro)
9153006 | 4 | [5 empty] | Removed from Ground | Gas (Historical Use) | 2000 | Bare Steel | 1964-04-27 | Galvanized Steel | Safe Suction (Euro)
9153006 | 5 | [5 empty] | Removed from Ground | Gas (Historical Use) | 560 | Bare Steel | 1960-04-28 | Galvanized Steel | Safe Suction (Euro)
9153006 | 6 | [5 empty] | Removed from Ground | Gas (Historical Use) | 2000 | Bare Steel | 1974-04-25 | Galvanized Steel | Safe Suction (Euro)
9153006 | 7 | [5 empty] | Removed from Ground | Gas (Historical Use) | 560 | Bare Steel | 1960-04-28 | Galvanized Steel | Safe Suction (Euro)
9153007 | 1 | [5 empty] | Removed from Ground | Diesel | 3000 | Bare Steel | 1964-01-01 | Copper | Suction (American)
9153009 | 1 | Flapper Valve | 1995-12-15 | no | 1995-12-15 | no | Temporarily out of use | Diesel | 3000 | Galvanic (STIP-3) | 1987-09-01 | Double-Walled Fiberglass | Safe Suction (Euro)
9153009 | 2 | [5 empty] | Removed from Ground | Gas (Historical Use) | 2000 | Bare Steel | 1996-01-19 | Galvanized Steel | Safe Suction (Euro)
9153009 | 3 | [5 empty] | Removed from Ground | Gas (Historical Use) | 1000 | Bare Steel | 1996-01-19 | Galvanized Steel | Safe Suction (Euro)
9153009 | 4 | [5 empty] | Removed from Ground | Diesel | 2000 | Bare Steel | 1996-01-19 | Galvanized Steel | Safe Suction (Euro)
9153009 | 5A | Ball Float | 1995-12-15 | no | 1995-12-15 | no | Temporarily out of use | Gas (Historical Use) | 6000 | Composite | 1995-12-12 | Double-Walled Fiberglass | Pressurized
9153009 | 5B | Ball Float | 1995-12-15 | no | 1995-12-15 | no | Temporarily out of use | Gas (Historical Use) | 4000 | Composite | 1995-12-12 | Double-Walled Fiberglass | Pressurized
9153010 | 519D1 | [5 empty] | Removed from Ground | Diesel | 540 | Bare Steel | 2000-06-14 | Galvanized Steel | Safe Suction (Euro)
9153010 | 519G1 | [5 empty] | Removed from Ground | Gas (Historical Use) | 1000 | Bare Steel | 2000-06-14 | Galvanized Steel | Safe Suction (Euro)
9153011 | 1 |  | 1996-02-28 |  | 1996-02-28 |  | Currently in Use | Gas (Historical Use) | 6000 | Steel-Impressed Current | 1986-04-01 | Cathodically Protected | Suction (American)
9153011 | 2 |  | 1996-02-28 |  | 1996-02-28 |  | Currently in Use | Gas (Historical Use) | 6000 | Steel-Impressed Current | 1986-04-01 | Cathodically Protected | Suction (American)
9153013 | 1 | [5 empty] | Removed from Ground | Diesel | 10000 | Marked Unknown | 1998-11-16 | Galvanized Steel | Safe Suction (Euro)
9153013 | 2A | Flapper Valve | 1998-09-28 | no | 1998-09-28 | no | Currently in Use | Diesel | 10000 | Composite | 1998-09-24 | Fiberglass Reinforced Plastic | Safe Suction (Euro)
9153013 | 2B | Flapper Valve | 1998-09-28 | no | 1998-09-28 | no | Currently in Use | E-10 | 2000 | Composite | 1998-09-24 | Fiberglass Reinforced Plastic | Safe Suction (Euro)
9153014 | 1 | [5 empty] | Removed from Ground | Gas (Historical Use) | 1000 | Bare Steel | 2000-12-04 | Bare Steel | Suction (American)
9153014 | 2 | [5 empty] | Removed from Ground | Gas (Historical Use) | 1000 | Bare Steel | 2000-12-04 | Bare Steel | Suction (American)
9153014 | 3 | [5 empty] | Removed from Ground | Gas (Historical Use) | 0 | Bare Steel | 2000-12-04 | Bare Steel | Suction (American)
9153015 | 1 | Flapper Valve | 1998-09-16 |  | 1998-09-16 |  | Currently in Use | Diesel | 550 | Composite | 1998-09-18 | Copper | Safe Suction (Euro)
9153016 | 1 | Ball Float | 1999-10-01 | no | 1999-10-01 | no | Currently in Use | E-10 | 10000 | Composite | 1999-10-01 | Flex | Pressurized
9153016 | 2 | Ball Float | 1999-10-01 | no | 1999-10-01 | no | Currently in Use | E-10 | 4000 | Composite | 1999-10-01 | Flex | Pressurized
9154001 | 1 | [5 empty] | Removed from Ground | Gas (Historical Use) | 1066 | Not Marked/Unknown | 1998-12-16 | Not Marked
9154002 | 1 | [5 empty] | Removed from Ground | Diesel | 500 | Bare Steel | 1987-01-01 | Unknown
9154002 | 2 | [5 empty] | Removed from Ground | Gas (Historical Use) | 1000 | Marked Unknown | 1999-03-17 | Unknown
9154002 | 3 | [5 empty] | Removed from Ground | Gas (Historical Use) | 1000 | Marked Unknown | 1999-03-17 | Unknown
9154003 | 1 |  | 1998-12-15 |  | 1998-12-15 |  | Removed from Ground | Gas (Historical Use) | 6000 | Steel-Impressed Current | 1977-01-01 | Cathodically Protected | Suction (American)
9154003 | 2 |  | 1998-12-15 |  | 1998-12-15 |  | Removed from Ground | Gas (Historical Use) | 6000 | Steel-Impressed Current | 1977-01-01 | Cathodically Protected | Pressurized
9154003 | 3 |  | 1998-12-15 |  | 1998-12-15 |  | Removed from Ground | Gas (Historical Use) | 6000 | Steel-Impressed Current | 1977-01-01 | Cathodically Protected | Pressurized
9154004 | 1 | Flapper Valve | 1995-09-01 | no | 1995-09-01 | no | Currently in Use | Diesel | 8000 | Steel-Impressed Current | 1984-01-01 | Fiberglass Reinforced Plastic | Pressurized
9154004 | 2 |  | 1995-09-01 |  | 1995-09-01 |  | Removed from Ground | Gas (Historical Use) | 8000 | Steel-Impressed Current | 1984-01-01 | Fiberglass Reinforced Plastic | Pressurized
9154004 | 3 | Flapper Valve | 1995-09-01 | no | 1995-09-01 | no | Currently in Use | E-85 | 8000 | Steel-Impressed Current | 1984-01-01 | Fiberglass Reinforced Plastic | Pressurized
9154004 | 4 |  | 1995-09-01 |  | 1995-09-01 |  | Removed from Ground | Gas (Historical Use) | 5000 | Epoxy | 1984-01-01 | Fiberglass Reinforced Plastic | Pressurized
9154004 | 5A | Flapper Valve | 2009-05-28 | no | 2009-05-28 | no | Currently in Use | Premium | 5000 | Composite Double Walled | 2009-05-27 | Flex | Pressurized
9154004 | 5B | Flapper Valve | 2009-05-28 | no | 2009-05-28 | no | Currently in Use | E-0 | 3000 | Composite Double Walled | 2009-05-28 | Double-Walled Fiberglass | Pressurized
9154005 | 1 |  | 1998-01-01 |  | 1998-01-01 |  | Currently in Use | Gas (Historical Use) | 2000 | Steel-Impressed Current | 1978-01-01 | Fiberglass Reinforced Plastic | Pressurized
9154005 | 2 |  | 1998-01-01 |  | 1998-01-01 |  | Currently in Use | Gas (Historical Use) | 3000 | Steel-Impressed Current | 1978-01-01 | Fiberglass Reinforced Plastic | Pressurized
9154005 | 3 |  | 1998-01-01 |  | 1998-01-01 |  | Currently in Use | Gas (Historical Use) | 6000 | Steel-Impressed Current | 1978-01-01 | Fiberglass Reinforced Plastic | Pressurized
9154005 | 4 |  | 1998-01-01 |  | 1998-01-01 |  | Currently in Use | Diesel | 2000 | Steel-Impressed Current | 1988-01-01 | Fiberglass Reinforced Plastic | Pressurized
9154006 | 1 |  | 1998-11-01 |  | 1998-11-01 |  | Temporarily out of use | Gas (Historical Use) | 560 | Steel-Impressed Current | 1966-01-01 | Cathodically Protected | Suction (American)
9154006 | 2 |  | 1998-11-01 |  | 1998-11-01 |  | Temporarily out of use | Gas (Historical Use) | 560 | Steel-Impressed Current | 1966-01-01 | Cathodically Protected | Suction (American)
9154006 | 3 |  | 1998-11-01 |  | 1998-11-01 |  | Temporarily out of use | Gas (Historical Use) | 560 | Steel-Impressed Current | 1966-01-01 | Cathodically Protected | Suction (American)
9154007 | 1 | [5 empty] | Closed in Ground | Gas (Historical Use) | 5000 | Bare Steel | 1961-01-01 | Galvanized Steel
9154007 | 2 | [5 empty] | Closed in Ground | Gas (Historical Use) | 3000 | Bare Steel | 1961-01-01 | Galvanized Steel
9154007 | 3 | [5 empty] | Closed in Ground | Gas (Historical Use) | 1000 | Bare Steel | 1977-01-01 | Galvanized Steel
9154008 | 1 |  | 1998-02-18 |  | 1998-02-18 |  | Currently in Use | Gas (Historical Use) | 4000 | Steel-Impressed Current | 1978-01-01 | Cathodically Protected | Suction (American)
9154008 | 2 |  | 1998-02-18 |  | 1998-02-18 |  | Currently in Use | Other | 6000 | Steel-Impressed Current | 1978-01-01 | Cathodically Protected | Suction (American)
9154008 | 3 |  | 1998-02-18 |  | 1998-02-18 |  | Currently in Use | Gas (Historical Use) | 8000 | Steel-Impressed Current | 1978-01-01 | Cathodically Protected | Suction (American)
9154009 | 1 | [5 empty] | Removed from Ground | Gas (Historical Use) | 4000 | Bare Steel | 1978-01-01 | Bare Steel | Pressurized
9154009 | 2 | [5 empty] | Removed from Ground | Other | 4000 | Bare Steel | 1978-01-01 | Bare Steel | Pressurized
9154009 | 3 | [5 empty] | Removed from Ground | Diesel | 1000 | Bare Steel | 1978-01-01 | Bare Steel | Pressurized
9154009 | 4 | [5 empty] | Removed from Ground | Gas (Historical Use) | 4000 | Bare Steel | 1978-01-01 | Bare Steel | Suction (American)
9154010 | 1 | Flapper Valve | 1992-01-01 | no | 1992-01-01 | no | Currently in Use | Regular | 12000 | Composite | 1992-01-01 | Fiberglass Reinforced Plastic | Pressurized
9154010 | 2 | Flapper Valve | 1992-01-01 | no | 1992-01-01 | no | Currently in Use | Premium | 12000 | Composite | 1992-01-01 | Fiberglass Reinforced Plastic | Pressurized
9154010 | 3 | Flapper Valve | 1992-01-01 | no | 1992-01-01 | no | Currently in Use | Diesel | 6000 | Composite | 1992-01-01 | Fiberglass Reinforced Plastic | Pressurized
9154010 | 4 | Flapper Valve | 1992-01-01 | no | 1992-01-01 | no | Currently in Use | Kerosene | 2000 | Composite | 1992-01-01 | Fiberglass Reinforced Plastic | Safe Suction (Euro)
9154011 | 1 | [5 empty] | Removed from Ground | Gas (Historical Use) | 1000 | Bare Steel | 1974-01-01 | Bare Steel | Suction (American)
9154012 | 1 | [5 empty] | Removed from Ground | Gas (Historical Use) | 1000 | Bare Steel | 1976-01-01 | Bare Steel
9154013 | 1 |  | 1998-07-01 |  | 1998-07-01 |  | Currently in Use | Gas (Historical Use) | 6000 | Steel-Impressed Current | 1987-01-01 | Cathodically Protected | Pressurized
9154013 | 2 |  | 1998-07-01 |  | 1998-07-01 |  | Currently in Use | Gas (Historical Use) | 6000 | Steel-Impressed Current | 1987-01-01 | Cathodically Protected | Pressurized
9154013 | 3 |  | 1998-07-01 |  | 1998-07-01 |  | Currently in Use | Gas (Historical Use) | 6000 | Steel-Impressed Current | 1987-01-01 | Cathodically Protected | Pressurized
9154014 | 1 | [5 empty] | Removed from Ground | Other | 550 | Not Marked/Unknown | 1992-05-12 | Not Marked
9154014 | 2 | [5 empty] | Removed from Ground | Other | 550 | Not Marked/Unknown | 1992-05-12 | Not Marked
9154014 | 3 | [5 empty] | Removed from Ground | Other | 1000 | Not Marked/Unknown | 1992-05-14 | Not Marked
9154015 | 1 | Flapper Valve | 2006-06-24 | no | 2006-06-24 | no | Currently in Use | Diesel | 10000 | Composite | 2006-06-24 | Fiberglass Reinforced Plastic | Safe Suction (Euro)
9154015 | A |  | 1997-06-04 |  | 1997-06-04 |  | Removed from Ground | Diesel | 4000 | Cathodically Protected Steel | 1994-03-15 | Cathodically Protected | Safe Suction (Euro)
9154015 | B |  | 1997-06-04 |  | 1997-06-04 |  | Removed from Ground | Diesel | 5000 | Cathodically Protected Steel | 1994-03-15 | Cathodically Protected | Safe Suction (Euro)
9154015 | C |  | 1997-06-04 |  | 1997-06-04 |  | Removed from Ground | Diesel | 5000 | Cathodically Protected Steel | 1988-07-08 | Cathodically Protected | Safe Suction (Euro)
9154016 | 1 | Flapper Valve | 1994-07-01 |  | 1994-07-01 |  | Currently in Use | Gas (Historical Use) | 8000 | Epoxy | 1994-03-15 | Fiberglass Reinforced Plastic | Pressurized
9154016 | 2 | Flapper Valve | 1994-07-01 |  | 1994-07-01 |  | Currently in Use | Gas (Historical Use) | 8000 | Epoxy | 1994-03-15 | Fiberglass Reinforced Plastic | Pressurized
9154016 | 3 | Flapper Valve | 1994-07-01 |  | 1994-07-01 |  | Currently in Use | Diesel | 8000 | Epoxy | 1994-03-15 | Fiberglass Reinforced Plastic | Pressurized
9154016 | 4 | Flapper Valve | 1994-07-01 |  | 1994-07-01 |  | Currently in Use | Kerosene | 2000 | Epoxy | 1994-03-15 | Fiberglass Reinforced Plastic | Pressurized
9154017 | 1 | [5 empty] | Removed from Ground | Diesel | 1020 | Bare Steel | 1994-10-06 | Bare Steel | Suction (American)
9154017 | 2 | [5 empty] | Removed from Ground | Kerosene | 552 | Bare Steel | 1994-10-06 | Bare Steel | Suction (American)
9154017 | 4 | Flapper Valve | 1994-09-01 |  | 1994-09-01 |  | Currently in Use | Gas (Historical Use) | 6000 | Steel-Impressed Current | 1984-09-01 | Steel (Impressed Current) | Pressurized
9154017 | 5 | Flapper Valve | 1994-09-01 |  | 1994-09-01 |  | Currently in Use | Gas (Historical Use) | 4000 | Steel-Impressed Current | 1984-09-01 | Steel (Impressed Current) | Pressurized
9154018 | 1 |  | 1994-09-01 |  | 1994-09-01 |  | Currently in Use | Gas (Historical Use) | 7950 | Fiberglass | 1994-09-15 | Fiberglass Reinforced Plastic | Pressurized
9154018 | 2 |  | 1994-09-01 |  | 1994-09-01 |  | Currently in Use | Gas (Historical Use) | 6084 | Fiberglass | 1994-09-15 | Fiberglass Reinforced Plastic | Pressurized
9154018 | 3 |  | 1994-09-01 |  | 1994-09-01 |  | Currently in Use | Gas (Historical Use) | 6084 | Fiberglass | 1994-09-15 | Fiberglass Reinforced Plastic | Pressurized
9154018 | 4 |  | 1994-09-01 |  | 1994-09-01 |  | Currently in Use | Diesel | 4205 | Fiberglass | 1994-09-15 | Fiberglass Reinforced Plastic | Pressurized
9154019 | 1 | [5 empty] | Removed from Ground | Gas (Historical Use) | 1000 | Bare Steel | 1994-12-06 | Bare Steel | Safe Suction (Euro)
9154021 | 1 |  | 1997-06-25 |  | 1997-06-25 |  | Removed from Ground | Gas (Historical Use) | 10000 | Steel-Impressed Current | 1983-01-01 | Fiberglass Reinforced Plastic | Suction (American)
9154021 | 2 |  | 1997-06-25 |  | 1997-06-25 |  | Removed from Ground | Diesel | 10000 | Steel-Impressed Current | 1983-01-01 | Fiberglass Reinforced Plastic | Suction (American)
9154022 | 1 | [5 empty] | Removed from Ground | Gas (Historical Use) | 4000 | Bare Steel | 1979-04-13 | Galvanized Steel | Safe Suction (Euro)
9154022 | 2 | [5 empty] | Removed from Ground | Gas (Historical Use) | 4000 | Bare Steel | 1979-04-13 | Galvanized Steel | Safe Suction (Euro)
9154022 | 3 | [5 empty] | Removed from Ground | Gas (Historical Use) | 4000 | Bare Steel | 1979-04-13 | Galvanized Steel | Safe Suction (Euro)
9154022 | 4 | [5 empty] | Removed from Ground | Gas (Historical Use) | 2000 | Bare Steel | 1979-04-13 | Galvanized Steel | Safe Suction (Euro)
9154022 | DIESEL |  | 1994-04-01 |  | 1994-04-01 |  | Currently in Use | Diesel | 4000 | Fiberglass | 1994-04-01 | Fiberglass Reinforced Plastic | Pressurized
9154022 | KERO |  | 1994-04-01 |  | 1994-04-01 |  | Currently in Use | Diesel | 1000 | Composite | 1994-04-01 | Fiberglass Reinforced Plastic | Pressurized
9154022 | RUL |  | 1994-04-01 |  | 1994-04-01 |  | Currently in Use | Gas (Historical Use) | 12000 | Fiberglass | 1994-04-01 | Fiberglass Reinforced Plastic | Pressurized
9154022 | SUPER |  | 1994-04-01 |  | 1994-04-01 |  | Currently in Use | Diesel | 8000 | Fiberglass | 1994-04-01 | Fiberglass Reinforced Plastic | Pressurized
9154023 | 1 | [5 empty] | Removed from Ground | Gas (Historical Use) | 1020 | Bare Steel | 1999-12-01 | Galvanized Steel | Suction (American)
9154024 | 1 | Flapper Valve | 1998-09-01 |  | 1998-09-01 |  | Temporarily out of use | Gas (Historical Use) | 10000 | Steel-Impressed Current | 1983-05-15 | Steel (Impressed Current) | Suction (American)
9154024 | 2 | Flapper Valve | 1998-09-01 |  | 1998-09-01 |  | Currently in Use | Gas (Historical Use) | 8000 | Steel-Impressed Current | 1983-05-15 | Steel (Impressed Current) | Suction (American)
9154024 | 3 | Flapper Valve | 1998-09-01 |  | 1998-09-01 |  | Currently in Use | Gas (Historical Use) | 8000 | Steel-Impressed Current | 1983-05-15 | Steel (Impressed Current) | Suction (American)
9154024 | 4 | Flapper Valve | 1998-09-01 |  | 1998-09-01 |  | Currently in Use | Diesel | 4000 | Steel-Impressed Current | 1983-05-15 | Steel (Impressed Current) | Suction (American)
9154024 | 5 | Flapper Valve | 1998-09-01 |  | 1998-09-01 |  | Currently in Use | Kerosene | 500 | Steel-Impressed Current | 1983-05-15 | Steel (Impressed Current) | Suction (American)
9154025 | 1 | [5 empty] | Removed from Ground | Gas (Historical Use) | 560 | Bare Steel | 1999-01-01 | Galvanized Steel | Safe Suction (Euro)
9154025 | 2 | [5 empty] | Removed from Ground | Diesel | 250 | Bare Steel | 1999-01-01 | Galvanized Steel | Safe Suction (Euro)
9154025 | 3 | [5 empty] | Removed from Ground | Diesel | 250 | Bare Steel | 1999-01-01 | Galvanized Steel | Safe Suction (Euro)
9154026 | 3A | Flapper Valve | 1994-09-01 |  | 1994-09-01 |  | Currently in Use | Diesel | 8000 | Steel-Impressed Current | 1994-09-20 | Fiberglass Reinforced Plastic | Safe Suction (Euro)
9154026 | 3B | Flapper Valve | 1994-06-01 |  | 1994-09-01 |  | Currently in Use | Kerosene | 2000 | Steel-Impressed Current | 1994-09-20 | Fiberglass Reinforced Plastic | Safe Suction (Euro)
9154029 | 1 | [5 empty] | Removed from Ground | Gas (Historical Use) | 1000 | Not Marked/Unknown | 1996-09-17 | Not Marked
9154030 | 1 | [5 empty] | Removed from Ground | Gas (Historical Use) | 0 | Not Marked/Unknown | 1970-01-01 | Not Marked
9154031 | 1 |  | 1998-10-06 |  | 1998-10-06 |  | Currently in Use | Gas (Historical Use) | 8000 | Cathodically Protected Steel | 1981-01-01 | Fiberglass Reinforced Plastic | Suction (American)
9154031 | 2 |  | 1998-10-06 |  | 1998-10-06 |  | Currently in Use | Gas (Historical Use) | 6000 | Cathodically Protected Steel | 1981-01-01 | Fiberglass Reinforced Plastic | Suction (American)
9154031 | 3 |  | 1998-10-06 |  | 1998-10-06 |  | Currently in Use | Gas (Historical Use) | 6000 | Cathodically Protected Steel | 1981-01-01 | Fiberglass Reinforced Plastic | Suction (American)
9154031 | 4 |  | 1998-10-06 |  | 1998-10-06 |  | Currently in Use | Diesel | 2000 | Cathodically Protected Steel | 1981-01-01 | Fiberglass Reinforced Plastic | Suction (American)
9154031 | 5 |  | 1998-10-06 |  | 1998-10-06 |  | Currently in Use | Kerosene | 1000 | Cathodically Protected Steel | 1981-01-01 | Fiberglass Reinforced Plastic | Suction (American)
9154032 | 1 |  | 1998-07-01 | no | 1998-07-01 | no | Currently in Use | Gas (Historical Use) | 6000 | Steel-Impressed Current | 1982-01-01 | Fiberglass Reinforced Plastic | Pressurized
9154032 | 2 |  | 1998-07-01 | no | 1998-07-01 | no | Currently in Use | Gas (Historical Use) | 3000 | Steel-Impressed Current | 1982-01-01 | Fiberglass Reinforced Plastic | Pressurized
9154032 | 3 |  | 1998-07-01 | no | 1998-07-01 | no | Currently in Use | Gas (Historical Use) | 3000 | Steel-Impressed Current | 1982-01-01 | Fiberglass Reinforced Plastic | Pressurized
9154032 | 4 |  | 1998-07-01 | no | 1998-07-01 | no | Currently in Use | Diesel | 1000 | Steel-Impressed Current | 1952-01-01 | Cathodically Protected | Suction (American)
9154033 | 1 |  | 1994-07-01 |  | 1994-07-01 |  | Currently in Use | Gas (Historical Use) | 6000 | Galvanic (STIP-3) | 1994-07-01 | Fiberglass Reinforced Plastic | Pressurized
9154033 | 2 |  | 1994-07-01 |  | 1994-07-01 |  | Currently in Use | Gas (Historical Use) | 6000 | Galvanic (STIP-3) | 1994-07-01 | Fiberglass Reinforced Plastic | Pressurized
9154033 | 3 |  | 1994-07-01 |  | 1994-07-01 |  | Currently in Use | Gas (Historical Use) | 8000 | Galvanic (STIP-3) | 1994-07-01 | Fiberglass Reinforced Plastic | Pressurized
9154033 | 4 |  | 1994-07-01 |  | 1994-07-01 |  | Currently in Use | Diesel | 6000 | Galvanic (STIP-3) | 1994-07-01 | Fiberglass Reinforced Plastic | Pressurized
9154034 | 1 |  | 1998-12-01 |  | 1998-12-01 |  | Removed from Ground | Gas (Historical Use) | 6000 | Steel-Impressed Current | 1983-01-01 | Cathodically Protected | Suction (American)
9154034 | 2 |  | 1998-12-01 |  | 1998-12-01 |  | Removed from Ground | Gas (Historical Use) | 6000 | Steel-Impressed Current | 1983-01-01 | Cathodically Protected | Suction (American)
9154034 | 3 |  | 1998-12-01 |  | 1998-12-01 |  | Removed from Ground | Gas (Historical Use) | 10000 | Steel-Impressed Current | 1983-01-01 | Cathodically Protected | Suction (American)
9154035 | 1 | [5 empty] | Removed from Ground | Gas (Historical Use) | 2500 | Bare Steel | 1950-01-01 | Bare Steel | Safe Suction (Euro)
9154035 | 2 | [5 empty] | Removed from Ground | Gas (Historical Use) | 2500 | Bare Steel | 1950-01-01 | Bare Steel | Safe Suction (Euro)
9154035 | 3 |  |  | yes |  | yes | Removed from Ground | Used Oil | 550 | Bare Steel | 1950-01-01 | Bare Steel | Safe Suction (Euro)
9154036 | 1 | Ball Float | 1999-11-30 |  | 1999-11-30 |  | Currently in Use | Gas (Historical Use) | 10000 | Fiberglass | 1999-10-01 | Fiberglass Reinforced Plastic | Pressurized
9154036 | 2 | Ball Float | 1999-11-30 |  | 1999-11-30 |  | Currently in Use | Gas (Historical Use) | 15000 | Fiberglass | 1999-10-01 | Fiberglass Reinforced Plastic | Pressurized
9154036 | 3 | Ball Float | 1999-11-30 |  | 1999-11-30 |  | Currently in Use | Diesel | 8000 | Fiberglass | 1999-10-01 | Fiberglass Reinforced Plastic | Pressurized
9154036 | 4 | Ball Float | 1999-11-30 |  | 1999-11-30 |  | Currently in Use | Diesel | 4500 | Fiberglass | 1999-10-01 | Fiberglass Reinforced Plastic | Pressurized
9154037 | 1 | Flapper Valve | 2001-10-03 |  | 2001-10-15 |  | Temporarily out of use | Gas (Historical Use) | 2500 | Fiberglass Double Walled | 2001-09-29 | Double-Walled Fiberglass | Suction (American)
9154037 | 2 | Flapper Valve | 2001-10-03 |  | 2001-10-15 |  | Temporarily out of use | Diesel | 1000 | Fiberglass Double Walled | 2001-09-29 | Fiberglass Reinforced Plastic | Suction (American)
9154038 | 1 | Flapper Valve | 2001-09-27 |  | 2001-10-15 |  | Temporarily out of use | Gas (Historical Use) | 2500 | Fiberglass Double Walled | 2001-09-27 | Fiberglass Reinforced Plastic | Suction (American)
9154038 | 2 | Flapper Valve | 2001-09-27 |  | 2001-10-15 |  | Temporarily out of use | Diesel | 1000 | Fiberglass Double Walled | 2001-09-27 | Fiberglass Reinforced Plastic | Suction (American)
9155001 | 1 | [5 empty] | Removed from Ground | Diesel | 18000 | Bare Steel | 1989-10-01 | Not Marked
9155001 | 2 |  |  | no |  | no | Removed from Ground | Diesel | 18000 | Bare Steel | 1989-10-01 | Unknown
9155001 | 3 |  |  | no |  | no | Removed from Ground | New Oil | 8000 | Bare Steel | 1989-10-01 | Unknown
9155001 | 4 |  |  | no |  | no | Removed from Ground | Used Oil | 4000 | Bare Steel | 1989-10-01 | Unknown
9155002 | 1 | [5 empty] | Removed from Ground | Gas (Historical Use) | 8000 | Not Marked/Unknown | 1991-05-09 | Not Marked
9155002 | 2 | [5 empty] | Removed from Ground | Diesel | 8000 | Not Marked/Unknown | 1991-05-11 | Not Marked
9155003 | 1 | [5 empty] | Closed in Ground | Gas (Historical Use) | 1000 | Not Marked/Unknown | 1991-08-01 | Not Marked
9155004 | 1 |  |  | yes |  | yes | Removed from Ground | Used Oil | 500 | Not Marked/Unknown | 1991-10-03 | Not Marked
9155004 | 2 | [5 empty] | Removed from Ground | Other | 1000 | Not Marked/Unknown | 1991-10-03 | Not Marked
9155005 | 1 | Flapper Valve | 1988-03-01 |  | 1988-03-01 |  | Currently in Use | Gas (Historical Use) | 1000 | Steel-Impressed Current | 1988-03-01 | Galvanized Steel | Safe Suction (Euro)
9155005 | 2 | Flapper Valve | 1988-03-01 |  | 1988-03-01 |  | Currently in Use | Diesel | 2000 | Steel-Impressed Current | 1988-03-01 | Galvanized Steel | Safe Suction (Euro)
9155005 | 3 | Flapper Valve | 1988-03-01 |  | 1988-03-01 |  | Currently in Use | Gas (Historical Use) | 2000 | Steel-Impressed Current | 1988-03-01 | Galvanized Steel | Safe Suction (Euro)
9155006 | 1 | [5 empty] | Removed from Ground | Gas (Historical Use) | 10000 | Bare Steel | 1970-01-01 | Unknown
9155006 | 2 |  |  | yes |  | yes | Removed from Ground | Used Oil | 500 | Bare Steel | 1970-01-01 | Unknown
9155006 | 3 | Flapper Valve | 1992-02-12 |  | 1992-02-12 |  | Currently in Use | Diesel | 12000 | Fiberglass Double Walled | 1992-02-12 | Double-Walled Fiberglass | Pressurized
9155007 | 1 | [5 empty] | Removed from Ground | Other | 0 | Marked Unknown | 1989-06-01 | Unknown
9155008 | 1 | [5 empty] | Removed from Ground | Gas (Historical Use) | 1000 | Bare Steel | 1972-01-01 | Galvanized Steel | Suction (American)
9155009 | 1 | Flapper Valve | 1998-08-01 |  | 1998-08-01 |  | Currently in Use | Gas (Historical Use) | 2000 | Steel-Impressed Current | 1987-01-01 | Cathodically Protected | Pressurized
9155009 | 2 | Flapper Valve | 1998-08-01 |  | 1998-08-01 |  | Currently in Use | Diesel | 4000 | Steel-Impressed Current | 1987-01-01 | Cathodically Protected | Safe Suction (Euro)
9155009 | 3 | Flapper Valve | 1998-08-01 |  | 1998-08-01 |  | Currently in Use | Gas (Historical Use) | 6000 | Steel-Impressed Current | 1987-01-01 | Cathodically Protected | Pressurized
9155009 | 4 | Flapper Valve | 1998-08-01 |  | 1998-08-01 |  | Currently in Use | Gas (Historical Use) | 6000 | Steel-Impressed Current | 1987-01-01 | Cathodically Protected | Pressurized
9155009 | 5 | Flapper Valve | 1998-08-01 |  | 1998-08-01 |  | Currently in Use | Diesel | 6000 | Steel-Impressed Current | 1987-01-01 | Cathodically Protected | Suction (American)
9155010 | 1 | Ball Float | 1989-01-01 | no | 1989-01-01 | no | Currently in Use | Regular | 8000 | Galvanic (STIP-3) | 1989-01-01 | Fiberglass Reinforced Plastic | Pressurized
9155010 | 2 | Ball Float | 1989-01-01 | no | 1989-01-01 | no | Currently in Use | Plus | 8000 | Galvanic (STIP-3) | 1989-01-01 | Fiberglass Reinforced Plastic | Pressurized
9155010 | 3 | Ball Float | 1989-01-01 | no | 1989-01-01 | no | Currently in Use | Premium | 8000 | Galvanic (STIP-3) | 1989-01-01 | Fiberglass Reinforced Plastic | Pressurized
9155010 | 4 | Flapper Valve | 1989-01-01 | no | 1989-01-01 | no | Currently in Use | Diesel | 6000 | Galvanic (STIP-3) | 1989-01-01 | Fiberglass Reinforced Plastic | Safe Suction (Euro)
9155011 | 1 |  | 1991-01-03 |  | 1991-01-03 |  | Removed from Ground | Diesel | 15000 | Bare Steel | 1974-01-01 | Galvanized Steel
9155012 | 1 | Ball Float | 1990-01-01 | no | 1990-01-01 | no | Removed from Ground | Gas (Historical Use) | 6000 | Galvanic (STIP-3) | 1990-01-01 | Galvanized Steel | Pressurized
9155012 | 2 | Ball Float | 1990-01-01 | no | 1990-01-01 | no | Removed from Ground | Gas (Historical Use) | 6000 | Galvanic (STIP-3) | 1990-01-01 | Galvanized Steel | Pressurized
9155012 | 3 | Ball Float | 1990-01-01 | no | 1990-01-01 | no | Removed from Ground | Gas (Historical Use) | 6000 | Galvanic (STIP-3) | 1990-01-01 | Galvanized Steel | Pressurized
9155012 | 4 | Ball Float | 1990-01-01 | no | 1990-01-01 | no | Removed from Ground | Diesel | 6000 | Galvanic (STIP-3) | 1990-01-01 | Galvanized Steel | Pressurized
9155013 | 1 | [5 empty] | Removed from Ground | Gas (Historical Use) | 500 | Bare Steel | 1981-01-01 | Galvanized Steel
9155014 | 119.01 | [5 empty] | Permanently Out of Use - historical purposes | Diesel | 1000 | Bare Steel | 1980-01-01 | Bare Steel
9155014 | 119.02 | [5 empty] | Permanently Out of Use - historical purposes | Gas (Historical Use) | 1000 | Bare Steel | 1980-01-01 | Bare Steel
9155015 | 1 | Flapper Valve | 1998-06-05 |  | 1998-06-05 |  | Currently in Use | Gas (Historical Use) | 10000 | Bare Steel | 1979-01-01 | Cathodically Protected | Safe Suction (Euro)
9155015 | 2 | Flapper Valve | 1998-06-05 |  | 1998-06-05 |  | Currently in Use | Gas (Historical Use) | 10000 | Bare Steel | 1979-01-01 | Cathodically Protected | Safe Suction (Euro)
9155015 | 3 | Flapper Valve | 1998-06-05 |  | 1998-06-05 |  | Currently in Use | Diesel | 10000 | Bare Steel | 1983-01-01 | Cathodically Protected | Pressurized
9155016 | 1 | [5 empty] | Removed from Ground | Gas (Historical Use) | 1000 | Bare Steel | 1982-01-01 | Galvanized Steel | Suction (American)
9155016 | 1A | Ball Float | 2008-03-01 | no | 2008-03-01 | no | Currently in Use | Gas (Historical Use) | 8000 | Fiberglass Double Walled | 2008-02-01 | Double-Walled Flex | Pressurized
9155016 | 1B | Ball Float | 2008-03-01 | no | 2008-03-01 | no | Currently in Use | Gas (Historical Use) | 4000 | Fiberglass Double Walled | 2008-02-01 | Double-Walled Flex | Pressurized
9155016 | 1C | Ball Float | 2008-03-01 | no | 2008-03-01 | no | Currently in Use | Diesel | 4000 | Fiberglass Double Walled | 2008-02-01 | Double Walled | Pressurized
9155016 | 2 | [5 empty] | Removed from Ground | Gas (Historical Use) | 1000 | Bare Steel | 1982-01-01 | Galvanized Steel | Suction (American)
9155016 | 2A | Ball Float | 2015-04-20 | no | 2015-04-20 | no | Currently in Use | Gas (Historical Use) | 2000 | Fiberglass Double Walled | 2015-04-20 | Double-Walled Flex | Pressurized
9155016 | 2B |  | 2015-04-20 | no | 2015-04-20 | no | Currently in Use | Gas (Historical Use) | 2000 | Fiberglass Double Walled | 2015-04-20 | Double-Walled Flex | Safe Suction (Euro)
9155016 | 3 | [5 empty] | Removed from Ground | Gas (Historical Use) | 1000 | Bare Steel | 1982-01-01 | Galvanized Steel | Suction (American)
9155016 | 4 | Ball Float | 2015-04-20 | no | 2015-04-20 | no | Currently in Use | Diesel | 2000 | Fiberglass Double Walled | 2015-04-20 | Double Walled | Pressurized
9155017 | 1 | Flapper Valve | 1989-01-01 |  | 1989-01-01 |  | Currently in Use | Gas (Historical Use) | 6000 | Steel-Impressed Current | 1989-01-01 | Fiberglass Reinforced Plastic | Pressurized
9155017 | 2 | Flapper Valve | 1989-01-01 |  | 1989-01-01 |  | Currently in Use | Gas (Historical Use) | 6000 | Steel-Impressed Current | 1989-01-01 | Fiberglass Reinforced Plastic | Pressurized
9155017 | 3 | Flapper Valve | 1989-01-01 |  | 1989-01-01 |  | Currently in Use | Gas (Historical Use) | 6000 | Steel-Impressed Current | 1989-01-01 | Fiberglass Reinforced Plastic | Pressurized
9155018 | 87 | Ball Float | 1988-11-16 |  | 1988-11-16 |  | Currently in Use | Gas (Historical Use) | 10000 | Composite | 1988-01-01 | Fiberglass Reinforced Plastic
9155018 | 89 | Ball Float | 1988-11-16 |  | 1988-11-16 |  | Currently in Use | Gas (Historical Use) | 10000 | Composite | 1988-01-01 | Fiberglass Reinforced Plastic
9155018 | 93 | Ball Float | 1988-11-16 |  | 1988-11-16 |  | Currently in Use | Gas (Historical Use) | 10000 | Composite | 1988-01-01 | Fiberglass Reinforced Plastic
9155018 | D |  | 1988-11-16 |  | 1988-11-16 |  | Currently in Use | Diesel | 2005 | Composite | 1988-01-01 | Fiberglass Reinforced Plastic
9155020 | 1 | [5 empty] | Closed in Ground | Gas (Historical Use) | 1000 | Bare Steel | 1990-07-02 | Galvanized Steel
9155021 | 1 | [5 empty] | Closed in Ground | Empty | 4000 | Bare Steel | 1990-03-08 | Galvanized Steel
9155021 | 2 | [5 empty] | Closed in Ground | Empty | 4000 | Bare Steel | 1990-03-08 | Galvanized Steel
9155021 | 3 | [5 empty] | Closed in Ground | Empty | 4000 | Bare Steel | 1990-03-08 | Galvanized Steel
9155021 | 4 | [5 empty] | Closed in Ground | Empty | 4000 | Bare Steel | 1990-03-08 | Galvanized Steel
9155022 | 1 | [5 empty] | Removed from Ground | Diesel | 2005 | Bare Steel | 1973-01-01 | Unknown
9155022 | 2 | [5 empty] | Removed from Ground | Diesel | 2005 | Bare Steel | 1973-01-01 | Unknown
9155024 | 1 | Flapper Valve | 1990-01-01 |  | 1990-01-01 |  | Currently in Use | Diesel | 12000 | Steel-Impressed Current | 1990-01-01 | Fiberglass Reinforced Plastic | Pressurized
9155024 | 2 | Ball Float | 1990-01-01 |  | 1990-01-01 |  | Currently in Use | Gas (Historical Use) | 12000 | Steel-Impressed Current | 1990-01-01 | Fiberglass Reinforced Plastic | Pressurized
9155024 | 3 | Ball Float | 1990-01-01 |  | 1990-01-01 |  | Currently in Use | Gas (Historical Use) | 8000 | Steel-Impressed Current | 1990-01-01 | Fiberglass Reinforced Plastic | Pressurized
9155024 | 4 | Ball Float | 1990-01-01 |  | 1990-01-01 |  | Currently in Use | Gas (Historical Use) | 8000 | Steel-Impressed Current | 1990-01-01 | Fiberglass Reinforced Plastic | Pressurized
9155024 | 5 | Flapper Valve | 1990-01-01 |  | 1990-01-01 |  | Currently in Use | Biodiesel | 2000 | Steel-Impressed Current | 1990-01-01 | Fiberglass Reinforced Plastic | Pressurized
9155025 | 1 | [5 empty] | Removed from Ground | Gas (Historical Use) | 6000 | Cathodically Protected Steel | 1989-01-01 | Fiberglass Reinforced Plastic
9155025 | 2 | [5 empty] | Removed from Ground | Gas (Historical Use) | 6000 | Cathodically Protected Steel | 1989-01-01 | Fiberglass Reinforced Plastic
9155025 | 3 | [5 empty] | Removed from Ground | Gas (Historical Use) | 6000 | Cathodically Protected Steel | 1989-01-01 | Fiberglass Reinforced Plastic
9155026 | 2 | [5 empty] | Removed from Ground | Other | 1000 | Bare Steel | 1965-01-01 | Galvanized Steel
9155026 | F201054 |  |  | yes |  | yes | Removed from Ground | Used Oil | 1000 | Bare Steel | 1965-01-01 | Galvanized Steel
9155026 | F252016 | [5 empty] | Removed from Ground | Gas (Historical Use) | 2000 | Bare Steel | 1965-01-01 | Galvanized Steel
9155027 | KERO | Ball Float | 1996-01-03 | no | 1996-01-03 | no | Currently in Use | Kerosene | 2005 | Composite | 1988-01-01 | Fiberglass Reinforced Plastic | Pressurized
9155027 | SUNL | Ball Float | 1996-01-03 | no | 1996-01-03 | no | Currently in Use | Premium | 10152 | Composite | 1988-01-01 | Fiberglass Reinforced Plastic | Pressurized
9155027 | UNL | Ball Float | 1996-01-03 | no | 1996-01-03 | no | Currently in Use | Regular | 10152 | Composite | 1988-01-01 | Fiberglass Reinforced Plastic | Pressurized
9155027 | UNLPLUS | Ball Float | 1996-01-03 | no | 1996-01-03 | no | Currently in Use | Plus | 10152 | Composite | 1988-01-01 | Fiberglass Reinforced Plastic | Pressurized
9155029 | 1 | [5 empty] | Removed from Ground | Gas (Historical Use) | 500 | Not Marked/Unknown | 1997-02-11 | Not Marked
9155029 | 2 | [5 empty] | Removed from Ground | Gas (Historical Use) | 500 | Not Marked/Unknown | 1997-02-11 | Not Marked
9155029 | 3 | [5 empty] | Removed from Ground | Empty | 1000 | Not Marked/Unknown | 1997-02-11 | Not Marked
9155029 | R | [5 empty] | Removed from Ground | Gas (Historical Use) | 9994 | Bare Steel | 1981-01-01 | Galvanized Steel | Pressurized
9155029 | SUL | [5 empty] | Removed from Ground | Gas (Historical Use) | 2000 | Bare Steel | 1971-01-01 | Galvanized Steel | Safe Suction (Euro)
9155029 | UL | [5 empty] | Removed from Ground | Gas (Historical Use) | 9994 | Bare Steel | 1981-01-01 | Galvanized Steel | Pressurized
9155030 | 1 | [5 empty] | Currently in Use | Diesel | 10000 | Double Walled | 1989-09-01 | Fiberglass Reinforced Plastic
9155030 | 2 | [5 empty] | Currently in Use | Gas (Historical Use) | 12000 | Fiberglass | 1986-01-01 | Bare Steel
9155030 | 3 | [5 empty] | Removed from Ground | Diesel | 2000 | Bare Steel | 1980-01-01 | Unknown
9155031 | 1 |  | 1990-07-19 |  | 1990-07-19 |  | Removed from Ground | Gas (Historical Use) | 10000 | Fiberglass | 1990-07-01 | Fiberglass Reinforced Plastic | Pressurized
9155031 | 2 |  | 1990-07-19 |  | 1990-07-19 |  | Removed from Ground | Gas (Historical Use) | 10000 | Fiberglass | 1990-07-01 | Fiberglass Reinforced Plastic | Pressurized
9155031 | 3 |  | 1990-07-19 |  | 1990-07-19 |  | Removed from Ground | Gas (Historical Use) | 10000 | Fiberglass | 1990-07-01 | Fiberglass Reinforced Plastic | Pressurized
9155031 | 4 |  | 1990-07-19 |  | 1990-07-19 |  | Removed from Ground | Diesel | 10000 | Fiberglass | 1990-07-01 | Fiberglass Reinforced Plastic | Pressurized
9155031 | 5 |  | 1990-07-19 |  | 1990-07-19 |  | Removed from Ground | Kerosene | 6000 | Fiberglass | 1990-07-01 | Fiberglass Reinforced Plastic | Pressurized
9155033 | KERO | Ball Float | 1990-01-31 |  | 1990-01-31 |  | Currently in Use | Kerosene | 2005 | Composite | 1990-01-01 | Fiberglass Reinforced Plastic | Pressurized
9155033 | SLU | Ball Float | 1990-01-31 |  | 1990-01-31 |  | Currently in Use | Gas (Historical Use) | 10152 | Composite | 1990-01-01 | Fiberglass Reinforced Plastic | Pressurized
9155033 | UNL | Ball Float | 1990-01-31 |  | 1990-01-31 |  | Currently in Use | Gas (Historical Use) | 10152 | Composite | 1990-01-01 | Fiberglass Reinforced Plastic | Pressurized
9155033 | UNLPLUS | Ball Float | 1990-01-31 |  | 1990-01-31 |  | Currently in Use | Gas (Historical Use) | 10152 | Composite | 1990-01-01 | Fiberglass Reinforced Plastic | Pressurized
9155034 | 1 | [5 empty] | Removed from Ground | Other | 8000 | Bare Steel | 1992-04-30 | Unknown
9155034 | 2 | [5 empty] | Removed from Ground | Other | 2000 | Bare Steel | 1992-04-30 | Unknown
9155036 | 1 | [5 empty] | Removed from Ground | Gas (Historical Use) | 4000 | Bare Steel | 1978-01-01 | Galvanized Steel | Suction (American)
9155036 | 2 | [5 empty] | Removed from Ground | Gas (Historical Use) | 1050 | Bare Steel | 1971-01-01 | Galvanized Steel | Suction (American)
9155036 | 3 | [5 empty] | Removed from Ground | Gas (Historical Use) | 1050 | Bare Steel | 1971-01-01 | Galvanized Steel | Suction (American)
9155037 | 1 | [5 empty] | Removed from Ground | Diesel | 1000 | Bare Steel | 1946-06-15 | Bare Steel | Pressurized
9155037 | 2 | [5 empty] | Removed from Ground | Gas (Historical Use) | 2000 | Bare Steel | 1946-06-15 | Bare Steel | Pressurized
9155037 | 3 | [5 empty] | Removed from Ground | Gas (Historical Use) | 3000 | Bare Steel | 1946-06-15 | Bare Steel | Pressurized
9155037 | 4 | [5 empty] | Removed from Ground | Gas (Historical Use) | 3000 | Bare Steel | 1946-06-15 | Bare Steel | Pressurized
9155037 | 5 | [5 empty] | Removed from Ground | Gas (Historical Use) | 3000 | Bare Steel | 1946-06-15 | Bare Steel | Pressurized
9155037 | 6 | [5 empty] | Removed from Ground | Diesel | 6000 | Bare Steel | 1946-06-15 | Bare Steel | Pressurized
9155037 | 7 | [5 empty] | Removed from Ground | Diesel | 6000 | Bare Steel | 1946-06-15 | Bare Steel | Pressurized
9155038 | 1 | [5 empty] | Removed from Ground | Gas (Historical Use) | 550 | Bare Steel | 1992-11-03 | Galvanized Steel | Suction (American)
9155039 | 1 |  |  | yes |  | yes | Removed from Ground | Used Oil | 500 | Bare Steel | 1975-01-01 | Galvanized Steel | Gravity Fed
9155040 | 1 | Ball Float | 1986-11-12 | no | 1998-06-02 | no | Currently in Use | Regular | 10000 | Steel-Impressed Current | 1986-01-01 | Fiberglass Reinforced Plastic | Pressurized
9155040 | 2 | Ball Float | 1986-11-12 | no | 1998-06-02 | no | Currently in Use | E-10 | 10000 | Steel-Impressed Current | 1986-01-01 | Fiberglass Reinforced Plastic | Pressurized
9155040 | 3 | Ball Float | 1986-11-12 | no | 1998-06-02 | no | Currently in Use | Diesel | 10000 | Steel-Impressed Current | 1986-01-01 | Fiberglass Reinforced Plastic | Pressurized
9155040 | 4 | Flapper Valve | 1998-06-02 | no | 1998-06-02 | no | Currently in Use | Kerosene | 2000 | Steel-Impressed Current | 1987-01-01 | Fiberglass Reinforced Plastic | Pressurized
9155041 | 1 | [5 empty] | Removed from Ground | Gas (Historical Use) | 1000 | Bare Steel | 1973-01-01 | Galvanized Steel
9155041 | 2 | [5 empty] | Removed from Ground | Gas (Historical Use) | 1000 | Bare Steel | 1973-01-01 | Galvanized Steel
9155041 | 3 | Flapper Valve | 1993-04-01 |  | 1993-04-01 |  | Currently in Use | Gas (Historical Use) | 10000 | Steel-Impressed Current | 1984-01-01 | Fiberglass Reinforced Plastic | Pressurized
9155041 | 4A | Ball Float | 1993-04-01 |  | 1993-04-01 |  | Currently in Use | Gas (Historical Use) | 5000 | Steel-Impressed Current | 1993-04-01 | Fiberglass Reinforced Plastic | Pressurized
9155041 | 4B | Flapper Valve | 1993-04-01 |  | 1993-04-01 |  | Currently in Use | Diesel | 3000 | Steel-Impressed Current | 1993-04-01 | Fiberglass Reinforced Plastic | Safe Suction (Euro)
9155041 | 4C | Flapper Valve | 1993-04-01 |  | 1993-04-01 |  | Currently in Use | Diesel | 2000 | Steel-Impressed Current | 1993-04-01 | Fiberglass Reinforced Plastic | Safe Suction (Euro)
9155042 | 1 | [5 empty] | Removed from Ground | Diesel | 10000 | Not Marked/Unknown | 1994-01-01 | Not Marked
9155042 | 2 | [5 empty] | Removed from Ground | Diesel | 1000 | Not Marked/Unknown | 1994-01-01 | Not Marked
9155042 | 3 | [5 empty] | Removed from Ground | Gas (Historical Use) | 1000 | Not Marked/Unknown | 1994-01-01 | Not Marked
9155043 | 1 | [5 empty] | Removed from Ground | Gas (Historical Use) | 500 | Bare Steel | 1973-03-01 | Bare Steel | Safe Suction (Euro)
9155044 | 1 | [5 empty] | Removed from Ground | Diesel | 20000 | Bare Steel | 1993-05-28 | Unknown | Safe Suction (Euro)
9155045 | 1 |  |  | yes |  | yes | Removed from Ground | Used Oil | 500 | Marked Unknown | 1986-01-01 | Unknown | Suction (American)
9155046 | 1 | [5 empty] | Removed from Ground | Gas (Historical Use) | 1000 | Not Marked/Unknown | 1993-10-13 | Not Marked
9155047 | 1 | [5 empty] | Removed from Ground | Gas (Historical Use) | 1000 | Bare Steel | 1993-11-10 | Bare Steel | Safe Suction (Euro)
9155048 | 1 | Flapper Valve | 1994-11-27 |  | 1994-11-27 |  | Removed from Ground | Diesel | 10000 | Steel-Impressed Current | 1980-09-12 | Fiberglass Reinforced Plastic | Pressurized
9155048 | 2 | Flapper Valve | 1994-11-27 |  | 1994-11-27 |  | Removed from Ground | Gas (Historical Use) | 10000 | Steel-Impressed Current | 1980-09-12 | Fiberglass Reinforced Plastic | Pressurized
9155048 | 3 | Flapper Valve | 1994-11-27 |  | 1994-11-27 |  | Removed from Ground | Gas (Historical Use) | 8000 | Steel-Impressed Current | 1980-09-12 | Fiberglass Reinforced Plastic | Pressurized
9155048 | 4 | [5 empty] | Removed from Ground | Diesel | 10000 | Bare Steel | 1982-07-01 | Galvanized Steel | Pressurized
9155048 | 5 |  | 1996-11-26 |  | 1996-11-26 |  | Removed from Ground | Kerosene | 3000 | Composite | 1984-07-01 | Galvanized Steel | Pressurized
9155050 | 1 | [5 empty] | Currently in Use | Diesel | 2000 | Not Marked/Unknown | 1994-10-06 | Not Marked
9155056 | 1 | Flapper Valve | 1987-01-01 |  | 1987-01-01 |  | Currently in Use | Gas (Historical Use) | 8000 | Galvanic (STIP-3) | 1987-01-01 | Fiberglass Reinforced Plastic | Pressurized
9155056 | 2 | Flapper Valve | 1987-01-01 |  | 1987-01-01 |  | Currently in Use | Gas (Historical Use) | 8000 | Galvanic (STIP-3) | 1987-01-01 | Fiberglass Reinforced Plastic | Pressurized
9155056 | 3 | Flapper Valve | 1987-01-01 |  | 1987-01-01 |  | Currently in Use | Gas (Historical Use) | 8000 | Galvanic (STIP-3) | 1987-01-01 | Fiberglass Reinforced Plastic | Pressurized
9155056 | 4 | Flapper Valve | 1987-01-01 |  | 1987-01-01 |  | Currently in Use | Diesel | 6000 | Galvanic (STIP-3) | 1987-01-01 | Fiberglass Reinforced Plastic | Pressurized
9155056 | 5 | Flapper Valve | 1987-01-01 |  | 1987-01-01 |  | Currently in Use | Kerosene | 6000 | Galvanic (STIP-3) | 1987-01-01 | Fiberglass Reinforced Plastic | Safe Suction (Euro)
9155057 | 1 | Ball Float | 1994-06-01 |  | 1994-06-01 |  | Currently in Use | Gas (Historical Use) | 10008 | Composite | 1987-05-01 | Fiberglass Reinforced Plastic | Pressurized
9155057 | 2 | Ball Float | 1994-06-01 |  | 1994-06-01 |  | Currently in Use | Gas (Historical Use) | 10008 | Composite | 1987-05-01 | Fiberglass Reinforced Plastic | Pressurized
9155057 | 3 | Ball Float | 1994-06-01 |  | 1994-06-01 |  | Currently in Use | Gas (Historical Use) | 9728 | Composite | 1987-05-01 | Fiberglass Reinforced Plastic | Pressurized
9155057 | 4 | Flapper Valve | 1994-06-01 |  | 1994-06-01 |  | Currently in Use | Kerosene | 2008 | Composite | 1987-05-01 | Fiberglass Reinforced Plastic | Pressurized
9155063 | 1 | [5 empty] | Removed from Ground | Gas (Historical Use) | 2000 | Not Marked/Unknown |  | Not Marked
9155064 | 1 | Ball Float | 1994-07-25 | no | 1994-07-25 | no | Currently in Use | Regular | 10000 | Composite | 1994-07-25 | Double-Walled Flex | Pressurized
9155064 | 2 | Ball Float | 1994-07-25 | no | 1994-07-25 | no | Currently in Use | Diesel | 10000 | Composite | 1994-07-25 | Double-Walled Flex | Pressurized
9155064 | 3 | Ball Float | 1994-07-25 | no | 1994-07-25 | no | Currently in Use | Premium | 10000 | Composite | 1994-07-25 | Double-Walled Flex | Pressurized
9155064 | 4 | Flapper Valve | 1994-07-25 | no | 1994-07-25 | no | Currently in Use | Kerosene | 2000 | Composite | 1994-07-25 | Double-Walled Flex | Pressurized
9155065 | 1 | Flapper Valve | 1990-09-06 | no | 1990-09-06 | no | Currently in Use | Regular | 10000 | Composite | 1990-09-06 | Fiberglass Reinforced Plastic | Pressurized
9155065 | 2 | Flapper Valve | 1990-09-06 | no | 1990-09-06 | no | Currently in Use | Plus | 10000 | Composite | 1990-09-06 | Fiberglass Reinforced Plastic | Pressurized
9155065 | 3 | Flapper Valve | 1990-09-06 | no | 1990-09-06 | no | Currently in Use | Premium | 10000 | Composite | 1990-09-06 | Fiberglass Reinforced Plastic | Pressurized
9155066 | 1 | [5 empty] | Removed from Ground | Diesel | 8000 | Bare Steel | 1985-04-01 | Galvanized Steel | Safe Suction (Euro)
9155066 | 2 | [5 empty] | Removed from Ground | Diesel | 1000 | Bare Steel | 1985-04-01 | Galvanized Steel | Safe Suction (Euro)
9155068 | 1 | [5 empty] | Closed in Ground | Gas (Historical Use) | 1000 | Not Marked/Unknown | 1995-06-20 | Unknown
9155068 | 2 | [5 empty] | Removed from Ground | Diesel | 1000 | Not Marked/Unknown | 1995-06-20 | Unknown
9155069 | 1 | [5 empty] | Removed from Ground | Gas (Historical Use) | 550 | Bare Steel | 1998-11-01 | Galvanized Steel | Safe Suction (Euro)
9155069 | 2 | Flapper Valve | 1998-11-01 |  | 1998-11-01 |  | Removed from Ground | Gas (Historical Use) | 1000 | Galvanic (STIP-3) | 1998-11-01 |  | Safe Suction (Euro)
9155070 | 1 | Flapper Valve | 1998-10-22 |  | 1998-10-22 |  | Currently in Use | Diesel | 550 | Fiberglass Double Walled | 1990-12-01 | Double-Walled Flex | Safe Suction (Euro)
9155071 | 1 | [5 empty] | Removed from Ground | Diesel | 8000 | Cathodically Protected Steel | 1986-01-08 | Galvanized Steel | Safe Suction (Euro)
9155072 | 1 | Flapper Valve | 1989-12-12 |  | 1989-12-12 |  | Currently in Use | Gas (Historical Use) | 4000 | Galvanic (STIP-3) | 1989-12-12 | Fiberglass Reinforced Plastic | Suction (American)
9155072 | 2 | Flapper Valve | 1989-12-12 |  | 1989-12-12 |  | Currently in Use | Gas (Historical Use) | 4000 | Galvanic (STIP-3) | 1989-12-12 | Fiberglass Reinforced Plastic | Suction (American)
9155073 | 1 |  | 1993-12-01 |  | 1993-12-01 |  | Removed from Ground | Gas (Historical Use) | 2000 | Cathodically Protected Steel | 1993-12-01 | Fiberglass Reinforced Plastic
9155074 | 1 | [5 empty] | Removed from Ground | Gas (Historical Use) | 3000 | Bare Steel |  | Galvanized Steel | Safe Suction (Euro)
9155074 | 2 | [5 empty] | Removed from Ground | Gas (Historical Use) | 3000 | Bare Steel |  | Galvanized Steel | Safe Suction (Euro)
9155074 | 3 | [5 empty] | Removed from Ground | Gas (Historical Use) | 1000 | Bare Steel |  | Galvanized Steel | Safe Suction (Euro)
9155074 | 4 | [5 empty] | Removed from Ground | Gas (Historical Use) | 1000 | Bare Steel |  | Galvanized Steel | Safe Suction (Euro)
9155075 | 1 | Ball Float | 1992-10-21 |  | 1992-10-21 |  | Currently in Use | Gas (Historical Use) | 10000 | Composite | 1992-10-21 | Fiberglass Reinforced Plastic | Pressurized
9155075 | 2 | Ball Float | 1992-10-21 |  | 1992-10-21 |  | Currently in Use | Gas (Historical Use) | 10000 | Composite | 1992-10-21 | Fiberglass Reinforced Plastic | Pressurized
9155075 | 3 | Ball Float | 1992-10-21 |  | 1992-10-21 |  | Currently in Use | Diesel | 6000 | Galvanic (STIP-3) | 1992-10-21 | Fiberglass Reinforced Plastic | Pressurized
9155075 | 4 | Ball Float | 1992-10-21 |  | 1992-10-21 |  | Currently in Use | Kerosene | 6000 | Galvanic (STIP-3) | 1992-10-21 | Fiberglass Reinforced Plastic | Safe Suction (Euro)
9155076 | 1 | Ball Float | 1999-01-08 | no | 1999-01-08 | no | Currently in Use | Regular | 8000 | Composite | 1999-01-08 | Fiberglass Reinforced Plastic | Pressurized
9155076 | 2 | Ball Float | 1999-01-08 | no | 1999-01-08 | no | Currently in Use | Premium | 12000 | Composite | 1999-01-08 | Fiberglass Reinforced Plastic | Pressurized
9155076 | 3 | Flapper Valve | 1999-01-08 | no | 1999-01-08 | no | Currently in Use | E-85 | 2000 | Composite | 1999-01-08 | Double Walled | Safe Suction (Euro)
9155077 | 1 | [5 empty] | Removed from Ground | Diesel | 1500 | Cathodically Protected Steel | 1987-01-01 | Copper | Suction (American)
9155079 | 1 | [5 empty] | Removed from Ground | Gas (Historical Use) | 4000 | Bare Steel | 1995-09-30 | Bare Steel | Safe Suction (Euro)
9155079 | 2 | [5 empty] | Removed from Ground | Gas (Historical Use) | 4000 | Bare Steel | 1995-09-30 | Bare Steel | Suction (American)
9155079 | 3 |  |  | yes |  | yes | Removed from Ground | Used Oil | 560 | Bare Steel | 1995-09-30 | Bare Steel | Safe Suction (Euro)
9155079 | 4 |  |  | yes |  | yes | Removed from Ground | Used Oil | 1000 | Bare Steel | 1995-09-30 | Bare Steel | Gravity Fed
9155080 | 4 | Flapper Valve | 1999-06-01 |  | 1999-06-01 |  | Closed in Ground | Kerosene | 1000 | Steel-Impressed Current | 1971-01-15 | Steel (Impressed Current) | Safe Suction (Euro)
9155080 | RU1 | Flapper Valve | 1999-06-01 |  | 1999-06-01 |  | Currently in Use | Gas (Historical Use) | 1000 | Steel-Impressed Current | 1971-01-15 | Steel (Impressed Current) | Safe Suction (Euro)
9155080 | RU2 | Flapper Valve | 1999-06-01 |  | 1999-06-01 |  | Currently in Use | Gas (Historical Use) | 1000 | Steel-Impressed Current | 1971-01-15 | Steel (Impressed Current) | Safe Suction (Euro)
9155080 | S1 | Flapper Valve | 1999-06-01 |  | 1999-06-01 |  | Currently in Use | Gas (Historical Use) | 1000 | Steel-Impressed Current | 1971-01-15 | Steel (Impressed Current) | Safe Suction (Euro)
9155083 | 1 | [5 empty] | Removed from Ground | Diesel | 1000 | Bare Steel | 1980-04-06 | Bare Steel | Suction (American)
9155083 | 2 | [5 empty] | Removed from Ground | Diesel | 3000 | Bare Steel | 1983-04-23 | Bare Steel | Suction (American)
9155083 | 3 |  | 1991-07-08 |  |  |  | Removed from Ground | Gas (Historical Use) | 2000 | Cathodically Protected Steel | 1991-07-08 | Bare Steel | Suction (American)
9155083 | 4 |  |  | yes |  | yes | Removed from Ground | Used Oil | 250 | Marked Unknown | 1995-11-08 | Unknown
9155084 | 1 |  | 1989-06-12 |  | 1989-06-12 |  | Removed from Ground | Diesel | 2000 | Cathodically Protected Steel | 1989-06-12 | Fiberglass Reinforced Plastic | Suction (American)
9155085 | 1 | [5 empty] | Removed from Ground | Gas (Historical Use) | 8000 | Bare Steel | 1976-02-10 | Bare Steel | Suction (American)
9155085 | 2 | [5 empty] | Removed from Ground | Diesel | 8000 | Bare Steel | 1976-02-10 | Bare Steel | Suction (American)
9155085 | 3 | [5 empty] | Removed from Ground | Diesel | 1000 | Bare Steel | 1998-07-02 | Bare Steel
9155085 | 4 | Overfill Alarm | 1998-07-01 |  | 1998-07-01 |  | Currently in Use | Gas (Historical Use) | 10000 | Composite | 1998-07-02 | Fiberglass Reinforced Plastic | Safe Suction (Euro)
9155085 | 5 | Overfill Alarm | 1998-07-02 |  | 1998-07-02 |  | Currently in Use | Diesel | 10000 | Composite | 1998-07-02 | Fiberglass Reinforced Plastic | Safe Suction (Euro)
9155086 | 1 | [5 empty] | Removed from Ground | Diesel | 20000 | Not Marked/Unknown | 1987-01-01 | Not Marked
9155086 | 2 | [5 empty] | Removed from Ground | Diesel | 20000 | Not Marked/Unknown | 1987-01-01 | Not Marked
9155086 | 3 | [5 empty] | Removed from Ground | Diesel | 15000 | Not Marked/Unknown | 1960-01-01 | Not Marked
9155086 | 4 | [5 empty] | Removed from Ground | Diesel | 15000 | Not Marked/Unknown | 1960-01-01 | Not Marked
9155087 | 1 |  | 1990-07-02 |  | 1990-07-02 |  | Closed in Ground | Gas (Historical Use) | 1000 | Steel-Impressed Current | 1990-07-02 | Cathodically Protected | Safe Suction (Euro)
9155089 | 1 | [5 empty] | Temporarily out of use | Gas (Historical Use) | 2000 | Cathodically Protected Steel | 1999-03-17 | Galvanized Steel | Suction (American)
9155089 | 2 | [5 empty] | Temporarily out of use | Gas (Historical Use) | 2000 | Cathodically Protected Steel | 1999-03-17 | Galvanized Steel | Suction (American)
9155090 | 1 | [5 empty] | Removed from Ground | Gas (Historical Use) | 10000 | Marked Unknown | 1995-12-01 | Unknown
9155090 | 2 | [5 empty] | Removed from Ground | Diesel | 4000 | Marked Unknown | 1995-12-01 | Unknown
9155092 | 1 | Flapper Valve | 1999-04-22 |  | 1999-04-22 |  | Temporarily out of use | Diesel | 2000 | Fiberglass | 1999-09-22 | Fiberglass Reinforced Plastic | Pressurized
9155092 | 2 | Flapper Valve | 1999-04-22 |  | 1999-04-22 |  | Temporarily out of use | Gas (Historical Use) | 4000 | Fiberglass | 1999-09-22 | Fiberglass Reinforced Plastic | Pressurized
9155092 | 3 | Flapper Valve | 1999-04-22 |  | 1999-04-22 |  | Temporarily out of use | Gas (Historical Use) | 8000 | Fiberglass | 1995-05-08 | Fiberglass Reinforced Plastic | Pressurized
9155092 | 4 | Flapper Valve | 1999-04-22 |  | 1999-04-22 |  | Temporarily out of use | Gas (Historical Use) | 8000 | Fiberglass | 1998-05-07 | Fiberglass Reinforced Plastic | Pressurized
9155092 | 5 | Flapper Valve | 1999-04-22 |  | 1999-04-22 |  | Temporarily out of use | Diesel | 4000 | Fiberglass | 1999-04-06 | Fiberglass Reinforced Plastic | Pressurized
9155096 | 1 | [5 empty] | Removed from Ground | Other | 1000 | Marked Unknown | 1996-02-21 | Unknown
9155098 | 1 | [5 empty] | Removed from Ground | Gas (Historical Use) | 1000 | Not Marked/Unknown | 1996-03-13 | Not Marked
9155099 | 1 | [5 empty] | Currently in Use | Gas (Historical Use) | 3000 | Not Marked/Unknown |  | Not Marked
9155100 | 1DF | [5 empty] | Removed from Ground | Gas (Historical Use) | 0 | Not Marked/Unknown | 1996-08-01 | Not Marked
9155100 | 2RU | [5 empty] | Removed from Ground | Diesel | 0 | Not Marked/Unknown | 1996-08-01 | Not Marked
9155100 | 3RU | [5 empty] | Removed from Ground | Hazardous Substance | 0 | Not Marked/Unknown | 1996-08-01 | Not Marked
9155101 | 1 | [5 empty] | Removed from Ground | Other | 0 | Not Marked/Unknown |  | Not Marked
9155102 | 1 | Flapper Valve | 1999-03-05 |  | 1999-03-05 |  | Currently in Use | Gas (Historical Use) | 10000 | Steel-Impressed Current | 1999-03-01 | Steel (Impressed Current) | Safe Suction (Euro)
9155103 | 1 | [5 empty] | Removed from Ground | Diesel | 20000 | Fiberglass | 1987-01-01 | Fiberglass Reinforced Plastic | Pressurized
9155103 | 2 | Overfill Alarm | 1997-05-01 |  | 1997-05-01 |  | Currently in Use | Diesel | 20000 | Fiberglass | 1997-05-01 | Flex | Pressurized
9155103 | 3 | Overfill Alarm | 1997-05-01 |  | 1997-05-01 |  | Currently in Use | Diesel | 20000 | Fiberglass | 1997-05-01 | Flex | Pressurized
9155104 | 1 | Ball Float | 1996-06-07 |  | 1996-06-07 |  | Currently in Use | Gas (Historical Use) | 10000 | Galvanic (STIP-3) | 1996-06-07 | Fiberglass Reinforced Plastic | Pressurized
9155104 | 2 | Ball Float | 1996-06-07 |  | 1996-06-07 |  | Currently in Use | Diesel | 10000 | Galvanic (STIP-3) | 1996-06-07 | Fiberglass Reinforced Plastic | Pressurized
9155104 | 3 | Ball Float | 1996-06-07 |  | 1996-06-07 |  | Currently in Use | Gas (Historical Use) | 10000 | Galvanic (STIP-3) | 1996-06-07 | Fiberglass Reinforced Plastic | Pressurized
9155105 | 1 | [5 empty] | Removed from Ground | Diesel | 280 | Cathodically Protected Steel | 1982-02-03 | Bare Steel | Safe Suction (Euro)
9155106 | 1 | [5 empty] | Removed from Ground | Diesel | 6000 | Bare Steel | 1997-02-19 | Galvanized Steel | Suction (American)
9155107 | 1 |  | 1996-02-10 |  | 1996-02-10 |  | Currently in Use | Gas (Historical Use) | 15000 | Epoxy | 1996-02-10 | Fiberglass Reinforced Plastic | Pressurized
9155107 | 2 |  | 1996-02-10 |  | 1996-02-10 |  | Currently in Use | Gas (Historical Use) | 10000 | Epoxy | 1996-02-10 | Fiberglass Reinforced Plastic | Pressurized
9155108 | DUMMY | [5 empty] | Permanently Out of Use - historical purposes | Diesel | 0 | Not Marked/Unknown |  | Not Marked
9155109 | 1 | [5 empty] | Removed from Ground | Gas (Historical Use) | 1000 | Not Marked/Unknown | 1997-01-22 | Not Marked
9155109 | 2 | [5 empty] | Removed from Ground | Diesel | 1000 | Not Marked/Unknown | 1997-01-22 | Not Marked
9155110 | 1 | [5 empty] | Removed from Ground | Gas (Historical Use) | 1000 | Not Marked/Unknown | 1997-04-14 | Not Marked
9155112 | 1 | [5 empty] | Removed from Ground | Diesel | 10000 | Bare Steel | 1970-01-01 | Bare Steel
9155112 | 2 | [5 empty] | Removed from Ground | Diesel | 8000 | Bare Steel | 1970-01-01 | Bare Steel
9155113 | 1 | [5 empty] | Removed from Ground | Gas (Historical Use) | 1000 | Not Marked/Unknown | 1997-07-30 | Not Marked
9155113 | 2 | [5 empty] | Removed from Ground | Gas (Historical Use) | 1000 | Not Marked/Unknown | 1997-07-30 | Not Marked
9155113 | 3 | [5 empty] | Removed from Ground | Gas (Historical Use) | 1000 | Not Marked/Unknown | 1997-07-30 | Not Marked
9155115 | 1 | [5 empty] | Currently in Use | Diesel | 8000 | Not Marked/Unknown |  | Not Marked
9155116 | 1 | [5 empty] | Removed from Ground | Gas (Historical Use) | 10 | Not Marked/Unknown | 1998-06-01 | Not Marked
9155116 | 2 | [5 empty] | Removed from Ground | Gas (Historical Use) | 10 | Not Marked/Unknown | 1998-06-01 | Not Marked
9155116 | 3 | [5 empty] | Removed from Ground | Diesel | 10 | Not Marked/Unknown | 1998-06-01 | Not Marked
9155116 | 4 | [5 empty] | Removed from Ground | Gas (Historical Use) | 6 | Not Marked/Unknown | 1998-06-01 | Not Marked
9155117 | 1 | Ball Float | 1998-09-01 |  | 1998-09-01 |  | Currently in Use | Gas (Historical Use) | 15000 | Fiberglass Double Walled | 1998-07-28 | Fiberglass Reinforced Plastic | Pressurized
9155117 | 2 | Ball Float | 1998-09-01 |  | 1998-09-01 |  | Currently in Use | Gas (Historical Use) | 15000 | Fiberglass Double Walled | 1998-07-28 | Fiberglass Reinforced Plastic | Pressurized
9155117 | 3 | Ball Float | 1998-09-01 |  | 1998-09-01 |  | Currently in Use | Diesel | 4000 | Fiberglass Double Walled | 1998-07-28 | Fiberglass Reinforced Plastic | Pressurized
9155118 | 1 | Flapper Valve | 1998-10-23 |  | 1998-10-23 |  | Currently in Use | Diesel | 550 | Fiberglass Double Walled | 1987-01-01 | Double-Walled Flex | Safe Suction (Euro)
9155119 | 1 | Flapper Valve | 2006-12-01 |  | 2006-12-01 |  | Currently in Use | Diesel | 20000 | Galvanic (STIP-3) | 1987-04-01 | Fiberglass Reinforced Plastic | Safe Suction (Euro)
9155119 | 2 | Flapper Valve | 2006-12-01 |  | 2006-12-01 |  | Currently in Use | Gas (Historical Use) | 10000 | Galvanic (STIP-3) | 1987-04-01 | Fiberglass Reinforced Plastic | Safe Suction (Euro)
9155119 | 3 |  | 1998-12-01 |  | 1998-12-01 |  | Removed from Ground | Gas (Historical Use) | 8000 | Cathodically Protected Steel | 1987-04-01 | Fiberglass Reinforced Plastic | Safe Suction (Euro)
9155120 | 1 | Flapper Valve | 1999-03-01 | no | 1997-08-01 | no | Currently in Use | Diesel | 15000 | Steel-Impressed Current | 1972-01-01 | Fiberglass Reinforced Plastic | Safe Suction (Euro)
9155120 | 2 | Flapper Valve | 1999-03-01 | no | 1997-08-01 | no | Currently in Use | Diesel | 15000 | Steel-Impressed Current | 1972-01-01 | Fiberglass Reinforced Plastic | Safe Suction (Euro)
9155120 | 3 | Flapper Valve | 1999-03-01 |  | 1997-08-01 | yes | Currently in Use | Diesel | 15000 | Steel-Impressed Current | 1972-01-01 | Fiberglass Reinforced Plastic | Suction (American)
9155120 | 4 | Flapper Valve | 1999-03-01 |  | 1997-08-01 | yes | Removed from Ground | Diesel | 500 | Galvanic (STIP-3) | 1990-01-01 | Fiberglass Reinforced Plastic | Suction (American)
9155120 | 5 |  | 1999-03-01 |  | 1997-08-01 |  | Removed from Ground | Diesel | 1200 | Steel-Impressed Current | 1988-01-01 | Cathodically Protected | Suction (American)
9155121 | 1 | Flapper Valve | 1999-08-01 | no | 1999-08-01 | no | Currently in Use | Regular | 15000 | Composite | 1999-07-28 | Double-Walled Flex | Pressurized
9155121 | 2 | Flapper Valve | 1999-08-01 | no | 1999-08-01 | no | Currently in Use | Premium | 12000 | Composite | 1999-07-28 | Double-Walled Flex | Pressurized
9155121 | 3 | Flapper Valve | 1999-08-01 | no | 1999-08-01 | no | Currently in Use | Diesel | 6000 | Composite | 1999-07-28 | Double-Walled Flex | Pressurized
9155121 | 4 | Flapper Valve | 1999-08-01 | no | 1999-08-01 | no | Currently in Use | Kerosene | 2000 | Composite | 1999-07-28 | Double-Walled Flex | Safe Suction (Euro)
9155122 | 1 | Flapper Valve | 1999-05-01 | no | 1999-05-01 | no | Currently in Use | Regular | 15000 | Composite | 1999-05-01 | Fiberglass Reinforced Plastic | Pressurized
9155122 | 2 | Ball Float | 1999-05-01 | no | 1999-05-01 | no | Currently in Use | Premium | 10000 | Composite | 1999-05-01 | Fiberglass Reinforced Plastic | Pressurized
9155122 | 3 | Ball Float | 1999-05-01 | no | 1999-05-01 | no | Currently in Use | Diesel | 6000 | Composite | 1999-05-01 | Fiberglass Reinforced Plastic | Pressurized
9155123 | 1 | [5 empty] | Removed from Ground | Gas (Historical Use) | 3000 | Bare Steel |  | Bare Steel | Safe Suction (Euro)
9155124 | 1 | [5 empty] | Closed in Ground | Gas (Historical Use) | 0 | Marked Unknown | 1987-01-01 | Galvanized Steel
9155125 | 1 | [5 empty] | Removed from Ground | Kerosene | 500 | Bare Steel | 2001-01-06 | Bare Steel | Safe Suction (Euro)
9155125 | 2 | [5 empty] | Removed from Ground | Gas (Historical Use) | 1000 | Bare Steel | 2001-01-06 | Bare Steel | Safe Suction (Euro)
9155125 | 3 | [5 empty] | Removed from Ground | Gas (Historical Use) | 1000 | Bare Steel | 2001-01-06 | Bare Steel | Safe Suction (Euro)
9155125 | 4 | [5 empty] | Removed from Ground | Diesel | 1000 | Bare Steel | 2001-01-06 | Bare Steel | Safe Suction (Euro)
9155126 | 1A | Ball Float | 2001-02-20 |  | 2001-02-20 |  | Currently in Use | Gas (Historical Use) | 12000 | Fiberglass Double Walled | 2001-02-01 | Double-Walled Fiberglass | Pressurized
9155126 | 1B | Ball Float | 2001-02-20 |  | 2001-02-20 |  | Currently in Use | Gas (Historical Use) | 8000 | Fiberglass Double Walled | 2001-02-01 | Double-Walled Fiberglass | Pressurized
9155126 | 2 | Ball Float | 2001-02-20 |  | 2001-02-20 |  | Currently in Use | Gas (Historical Use) | 20000 | Fiberglass Double Walled | 2001-02-01 | Double-Walled Fiberglass | Pressurized
9155126 | 3 | Ball Float | 2001-02-20 |  | 2001-02-20 |  | Currently in Use | Gas (Historical Use) | 20000 | Fiberglass Double Walled | 2001-02-01 | Double-Walled Fiberglass | Pressurized
9155126 | 4 | Flapper Valve | 2001-02-20 |  | 2001-02-20 |  | Currently in Use | Diesel | 20000 | Fiberglass Double Walled | 2001-02-01 | Double-Walled Fiberglass | Pressurized
9155126 | 5 | Flapper Valve | 2001-02-20 |  | 2001-02-20 |  | Currently in Use | Diesel | 20000 | Fiberglass Double Walled | 2001-02-01 | Double-Walled Fiberglass | Pressurized
9155126 | 6 | Flapper Valve | 2001-02-20 |  | 2001-02-20 |  | Currently in Use | Diesel | 20000 | Fiberglass Double Walled | 2001-02-01 | Double-Walled Fiberglass | Pressurized
9155127 | 1 | [5 empty] | Removed from Ground | Diesel | 4000 | Bare Steel |  | Bare Steel | Safe Suction (Euro)
9155127 | 2 | [5 empty] | Removed from Ground | Diesel | 5000 | Bare Steel |  | Bare Steel | Safe Suction (Euro)
9155128 | 1 | Flapper Valve | 2000-02-10 | no | 2000-02-10 | no | Currently in Use | Diesel | 6000 | Composite | 2000-02-10 | Fiberglass Reinforced Plastic | Safe Suction (Euro)
9155128 | 2 | Overfill Alarm | 2000-02-10 |  | 2000-02-10 |  | Currently in Use | Gas (Historical Use) | 4000 | Composite | 2000-02-10 | Fiberglass Reinforced Plastic | Safe Suction (Euro)
9156001 | 1 | Flapper Valve | 1997-03-09 | no | 1997-03-09 | no | Currently in Use | Gas (Historical Use) | 6000 |  | 1986-01-01 | Fiberglass Reinforced Plastic | Pressurized
9156001 | 2 | Flapper Valve | 1997-03-09 | no | 1997-03-09 | no | Currently in Use | Gas (Historical Use) | 6000 |  | 1986-01-01 | Fiberglass Reinforced Plastic | Pressurized
9156001 | 3 | Flapper Valve | 1997-03-09 | no | 1997-03-09 | no | Currently in Use | Diesel | 6000 |  | 1986-01-01 | Fiberglass Reinforced Plastic | Pressurized
9156002 | 1 | [5 empty] | Removed from Ground | Diesel | 18000 | Bare Steel | 1969-01-01 | Bare Steel
9156004 | 1 | Ball Float |  |  |  |  | Removed from Ground | Gas (Historical Use) | 2000 | Bare Steel | 1994-01-31 | Fiberglass Reinforced Plastic | Suction (American)
9156004 | 2 | Ball Float |  |  |  |  | Removed from Ground | Gas (Historical Use) | 2000 | Bare Steel | 1994-01-31 | Fiberglass Reinforced Plastic | Suction (American)
9156004 | 3 | Ball Float |  |  |  |  | Removed from Ground | Gas (Historical Use) | 1000 | Bare Steel | 1994-01-31 | Fiberglass Reinforced Plastic | Suction (American)
9156004 | 4 |  | 1988-04-01 |  | 1988-04-01 |  | Temporarily out of use | Empty | 2000 | Cathodically Protected Steel | 1988-03-01 | Fiberglass Reinforced Plastic | Pressurized
9156004 | 5 |  | 1994-02-01 |  | 1994-02-01 |  | Currently in Use | Gas (Historical Use) | 10000 | Cathodically Protected Steel | 1988-03-01 | Fiberglass Reinforced Plastic | Pressurized
9156004 | 6A |  | 1994-02-01 |  | 1994-02-01 |  | Currently in Use | Gas (Historical Use) | 5000 | Cathodically Protected Steel | 1988-03-01 | Fiberglass Reinforced Plastic | Pressurized
9156004 | 6B |  | 1994-02-01 |  | 1994-02-01 |  | Currently in Use | Diesel | 5000 | Cathodically Protected Steel | 1988-03-01 | Fiberglass Reinforced Plastic | Pressurized
9156005 | 1 | [5 empty] | Removed from Ground | Gas (Historical Use) | 3000 | Bare Steel | 1958-01-01 | Galvanized Steel
9156005 | 2 | [5 empty] | Removed from Ground | Gas (Historical Use) | 2000 | Bare Steel | 1958-01-01 | Galvanized Steel
9156005 | 3 | [5 empty] | Removed from Ground | Other | 1000 | Bare Steel | 1958-01-01 | Galvanized Steel
9156007 | 1 | [5 empty] | Removed from Ground | Diesel | 2500 | Double Walled | 1993-11-01 | Fiberglass Reinforced Plastic | Pressurized
9156007 | 2 | [5 empty] | Removed from Ground | Gas (Historical Use) | 10000 | Double Walled | 1993-11-01 | Fiberglass Reinforced Plastic | Pressurized
9156007 | 3 |  | 1998-08-24 |  | 1998-08-24 |  | Currently in Use | Diesel | 15000 | Fiberglass | 1993-11-01 | Copper | Safe Suction (Euro)
9156007 | 4 | Flapper Valve | 1998-08-24 |  | 1998-08-24 |  | Currently in Use | Diesel | 2500 | Fiberglass Double Walled | 1998-08-17 | Fiberglass Reinforced Plastic | Safe Suction (Euro)
9156007 | 5 | Flapper Valve | 1998-08-24 |  | 1998-08-24 |  | Currently in Use | Gas (Historical Use) | 1000 | Fiberglass Double Walled | 1998-08-17 | Fiberglass Reinforced Plastic | Safe Suction (Euro)
9156008 | 1 | [5 empty] | Removed from Ground | Diesel | 3000 | Bare Steel | 1990-08-25 | Galvanized Steel | Suction (American)
9156008 | 2 | [5 empty] | Removed from Ground | Diesel | 3000 | Bare Steel | 2003-02-27 | Galvanized Steel | Suction (American)
9156009 | 1 | [5 empty] | Removed from Ground | Diesel | 10000 | Bare Steel | 1999-02-01 | Galvanized Steel | Safe Suction (Euro)
9156010 | 1 | [5 empty] | Removed from Ground | Diesel | 3000 | Bare Steel |  | Galvanized Steel
9156010 | 2 | [5 empty] | Removed from Ground | Diesel | 3000 | Bare Steel |  | Galvanized Steel
9156011 | 1 | [5 empty] | Removed from Ground | Gas (Historical Use) | 4000 | Bare Steel | 1998-12-21 | Galvanized Steel | Suction (American)
9156011 | 2 | [5 empty] | Removed from Ground | Diesel | 4000 | Bare Steel | 1998-12-21 | Galvanized Steel | Suction (American)
9156011 | 3 | [5 empty] | Removed from Ground | Diesel | 4000 | Bare Steel | 1998-12-21 | Galvanized Steel | Suction (American)
9156012 | 1 | [5 empty] | Removed from Ground | Diesel | 12000 | Bare Steel |  | Galvanized Steel | Suction (American)
9156012 | 2 | [5 empty] | Removed from Ground | Diesel | 4000 | Bare Steel |  | Galvanized Steel | Suction (American)
9156012 | 3 | [5 empty] | Removed from Ground | Gas (Historical Use) | 2000 | Bare Steel |  | Galvanized Steel | Suction (American)
9156013 | 1 | [5 empty] | Removed from Ground | Diesel | 5000 | Bare Steel | 1998-12-22 | Galvanized Steel | Suction (American)
9156014 | 1 | [5 empty] | Removed from Ground | Other | 10000 | Bare Steel | 1973-01-01 | Galvanized Steel | Suction (American)
9156015 | 1 |  |  | no |  | no | Temporarily out of use | Empty | 6000 | Bare Steel |  | Galvanized Steel | Suction (American)
9156015 | 2 |  |  | no |  | no | Temporarily out of use | Empty | 6000 | Bare Steel |  | Galvanized Steel | Suction (American)
9156016 | 1 |  | 1993-01-01 |  | 1993-01-01 |  | Removed from Ground | Gas (Historical Use) | 3000 | Galvanic (STIP-3) | 1993-01-01 | Cathodically Protected | Suction (American)
9156020 | 1 | Flapper Valve | 1998-08-10 |  | 1998-08-10 |  | Closed in Ground | Gas (Historical Use) | 6000 | Steel-Impressed Current | 1982-03-01 | Steel (Impressed Current) | Safe Suction (Euro)
9156020 | 2 | Flapper Valve | 1998-08-10 | no | 1998-08-10 | no | Currently in Use | Gas (Historical Use) | 6000 | Steel-Impressed Current | 1982-03-01 | Steel (Impressed Current) | Safe Suction (Euro)
9156020 | 3A | Flapper Valve | 1993-12-23 | no | 1993-12-23 | no | Currently in Use | Diesel | 4000 | Steel-Impressed Current | 1993-12-14 | Steel (Impressed Current) | Safe Suction (Euro)
9156020 | 3B | Flapper Valve | 1993-12-23 | no | 1993-12-23 | no | Currently in Use | Diesel | 4000 | Steel-Impressed Current | 1993-12-14 | Steel (Impressed Current) | Safe Suction (Euro)
9156020 | 4 | Flapper Valve | 2010-11-02 | no | 2010-11-02 | no | Currently in Use | Gas (Historical Use) | 6000 | Composite Double Walled | 2010-11-01 | Fiberglass Reinforced Plastic | Safe Suction (Euro)
9156021 | 1 | [5 empty] | Removed from Ground | Gas (Historical Use) | 6000 | Epoxy | 1996-06-20 | Galvanized Steel | Suction (American)
9156021 | 2 | [5 empty] | Removed from Ground | Gas (Historical Use) | 6000 | Epoxy | 1996-06-20 | Galvanized Steel | Suction (American)
9156021 | 3 | [5 empty] | Removed from Ground | Gas (Historical Use) | 6000 | Not Marked/Unknown | 1996-06-20 | Not Marked
9156021 | 4 | Ball Float | 1996-10-01 | no | 1996-10-01 | no | Currently in Use | Gas (Historical Use) | 12000 | Epoxy | 1996-10-01 | Double-Walled Flex | Pressurized
9156021 | 5 | Ball Float | 1996-10-01 | no | 1996-10-01 | no | Currently in Use | Gas (Historical Use) | 8000 | Epoxy | 1996-10-01 | Double-Walled Flex | Pressurized
9156021 | 6A | Ball Float | 1996-10-01 | no | 1996-10-01 | no | Currently in Use | Diesel | 9000 | Epoxy | 1996-10-01 | Double-Walled Flex | Pressurized
9156021 | 6B | Ball Float | 1996-10-01 | no | 1996-10-01 | no | Currently in Use | Diesel | 6000 | Epoxy | 1996-10-01 | Double-Walled Flex | Pressurized
9156022 | 1 | [5 empty] | Closed in Ground | Diesel | 6000 | Bare Steel | 1985-01-01 | Bare Steel | Safe Suction (Euro)
9156022 | 2 | [5 empty] | Permanently Out of Use - historical purposes | Diesel | 2000 | Bare Steel | 1985-01-01 | Bare Steel | Safe Suction (Euro)
9156023 | 1 | [5 empty] | Removed from Ground | Gas (Historical Use) | 8000 | Bare Steel | 1998-11-05 | Galvanized Steel | Suction (American)
9156023 | 2 | [5 empty] | Removed from Ground | Diesel | 6000 | Bare Steel | 1998-11-05 | Galvanized Steel | Suction (American)
9156023 | 3 | [5 empty] | Removed from Ground | Diesel | 2000 | Bare Steel | 1998-11-05 | Galvanized Steel | Suction (American)
9156024 | 1 | [5 empty] | Removed from Ground | Gas (Historical Use) | 3000 | Bare Steel | 1999-12-17 | Galvanized Steel | Suction (American)
9156024 | 2 | [5 empty] | Removed from Ground | Gas (Historical Use) | 0 | Bare Steel | 1999-12-17 | Galvanized Steel | Suction (American)
9156024 | 3 | [5 empty] | Removed from Ground | Gas (Historical Use) | 0 | Bare Steel | 1999-12-17 | Galvanized Steel | Suction (American)
9156024 | 4 | [5 empty] | Removed from Ground | Diesel | 0 | Bare Steel | 1998-11-17 | Galvanized Steel | Suction (American)
9156025 | 1 | [5 empty] | Removed from Ground | Gas (Historical Use) | 1000 | Bare Steel | 1997-10-01 | Not Marked
9156025 | 2 | [5 empty] | Removed from Ground | Gas (Historical Use) | 1000 | Bare Steel | 1997-10-01 | Not Marked
9156025 | 3 | [5 empty] | Removed from Ground | Gas (Historical Use) | 1000 | Bare Steel | 1997-10-01 | Not Marked
9156026 | 1 | Flapper Valve | 1999-03-25 | no | 1999-03-25 | no | Currently in Use | Diesel | 8000 | Composite | 1999-03-22 | Fiberglass Reinforced Plastic | Safe Suction (Euro)
9156026 | 2 | Flapper Valve | 1999-03-25 | no | 1999-03-25 | no | Temporarily out of use | Gas (Historical Use) | 2000 | Composite | 1999-03-22 | Fiberglass Reinforced Plastic | Safe Suction (Euro)
9157001 | 1 | [5 empty] | Removed from Ground | Gas (Historical Use) | 6000 | Bare Steel | 1986-01-01 | Unknown
9157001 | 2 | [5 empty] | Removed from Ground | Gas (Historical Use) | 6000 | Bare Steel | 1986-01-01 | Unknown
9157001 | 3 | [5 empty] | Removed from Ground | Gas (Historical Use) | 6000 | Cathodically Protected Steel | 1986-01-01 | Unknown
9157002 | 1 | [5 empty] | Removed from Ground | Gas (Historical Use) | 1000 | Bare Steel | 1974-11-28 | Bare Steel
9157002 | 2 | [5 empty] | Removed from Ground | Gas (Historical Use) | 560 | Bare Steel | 1960-01-01 | Bare Steel
9157002 | 3 |  | 1990-01-01 |  | 1990-01-01 |  | Currently in Use | Gas (Historical Use) | 10000 | Galvanic (STIP-3) | 1990-01-01 | Galvanized Steel | Pressurized
9157002 | 4 |  | 1990-01-01 |  | 1990-01-01 |  | Currently in Use | Diesel | 6000 | Galvanic (STIP-3) | 1990-01-01 | Galvanized Steel | Pressurized
9157003 | 10239-1 | [5 empty] | Removed from Ground | Gas (Historical Use) | 1000 | Bare Steel | 1963-05-05 | Galvanized Steel
9157003 | 239D1 | [5 empty] | Removed from Ground | Diesel | 2000 | Cathodically Protected Steel | 1986-01-01 | Galvanized Steel | Suction (American)
9157003 | 239G1 | [5 empty] | Removed from Ground | Gas (Historical Use) | 2000 | Cathodically Protected Steel | 1986-01-01 | Galvanized Steel | Suction (American)
9157004 | 1 | [5 empty] | Removed from Ground | Gas (Historical Use) | 2000 | Not Marked/Unknown | 1991-11-15 | Not Marked
9157004 | 2 | [5 empty] | Removed from Ground | Gas (Historical Use) | 3000 | Not Marked/Unknown | 1991-11-15 | Not Marked
9157004 | 3 | [5 empty] | Removed from Ground | Gas (Historical Use) | 4000 | Not Marked/Unknown | 1991-11-15 | Not Marked
9157005 | 1 | [5 empty] | Removed from Ground | Gas (Historical Use) | 3000 | Not Marked/Unknown | 1985-01-01 | Not Marked
9157005 | 2 |  |  | no |  | no | Removed from Ground | Gas (Historical Use) | 8000 | Not Marked/Unknown | 1985-01-01 | Unknown
9157005 | 3 |  |  | no |  | no | Removed from Ground | Gas (Historical Use) | 8000 | Not Marked/Unknown | 1985-01-01 | Unknown
9157006 | 1 |  | 1994-12-26 | no | 1994-12-26 | no | Currently in Use | Gas (Historical Use) | 10000 |  | 1994-12-26 |  | Pressurized
9157006 | 2 |  | 1994-12-26 | no | 1994-12-26 | no | Currently in Use | Gas (Historical Use) | 10000 |  | 1994-12-26 |  | Pressurized
9157006 | 3 |  | 1994-12-26 | no | 1994-12-26 | no | Currently in Use | Gas (Historical Use) | 10000 |  | 1994-12-26 |  | Pressurized
9157006 | 4 |  | 1994-12-26 | no | 1994-12-26 | no | Currently in Use |  | 4000 |  | 1994-12-26 |  | Pressurized
9157007 | 1 |  | 1992-01-01 |  | 1992-01-01 |  | Temporarily out of use | Diesel | 10000 | Fiberglass | 1992-01-01 | Fiberglass Reinforced Plastic | Suction (American)
9157008 | 1 |  | 1990-01-01 |  | 1990-01-01 |  | Removed from Ground | Diesel | 10000 | Composite | 1990-01-01 | Fiberglass Reinforced Plastic | Pressurized
9157009 | 1 |  | 1999-06-07 |  | 1999-06-07 |  | Currently in Use | Gas (Historical Use) | 2000 | Epoxy | 1986-10-29 | Cathodically Protected | Safe Suction (Euro)
9157009 | 2 |  | 1999-06-07 |  | 1999-06-07 |  | Currently in Use | Gas (Historical Use) | 2000 | Epoxy | 1986-10-29 | Cathodically Protected | Safe Suction (Euro)
9157010 | 1 |  | 1990-01-01 |  | 1990-01-01 |  | Currently in Use | Gas (Historical Use) | 6000 | Steel-Impressed Current | 1987-06-01 | Cathodically Protected | Pressurized
9157010 | 2 |  | 1990-01-01 |  | 1990-01-01 |  | Currently in Use | Gas (Historical Use) | 6000 | Steel-Impressed Current | 1987-06-01 | Cathodically Protected | Pressurized
9157010 | 3 |  | 1990-01-01 |  | 1990-01-01 |  | Currently in Use | Gas (Historical Use) | 6000 | Steel-Impressed Current | 1987-06-01 | Cathodically Protected | Pressurized
9157010 | 4 |  | 1990-01-01 |  | 1990-01-01 |  | Currently in Use | Diesel | 6000 | Steel-Impressed Current | 1987-06-01 | Cathodically Protected | Pressurized
9157011 | 1 | Flapper Valve | 1992-01-03 | no | 1992-01-03 | no | Currently in Use |  | 5000 | Composite | 1992-03-04
9157011 | 2 | Flapper Valve | 1992-01-03 | no | 1992-01-03 | no | Currently in Use |  | 5000 | Composite | 1992-03-04
9157012 | 1 | [5 empty] | Removed from Ground | Gas (Historical Use) | 1000 | Bare Steel | 1999-01-01 | Galvanized Steel | Suction (American)
9157012 | 2 | [5 empty] | Removed from Ground | Gas (Historical Use) | 1000 | Bare Steel | 1999-01-01 | Galvanized Steel | Suction (American)
9157012 | 3 |  | 1999-01-01 |  | 1999-01-01 |  | Temporarily out of use | Gas (Historical Use) | 2000 | Epoxy | 1999-01-01 | Fiberglass Reinforced Plastic | Safe Suction (Euro)
9157012 | 4 |  | 1999-01-01 |  | 1999-01-01 |  | Temporarily out of use | Gas (Historical Use) | 2000 | Epoxy | 1999-01-01 | Fiberglass Reinforced Plastic | Safe Suction (Euro)
9157013 | 1 | [5 empty] | Currently in Use | Diesel | 26848 | Bare Steel |  | Bare Steel | Suction (American)
9157013 | 2 | [5 empty] | Currently in Use | Diesel | 20857 | Bare Steel |  | Bare Steel | Suction (American)
9157014 | 1 | [5 empty] | Removed from Ground | Other | 10000 | Not Marked/Unknown | 1998-10-10 | Not Marked
9157014 | 2 | [5 empty] | Removed from Ground | Gas (Historical Use) | 1000 | Not Marked/Unknown | 1998-10-10 | Not Marked
9157015 | 1 |  | 1998-12-15 |  | 1998-12-15 |  | Currently in Use | Gas (Historical Use) | 12000 | Composite | 1998-12-15 | Fiberglass Reinforced Plastic | Pressurized
9157015 | 2 |  | 1998-12-15 |  | 1998-12-15 |  | Currently in Use | Gas (Historical Use) | 12000 | Composite | 1998-12-15 | Fiberglass Reinforced Plastic | Pressurized
9157015 | 3 |  | 1998-12-15 |  | 1998-12-15 |  | Currently in Use | Diesel | 12000 | Composite | 1998-12-15 | Fiberglass Reinforced Plastic | Pressurized
9157016 | 1 | Ball Float | 2000-04-01 | no | 2000-04-01 | no | Currently in Use | Gas (Historical Use) | 20000 | Fiberglass Double Walled | 2000-04-01 | Double-Walled Fiberglass | Pressurized
9157016 | 2 | Ball Float | 2000-04-01 | no | 2000-04-01 | no | Currently in Use | Gas (Historical Use) | 12000 | Fiberglass Double Walled | 2000-04-01 | Double-Walled Fiberglass | Pressurized
9157017 | 1A |  | 2000-08-01 |  | 2000-08-01 |  | Temporarily out of use | Gas (Historical Use) | 2000 | Composite | 2000-08-01 | Secondary Containment | Suction (American)
9157017 | 1B |  | 2000-08-01 |  | 2000-08-01 |  | Temporarily out of use | Gas (Historical Use) | 2000 | Composite | 2000-08-01 | Secondary Containment | Suction (American)
9158001 | 1 | Ball Float | 1989-06-01 | no | 1989-06-01 | no | Currently in Use | Premium | 8000 | Galvanic (STIP-3) | 1989-06-01 | Fiberglass Reinforced Plastic | Pressurized
9158001 | 2 | Ball Float | 1989-06-01 | no | 1989-06-01 | no | Currently in Use | Regular | 8000 | Galvanic (STIP-3) | 1989-06-01 | Fiberglass Reinforced Plastic | Pressurized
9158002 | 1 | [5 empty] | Removed from Ground | Empty | 560 | Bare Steel | 1954-01-01 | Bare Steel
9158002 | 2 | [5 empty] | Removed from Ground | Empty | 560 | Bare Steel | 1976-01-01 | Bare Steel
9158002 | 3 |  | 1990-01-01 |  | 1990-01-01 |  | Removed from Ground | Gas (Historical Use) | 1000 | Galvanic (STIP-3) | 1990-01-01 | Cathodically Protected | Safe Suction (Euro)
9158002 | 4 |  | 1990-01-01 |  | 1990-01-01 |  | Removed from Ground | Diesel | 1000 | Galvanic (STIP-3) | 1990-01-01 | Cathodically Protected | Safe Suction (Euro)
9158004 | 1 | Flapper Valve | 1987-01-01 | no | 1987-01-01 | no | Currently in Use | Gas (Historical Use) | 4000 | Steel-Impressed Current | 1987-01-01 | Fiberglass Reinforced Plastic | Pressurized
9158004 | 2 | Flapper Valve | 1987-01-01 | no | 1987-01-01 | no | Currently in Use | Gas (Historical Use) | 4000 | Steel-Impressed Current | 1987-01-01 | Fiberglass Reinforced Plastic | Pressurized
9158004 | 3 | Flapper Valve | 1987-01-01 | no | 1987-01-01 | no | Currently in Use | Gas (Historical Use) | 4000 | Steel-Impressed Current | 1987-01-01 | Fiberglass Reinforced Plastic | Pressurized
9158004 | 4 | Flapper Valve | 1999-10-01 | no | 1999-10-01 | no | Currently in Use | Diesel | 4000 | Composite | 1999-10-28 | Fiberglass Reinforced Plastic | Pressurized
9158005 | 1 | [5 empty] | Removed from Ground | Gas (Historical Use) | 1000 | Bare Steel | 1987-01-01 | Galvanized Steel
9158005 | 2 | [5 empty] | Removed from Ground | Gas (Historical Use) | 2000 | Bare Steel | 1987-01-01 | Galvanized Steel
9158005 | 3 | [5 empty] | Removed from Ground | Diesel | 2000 | Bare Steel | 1987-01-01 | Galvanized Steel
9158005 | 4 |  | 1999-12-20 | no | 1999-12-20 | no | Currently in Use | Gas (Historical Use) | 8000 | Composite | 1999-12-20 | Fiberglass Reinforced Plastic | Pressurized
9158005 | 5 |  | 1999-12-20 | no | 1999-12-20 | no | Currently in Use | Gas (Historical Use) | 8000 | Composite | 1999-12-20 | Fiberglass Reinforced Plastic | Pressurized
9158005 | 6 |  | 1999-12-20 | no | 1999-12-20 | no | Currently in Use | Diesel | 8000 | Composite | 1999-12-20 | Fiberglass Reinforced Plastic | Pressurized
9158006 | 1 | [5 empty] | Removed from Ground | Gas (Historical Use) | 1000 | Bare Steel | 1972-01-01 | Galvanized Steel
9158007 | 1 | [5 empty] | Closed in Ground | Other | 500 | Marked Unknown | 1960-01-01 | Galvanized Steel
9158008 | 1 | [5 empty] | Removed from Ground | Gas (Historical Use) | 8000 | Bare Steel | 1966-05-05 | Galvanized Steel
9158008 | 2 | [5 empty] | Removed from Ground | Diesel | 1000 | Bare Steel | 1976-05-02 | Galvanized Steel
9158008 | 3 | [5 empty] | Removed from Ground | Gas (Historical Use) | 15000 | Bare Steel | 1974-05-03 | Galvanized Steel | Suction (American)
9158008 | 4 | [5 empty] | Removed from Ground | Diesel | 2500 | Bare Steel | 1976-05-02 | Galvanized Steel
9158010 | 10-WILK.CO | [5 empty] | Removed from Ground | Gas (Historical Use) | 550 | Composite | 1985-02-10 | Bare Steel
9158010 | 8-WILK.CO | [5 empty] | Removed from Ground | Diesel | 10000 | Composite | 1985-02-10 | Bare Steel
9158010 | 9-WILK.CO | [5 empty] | Removed from Ground | Other | 550 | Composite | 1985-02-10 | Bare Steel
9158011 | 1 | [5 empty] | Removed from Ground | Gas (Historical Use) | 8000 | Bare Steel | 1980-01-01 | Fiberglass Reinforced Plastic | Pressurized
9158011 | 2 | [5 empty] | Removed from Ground | Gas (Historical Use) | 6000 | Bare Steel | 1980-01-01 | Fiberglass Reinforced Plastic | Pressurized
9158011 | 3 | Flapper Valve | 1994-06-17 | no | 1994-06-17 | no | Currently in Use | Regular | 10000 | Galvanic (STIP-3) | 1986-01-01 | Fiberglass Reinforced Plastic | Pressurized
9158011 | 4 | Flapper Valve | 1994-06-17 | no | 1994-06-17 | no | Currently in Use | Plus | 8000 | Composite | 1994-06-17 | Fiberglass Reinforced Plastic | Pressurized
9158011 | 5 | Flapper Valve | 1994-06-17 | no | 1994-06-17 | no | Currently in Use | Premium | 8000 | Composite | 1994-06-17 | Fiberglass Reinforced Plastic | Pressurized
9158013 | 1 |  | 1999-01-14 |  | 1999-01-14 |  | Removed from Ground | Gas (Historical Use) | 3000 | Cathodically Protected Steel | 1982-01-01 | Cathodically Protected | Safe Suction (Euro)
9158013 | 2 |  | 1999-01-14 |  | 1999-01-14 |  | Removed from Ground | Gas (Historical Use) | 4000 | Cathodically Protected Steel | 1982-01-01 | Cathodically Protected | Safe Suction (Euro)
9158013 | 3 |  | 1999-01-14 |  | 1999-01-14 |  | Removed from Ground | Gas (Historical Use) | 4000 | Cathodically Protected Steel | 1982-01-01 | Cathodically Protected | Safe Suction (Euro)
9158014 | 1 |  | 1995-03-22 |  | 1995-03-22 |  | Currently in Use | Gas (Historical Use) | 10000 | Composite | 1995-03-22 | Fiberglass Reinforced Plastic | Pressurized
9158014 | 2 |  | 1995-03-22 |  | 1995-03-22 |  | Currently in Use | Gas (Historical Use) | 10000 | Composite | 1995-03-22 | Fiberglass Reinforced Plastic | Pressurized
9158015 | 1 | Flapper Valve | 1998-11-01 |  | 1998-11-01 |  | Removed from Ground | Gas (Historical Use) | 1 | Steel-Impressed Current | 1982-01-01 | Fiberglass Reinforced Plastic | Suction (American)
9158015 | 2 | Flapper Valve | 1998-11-01 |  | 1998-11-01 |  | Removed from Ground | Gas (Historical Use) | 1 | Steel-Impressed Current | 1998-11-01 | Fiberglass Reinforced Plastic | Suction (American)
9158015 | 3 | Flapper Valve | 1998-11-01 |  | 1998-11-01 |  | Removed from Ground | Gas (Historical Use) | 1 | Steel-Impressed Current | 1998-11-01 | Fiberglass Reinforced Plastic | Suction (American)
9158015 | 4 | Flapper Valve | 1998-11-01 |  | 1998-11-01 |  | Removed from Ground | Diesel | 1 | Steel-Impressed Current | 1998-11-01 | Fiberglass Reinforced Plastic | Suction (American)
9158015 | 5 | Flapper Valve | 2011-08-01 | no | 2011-08-01 | no | Currently in Use | Regular | 10000 | Composite Double Walled | 2011-08-01 | Double-Walled Fiberglass | Pressurized
9158015 | 6 | Flapper Valve | 2011-08-01 | no | 2011-08-01 | no | Currently in Use | Premium | 4000 | Composite Double Walled | 2011-08-01 | Double-Walled Fiberglass | Pressurized
9158015 | 7 | Flapper Valve | 2011-08-01 | no | 2011-08-01 | no | Currently in Use | Diesel | 6000 | Composite Double Walled | 2011-08-01 | Double-Walled Fiberglass | Pressurized
9158016 | 1 | Ball Float | 1989-11-01 | no | 1989-11-01 | no | Currently in Use | Regular | 8000 | Composite | 1989-11-01 | Fiberglass Reinforced Plastic | Pressurized
9158016 | 2 | Ball Float | 1989-11-01 | no | 1989-11-01 | no | Currently in Use | Premium | 4000 | Composite | 1989-11-01 | Fiberglass Reinforced Plastic | Pressurized
9158016 | 3 | Ball Float | 1989-11-01 | no | 1989-11-01 | no | Currently in Use | Gas (Historical Use) | 6000 | Composite | 1989-11-01 | Fiberglass Reinforced Plastic | Pressurized
9158016 | 4 | Ball Float | 1989-11-01 | no | 1989-11-01 | no | Temporarily out of use |  | 4000 | Composite | 1989-11-01 | Fiberglass Reinforced Plastic | Pressurized
9158017 | 1 | Flapper Valve | 1999-07-13 | no | 1999-07-13 | no | Currently in Use | Gas (Historical Use) | 8200 | Steel-Impressed Current | 1983-03-01 | Steel (Impressed Current) | Safe Suction (Euro)
9158017 | 2 | Flapper Valve | 1999-07-13 | no | 1999-07-13 | no | Currently in Use | Diesel | 8200 | Steel-Impressed Current | 1983-03-01 | Steel (Impressed Current) | Safe Suction (Euro)
9158018 | 1 | Flapper Valve | 1992-01-24 |  | 1992-01-24 |  | Currently in Use | Diesel | 10000 | Composite | 1992-07-01 | Fiberglass Reinforced Plastic | Pressurized
9158018 | 2 | Flapper Valve | 1999-02-01 |  | 1999-02-01 |  | Currently in Use | Diesel | 20000 | Fiberglass | 1999-02-01 | Fiberglass Reinforced Plastic | Pressurized
9158018 | 3 | Flapper Valve | 1999-02-01 |  | 1999-02-01 |  | Currently in Use | Gas (Historical Use) | 3000 | Fiberglass | 1999-02-01 | Fiberglass Reinforced Plastic | Safe Suction (Euro)
9158018 | 4 | Flapper Valve | 1999-02-01 | yes | 1999-02-01 | yes | Currently in Use | Used Oil | 10000 | Fiberglass | 1999-02-01 | Fiberglass Reinforced Plastic | Gravity Fed
9158019 | 1 |  | 1990-01-20 |  | 1990-01-20 |  | Removed from Ground | Gas (Historical Use) | 1000 | Galvanic (STIP-3) | 1990-01-20 | Fiberglass Reinforced Plastic | Safe Suction (Euro)
9158019 | 2 |  | 1990-01-20 |  | 1990-01-20 |  | Removed from Ground | Gas (Historical Use) | 1000 | Galvanic (STIP-3) | 1990-01-20 | Fiberglass Reinforced Plastic | Safe Suction (Euro)
9158020 | 1A | Ball Float | 1996-01-03 |  | 1996-01-03 |  | Currently in Use | Gas (Historical Use) | 6000 | Composite | 1996-01-03 | Fiberglass Reinforced Plastic | Pressurized
9158020 | 1B | Ball Float | 1996-01-03 |  | 1996-01-03 |  | Currently in Use | Gas (Historical Use) | 6000 | Composite | 1996-01-03 | Fiberglass Reinforced Plastic | Pressurized
9158021 | 1 | Flapper Valve | 1998-12-20 | no | 1998-12-20 | no | Temporarily out of use |  | 5000 | Steel-Impressed Current | 1998-12-20 | Steel (Impressed Current) | Suction (American)
9158021 | 2 | Flapper Valve | 1998-12-20 | no | 1998-12-20 | no | Temporarily out of use |  | 5000 | Steel-Impressed Current | 1998-12-20 | Steel (Impressed Current) | Suction (American)
9158021 | 3 | [5 empty] | Removed from Ground | Gas (Historical Use) | 1000 | Bare Steel |  | Bare Steel | Suction (American)
9158021 | 4 | [5 empty] | Removed from Ground | Diesel | 560 | Bare Steel |  | Bare Steel | Suction (American)
9158021 | 5 | [5 empty] | Removed from Ground | Diesel | 560 | Bare Steel |  | Bare Steel | Suction (American)
9158022 | 1 | [5 empty] | Removed from Ground | Gas (Historical Use) | 3000 | Bare Steel | 1980-01-01 | Galvanized Steel | Suction (American)
9158022 | 2 | [5 empty] | Removed from Ground | Gas (Historical Use) | 4000 | Bare Steel | 1980-01-01 | Galvanized Steel | Suction (American)
9158022 | 3 | [5 empty] | Removed from Ground | Gas (Historical Use) | 4000 | Bare Steel | 1980-01-01 | Galvanized Steel | Suction (American)
9158024 | 1A | Flapper Valve | 1997-10-14 | no | 1997-10-14 | no | Currently in Use | Regular | 3000 | Composite | 1997-10-14 | Fiberglass Reinforced Plastic | Pressurized
9158024 | 1B | Flapper Valve | 1997-10-14 | no | 1997-10-14 | no | Currently in Use | Diesel Off Road | 9000 | Composite | 1997-10-14 | Fiberglass Reinforced Plastic | Pressurized
9158024 | 2A | Flapper Valve | 2010-05-01 | no | 2010-05-01 | no | Currently in Use | Diesel Off Road | 9000 | Epoxy Double-Walled | 2010-05-01 | Double-Walled Flex | Pressurized
9158024 | 2B | Flapper Valve | 2010-05-01 | no | 2010-05-01 | no | Currently in Use | Diesel On Road | 3000 | Epoxy Double-Walled | 2010-05-01 | Double-Walled Flex | Pressurized
9158025 | 1 |  | 1996-01-01 |  | 1996-01-01 |  | Temporarily out of use | Gas (Historical Use) | 2000 | Composite | 1996-01-01 | Fiberglass Reinforced Plastic | Safe Suction (Euro)
9158025 | 2 |  | 1996-01-01 |  | 1996-01-01 |  | Temporarily out of use | Diesel | 7000 | Composite | 1996-01-01 | Fiberglass Reinforced Plastic | Safe Suction (Euro)
9158025 | 3 |  | 1996-01-01 |  | 1996-01-01 |  | Temporarily out of use | Diesel | 3000 | Composite | 1996-01-01 | Fiberglass Reinforced Plastic | Safe Suction (Euro)
9158026 | 1 | [5 empty] | Removed from Ground | Gas (Historical Use) | 1000 | Bare Steel | 1990-01-01 | Bare Steel | Gravity Fed
9158026 | 2 | [5 empty] | Removed from Ground | Gas (Historical Use) | 1000 | Bare Steel | 1990-01-01 | Bare Steel | Gravity Fed
9158026 | 3 | [5 empty] | Removed from Ground | Diesel | 1000 | Bare Steel | 1990-01-01 | Bare Steel | Gravity Fed
9158026 | 4 | [5 empty] | Removed from Ground | Diesel | 500 | Bare Steel | 1980-01-01 | Bare Steel | Gravity Fed
9159001 | 1 | [5 empty] | Removed from Ground | Diesel | 1000 | Not Marked/Unknown |  | Not Marked
9159003 | 1 | [5 empty] | Removed from Ground | Diesel | 1 | Bare Steel | 1994-01-01 | Bare Steel
9159004 | 1 |  | 1997-03-06 |  | 1997-03-06 |  | Currently in Use | Gas (Historical Use) | 6000 | Galvanic (STIP-3) | 1986-01-01 | Fiberglass Reinforced Plastic | Pressurized
9159004 | 2 |  | 1997-03-06 |  | 1997-03-06 |  | Currently in Use | Gas (Historical Use) | 6000 | Galvanic (STIP-3) | 1986-01-01 | Fiberglass Reinforced Plastic | Pressurized
9159004 | 3 |  | 1997-03-06 |  | 1997-03-06 |  | Currently in Use | Gas (Historical Use) | 6000 | Galvanic (STIP-3) | 1986-01-01 | Fiberglass Reinforced Plastic | Pressurized
9159005 | 1 |  | 1991-01-01 |  | 1991-01-01 |  | Currently in Use | Gas (Historical Use) | 8000 | Cathodically Protected Steel | 1991-01-01 | Fiberglass Reinforced Plastic | Pressurized
9159005 | 2A |  | 1991-01-01 |  | 1991-01-01 |  | Currently in Use | Gas (Historical Use) | 6000 | Cathodically Protected Steel | 1991-01-01 | Fiberglass Reinforced Plastic | Pressurized
9159005 | 2B |  | 1991-01-01 | no | 1991-01-01 | no | Currently in Use | Gas (Historical Use) | 4000 | Cathodically Protected Steel | 1991-01-01 | Fiberglass Reinforced Plastic | Pressurized
9159006 | 1 | [5 empty] | Permanently Out of Use - historical purposes | Gas (Historical Use) | 3000 | Marked Unknown |  | Unknown
9159006 | 2 | [5 empty] | Permanently Out of Use - historical purposes | Gas (Historical Use) | 3000 | Bare Steel |  | Unknown
9159006 | 3 | [5 empty] | Permanently Out of Use - historical purposes | Gas (Historical Use) | 3000 | Cathodically Protected Steel |  | Galvanized Steel
9159006 | 4 | [5 empty] | Permanently Out of Use - historical purposes | Gas (Historical Use) | 1000 | Cathodically Protected Steel | 1991-01-01 | Galvanized Steel
9159006 | 5 | [5 empty] | Permanently Out of Use - historical purposes | Diesel | 1000 | Marked Unknown |  | Unknown
9159006 | 6 |  |  | yes |  | yes | Permanently Out of Use - historical purposes | Used Oil | 560 | Marked Unknown |  | Unknown
9159007 | 1 | [5 empty] | Removed from Ground | Diesel | 8000 | Bare Steel | 1991-11-29 | Galvanized Steel | Suction (American)
9159009 | 1 | [5 empty] | Removed from Ground | Diesel | 750 | Bare Steel | 1984-01-05 | Copper | Suction (American)
9159010 | 216399 |  | 1994-04-14 |  | 1994-04-14 |  | Currently in Use | Gas (Historical Use) | 8150 | Galvanic (STIP-3) | 1994-04-14 | Flex | Pressurized
9159010 | 216400 |  | 1994-04-14 |  | 1994-04-14 |  | Currently in Use | Gas (Historical Use) | 8150 | Galvanic (STIP-3) | 1994-04-14 | Flex | Pressurized
9159010 | 916402 |  | 1994-04-14 |  | 1994-04-14 |  | Currently in Use | Gas (Historical Use) | 8150 | Galvanic (STIP-3) | 1994-04-14 | Flex | Pressurized
9159011 | 1 | [5 empty] | Removed from Ground | Gas (Historical Use) | 250 | Not Marked/Unknown | 1995-01-30 | Not Marked
9159011 | 2 | [5 empty] | Removed from Ground | Gas (Historical Use) | 250 | Not Marked/Unknown | 1995-01-30 | Not Marked
9159012 | 1 | [5 empty] | Removed from Ground | Other | 0 | Not Marked/Unknown | 1995-05-01 | Unknown
9159012 | 2 | [5 empty] | Removed from Ground | Other | 0 | Not Marked/Unknown | 1995-05-01 | Unknown
9159012 | 3 | [5 empty] | Removed from Ground | Other | 0 | Not Marked/Unknown | 1995-05-01 | Unknown
9159012 | 4 | [5 empty] | Removed from Ground | Other | 0 | Not Marked/Unknown | 1995-05-01 | Unknown
9159012 | 5 | [5 empty] | Removed from Ground | Other | 0 | Not Marked/Unknown | 1995-05-01 | Unknown
9159013 | 1 | [5 empty] | Removed from Ground | Diesel | 5000 | Bare Steel | 1998-03-06 | Galvanized Steel | Suction (American)
9159014 | 1 | [5 empty] | Removed from Ground | Gas (Historical Use) | 1000 | Bare Steel | 1997-11-18 | Galvanized Steel | Suction (American)
9159014 | 2 | [5 empty] | Removed from Ground | Gas (Historical Use) | 3000 | Bare Steel | 1997-11-18 | Galvanized Steel | Suction (American)
9159014 | 3 | [5 empty] | Removed from Ground | Diesel | 3000 | Bare Steel | 1997-11-18 | Galvanized Steel | Suction (American)
9159015 | 1 | [5 empty] | Removed from Ground | Diesel | 4000 | Bare Steel | 1998-11-05 | Galvanized Steel | Safe Suction (Euro)
9159016 | 1 |  | 1998-12-02 |  | 1998-12-02 |  | Temporarily out of use | Gas (Historical Use) | 3000 | Galvanic (STIP-3) | 1987-01-01 | Fiberglass Reinforced Plastic | Safe Suction (Euro)
9159016 | 2 |  | 1998-12-02 |  | 1998-12-02 |  | Temporarily out of use | Gas (Historical Use) | 3000 | Galvanic (STIP-3) | 1987-01-01 | Fiberglass Reinforced Plastic | Safe Suction (Euro)
9159017 | 1 | [5 empty] | Removed from Ground | Gas (Historical Use) | 4000 | Bare Steel | 2000-04-01 | Bare Steel | Suction (American)
9159017 | 2 | [5 empty] | Removed from Ground | Gas (Historical Use) | 4000 | Bare Steel | 2000-04-01 | Bare Steel | Suction (American)
9159017 | 3 | [5 empty] | Removed from Ground | Gas (Historical Use) | 4000 | Bare Steel | 2000-04-01 | Bare Steel | Suction (American)
9159017 | 4 | [5 empty] | Removed from Ground | Gas (Historical Use) | 4000 | Bare Steel | 2000-04-01 | Bare Steel | Suction (American)
9159018 | 1 | [5 empty] | Removed from Ground | Gas (Historical Use) | 8000 | Marked Unknown | 1972-06-01 | Unknown | Suction (American)
9159018 | 2 | [5 empty] | Removed from Ground | Gas (Historical Use) | 8000 | Marked Unknown | 1972-06-01 | Unknown | Suction (American)
9159018 | 3 |  | 1996-09-01 |  | 1996-09-01 |  | Currently in Use | Gas (Historical Use) | 8000 | Steel-Impressed Current | 1996-09-01 | Fiberglass Reinforced Plastic | Pressurized
9159018 | 4 |  | 1996-09-01 |  | 1996-09-01 |  | Currently in Use | Gas (Historical Use) | 8000 | Steel-Impressed Current | 1996-09-01 | Fiberglass Reinforced Plastic | Pressurized
9159018 | 5 |  | 1996-09-01 |  | 1996-09-01 |  | Currently in Use | Diesel | 3000 | Steel-Impressed Current | 1996-09-01 | Cathodically Protected | Pressurized
9159019 | 1 | [5 empty] | Removed from Ground | Gas (Historical Use) | 1000 | Bare Steel | 1955-01-01 | Galvanized Steel | Safe Suction (Euro)
9159019 | 2 | [5 empty] | Removed from Ground | Gas (Historical Use) | 1000 | Bare Steel | 1955-01-01 | Galvanized Steel | Safe Suction (Euro)
9159019 | 3 | [5 empty] | Removed from Ground | Gas (Historical Use) | 1000 | Bare Steel | 1955-01-01 | Galvanized Steel | Safe Suction (Euro)
9159019 | 4 | [5 empty] | Removed from Ground | Gas (Historical Use) | 3000 | Bare Steel | 1955-01-01 | Galvanized Steel | Safe Suction (Euro)
9159019 | 5 | [5 empty] | Removed from Ground | Gas (Historical Use) | 4000 | Bare Steel | 1955-01-01 | Galvanized Steel | Safe Suction (Euro)
9159020 | 1 | [5 empty] | Removed from Ground | Gas (Historical Use) | 1000 | Bare Steel | 1955-01-01 | Galvanized Steel | Safe Suction (Euro)
9159020 | 2 | [5 empty] | Removed from Ground | Gas (Historical Use) | 1000 | Bare Steel | 1955-01-01 | Galvanized Steel | Safe Suction (Euro)
9159020 | 3 | [5 empty] | Removed from Ground | Gas (Historical Use) | 1000 | Bare Steel | 1955-01-01 | Galvanized Steel | Safe Suction (Euro)
9159020 | 4 | [5 empty] | Removed from Ground | Diesel | 8000 | Bare Steel | 1955-01-01 | Galvanized Steel | Pressurized
9159020 | 5 | [5 empty] | Removed from Ground | Kerosene | 1000 | Bare Steel | 1955-01-01 | Galvanized Steel | Safe Suction (Euro)
9159021 | 1 |  | 1989-05-11 |  | 1989-05-11 |  | Removed from Ground | Diesel | 10000 | Cathodically Protected Steel | 1989-05-11 | Fiberglass Reinforced Plastic | Pressurized
9159021 | 2 | [5 empty] | Removed from Ground | Diesel | 1000 | Marked Unknown | 1999-06-14 | Galvanized Steel | Safe Suction (Euro)
9159022 | 1 | [5 empty] | Removed from Ground | Gas (Historical Use) | 1000 | Bare Steel | 1980-01-01 | Galvanized Steel | Safe Suction (Euro)
9159022 | 2 | [5 empty] | Removed from Ground | Gas (Historical Use) | 500 | Bare Steel | 1986-04-28 | Galvanized Steel | Safe Suction (Euro)
9159023 | 1 |  | 1998-09-01 |  | 1998-09-01 |  | Currently in Use | Diesel | 1000 | Steel-Impressed Current | 1978-01-01 | Fiberglass Reinforced Plastic | Safe Suction (Euro)
9159023 | 2 |  | 1998-09-01 |  | 1998-09-01 |  | Currently in Use | Gas (Historical Use) | 6000 | Galvanic (STIP-3) | 1978-01-04 | Fiberglass Reinforced Plastic | Safe Suction (Euro)
9159024 | 1 | [5 empty] | Removed from Ground | Gas (Historical Use) | 0 | Not Marked/Unknown | 1998-10-01 | Not Marked
9159024 | 2 | [5 empty] | Removed from Ground | Gas (Historical Use) | 0 | Not Marked/Unknown | 1998-10-01 | Not Marked
9159026 | 1 | [5 empty] | Removed from Ground | Gas (Historical Use) | 4000 | Not Marked/Unknown | 1996-05-16 | Not Marked
9159026 | 2 | [5 empty] | Removed from Ground | Gas (Historical Use) | 3000 | Not Marked/Unknown | 1996-05-16 | Not Marked
9159026 | 3 | [5 empty] | Removed from Ground | Gas (Historical Use) | 500 | Not Marked/Unknown | 1996-05-16 | Not Marked
9159026 | 4 | [5 empty] | Removed from Ground | Gas (Historical Use) | 500 | Not Marked/Unknown | 1996-05-16 | Not Marked
9159027 | 1 |  | 1998-02-01 |  | 1998-02-01 |  | Currently in Use | Gas (Historical Use) | 8000 | Steel-Impressed Current | 1998-12-01 | Cathodically Protected | Pressurized
9159027 | 2 |  | 1998-12-01 |  | 1998-12-01 |  | Currently in Use | Gas (Historical Use) | 8000 | Steel-Impressed Current | 1998-12-01 | Cathodically Protected | Pressurized
9159027 | 3 |  | 1998-12-01 |  | 1998-12-01 |  | Currently in Use | Gas (Historical Use) | 8000 | Steel-Impressed Current | 1998-12-01 | Cathodically Protected | Pressurized
9159027 | 4 |  | 1998-12-01 |  | 1998-12-01 |  | Currently in Use | Diesel | 8000 | Steel-Impressed Current | 1998-12-01 | Cathodically Protected | Pressurized
9159027 | 5 |  | 1998-12-01 |  | 1998-12-01 |  | Currently in Use | Diesel | 2000 | Steel-Impressed Current | 1998-12-01 | Cathodically Protected | Pressurized
9159028 | 2 |  | 1998-09-01 |  | 1998-09-01 |  | Currently in Use | Gas (Historical Use) | 6000 | Steel-Impressed Current | 1957-01-01 | Fiberglass Reinforced Plastic | Safe Suction (Euro)
9159028 | 3 |  | 1998-09-01 |  | 1998-09-01 |  | Currently in Use | Diesel | 1000 | Steel-Impressed Current | 1957-01-01 | Fiberglass Reinforced Plastic | Safe Suction (Euro)
9159029 | 1 | [5 empty] | Removed from Ground | Gas (Historical Use) | 0 | Not Marked/Unknown | 1998-08-01 | Not Marked
9159029 | 2 | [5 empty] | Removed from Ground | Gas (Historical Use) | 0 | Not Marked/Unknown | 1998-08-01 | Not Marked
9159029 | 3 | [5 empty] | Removed from Ground | Gas (Historical Use) | 0 | Not Marked/Unknown | 1998-08-01 | Not Marked
9159029 | 4 | [5 empty] | Removed from Ground | Diesel | 0 | Not Marked/Unknown | 1998-08-01 | Not Marked
9159030 | 1 |  | 1998-06-01 |  | 1998-06-01 |  | Currently in Use | Diesel | 10000 | Epoxy | 1998-06-01 | Fiberglass Reinforced Plastic | Suction (American)
9159031 | 1 | [5 empty] | Removed from Ground | Gas (Historical Use) | 0 | Bare Steel | 1988-01-01 | Not Marked
9159032 | 1 | [5 empty] | Removed from Ground | Gas (Historical Use) | 1000 | Bare Steel | 1998-12-01 | Galvanized Steel | Suction (American)
9159032 | 2 | [5 empty] | Removed from Ground | Gas (Historical Use) | 1000 | Bare Steel | 1998-12-01 | Galvanized Steel | Suction (American)
9159032 | 3 | [5 empty] | Removed from Ground | Gas (Historical Use) | 1000 | Bare Steel | 1998-12-01 | Galvanized Steel | Suction (American)
9159033 | 1 | Flapper Valve | 2001-07-25 | no | 2001-07-25 | no | Currently in Use | Premium | 12000 | Composite | 2001-02-28 | Double-Walled Flex | Pressurized
9159033 | 2 | Flapper Valve | 2001-07-25 | no | 2001-07-25 | no | Currently in Use | Regular | 12000 | Composite | 2001-02-28 | Double-Walled Flex | Pressurized
9159033 | 3 | Flapper Valve | 2001-07-25 | no | 2001-07-25 | no | Currently in Use | Diesel | 12000 | Composite | 2001-02-28 | Double-Walled Flex | Pressurized
9159034 | 1 |  | 2001-10-01 |  | 2001-10-01 |  | Currently in Use | Gas (Historical Use) | 10000 | Epoxy | 2001-10-01 | Flex | Pressurized
9159034 | 2 |  | 2001-10-01 |  | 2001-10-01 |  | Currently in Use | Diesel | 12000 | Epoxy | 2001-10-01 | Flex | Pressurized
920007 | 1 | Ball Float | 1997-02-05 |  | 1997-02-05 |  | Currently in Use | Gas (Historical Use) | 6000 | Galvanic (STIP-3) | 1985-01-01 | Fiberglass Reinforced Plastic | Pressurized
920007 | 2 | Ball Float | 1997-02-05 |  | 1997-02-05 |  | Currently in Use | Gas (Historical Use) | 6000 | Galvanic (STIP-3) | 1985-01-01 | Fiberglass Reinforced Plastic | Pressurized
920007 | 3 | Ball Float | 1997-02-05 |  | 1997-02-05 |  | Currently in Use | Gas (Historical Use) | 6000 | Galvanic (STIP-3) | 1985-01-01 | Fiberglass Reinforced Plastic | Pressurized
920008 | 1 | Flapper Valve | 1997-02-05 |  | 1997-02-05 |  | Closed in Ground | Gas (Historical Use) | 8000 | Steel-Impressed Current | 1984-05-01 | Steel (Impressed Current) | Pressurized
920008 | 2 | Flapper Valve | 1997-02-05 |  | 1997-02-05 |  | Closed in Ground | Gas (Historical Use) | 10000 | Steel-Impressed Current | 1984-05-01 | Steel (Impressed Current) | Pressurized
920008 | 3 | Flapper Valve | 1997-02-05 |  | 1997-02-05 |  | Currently in Use | Gas (Historical Use) | 6000 | Steel-Impressed Current | 1984-05-01 | Steel (Impressed Current) | Pressurized
920020 | 1 | [5 empty] | Removed from Ground | Diesel | 560 | Not Marked/Unknown | 1951-05-01 | Galvanized Steel
920023 | 1 | [5 empty] | Removed from Ground | Gas (Historical Use) | 2000 | Bare Steel | 1976-04-01 | Galvanized Steel | Safe Suction (Euro)
920026 | 1 | [5 empty] | Removed from Ground | Gas (Historical Use) | 4000 | Marked Unknown | 1996-05-20 | Unknown
920026 | 2 | [5 empty] | Removed from Ground | Gas (Historical Use) | 4000 | Marked Unknown | 1996-05-20 | Unknown
920026 | 3 | [5 empty] | Removed from Ground | Gas (Historical Use) | 4000 | Marked Unknown | 1996-05-20 | Unknown
920026 | 4 | [5 empty] | Removed from Ground | Diesel | 4000 | Marked Unknown | 1996-05-20 | Unknown
920026 | 5 | [5 empty] | Removed from Ground | Empty | 4000 | Marked Unknown | 1996-05-20 | Unknown
920028 | 1 | [5 empty] | Removed from Ground | Empty | 1000 | Bare Steel | 1966-03-01 | Galvanized Steel | Safe Suction (Euro)
920028 | 2 | [5 empty] | Removed from Ground | Empty | 1000 | Bare Steel | 1966-03-01 | Galvanized Steel | Safe Suction (Euro)
920028 | 3 | [5 empty] | Removed from Ground | Empty | 560 | Bare Steel | 1966-03-01 | Galvanized Steel | Safe Suction (Euro)
920031 | 1 | [5 empty] | Permanently Out of Use - historical purposes | Gas (Historical Use) | 10000 | Bare Steel | 1981-03-01 | Galvanized Steel
920031 | 10 |  | 1996-04-20 | no | 1996-04-20 | no | Removed from Ground | Diesel | 10000 | Composite | 1996-04-20 |  | Pressurized
920031 | 2 | [5 empty] | Permanently Out of Use - historical purposes | Gas (Historical Use) | 10000 | Bare Steel | 1981-03-01 | Galvanized Steel
920031 | 3 | [5 empty] | Permanently Out of Use - historical purposes | Gas (Historical Use) | 10000 | Bare Steel | 1981-03-01 | Galvanized Steel
920031 | 4 | [5 empty] | Permanently Out of Use - historical purposes | Diesel | 4000 | Bare Steel | 1978-03-01 | Galvanized Steel
920031 | 5 | [5 empty] | Permanently Out of Use - historical purposes | Diesel | 4000 | Bare Steel | 1978-03-01 | Galvanized Steel
920031 | 6 | [5 empty] | Removed from Ground | Diesel | 3000 | Bare Steel | 1976-03-01 | Galvanized Steel
920031 | 7 | [5 empty] | Removed from Ground | Diesel | 3000 | Bare Steel | 1976-03-01 | Galvanized Steel
920031 | 8 |  | 1996-04-20 | no | 1996-04-20 | no | Removed from Ground | Gas (Historical Use) | 20000 | Composite | 1996-04-20 |  | Pressurized
920031 | 9 |  | 1996-04-20 | no | 1996-04-20 | no | Removed from Ground | Gas (Historical Use) | 10000 | Composite | 1996-04-20 |  | Pressurized
920032 | 1 |  | 1997-11-01 |  | 1997-11-01 |  | Removed from Ground | Gas (Historical Use) | 20000 | Epoxy | 1976-03-01 | Galvanized Steel | Pressurized
920032 | 2 |  | 1997-11-01 |  | 1997-11-01 |  | Removed from Ground | Gas (Historical Use) | 10000 | Epoxy | 1976-03-01 | Galvanized Steel | Pressurized
920032 | 3 |  | 1997-11-01 |  | 1997-11-01 |  | Removed from Ground | Diesel | 10000 | Epoxy | 1976-03-01 | Galvanized Steel | Pressurized
920032 | 4 | Ball Float | 1997-10-22 |  | 1997-10-22 |  | Currently in Use | Gas (Historical Use) | 10000 | Composite | 1997-10-22 | Double Walled | Pressurized
920032 | 5 | Ball Float | 1997-10-22 |  | 1997-10-22 |  | Currently in Use | Diesel | 10000 | Composite | 1997-10-22 | Double Walled | Pressurized
920032 | 6 | Ball Float | 1997-10-22 | no | 1997-10-22 | no | Currently in Use | Gas (Historical Use) | 10000 | Composite | 1997-10-22 | Double-Walled Flex | Pressurized
920035 | 1 | [5 empty] | Removed from Ground | Gas (Historical Use) | 4000 | Bare Steel | 1964-03-01 | Galvanized Steel
920035 | 2 | [5 empty] | Removed from Ground | Gas (Historical Use) | 6000 | Bare Steel | 1964-03-01 | Galvanized Steel
920035 | 3 | [5 empty] | Removed from Ground | Gas (Historical Use) | 6000 | Bare Steel | 1964-03-01 | Galvanized Steel
920036 | 1 | [5 empty] | Removed from Ground | Gas (Historical Use) | 4000 | Bare Steel | 1964-03-01 | Galvanized Steel
920036 | 2 | [5 empty] | Removed from Ground | Gas (Historical Use) | 6000 | Bare Steel | 1964-03-01 | Galvanized Steel
920036 | 3 | [5 empty] | Removed from Ground | Gas (Historical Use) | 6000 | Bare Steel | 1964-03-01 | Galvanized Steel
920036 | 4 | [5 empty] | Removed from Ground | Empty | 4000 | Bare Steel | 1964-03-01 | Galvanized Steel
920042 | 1 | [5 empty] | Removed from Ground | Gas (Historical Use) | 8000 | Bare Steel | 1973-03-01 | Galvanized Steel
920042 | 2 | [5 empty] | Removed from Ground | Gas (Historical Use) | 10000 | Bare Steel | 1973-03-01 | Galvanized Steel
920042 | 3 | [5 empty] | Removed from Ground | Diesel | 10000 | Bare Steel | 1976-03-01 | Galvanized Steel
920042 | 4 | [5 empty] | Removed from Ground | Gas (Historical Use) | 10000 | Bare Steel | 1976-03-01 | Galvanized Steel
920042 | 6 | Ball Float | 1998-01-01 | no | 1998-01-01 | no | Currently in Use | E-10 | 10000 | Composite | 1998-01-01 |  | Pressurized
920042 | 7 | Ball Float | 1998-01-01 | no | 1998-01-01 | no | Currently in Use | Diesel | 8000 | Composite | 1998-01-01 |  | Pressurized
920042 | 8 | Ball Float | 2006-05-16 | no | 2006-05-16 | no | Currently in Use | E-10 | 10000 | Composite | 2006-05-16 | Double-Walled Fiberglass | Pressurized
920042 | 9 | Ball Float | 2006-05-16 | no | 2006-05-16 | no | Currently in Use | Diesel | 8000 | Composite | 2006-05-16 | Double-Walled Fiberglass | Pressurized
920044 | 1 | [5 empty] | Removed from Ground | Diesel | 1000 | Bare Steel | 1985-03-01 | Galvanized Steel
920046 | 1 | [5 empty] | Removed from Ground | Gas (Historical Use) | 4000 | Marked Unknown | 1998-06-01 | Unknown
920046 | 2 | [5 empty] | Removed from Ground | Gas (Historical Use) | 4000 | Marked Unknown | 1998-06-01 | Unknown
920046 | 3 |  |  | yes |  | yes | Removed from Ground | Used Oil | 560 | Not Marked/Unknown | 1998-06-01 | Not Marked
920047 | 1 |  | 1997-07-01 |  | 1997-07-01 |  | Removed from Ground | Gas (Historical Use) | 10000 | Cathodically Protected Steel | 1971-02-01 | Fiberglass Reinforced Plastic | Pressurized
920047 | 2 |  | 1997-07-01 |  | 1997-07-01 |  | Removed from Ground | Gas (Historical Use) | 10000 | Cathodically Protected Steel | 1971-02-01 | Fiberglass Reinforced Plastic | Pressurized
920047 | 3 |  | 1997-07-01 |  | 1997-07-01 |  | Removed from Ground | Gas (Historical Use) | 10000 | Cathodically Protected Steel | 1971-02-01 | Fiberglass Reinforced Plastic | Pressurized
920047 | 4 |  |  | yes |  | yes | Removed from Ground | Used Oil | 250 | Bare Steel | 1971-02-01 | Galvanized Steel | Gravity Fed
920047 | 5 | [5 empty] | Removed from Ground | Diesel | 2000 | Bare Steel | 1984-02-01 | Galvanized Steel | Suction (American)
920051 | 1 | [5 empty] | Removed from Ground | Gas (Historical Use) | 500 | Bare Steel | 1946-04-01 | Galvanized Steel
920053 | 1 | [5 empty] | Removed from Ground | Diesel | 10000 | Bare Steel | 1985-01-01 | Galvanized Steel
920053 | 2 | [5 empty] | Removed from Ground | Gas (Historical Use) | 2000 | Bare Steel | 1976-02-28 | Galvanized Steel
920053 | 3 | [5 empty] | Removed from Ground | Empty | 1 | Bare Steel | 1985-01-01 | Galvanized Steel
920053 | 4 |  | 1993-08-20 | no | 1993-08-20 | no | Currently in Use | Diesel | 12000 | Epoxy | 1993-08-20 | Fiberglass Reinforced Plastic | Pressurized
920055 | 1 |  |  | yes |  | yes | Removed from Ground | Used Oil | 0 | Marked Unknown | 1956-02-01 | Unknown
920056 | 1 | [5 empty] | Removed from Ground | Diesel | 10000 | Bare Steel | 1977-01-01 | Galvanized Steel | Safe Suction (Euro)
920056 | 2 | [5 empty] | Removed from Ground | Other | 3000 | Bare Steel | 1980-01-01 | Galvanized Steel
920056 | 3 | [5 empty] | Removed from Ground | Gas (Historical Use) | 12000 | Bare Steel | 1980-01-01 | Galvanized Steel
920059 | 1 | [5 empty] | Removed from Ground | Gas (Historical Use) | 1000 | Bare Steel | 1981-01-01 | Galvanized Steel
920059 | 2 | [5 empty] | Currently in Use | Other | 250 | Bare Steel | 1983-01-01 | Galvanized Steel
920065 | 1 | [5 empty] | Removed from Ground | Diesel | 4000 | Bare Steel | 1971-03-01 | Galvanized Steel
920065 | 10 | Flapper Valve | 2013-03-15 | no | 2013-03-15 | no | Currently in Use | Diesel | 30000 | Composite Double Walled | 2013-03-15 | Double-Walled Fiberglass | Pressurized
920065 | 2 | [5 empty] | Removed from Ground | Diesel | 2000 | Bare Steel | 1971-03-01 | Galvanized Steel
920065 | 3 | [5 empty] | Removed from Ground | Gas (Historical Use) | 1000 | Bare Steel | 1973-03-01 | Galvanized Steel
920065 | 4 | [5 empty] | Removed from Ground | Diesel | 4000 | Bare Steel | 1981-03-01 | Galvanized Steel
920065 | 6 | Flapper Valve | 1999-03-24 |  | 1999-03-24 |  | Currently in Use | Diesel | 3000 | Fiberglass | 1999-03-24 | Double-Walled Fiberglass | Suction (American)
920065 | 7 |  |  | no |  | no | Removed from Ground | Diesel | 560 | Bare Steel | 2008-12-02 | Copper
920065 | 8 |  | 2008-12-01 | no | 2008-12-01 | no | Removed from Ground | Diesel | 1000 | Composite Double Walled | 2008-12-02 | Copper | Safe Suction (Euro)
920065 | 9 |  |  | no |  | no | Removed from Ground | Diesel | 20000 | Unknown |  | Unknown
920073 | 6 | Ball Float | 1998-03-01 |  | 1998-03-01 |  | Currently in Use | Gas (Historical Use) | 10000 | Composite | 1998-03-01 | Double-Walled Flex | Pressurized
920073 | 7 | Ball Float | 1998-03-01 |  | 1998-03-01 |  | Currently in Use | Diesel | 10000 | Composite | 1998-03-01 | Double-Walled Flex | Pressurized
920073 | 8 | Ball Float | 2007-05-11 | no | 2007-05-11 | no | Currently in Use | Gas (Historical Use) | 15000 | Tank Jacket | 2007-05-11 | Double-Walled Flex | Pressurized
920073 | 9 | Ball Float | 2007-05-11 | no | 2007-05-11 | no | Currently in Use | Diesel | 15000 | Tank Jacket | 2007-05-11 | Double-Walled Flex | Pressurized
920073 | DE-1 | [5 empty] | Removed from Ground | Diesel | 7500 | Bare Steel | 1961-04-01 | Galvanized Steel
920073 | DE-2 | [5 empty] | Removed from Ground | Diesel | 10000 | Bare Steel | 1985-04-01 | Galvanized Steel
920073 | REG | [5 empty] | Removed from Ground | Gas (Historical Use) | 6000 | Bare Steel | 1979-04-01 | Galvanized Steel
920073 | UNL | [5 empty] | Removed from Ground | Gas (Historical Use) | 10000 | Bare Steel | 1979-04-01 | Galvanized Steel
920073 | WO-1 |  |  | yes |  | yes | Removed from Ground | Used Oil | 500 | Bare Steel | 1979-04-01 | Galvanized Steel
920074 | 1 | Flapper Valve | 1998-11-01 |  | 1998-11-01 |  | Temporarily out of use | Gas (Historical Use) | 4000 | Lined Interior | 1966-04-01 | Fiberglass Reinforced Plastic | Pressurized
920074 | 2 | Flapper Valve | 1998-11-01 |  | 1998-11-01 |  | Temporarily out of use | Gas (Historical Use) | 4000 | Lined Interior | 1966-04-01 | Fiberglass Reinforced Plastic | Pressurized
920074 | 3 | Flapper Valve | 1998-11-01 |  | 1998-11-01 |  | Temporarily out of use | Gas (Historical Use) | 4000 | Lined Interior | 1966-04-01 | Fiberglass Reinforced Plastic | Pressurized
920074 | 4 | Flapper Valve | 1998-11-01 |  | 1998-11-01 |  | Temporarily out of use | Gas (Historical Use) | 4000 | Lined Interior | 1966-04-01 | Fiberglass Reinforced Plastic | Pressurized
920074 | 5 | Flapper Valve | 1998-11-01 |  | 1998-11-01 |  | Temporarily out of use | Diesel | 2000 | Lined Interior | 1966-04-01 | Fiberglass Reinforced Plastic | Suction (American)
920077 | 6 |  | 1999-01-15 |  | 1999-01-15 |  | Removed from Ground | Other | 3000 | Steel-Impressed Current | 1981-01-01 | Cathodically Protected | Suction (American)
920077 | 7 |  | 1999-01-15 |  | 1999-01-15 |  | Removed from Ground | Other | 4000 | Steel-Impressed Current | 1981-01-01 | Cathodically Protected | Suction (American)
920099 | 1 | [5 empty] | Removed from Ground | Gas (Historical Use) | 4000 | Bare Steel | 1958-04-01 | Galvanized Steel
920099 | 2 | [5 empty] | Removed from Ground | Gas (Historical Use) | 3000 | Bare Steel | 1958-04-01 | Galvanized Steel
920099 | 3 | [5 empty] | Removed from Ground | Gas (Historical Use) | 3000 | Bare Steel | 1958-04-01 | Galvanized Steel
920099 | 4 |  |  | yes |  | yes | Removed from Ground | Used Oil | 550 | Bare Steel | 1958-04-01 | Galvanized Steel
920099 | 5 | [5 empty] | Removed from Ground | Diesel | 1000 | Bare Steel | 1984-04-01 | Galvanized Steel
920100 | 1 | [5 empty] | Removed from Ground | Gas (Historical Use) | 2000 | Bare Steel | 1966-04-01 | Galvanized Steel | Suction (American)
920100 | 2 | [5 empty] | Removed from Ground | Gas (Historical Use) | 2000 | Bare Steel | 1966-04-01 | Galvanized Steel | Suction (American)
920100 | 3 | [5 empty] | Removed from Ground | Gas (Historical Use) | 3000 | Bare Steel | 1956-04-01 | Galvanized Steel | Suction (American)
920100 | 4 |  |  | yes |  | yes | Removed from Ground | Used Oil | 550 | Bare Steel | 1998-03-28 | Galvanized Steel
920102 | 1 | [5 empty] | Removed from Ground | Gas (Historical Use) | 1000 | Bare Steel | 1976-04-10 | Galvanized Steel
920103 | 1 | [5 empty] | Removed from Ground | Gas (Historical Use) | 550 | Bare Steel | 1976-04-01 | Galvanized Steel | Safe Suction (Euro)
920105 | 1 | [5 empty] | Removed from Ground | Gas (Historical Use) | 1000 | Bare Steel | 1981-04-01 | Galvanized Steel | Suction (American)
920106 | 1 | [5 empty] | Removed from Ground | Gas (Historical Use) | 1000 | Bare Steel | 1983-04-01 | Galvanized Steel
920107 | 1 | [5 empty] | Removed from Ground | Gas (Historical Use) | 550 | Marked Unknown | 1961-04-01 | Galvanized Steel
920107 | 2 | [5 empty] | Removed from Ground | Gas (Historical Use) | 550 | Marked Unknown | 1961-04-01 | Galvanized Steel
920108 | 1 | [5 empty] | Removed from Ground | Gas (Historical Use) | 1000 | Bare Steel | 1968-04-01 | Galvanized Steel
920108 | 2 | [5 empty] | Removed from Ground | Gas (Historical Use) | 1000 | Bare Steel | 1968-04-01 | Galvanized Steel
920108 | 3 |  |  | yes |  | yes | Removed from Ground | Used Oil | 250 | Bare Steel | 1968-04-01 | Galvanized Steel
920111 | 1 | [5 empty] | Removed from Ground | Other | 5000 | Bare Steel | 1965-05-01 | Bare Steel
920115 | 1 | [5 empty] | Removed from Ground | Gas (Historical Use) | 0 | Bare Steel | 1973-03-01 | Galvanized Steel
920118 | V1 | Flapper Valve | 1997-03-01 |  | 1997-03-01 |  | Currently in Use | Gas (Historical Use) | 10000 | Steel-Impressed Current | 1979-04-01 | Steel (Impressed Current) | Pressurized
920118 | V2 | Flapper Valve | 1997-03-01 |  | 1997-03-01 |  | Currently in Use | Diesel | 10000 | Steel-Impressed Current | 1979-04-01 | Steel (Impressed Current) | Pressurized
920118 | VD-1 |  | 1997-03-01 |  | 1997-03-01 |  | Removed from Ground | Diesel | 10000 | Cathodically Protected Steel | 1985-04-01 | Cathodically Protected | Suction (American)
920119 | 1 | [5 empty] | Removed from Ground | Gas (Historical Use) | 6000 | Bare Steel | 1982-04-01 | Galvanized Steel | Suction (American)
920124 | 1 |  | 1992-01-01 |  | 1992-01-01 |  | Removed from Ground | Gas (Historical Use) | 12000 | Bare Steel | 2005-01-06 | Fiberglass Reinforced Plastic | Pressurized
920124 | 2 |  | 1992-01-01 |  | 1992-01-01 |  | Removed from Ground | Gas (Historical Use) | 8000 | Bare Steel | 2005-01-06 | Fiberglass Reinforced Plastic | Pressurized
920124 | 3 |  | 1992-01-01 |  | 1992-01-01 |  | Removed from Ground | Gas (Historical Use) | 5000 | Bare Steel | 2005-01-06 | Fiberglass Reinforced Plastic | Pressurized
920125 | 1 |  | 1999-03-24 |  | 1999-03-24 |  | Removed from Ground | Gas (Historical Use) | 5000 | Steel-Impressed Current | 1999-03-17 | Steel (Impressed Current) | Pressurized
920125 | 2 |  | 1999-03-24 |  | 1999-03-24 |  | Removed from Ground | Gas (Historical Use) | 5000 | Steel-Impressed Current | 1999-03-17 | Steel (Impressed Current) | Pressurized
920125 | 3 |  | 1999-03-24 |  | 1999-03-24 |  | Removed from Ground | Gas (Historical Use) | 6000 | Steel-Impressed Current | 1999-03-17 | Steel (Impressed Current) | Pressurized
920126 | 1 | Ball Float | 1998-12-01 |  | 1998-12-01 |  | Currently in Use | E-10 | 10000 | Steel-Impressed Current | 1998-12-01 | Fiberglass Reinforced Plastic | Pressurized
920126 | 2 | Ball Float | 1998-12-01 |  | 1998-12-01 |  | Currently in Use | E-10 | 10000 | Steel-Impressed Current | 1998-12-01 | Fiberglass Reinforced Plastic | Pressurized
920126 | 3 | Ball Float | 1998-12-01 |  | 1998-12-01 |  | Currently in Use | E-10 | 10000 | Steel-Impressed Current | 1998-12-01 | Fiberglass Reinforced Plastic | Pressurized
920126 | 4 | Ball Float | 1998-12-01 |  | 1998-12-01 |  | Temporarily out of use | Gas (Historical Use) | 10000 | Steel-Impressed Current | 1998-12-01 | Fiberglass Reinforced Plastic | Pressurized
920126 | 5 | Flapper Valve | 1998-12-01 |  | 1998-12-01 |  | Temporarily out of use | Diesel | 10000 | Steel-Impressed Current | 1998-12-01 | Fiberglass Reinforced Plastic | Pressurized
920135 | 1 | Flapper Valve | 1996-11-01 |  | 1996-11-01 |  | Currently in Use | Gas (Historical Use) | 10000 | Steel-Impressed Current | 1973-04-01 | Steel (Impressed Current) | Suction (American)
920135 | 2 | Flapper Valve | 1996-11-01 |  | 1996-11-01 |  | Currently in Use | Gas (Historical Use) | 10000 | Steel-Impressed Current | 1973-04-01 | Steel (Impressed Current) | Suction (American)
920135 | 3 | Flapper Valve | 1996-11-01 |  | 1996-11-01 |  | Currently in Use | Gas (Historical Use) | 8000 | Steel-Impressed Current | 1987-03-01 | Steel (Impressed Current) | Suction (American)
920136 | 1 | Overfill Alarm | 1990-08-21 | no | 1998-02-10 | no | Currently in Use | Diesel | 12000 | Steel-Impressed Current | 1985-04-01 | Double-Walled Flex | Pressurized
920136 | 2 | [5 empty] | Removed from Ground | Other | 3000 | Bare Steel | 1985-04-01 | Galvanized Steel | Suction (American)
920136 | 3 |  |  | yes |  | yes | Removed from Ground | Used Oil | 1000 | Bare Steel | 1985-04-01 | Galvanized Steel
920141 | 1 | [5 empty] | Removed from Ground | Gas (Historical Use) | 10000 | Bare Steel | 1966-05-01 | Unknown
920141 | 2 | [5 empty] | Removed from Ground | Gas (Historical Use) | 6000 | Bare Steel | 1966-05-01 | Unknown
920141 | 3 | [5 empty] | Removed from Ground | Diesel | 6000 | Bare Steel | 1971-05-01 | Unknown
920141 | 4 | [5 empty] | Removed from Ground | Other | 600 | Bare Steel | 1966-05-01 | Unknown
920141 | D |  | 1988-06-01 |  | 1988-06-01 |  | Removed from Ground | Diesel | 10000 | Double Walled | 1988-06-01 | Fiberglass Reinforced Plastic | Pressurized
920141 | G | Flapper Valve | 1988-06-01 | no | 1988-06-01 | no | Currently in Use | Diesel | 10000 | Fiberglass Double Walled | 1988-06-01 | Double-Walled Fiberglass | Pressurized
920142 | 1 | Flapper Valve | 1998-10-12 |  | 1998-10-12 |  | Closed in Ground | Other | 550 | Fiberglass | 1981-02-01 | Double-Walled Flex | Safe Suction (Euro)
920144 | 1 |  | 1996-09-26 |  | 1996-09-26 |  | Currently in Use | Diesel | 6000 | Steel-Impressed Current | 1983-04-01 | Fiberglass Reinforced Plastic | Pressurized
920144 | 2 |  | 1996-09-26 |  | 1996-09-26 |  | Currently in Use | Gas (Historical Use) | 6000 | Steel-Impressed Current | 1983-04-01 | Fiberglass Reinforced Plastic | Pressurized
920144 | 3 |  | 1996-09-26 |  | 1996-09-26 |  | Currently in Use | Gas (Historical Use) | 6000 | Steel-Impressed Current | 1983-04-01 | Fiberglass Reinforced Plastic | Pressurized
920145 | 1 |  | 1997-07-01 |  | 1997-07-01 |  | Removed from Ground | Gas (Historical Use) | 3000 | Cathodically Protected Steel | 1979-04-01 | Cathodically Protected | Pressurized
920145 | 2 |  | 1998-07-01 |  | 1998-07-01 |  | Removed from Ground | Gas (Historical Use) | 8000 | Cathodically Protected Steel | 1981-04-01 | Cathodically Protected | Pressurized
920145 | 3 |  | 1998-07-01 |  | 1998-07-01 |  | Removed from Ground | Gas (Historical Use) | 8000 | Cathodically Protected Steel | 1979-04-01 | Cathodically Protected | Pressurized
920145 | 4 |  | 1998-07-01 |  | 1998-07-01 |  | Removed from Ground | Diesel | 3000 | Cathodically Protected Steel | 1986-05-01 | Cathodically Protected | Pressurized
920145 | 5 |  | 1998-07-01 |  | 1998-07-01 |  | Removed from Ground | Gas (Historical Use) | 10000 | Cathodically Protected Steel | 1986-05-01 | Cathodically Protected | Pressurized
920146 | 1 |  |  |  | 1989-10-31 |  | Removed from Ground | Gas (Historical Use) | 8000 | Bare Steel | 1981-04-01 | Galvanized Steel | Pressurized
920146 | 2 |  |  |  | 1989-10-31 |  | Removed from Ground | Gas (Historical Use) | 3000 | Bare Steel | 1979-04-01 | Galvanized Steel | Pressurized
920146 | 3 |  |  |  | 1989-10-31 |  | Removed from Ground | Gas (Historical Use) | 3000 | Bare Steel | 1979-04-01 | Galvanized Steel | Pressurized
920147 | 1 | [5 empty] | Removed from Ground | Gas (Historical Use) | 3000 | Bare Steel | 1977-04-01 | Galvanized Steel | Suction (American)
920147 | 2 | [5 empty] | Removed from Ground | Gas (Historical Use) | 8000 | Bare Steel | 1981-04-01 | Galvanized Steel | Pressurized
920147 | 3 | [5 empty] | Removed from Ground | Gas (Historical Use) | 3000 | Bare Steel | 1977-04-01 | Galvanized Steel | Suction (American)
920147 | 4 | [5 empty] | Removed from Ground | Gas (Historical Use) | 3000 | Bare Steel | 1977-04-01 | Galvanized Steel
920147 | 5A |  | 2014-12-31 |  | 2014-12-21 |  | Currently in Use | Gas (Historical Use) | 11000 | Composite Double Walled | 2014-12-31 | Double-Walled Fiberglass | Pressurized
920147 | 5B |  | 2014-12-31 | no | 2014-12-31 | no | Currently in Use | Gas (Historical Use) | 4000 | Composite Double Walled | 2014-12-31 | Double-Walled Fiberglass | Pressurized
920148 | 1 |  | 1998-11-15 |  | 1998-11-15 |  | Removed from Ground | Gas (Historical Use) | 3000 | Steel-Impressed Current | 1978-04-01 | Steel (Impressed Current) | Pressurized
920148 | 2 |  | 1998-11-15 |  | 1998-11-15 |  | Removed from Ground | Gas (Historical Use) | 10000 | Steel-Impressed Current | 1984-04-01 | Steel (Impressed Current) | Pressurized
920148 | 3 |  | 1998-11-15 |  | 1998-11-15 |  | Removed from Ground | Gas (Historical Use) | 6000 | Steel-Impressed Current | 1984-04-01 | Steel (Impressed Current) | Pressurized
920148 | 4 |  | 1998-11-15 |  | 1998-11-15 |  | Removed from Ground | Diesel | 3000 | Steel-Impressed Current | 1976-04-01 | Steel (Impressed Current) | Pressurized
920150 | 1 |  | 1997-08-14 |  | 1997-08-14 |  | Currently in Use | Gas (Historical Use) | 8000 | Steel-Impressed Current | 1980-04-01 | Steel (Impressed Current) | Suction (American)
920150 | 2 |  | 1997-08-14 |  | 1997-08-14 |  | Temporarily out of use | Gas (Historical Use) | 8000 | Steel-Impressed Current | 1980-04-01 | Steel (Impressed Current) | Suction (American)
920150 | 3 |  | 1997-08-14 |  | 1997-08-14 |  | Temporarily out of use | Gas (Historical Use) | 8000 | Steel-Impressed Current | 1980-04-01 | Steel (Impressed Current) | Suction (American)
920151 | 1 |  | 1997-08-13 |  | 1997-08-13 |  | Currently in Use | Gas (Historical Use) | 3000 | Steel-Impressed Current | 1980-05-01 | Steel (Impressed Current) | Pressurized
920151 | 2 |  | 1997-08-13 |  | 1997-08-13 |  | Currently in Use | Gas (Historical Use) | 3000 | Steel-Impressed Current | 1980-05-01 | Steel (Impressed Current) | Pressurized
920151 | 3 |  | 1997-08-13 |  | 1997-08-13 |  | Currently in Use | Gas (Historical Use) | 3000 | Steel-Impressed Current | 1980-05-01 | Steel (Impressed Current) | Pressurized
920151 | 4 |  | 1997-08-13 |  | 1997-08-13 |  | Currently in Use | Gas (Historical Use) | 3000 | Steel-Impressed Current | 1980-05-01 | Steel (Impressed Current) | Pressurized
920152 | 1 |  | 1998-11-15 |  | 1998-11-15 |  | Temporarily out of use | Gas (Historical Use) | 3000 | Steel-Impressed Current | 1983-05-01 | Cathodically Protected | Pressurized
920152 | 2 | Flapper Valve | 1998-11-15 |  | 1998-11-15 |  | Currently in Use | Gas (Historical Use) | 3000 | Steel-Impressed Current | 1983-05-01 | Fiberglass Reinforced Plastic | Pressurized
920152 | 3 |  | 1998-11-15 |  | 1998-11-15 |  | Temporarily out of use | Gas (Historical Use) | 3000 | Steel-Impressed Current | 1983-05-01 | Cathodically Protected | Pressurized
920152 | 4 | Flapper Valve | 1998-11-15 |  | 1998-11-15 |  | Currently in Use | Diesel | 3000 | Steel-Impressed Current | 1983-05-01 | Fiberglass Reinforced Plastic | Pressurized
920152 | 5 | Flapper Valve | 1998-11-15 |  | 1998-11-15 |  | Currently in Use | Gas (Historical Use) | 8000 | Steel-Impressed Current | 1983-05-01 | Fiberglass Reinforced Plastic | Pressurized
920154 | 1 | [5 empty] | Removed from Ground | Gas (Historical Use) | 2000 | Bare Steel | 1953-04-01 | Galvanized Steel | Suction (American)
920154 | 2 | [5 empty] | Removed from Ground | Gas (Historical Use) | 5000 | Bare Steel | 1967-04-01 | Galvanized Steel | Suction (American)
920154 | 3 | [5 empty] | Removed from Ground | Gas (Historical Use) | 3000 | Bare Steel | 1953-04-01 | Galvanized Steel | Suction (American)
920154 | 4 | [5 empty] | Removed from Ground | Gas (Historical Use) | 3000 | Bare Steel | 1953-04-01 | Galvanized Steel | Suction (American)
920154 | 5 | Ball Float | 1998-01-28 |  | 1998-01-28 |  | Currently in Use | Gas (Historical Use) | 12000 | Composite Double Walled | 1998-01-28 | Double-Walled Fiberglass | Pressurized
920154 | 6 | Ball Float | 1998-01-28 |  | 1998-01-28 |  | Currently in Use | Gas (Historical Use) | 10000 | Composite Double Walled | 1998-01-28 | Double-Walled Fiberglass | Pressurized
920157 | 1 | [5 empty] | Removed from Ground | Gas (Historical Use) | 10000 | Bare Steel | 1982-05-01 | Galvanized Steel
920157 | 2 | [5 empty] | Removed from Ground | Diesel | 6000 | Bare Steel | 1982-05-01 | Galvanized Steel
920163 | 1 | [5 empty] | Removed from Ground | Gas (Historical Use) | 1000 | Bare Steel | 1975-04-01 | Galvanized Steel
920165 | 1 | [5 empty] | Removed from Ground | Gas (Historical Use) | 500 | Bare Steel | 1971-04-01 | Galvanized Steel
920166 | 1 | [5 empty] | Removed from Ground | Gas (Historical Use) | 4000 | Bare Steel | 1976-05-01 | Galvanized Steel
920167 | 1 | [5 empty] | Removed from Ground | Gas (Historical Use) | 1000 | Bare Steel | 1970-05-01 | Galvanized Steel
920168 | 1 | [5 empty] | Removed from Ground | Gas (Historical Use) | 5100 | Bare Steel | 1983-05-01 | Galvanized Steel
920169 | 1 | [5 empty] | Removed from Ground | Gas (Historical Use) | 1000 | Bare Steel | 1975-05-01 | Galvanized Steel
920170 | 1 | [5 empty] | Removed from Ground | Gas (Historical Use) | 1000 | Bare Steel | 1971-05-01 | Galvanized Steel
920170 | 2 | [5 empty] | Removed from Ground | Diesel | 500 | Bare Steel | 1971-05-01 | Galvanized Steel
920172 | 1 | [5 empty] | Removed from Ground | Gas (Historical Use) | 1000 | Bare Steel | 1972-05-01 | Unknown
920172 | 2 | [5 empty] | Removed from Ground | Diesel | 1000 | Bare Steel | 1975-05-01 | Unknown
920172 | 3 | [5 empty] | Removed from Ground | Gas (Historical Use) | 1000 | Bare Steel | 1975-05-01 | Unknown
920174 | 1 | [5 empty] | Removed from Ground | Gas (Historical Use) | 1000 | Bare Steel | 1975-04-01 | Galvanized Steel
920175 | 1 | [5 empty] | Removed from Ground | Gas (Historical Use) | 1000 | Bare Steel | 1970-05-01 | Galvanized Steel
920178 | 1 | [5 empty] | Removed from Ground | Diesel | 6000 | Bare Steel | 1966-05-01 | Galvanized Steel
920192 | 1 | [5 empty] | Removed from Ground | Gas (Historical Use) | 4000 | Bare Steel | 1982-05-01 | Galvanized Steel
920192 | 2 | [5 empty] | Removed from Ground | Diesel | 4000 | Bare Steel | 1982-05-01 | Galvanized Steel
920192 | 3 | [5 empty] | Removed from Ground | Diesel | 4000 | Bare Steel | 1982-05-01 | Galvanized Steel
920196 | 1 | Ball Float | 1991-09-15 |  | 1991-09-15 |  | Currently in Use | Diesel | 6000 | Galvanic (STIP-3) | 1991-09-15 | Fiberglass Reinforced Plastic | Pressurized
920196 | 2 | Ball Float | 1991-09-15 |  | 1991-09-15 |  | Currently in Use | Gas (Historical Use) | 12000 | Galvanic (STIP-3) | 1991-09-15 | Fiberglass Reinforced Plastic | Pressurized
920196 | 3A | Ball Float | 1991-09-05 |  | 1991-09-15 |  | Currently in Use | Gas (Historical Use) | 6000 | Galvanic (STIP-3) | 1991-09-15 | Fiberglass Reinforced Plastic | Pressurized
920196 | 3B | Ball Float | 1991-09-15 |  | 1991-09-15 |  | Currently in Use | Gas (Historical Use) | 6000 | Galvanic (STIP-3) | 1991-09-15 | Fiberglass Reinforced Plastic | Pressurized
920196 | R1 | [5 empty] | Removed from Ground | Gas (Historical Use) | 3000 | Bare Steel | 1953-11-01 | Galvanized Steel
920196 | R2 | [5 empty] | Removed from Ground | Gas (Historical Use) | 3000 | Bare Steel | 1953-11-01 | Galvanized Steel
920196 | V3 | [5 empty] | Removed from Ground | Gas (Historical Use) | 4000 | Bare Steel | 1953-11-01 | Galvanized Steel
920196 | WO5 |  |  | yes |  | yes | Removed from Ground | Used Oil | 1000 | Bare Steel | 1974-11-01 | Galvanized Steel
920197 | DF1 |  | 1982-11-01 |  | 1998-12-22 |  | Currently in Use | Diesel | 10000 | Cathodically Protected Steel | 1982-11-01 | Cathodically Protected | Pressurized
920197 | DF2 |  | 1982-11-01 |  | 1998-12-22 |  | Currently in Use | Diesel | 10000 | Cathodically Protected Steel | 1982-11-01 | Cathodically Protected | Suction (American)
920197 | PREM |  | 1982-11-01 |  | 1998-12-22 |  | Currently in Use | Gas (Historical Use) | 10000 | Cathodically Protected Steel | 1982-11-01 | Cathodically Protected | Pressurized
920197 | RU |  | 1982-11-01 |  | 1998-12-22 |  | Currently in Use | Gas (Historical Use) | 10000 | Cathodically Protected Steel | 1982-11-01 | Cathodically Protected | Pressurized
920199 | DIESEL | [5 empty] | Removed from Ground | Diesel | 6000 | Bare Steel |  | Galvanized Steel | Pressurized
920199 | P1 | [5 empty] | Removed from Ground | Gas (Historical Use) | 8000 | Bare Steel |  | Galvanized Steel | Pressurized
920199 | RU | [5 empty] | Removed from Ground | Gas (Historical Use) | 8000 | Bare Steel |  | Galvanized Steel | Pressurized
920199 | WO1 |  |  | yes |  | yes | Removed from Ground | Used Oil | 560 | Bare Steel |  | Galvanized Steel | Gravity Fed
920200 | 1 | Flapper Valve | 1998-12-14 |  | 1998-12-14 |  | Currently in Use | Gas (Historical Use) | 10000 | Galvanic (STIP-3) | 1988-07-01 | Galvanized Steel | Pressurized
920200 | 2 | Flapper Valve | 1998-12-14 |  | 1998-12-14 |  | Currently in Use | Gas (Historical Use) | 10000 | Galvanic (STIP-3) | 1988-07-01 | Galvanized Steel | Pressurized
920200 | 3 | Flapper Valve | 1998-12-14 |  | 1998-12-14 |  | Currently in Use | Gas (Historical Use) | 10000 | Galvanic (STIP-3) | 1988-07-01 | Galvanized Steel | Pressurized
920200 | 4 | Flapper Valve | 1988-07-01 |  | 1988-07-01 |  | Currently in Use | Diesel | 20000 | Galvanic (STIP-3) | 1988-07-01 | Galvanized Steel | Pressurized
920200 | 5 | Flapper Valve | 1988-07-01 |  | 1988-07-01 |  | Currently in Use | Diesel | 20000 | Galvanic (STIP-3) | 1988-07-01 | Galvanized Steel | Pressurized
920200 | 6 | Flapper Valve | 1988-07-01 |  | 1988-07-01 |  | Currently in Use | Diesel | 20000 | Galvanic (STIP-3) | 1988-07-01 | Galvanized Steel | Pressurized
920200 | D6 | [5 empty] | Removed from Ground | Diesel | 6000 | Bare Steel | 1984-04-01 | Galvanized Steel
920200 | R1 | [5 empty] | Removed from Ground | Gas (Historical Use) | 8000 | Bare Steel | 1966-04-01 | Galvanized Steel
920200 | U2 | [5 empty] | Removed from Ground | Gas (Historical Use) | 8000 | Bare Steel | 1966-04-01 | Galvanized Steel
920201 | D4 | [5 empty] | Removed from Ground | Other | 4000 | Bare Steel | 1998-11-05 | Galvanized Steel
920201 | P3 | [5 empty] | Removed from Ground | Gas (Historical Use) | 4000 | Bare Steel | 1998-11-05 | Galvanized Steel
920201 | R1 | [5 empty] | Removed from Ground | Gas (Historical Use) | 6000 | Bare Steel | 1998-11-05 | Galvanized Steel
920201 | V2 | [5 empty] | Removed from Ground | Gas (Historical Use) | 4000 | Bare Steel | 1998-11-05 | Galvanized Steel
920203 | 1 | [5 empty] | Removed from Ground | Gas (Historical Use) | 8000 | Bare Steel | 1972-05-01 | Galvanized Steel
920203 | 2 | [5 empty] | Removed from Ground | Gas (Historical Use) | 8000 | Bare Steel | 1972-05-01 | Galvanized Steel
920207 | 1 |  | 1998-12-21 |  | 1998-12-21 |  | Removed from Ground | Gas (Historical Use) | 560 | Bare Steel | 1976-05-01 | Galvanized Steel | Suction (American)
920207 | 2 |  | 1998-12-21 |  | 1998-12-21 |  | Removed from Ground | Gas (Historical Use) | 560 | Bare Steel | 1981-05-01 | Galvanized Steel | Suction (American)
920208 | 1 | [5 empty] | Currently in Use | Gas (Historical Use) | 1065 | Bare Steel | 1981-05-01 | Galvanized Steel
920208 | 2 | [5 empty] | Currently in Use | Diesel | 560 | Bare Steel | 1973-05-01 | Galvanized Steel
920208 | 3 | [5 empty] | Currently in Use | Empty | 560 | Bare Steel | 1973-05-01 | Galvanized Steel
920217 | 1 | Flapper Valve | 1998-12-01 |  | 1998-12-01 |  | Removed from Ground | Gas (Historical Use) | 2000 | Steel-Impressed Current | 1979-05-01 | Steel (Impressed Current) | Suction (American)
920217 | 2 | Flapper Valve | 1998-12-01 |  | 1998-12-01 |  | Removed from Ground | Diesel | 10000 | Steel-Impressed Current | 1979-05-01 | Steel (Impressed Current) | Suction (American)
920220 | 1 | [5 empty] | Closed in Ground | Gas (Historical Use) | 1065 | Bare Steel | 1975-05-01 | Galvanized Steel
920221 | 1 | [5 empty] | Removed from Ground | Diesel | 2000 | Bare Steel | 1982-05-01 | Galvanized Steel | Safe Suction (Euro)
920227 | 1 | [5 empty] | Removed from Ground | Gas (Historical Use) | 6000 | Bare Steel | 1981-05-01 | Galvanized Steel
920227 | 2 | [5 empty] | Removed from Ground | Gas (Historical Use) | 6000 | Bare Steel | 1981-05-01 | Galvanized Steel
920227 | 3 | [5 empty] | Removed from Ground | Gas (Historical Use) | 6000 | Bare Steel | 1981-05-01 | Galvanized Steel
920227 | 4 | [5 empty] | Removed from Ground | Diesel | 3000 | Bare Steel | 1984-05-01 | Galvanized Steel
920228 | 1 | Flapper Valve | 1999-02-01 |  | 1999-02-01 |  | Temporarily out of use | Gas (Historical Use) | 3000 | Steel-Impressed Current | 1984-05-01 | Fiberglass Reinforced Plastic | Pressurized
920228 | 2 | Flapper Valve | 1999-02-01 |  | 1999-02-01 |  | Currently in Use | Diesel | 3000 | Steel-Impressed Current | 1984-05-01 | Fiberglass Reinforced Plastic | Pressurized
920228 | 3 | Flapper Valve | 1999-02-01 |  | 1999-02-01 |  | Currently in Use | Gas (Historical Use) | 3000 | Steel-Impressed Current | 1984-05-01 | Fiberglass Reinforced Plastic | Pressurized
920228 | 4 | Flapper Valve | 1999-02-01 |  | 1999-02-01 |  | Currently in Use | Gas (Historical Use) | 3000 | Steel-Impressed Current | 1984-05-01 | Fiberglass Reinforced Plastic | Pressurized
920228 | 5 | Flapper Valve | 1999-02-01 |  | 1999-02-01 |  | Currently in Use | Gas (Historical Use) | 3000 | Steel-Impressed Current | 1984-05-01 | Fiberglass Reinforced Plastic | Pressurized
920230 | 1 | [5 empty] | Removed from Ground | Gas (Historical Use) | 4000 | Bare Steel | 1968-05-01 | Galvanized Steel | Pressurized
920230 | 2 | [5 empty] | Removed from Ground | Gas (Historical Use) | 4000 | Bare Steel | 1968-05-01 | Galvanized Steel | Pressurized
920230 | 3 | [5 empty] | Removed from Ground | Gas (Historical Use) | 4000 | Bare Steel | 1968-05-01 | Galvanized Steel | Pressurized
920230 | 4 | [5 empty] | Removed from Ground | Gas (Historical Use) | 4000 | Bare Steel | 1968-05-01 | Galvanized Steel | Pressurized
920230 | 5 | [5 empty] | Removed from Ground | Gas (Historical Use) | 6000 | Bare Steel | 1985-05-01 | Galvanized Steel | Pressurized
920230 | 6 |  | 1996-04-01 |  | 1996-04-01 |  | Currently in Use | Gas (Historical Use) | 12000 | Composite | 1996-04-01 | Flex | Pressurized
920230 | 7 |  | 1996-04-01 | no | 1996-04-01 | no | Currently in Use | Gas (Historical Use) | 8000 | Composite | 1996-04-01 | Flex | Pressurized
920231 | 1 | Flapper Valve | 1998-03-01 |  | 1998-03-01 |  | Currently in Use | Gas (Historical Use) | 8000 | Steel-Impressed Current | 1982-05-01 | Fiberglass Reinforced Plastic | Pressurized
920231 | 2 | Flapper Valve | 1998-03-01 |  | 1998-03-01 |  | Currently in Use | Gas (Historical Use) | 8000 | Steel-Impressed Current | 1982-05-01 | Fiberglass Reinforced Plastic | Pressurized
920231 | 3 | Flapper Valve | 1998-03-01 |  | 1998-03-01 |  | Currently in Use | Gas (Historical Use) | 6000 | Steel-Impressed Current | 1982-05-01 | Fiberglass Reinforced Plastic | Pressurized
920231 | 4 | Flapper Valve | 1998-03-01 |  | 1998-03-01 |  | Currently in Use | Diesel | 6000 | Steel-Impressed Current | 1982-05-01 | Fiberglass Reinforced Plastic | Pressurized
920232 | 1 | Flapper Valve | 1997-03-01 |  | 1997-03-01 |  | Currently in Use | Gas (Historical Use) | 8000 | Steel-Impressed Current | 1981-05-01 | Fiberglass Reinforced Plastic | Pressurized
920232 | 2 | Flapper Valve | 1997-03-01 |  | 1997-03-01 |  | Currently in Use | Gas (Historical Use) | 8000 | Steel-Impressed Current | 1981-05-01 | Fiberglass Reinforced Plastic | Pressurized
920232 | 3 | Flapper Valve | 1997-03-01 |  | 1997-03-01 |  | Currently in Use | Gas (Historical Use) | 8000 | Steel-Impressed Current | 1981-05-01 | Fiberglass Reinforced Plastic | Pressurized
920232 | 4 | Flapper Valve | 1997-03-01 |  | 1997-03-01 |  | Currently in Use | Diesel | 8000 | Steel-Impressed Current | 1981-05-01 | Fiberglass Reinforced Plastic | Pressurized
920233 | 1 | [5 empty] | Removed from Ground | Gas (Historical Use) | 3000 | Bare Steel | 1969-05-01 | Galvanized Steel | Safe Suction (Euro)
920233 | 2 | [5 empty] | Removed from Ground | Gas (Historical Use) | 3000 | Bare Steel | 1969-05-01 | Galvanized Steel | Safe Suction (Euro)
920233 | 3 | [5 empty] | Removed from Ground | Gas (Historical Use) | 3000 | Bare Steel | 1969-05-01 | Galvanized Steel | Safe Suction (Euro)
920233 | 4 | [5 empty] | Removed from Ground | Gas (Historical Use) | 3000 | Bare Steel | 1969-05-01 | Galvanized Steel | Safe Suction (Euro)
920233 | 5 |  |  | yes |  | yes | Removed from Ground | Used Oil | 1020 | Bare Steel | 1998-12-22 | Galvanized Steel | Gravity Fed
920233 | 6 |  |  | no |  | no | Removed from Ground | Used Oil | 560 | Unknown | 2008-03-11
920233 | 7 |  |  | no |  | no | Removed from Ground | Used Oil | 560 | Unknown | 2008-03-11
920243 | 1 | [5 empty] | Removed from Ground | Gas (Historical Use) | 550 | Bare Steel | 1984-05-01 | Galvanized Steel
920244 | 1 | [5 empty] | Removed from Ground | Gas (Historical Use) | 3000 | Bare Steel | 1966-05-01 | Galvanized Steel | Pressurized
920244 | 2 | [5 empty] | Removed from Ground | Gas (Historical Use) | 3000 | Bare Steel | 1966-05-01 | Galvanized Steel | Pressurized
920244 | 3 | [5 empty] | Removed from Ground | Gas (Historical Use) | 3000 | Bare Steel | 1966-05-01 | Galvanized Steel | Pressurized
920244 | 4 | [5 empty] | Removed from Ground | Gas (Historical Use) | 3000 | Bare Steel | 1966-05-01 | Galvanized Steel | Pressurized
920244 | 5 |  |  | yes |  | yes | Removed from Ground | Used Oil | 560 | Bare Steel | 1966-05-01 | Galvanized Steel | Gravity Fed
920249 | 1 |  |  | yes |  | yes | Removed from Ground | Used Oil | 550 | Bare Steel | 1983-04-01 | Bare Steel
920250 | 1 |  | 1998-12-01 |  | 1998-12-01 |  | Removed from Ground | Gas (Historical Use) | 1000 | Steel-Impressed Current | 1971-05-01 | Cathodically Protected | Suction (American)
920251 | 1 | Flapper Valve | 1995-12-07 | no | 1995-12-07 | no | Currently in Use | E-10 | 8000 | Steel-Impressed Current | 1969-05-01 | Fiberglass Reinforced Plastic | Pressurized
920251 | 2 | Flapper Valve | 1995-12-07 | no | 1995-12-07 | no | Currently in Use | Plus | 8000 | Steel-Impressed Current | 1969-05-01 | Fiberglass Reinforced Plastic | Pressurized
920251 | 3 | Flapper Valve | 1995-12-07 | no | 1995-12-07 | no | Currently in Use | Premium | 6000 | Steel-Impressed Current | 1969-05-01 | Fiberglass Reinforced Plastic | Pressurized
920258 | 1 | [5 empty] | Removed from Ground | Diesel | 3000 | Bare Steel | 1982-05-01 | Galvanized Steel
920258 | 2 | [5 empty] | Removed from Ground | Diesel | 3000 | Bare Steel | 1982-05-01 | Galvanized Steel
920258 | 3 | [5 empty] | Removed from Ground | Gas (Historical Use) | 10000 | Bare Steel | 1982-05-01 | Galvanized Steel
920267 | 1 | [5 empty] | Removed from Ground | Diesel | 6000 | Bare Steel | 1980-05-01 | Galvanized Steel
920267 | 2 |  | 1999-01-01 | no | 1999-01-01 | no | Currently in Use | Diesel | 10000 | Composite | 1999-01-01 | Double Walled | Pressurized
920270 | 1 | [5 empty] | Removed from Ground | Empty | 4000 | Bare Steel | 1976-03-01 | Galvanized Steel
920270 | 2 | [5 empty] | Removed from Ground | Empty | 4000 | Bare Steel | 1976-04-01 | Galvanized Steel
920270 | 3 | [5 empty] | Removed from Ground | Empty | 4000 | Bare Steel | 1976-04-01 | Galvanized Steel
920270 | 4 | [5 empty] | Removed from Ground | Empty | 4000 | Bare Steel | 1976-04-01 | Galvanized Steel
920270 | 5 | [5 empty] | Removed from Ground | Empty | 4000 | Bare Steel | 1976-04-01 | Galvanized Steel
920270 | 6 | [5 empty] | Removed from Ground | Empty | 4000 | Bare Steel | 1976-04-01 | Galvanized Steel
920271 | 1 |  | 1993-04-01 |  | 1993-04-01 |  | Removed from Ground | Empty | 10000 | Fiberglass | 1974-04-01 | Not Marked | Pressurized
920271 | 2 |  | 1993-04-01 |  | 1993-04-01 |  | Removed from Ground | Empty | 10000 | Fiberglass | 1974-04-01 | Not Marked | Pressurized
920271 | 3 |  | 1993-04-01 |  | 1993-04-01 |  | Removed from Ground | Empty | 10000 | Fiberglass | 1974-04-01 | Not Marked | Pressurized
920271 | 4 | [5 empty] | Permanently Out of Use - historical purposes | Empty | 500 | Bare Steel | 1974-04-01 | Not Marked
920271 | 5 |  | 1993-04-01 |  | 1993-04-01 |  | Permanently Out of Use - historical purposes | Empty | 10000 | Unknown | 1982-09-21 | Cathodically Protected | Pressurized
920271 | 6 |  | 1993-04-01 |  | 1993-04-01 |  | Permanently Out of Use - historical purposes | Empty | 10000 | Unknown | 1982-09-21 | Cathodically Protected | Pressurized
920271 | 7 |  | 1993-04-01 |  | 1993-04-01 |  | Permanently Out of Use - historical purposes | Empty | 10000 | Unknown | 1982-09-21 | Cathodically Protected | Pressurized
920275 | 1 | [5 empty] | Removed from Ground | Gas (Historical Use) | 1000 | Bare Steel | 1970-07-01 | Galvanized Steel
920277 | 1 | Ball Float | 1982-01-01 | yes | 1996-11-01 |  | Currently in Use | Gas (Historical Use) | 10000 | Fiberglass | 1982-04-01 | Fiberglass Reinforced Plastic | Pressurized
920277 | 2 | Ball Float | 1982-01-01 | yes | 1996-11-01 |  | Currently in Use | Gas (Historical Use) | 10000 | Fiberglass | 1982-04-01 | Fiberglass Reinforced Plastic | Pressurized
920277 | 3 | Ball Float | 1982-01-01 | yes | 1996-11-01 |  | Currently in Use | Gas (Historical Use) | 10000 | Fiberglass | 1982-04-01 | Fiberglass Reinforced Plastic | Pressurized
920277 | 4 | Ball Float | 1982-01-01 | yes | 1996-11-01 |  | Currently in Use | Diesel | 10000 | Fiberglass | 1982-04-01 | Fiberglass Reinforced Plastic | Pressurized
920278 | 1 | Flapper Valve | 1996-12-01 |  | 1996-11-15 |  | Currently in Use | Gas (Historical Use) | 8000 | Steel-Impressed Current | 1966-05-01 | Fiberglass Reinforced Plastic | Pressurized
920278 | 2 | Flapper Valve | 1996-12-01 |  | 1996-11-15 |  | Currently in Use | Gas (Historical Use) | 8000 | Steel-Impressed Current | 1966-05-01 | Fiberglass Reinforced Plastic | Pressurized
920278 | 3 | Flapper Valve | 1996-12-01 |  | 1996-11-15 |  | Currently in Use | Gas (Historical Use) | 10000 | Steel-Impressed Current | 1966-05-01 | Fiberglass Reinforced Plastic | Pressurized
922000 | 1 | [5 empty] | Removed from Ground | Diesel | 10000 | Marked Unknown | 1984-11-04 | Galvanized Steel | Suction (American)
922000 | 2 | Flapper Valve | 2000-04-21 | no | 2000-04-21 | no | Currently in Use | Diesel | 20000 | Composite | 2000-04-21 | Double-Walled Fiberglass | Pressurized
922001 | 117104 | Ball Float | 1988-06-02 |  | 1988-06-02 |  | Currently in Use | Gas (Historical Use) | 8000 | Galvanic (STIP-3) | 1988-06-02 | Fiberglass Reinforced Plastic | Pressurized
922001 | 118642 | Ball Float | 1988-06-02 |  | 1988-06-02 |  | Currently in Use | Gas (Historical Use) | 8000 | Galvanic (STIP-3) | 1988-06-02 | Fiberglass Reinforced Plastic | Pressurized
922001 | 118643 | Ball Float | 1988-06-02 |  | 1988-06-02 |  | Currently in Use | Gas (Historical Use) | 8000 | Galvanic (STIP-3) | 1988-06-02 | Fiberglass Reinforced Plastic | Pressurized
922001 | 145087 | Ball Float | 1989-10-06 |  | 1989-10-06 |  | Currently in Use | Diesel | 20000 | Galvanic (STIP-3) | 1989-10-06 | Fiberglass Reinforced Plastic | Pressurized
922002 | 1 | Flapper Valve | 1988-11-01 |  | 1988-11-03 |  | Currently in Use | Diesel | 20000 | Fiberglass | 1988-11-03 | Fiberglass Reinforced Plastic | Pressurized
922002 | 2 | Flapper Valve | 1988-11-03 |  | 1988-11-03 |  | Currently in Use | Diesel | 20000 | Fiberglass | 1988-11-03 | Fiberglass Reinforced Plastic | Pressurized
922002 | 3 | Flapper Valve | 1988-11-03 |  | 1988-11-03 |  | Currently in Use | Diesel | 12000 | Fiberglass | 1988-11-03 | Fiberglass Reinforced Plastic | Pressurized
922002 | 4 | Flapper Valve | 1988-11-03 |  | 1988-11-03 |  | Currently in Use | Gas (Historical Use) | 12000 | Fiberglass | 1988-11-03 | Fiberglass Reinforced Plastic | Pressurized
922002 | 5 | Flapper Valve | 1988-11-03 |  | 1988-11-03 |  | Currently in Use | Gas (Historical Use) | 12000 | Fiberglass | 1988-11-03 | Fiberglass Reinforced Plastic | Pressurized
922002 | 6 |  | 1997-01-29 | yes | 1997-01-29 | yes | Currently in Use | Used Oil | 1000 | Fiberglass | 1987-01-01 | Fiberglass Reinforced Plastic | Gravity Fed
930001 | 116D1 | [5 empty] | Removed from Ground | Diesel | 1000 | Bare Steel | 1967-05-04 | Galvanized Steel | Suction (American)
930001 | 116G1 | [5 empty] | Removed from Ground | Gas (Historical Use) | 2000 | Bare Steel | 1986-03-01 | Galvanized Steel | Suction (American)
930003 | 1 | [5 empty] | Removed from Ground | Gas (Historical Use) | 2000 | Bare Steel | 1981-04-23 | Galvanized Steel | Safe Suction (Euro)
930003 | 2 | [5 empty] | Removed from Ground | Diesel | 560 | Bare Steel | 1956-04-29 | Galvanized Steel | Safe Suction (Euro)
930004 | 1 | [5 empty] | Removed from Ground | Gas (Historical Use) | 2000 | Bare Steel | 1983-04-23 | Galvanized Steel | Safe Suction (Euro)
930005 | 1 |  | 1998-10-28 | no | 1998-10-28 | no | Currently in Use | Gas (Historical Use) | 10000 | Steel-Impressed Current | 1985-04-17 | Fiberglass Reinforced Plastic | Pressurized
930005 | 2 |  | 1998-10-28 | no | 1998-10-28 | no | Currently in Use | Gas (Historical Use) | 8000 | Steel-Impressed Current | 1974-04-20 |  | Pressurized
930005 | 3 |  | 1998-10-28 | no | 1998-10-28 | no | Currently in Use | Gas (Historical Use) | 8000 | Steel-Impressed Current | 1974-04-20 | Fiberglass Reinforced Plastic | Pressurized
930006 | 1 | [5 empty] | Removed from Ground | Gas (Historical Use) | 500 | Bare Steel | 1965-02-18 | Galvanized Steel
930006 | 2 | [5 empty] | Removed from Ground | Gas (Historical Use) | 1500 | Bare Steel | 1981-02-14 | Galvanized Steel
930006 | 3 | [5 empty] | Removed from Ground | Gas (Historical Use) | 250 | Bare Steel | 1983-02-14 | Galvanized Steel
930006 | 4 | [5 empty] | Removed from Ground | Diesel | 500 | Bare Steel | 1965-02-18 | Galvanized Steel
930007 | 1 | [5 empty] | Removed from Ground | Gas (Historical Use) | 0 | Bare Steel | 1986-02-24 | Galvanized Steel
930008 | 1 | [5 empty] | Permanently Out of Use - historical purposes | Propane | 500 | Bare Steel | 1948-03-08 | Bare Steel
930009 | 1 | [5 empty] | Removed from Ground | Gas (Historical Use) | 12000 | Bare Steel | 1971-01-01 | Galvanized Steel
930009 | 2 |  | 1990-08-01 |  | 1990-08-01 |  | Removed from Ground | Gas (Historical Use) | 10000 | Composite | 1990-08-01 | Fiberglass Reinforced Plastic | Safe Suction (Euro)
930009 | 3 |  | 1990-08-01 |  | 1990-08-01 |  | Removed from Ground | Diesel | 10000 | Composite | 1987-01-01 | Fiberglass Reinforced Plastic | Safe Suction (Euro)
930011 | 1 | [5 empty] | Permanently Out of Use - historical purposes | Diesel | 6000 | Bare Steel | 1986-01-22 | Unknown
930013 | 1 | [5 empty] | Removed from Ground | Empty | 0 | Bare Steel | 1956-03-10 | Bare Steel
930013 | 2 | [5 empty] | Removed from Ground | Empty | 0 | Bare Steel | 1956-03-10 | Bare Steel
930013 | 3 | [5 empty] | Removed from Ground | Empty | 0 | Bare Steel | 1956-03-10 | Bare Steel
930013 | 4 | [5 empty] | Removed from Ground | Other | 0 | Bare Steel | 1956-03-10 | Bare Steel
930014 | 1 | [5 empty] | Removed from Ground | Gas (Historical Use) | 1 | Bare Steel |  | Galvanized Steel
930044 | 1 |  | 1991-01-01 |  | 1991-01-01 |  | Removed from Ground | Gas (Historical Use) | 10000 | Cathodically Protected Steel | 1982-02-25 | Fiberglass Reinforced Plastic | Suction (American)
930045 | 1 | Flapper Valve | 1998-08-28 | no | 1998-08-28 | no | Currently in Use | Regular | 5000 | Steel-Impressed Current | 1982-03-22 | Steel (Impressed Current) | Safe Suction (Euro)
930045 | 2 | Flapper Valve | 1998-08-28 | no | 1998-08-28 | no | Currently in Use | Diesel | 5000 | Steel-Impressed Current | 1982-03-22 | Steel (Impressed Current) | Safe Suction (Euro)
930047 | 5301 |  | 1991-10-23 |  | 1991-10-23 |  | Currently in Use | Gas (Historical Use) | 4000 | Cathodically Protected Steel | 1987-01-01 | Fiberglass Reinforced Plastic | Pressurized
930047 | 5302 |  | 1991-10-23 |  | 1991-10-23 |  | Currently in Use | Gas (Historical Use) | 8000 | Cathodically Protected Steel | 1991-12-01 | Fiberglass Reinforced Plastic | Pressurized
930047 | 5303 |  | 1991-10-23 |  | 1991-10-23 |  | Currently in Use | Gas (Historical Use) | 8000 | Cathodically Protected Steel | 1991-12-01 | Fiberglass Reinforced Plastic | Pressurized
930047 | 5304 |  | 1991-10-23 |  | 1991-10-23 |  | Currently in Use | Kerosene | 1045 | Composite | 1991-12-01 | Fiberglass Reinforced Plastic | Pressurized
930048 | 1 | [5 empty] | Removed from Ground | Gas (Historical Use) | 550 | Bare Steel | 1976-04-25 | Galvanized Steel
930048 | 2 | [5 empty] | Removed from Ground | Gas (Historical Use) | 550 | Bare Steel | 1976-04-25 | Galvanized Steel
930050 | 1 |  | 1998-12-01 |  | 1998-12-01 |  | Removed from Ground | Other | 5000 | Steel-Impressed Current | 1981-04-30 | Cathodically Protected | Safe Suction (Euro)
930050 | 2 |  | 1998-12-01 |  | 1998-12-01 |  | Removed from Ground | Diesel | 6000 | Steel-Impressed Current | 1981-04-30 | Cathodically Protected | Safe Suction (Euro)
930050 | 3 |  | 1998-12-01 |  | 1998-12-01 |  | Removed from Ground | Kerosene | 6000 | Steel-Impressed Current | 1981-04-30 | Cathodically Protected | Safe Suction (Euro)
930051 | 1 | [5 empty] | Removed from Ground | Other | 10000 | Bare Steel | 1980-04-30 | Bare Steel
930051 | 2 | [5 empty] | Removed from Ground | Other | 8000 | Bare Steel | 1980-01-01 | Bare Steel
930051 | 3 | [5 empty] | Removed from Ground | Gas (Historical Use) | 1000 | Bare Steel | 1980-01-01 | Bare Steel
930051 | 4 | [5 empty] | Removed from Ground | Diesel | 1000 | Bare Steel | 1979-01-01 | Bare Steel
930051 | 5 | [5 empty] | Closed in Ground | Other | 10000 | Bare Steel | 1979-01-01 | Bare Steel
930051 | 6 | [5 empty] | Removed from Ground | Empty | 1000 | Bare Steel | 1979-01-01 | Bare Steel
930051 | 7 | [5 empty] | Removed from Ground | Hazardous Substance | 10000 | Bare Steel | 1979-01-01 | Bare Steel
930052 | 23001 |  | 1998-07-01 |  | 1998-07-01 |  | Currently in Use | Gas (Historical Use) | 10134 | Steel-Impressed Current | 1977-05-07 | Fiberglass Reinforced Plastic | Pressurized
930052 | 23002 |  | 1998-07-01 |  | 1998-07-01 |  | Temporarily out of use | Gas (Historical Use) | 10134 | Steel-Impressed Current | 1977-05-07 | Fiberglass Reinforced Plastic | Pressurized
930052 | 23003 |  | 1998-07-01 |  | 1998-07-01 |  | Currently in Use | Gas (Historical Use) | 8086 | Steel-Impressed Current | 1977-05-07 | Fiberglass Reinforced Plastic | Pressurized
930053 | 1 |  | 1999-12-01 |  | 1999-12-01 |  | Removed from Ground | Gas (Historical Use) | 10008 | Steel-Impressed Current | 1977-05-07 | Fiberglass Reinforced Plastic | Pressurized
930053 | 2 |  | 1999-12-01 |  | 1999-12-01 |  | Removed from Ground | Gas (Historical Use) | 10008 | Steel-Impressed Current | 1977-05-07 | Fiberglass Reinforced Plastic | Pressurized
930054 | 11001 | Ball Float | 1998-02-16 | no | 1998-02-16 | no | Currently in Use | Regular | 10000 | Steel-Impressed Current | 1982-05-06 | Fiberglass Reinforced Plastic | Pressurized
930054 | 11002 | Ball Float | 1998-02-16 | no | 1998-02-16 | no | Currently in Use | Premium | 10000 | Steel-Impressed Current | 1982-05-06 | Fiberglass Reinforced Plastic | Pressurized
930054 | 11003 | Ball Float | 1998-02-16 | no | 1998-02-16 | no | Currently in Use | Plus | 6000 | Steel-Impressed Current | 1982-05-06 | Fiberglass Reinforced Plastic | Pressurized
930055 | 1 | [5 empty] | Removed from Ground | Gas (Historical Use) | 8000 | Bare Steel | 1983-05-06 | Galvanized Steel
930055 | 2 | [5 empty] | Removed from Ground | Gas (Historical Use) | 8000 | Bare Steel | 1983-05-06 | Galvanized Steel
930055 | 3 | [5 empty] | Removed from Ground | Gas (Historical Use) | 8000 | Bare Steel | 1983-05-06 | Galvanized Steel
930055 | 4 | [5 empty] | Removed from Ground | Diesel | 6000 | Bare Steel | 1983-05-06 | Galvanized Steel
930056 | 1 | [5 empty] | Removed from Ground | Diesel | 25000 | Bare Steel | 1975-01-01 | Copper | Suction (American)
930056 | 2 | [5 empty] | Removed from Ground | Diesel | 25000 | Bare Steel | 1975-01-01 | Copper | Suction (American)
930056 | 3 | [5 empty] | Removed from Ground | Diesel | 25000 | Bare Steel | 1975-01-01 | Copper | Suction (American)
930056 | 4 | [5 empty] | Removed from Ground | Diesel | 25000 | Bare Steel | 1975-01-01 | Copper | Suction (American)
930056 | 5 | [5 empty] | Removed from Ground | Diesel | 5000 | Bare Steel | 1975-01-01 | Copper | Suction (American)
930056 | 6 | [5 empty] | Removed from Ground | Diesel | 3000 | Bare Steel | 1975-01-01 | Copper | Suction (American)
930056 | 7 |  | 1992-03-30 |  | 1992-03-30 |  | Removed from Ground | Diesel | 10000 | Cathodically Protected Steel | 1992-03-30 | Fiberglass Reinforced Plastic | Suction (American)
930057 | 1 | [5 empty] | Removed from Ground | Diesel | 3000 | Bare Steel | 1986-05-07 | Copper | Suction (American)
930058 | 1 | [5 empty] | Removed from Ground | Gas (Historical Use) | 8000 | Bare Steel | 1986-05-08 | Unknown | Suction (American)
930058 | 2 | [5 empty] | Removed from Ground | Gas (Historical Use) | 4000 | Bare Steel | 1986-05-08 | Unknown | Suction (American)
930058 | 3 | [5 empty] | Removed from Ground | Gas (Historical Use) | 4000 | Bare Steel | 1986-05-08 | Unknown | Suction (American)
930059 | 1 | [5 empty] | Removed from Ground | Gas (Historical Use) | 1100 | Bare Steel | 1971-05-12 | Unknown
930059 | 2 | [5 empty] | Removed from Ground | Gas (Historical Use) | 1100 | Bare Steel | 1971-05-12 | Unknown
930061 | 1 | [5 empty] | Removed from Ground | Gas (Historical Use) | 1100 | Bare Steel | 1972-05-11 | Unknown
930061 | 2 | [5 empty] | Removed from Ground | Gas (Historical Use) | 1100 | Bare Steel | 1972-05-11 | Unknown
930061 | 3 |  | 1990-02-01 |  | 1990-02-01 |  | Currently in Use | Gas (Historical Use) | 4000 | Galvanic (STIP-3) | 1990-02-20 | Fiberglass Reinforced Plastic | Pressurized
930061 | 4 |  | 1990-02-01 |  | 1990-02-01 |  | Currently in Use | Gas (Historical Use) | 4000 | Galvanic (STIP-3) | 1990-02-20 | Fiberglass Reinforced Plastic | Pressurized
930061 | 5 |  | 1990-02-01 |  | 1990-02-01 |  | Currently in Use | Gas (Historical Use) | 4000 | Galvanic (STIP-3) | 1990-02-20 | Fiberglass Reinforced Plastic | Pressurized
930062 | 1 | [5 empty] | Removed from Ground | Gas (Historical Use) | 2200 | Bare Steel | 1968-05-12 | Unknown
930062 | 2 | [5 empty] | Removed from Ground | Gas (Historical Use) | 2200 | Bare Steel | 1968-05-12 | Unknown
930062 | 3 | [5 empty] | Removed from Ground | Gas (Historical Use) | 1100 | Bare Steel | 1968-05-12 | Unknown
930063 | 1 | [5 empty] | Closed in Ground | Diesel | 500 | Bare Steel | 1966-05-13 | Galvanized Steel
930063 | 2 | [5 empty] | Removed from Ground | Gas (Historical Use) | 3000 | Bare Steel | 1978-05-10 | Galvanized Steel
930064 | 1 | [5 empty] | Removed from Ground | Empty | 550 | Bare Steel | 1936-05-20 | Unknown
930064 | 2 | [5 empty] | Removed from Ground | Empty | 550 | Bare Steel | 1936-05-20 | Unknown
930067 | 1 |  | 1998-12-01 |  | 1998-12-01 |  | Currently in Use | Gas (Historical Use) | 6000 | Steel-Impressed Current | 1978-05-09 | Cathodically Protected | Suction (American)
930067 | 2 |  | 1998-12-01 |  | 1998-12-01 |  | Currently in Use | Gas (Historical Use) | 4000 | Steel-Impressed Current | 1978-05-09 | Cathodically Protected | Suction (American)
930067 | 3 |  | 1998-12-01 |  | 1998-12-01 |  | Currently in Use | Gas (Historical Use) | 4000 | Steel-Impressed Current | 1978-05-09 | Cathodically Protected | Suction (American)
930067 | 4 | [5 empty] | Removed from Ground | Diesel | 1000 | Bare Steel | 1978-05-09 | Galvanized Steel | Suction (American)
930068 | 1 | [5 empty] | Removed from Ground | Hazardous Substance | 1000 | Bare Steel | 1967-05-13 | Bare Steel
930068 | 2 | [5 empty] | Removed from Ground | Hazardous Substance | 1000 | Bare Steel | 1975-05-11 | Bare Steel
930068 | 3 | [5 empty] | Removed from Ground | Other | 12000 | Not Marked/Unknown | 1991-04-19 | Not Marked
930068 | 4 | [5 empty] | Removed from Ground | Other | 12000 | Not Marked/Unknown | 1995-04-19 | Not Marked
930072 | 1 | [5 empty] | Closed in Ground | Empty | 1000 | Bare Steel | 1971-05-18 | Galvanized Steel
930072 | 2 | [5 empty] | Closed in Ground | Empty | 550 | Bare Steel | 1971-05-18 | Galvanized Steel
940046 | 1 | [5 empty] | Currently in Use | Other | 500 | Bare Steel | 1978-01-01 | Galvanized Steel
9604171 | 1 | [5 empty] | Removed from Ground | Gas (Historical Use) | 1000 | Bare Steel | 1997-01-08 | Galvanized Steel | Suction (American)
9604171 | 2 | [5 empty] | Removed from Ground | Gas (Historical Use) | 550 | Bare Steel | 1994-04-01 | Unknown
9604173 | 1 |  | 1995-10-30 |  | 1995-10-30 |  | Removed from Ground | Diesel | 20000 | Bare Steel | 1979-09-01 | Galvanized Steel | Safe Suction (Euro)
9604178 | 1 | Flapper Valve | 1988-01-01 | no | 1988-01-01 | no | Currently in Use | Gas (Historical Use) | 6000 | Steel-Impressed Current | 1988-08-23 | Steel (Impressed Current) | Pressurized
9604178 | 2 | Flapper Valve | 1988-01-01 | no | 1988-01-01 | no | Currently in Use | Gas (Historical Use) | 8000 | Steel-Impressed Current | 1988-08-23 | Steel (Impressed Current) | Pressurized
9604178 | 3 | Flapper Valve | 1988-01-01 | no | 1988-01-01 | no | Currently in Use | Diesel | 6000 | Steel-Impressed Current | 1988-08-23 | Steel (Impressed Current) | Pressurized
9604178 | 4 |  | 1988-01-01 | no | 1988-01-01 | no | Currently in Use | Gas (Historical Use) | 3000 | Steel-Impressed Current | 1988-08-23 | Steel (Impressed Current) | Pressurized
9604178 | 5 | Flapper Valve | 1998-01-21 | no | 1998-01-21 | no | Currently in Use | Kerosene | 1000 | Steel-Impressed Current | 1988-08-23 |  | Safe Suction (Euro)
9604179 | 1 |  | 2000-05-01 |  | 2000-05-01 |  | Currently in Use | Gas (Historical Use) | 10000 | Composite | 2000-05-01 | Double Walled | Pressurized
9604179 | 2 |  | 2000-05-01 |  | 2000-05-01 |  | Currently in Use | Gas (Historical Use) | 10000 | Composite | 2000-05-01 | Double Walled | Pressurized
9604179 | 3 |  | 2000-05-01 |  | 2000-05-01 |  | Currently in Use | Diesel | 6000 | Composite | 2000-05-01 | Double Walled | Pressurized
9604179 | 4 | Ball Float | 2000-05-01 | no | 2000-05-01 | no | Currently in Use | Gas (Historical Use) | 12000 | Composite | 2000-05-01 | Double Walled | Pressurized
9640170 | 1 | [5 empty] | Removed from Ground | Gas (Historical Use) | 8000 | Cathodically Protected Steel | 1986-01-01 | Fiberglass Reinforced Plastic
9640170 | 2 | [5 empty] | Removed from Ground | Gas (Historical Use) | 8000 | Cathodically Protected Steel | 1986-01-01 | Fiberglass Reinforced Plastic | Pressurized
9640170 | 3 | [5 empty] | Removed from Ground | Gas (Historical Use) | 8000 | Cathodically Protected Steel | 1986-01-01 | Fiberglass Reinforced Plastic | Pressurized
9640170 | 4 | [5 empty] | Removed from Ground | Diesel | 20000 | Cathodically Protected Steel | 1986-01-01 | Fiberglass Reinforced Plastic | Pressurized
9640170 | 5 | [5 empty] | Removed from Ground | Kerosene | 2000 | Cathodically Protected Steel | 1986-01-01 | Fiberglass Reinforced Plastic | Pressurized
9640170 | 6 |  | 1992-01-02 |  | 1992-01-02 |  | Removed from Ground | Gas (Historical Use) | 10000 | Composite | 1992-01-02 | Double Walled/Sec. Containment | Pressurized
9640170 | 7 |  | 1992-01-02 |  | 1992-01-02 |  | Removed from Ground | Gas (Historical Use) | 10000 | Composite | 1992-01-02 | Double Walled/Sec. Containment | Pressurized
9640170 | 8 |  | 1992-01-02 |  | 1992-01-02 |  | Removed from Ground | Gas (Historical Use) | 10000 | Composite | 1992-01-02 | Double Walled/Sec. Containment | Pressurized
9640171 | 1 | Ball Float | 1995-08-11 | no | 1995-08-11 | no | Currently in Use | Regular | 10000 | Composite | 1995-08-01 | Double-Walled Flex | Pressurized
9640171 | 2 | Ball Float | 1995-08-11 | no | 1995-08-11 | no | Currently in Use | Premium | 10000 | Composite | 1995-08-01 | Double-Walled Flex | Pressurized
9640171 | 3 | Ball Float | 1995-08-11 | no | 1995-08-11 | no | Currently in Use | Plus | 10000 | Composite | 1995-08-01 | Double-Walled Flex | Pressurized
9640177 | 1 | Flapper Valve | 1999-10-01 |  | 1999-10-01 |  | Currently in Use | Diesel | 15000 | Fiberglass Double Walled | 1999-09-30 | Fiberglass Reinforced Plastic | Pressurized
9640177 | 2 | Ball Float | 1999-10-01 |  | 1999-10-01 |  | Currently in Use | Gas (Historical Use) | 15000 | Fiberglass Double Walled | 1999-09-30 | Fiberglass Reinforced Plastic | Pressurized
9710001 | 1 | [5 empty] | Permanently Out of Use - historical purposes | Used Oil | 0 | Not Marked/Unknown |  | Not Marked
9760001 | 1 |  | 1997-12-17 |  | 1997-12-17 |  | Removed from Ground | Diesel | 5000 | Steel-Impressed Current | 1973-01-01 | Cathodically Protected | Suction (American)
9760001 | 2 |  | 1997-12-17 |  | 1997-12-17 |  | Removed from Ground | Diesel | 4000 | Steel-Impressed Current | 1975-01-01 | Cathodically Protected | Suction (American)
9760001 | 3 |  | 1996-04-15 |  | 1996-04-15 |  | Removed from Ground | Diesel | 10000 | Cathodically Protected Steel | 1984-01-01 | Cathodically Protected | Suction (American)
9760001 | 4 |  | 2008-01-01 | no | 2008-01-01 | no | Currently in Use | Diesel | 30000 | Fiberglass Double Walled | 2008-01-01 | Double-Walled Fiberglass | Pressurized
9760002 | 1 |  |  | yes |  | yes | Removed from Ground | Used Oil | 0 | Unknown | 1998-07-24 | Not Marked
9760003 | 1 | [5 empty] | Removed from Ground | Gas (Historical Use) | 500 | Marked Unknown | 1994-03-08 | Unknown
9760003 | 2 | [5 empty] | Removed from Ground | Diesel | 1000 | Not Marked/Unknown | 1994-03-08 | Not Marked
9760003 | 3 | [5 empty] | Removed from Ground | Diesel | 4000 | Marked Unknown | 1955-01-01 | Unknown
9830001 | 1 |  | 1998-09-30 |  | 1998-09-30 |  | Currently in Use | Diesel | 10000 | Fiberglass | 1991-01-01 | Fiberglass Reinforced Plastic | Suction (American)
9830001 | 2 | [5 empty] | Removed from Ground | Diesel | 2500 | Double Walled | 1991-01-01 | Fiberglass Reinforced Plastic | Pressurized
9830001 | 3 | [5 empty] | Removed from Ground | Gas (Historical Use) | 10000 | Double Walled | 1993-07-20 | Fiberglass Reinforced Plastic | Pressurized
9830001 | 4 | [5 empty] | Removed from Ground | Diesel | 2500 | Marked Unknown | 1998-09-08 | Unknown | Suction (American)
9830001 | 5 |  | 1998-09-30 |  | 1998-09-30 |  | Currently in Use | Gas (Historical Use) | 2500 | Fiberglass Double Walled | 1998-09-08 | Fiberglass Reinforced Plastic | Suction (American)
9830001 | 6 |  | 1998-09-30 |  | 1998-09-30 |  | Currently in Use | Diesel | 1000 | Fiberglass Double Walled | 1998-09-30 | Fiberglass Reinforced Plastic | Suction (American)
9890001 | 1 | [5 empty] | Removed from Ground | Gas (Historical Use) | 10000 | Not Marked/Unknown | 1991-05-01 | Not Marked
990001 | 1 | Flapper Valve | 1998-10-01 |  | 1998-10-01 |  | Currently in Use | Gas (Historical Use) | 6000 | Steel-Impressed Current | 1983-02-08 | Steel (Impressed Current) | Safe Suction (Euro)
990001 | 2 | Flapper Valve | 1998-10-01 |  | 1998-10-01 |  | Currently in Use | Gas (Historical Use) | 6000 | Steel-Impressed Current | 1983-02-08 | Cathodically Protected | Safe Suction (Euro)
990001 | 3 | Flapper Valve | 1998-10-01 |  | 1998-10-01 |  | Currently in Use | Gas (Historical Use) | 6000 | Steel-Impressed Current | 1983-02-08 | Steel (Impressed Current) | Safe Suction (Euro)
990001 | 4 | Flapper Valve | 1998-10-01 |  | 1998-10-01 |  | Currently in Use | Diesel | 6000 | Steel-Impressed Current | 1983-02-08 | Cathodically Protected | Safe Suction (Euro)
990001 | 5 | Flapper Valve | 1998-10-01 |  | 1998-10-01 |  | Currently in Use | Kerosene | 1000 | Steel-Impressed Current | 1984-02-08 | Cathodically Protected | Safe Suction (Euro)
990004 | 1 | [5 empty] | Removed from Ground | Gas (Historical Use) | 1000 | Not Marked/Unknown | 1996-11-19 | Not Marked
990004 | 2 | [5 empty] | Permanently Out of Use - historical purposes | Gas (Historical Use) | 0 | Not Marked/Unknown |  | Not Marked
990005 | 1 | [5 empty] | Removed from Ground | Gas (Historical Use) | 6000 | Cathodically Protected Steel | 1986-03-06 | Galvanized Steel
990005 | 2 | [5 empty] | Removed from Ground | Empty | 1000 | Bare Steel | 1962-03-12 | Galvanized Steel
990007 | 1 | [5 empty] | Removed from Ground | Gas (Historical Use) | 1000 | Bare Steel | 1978-03-06 | Galvanized Steel
990007 | 2 | [5 empty] | Removed from Ground | Diesel | 1000 | Bare Steel | 1978-03-06 | Galvanized Steel
990007 | 3 | [5 empty] | Removed from Ground | Diesel | 500 | Bare Steel | 1978-03-06 | Galvanized Steel
990009 | 1 | [5 empty] | Closed in Ground | Propane | 0 | Bare Steel | 1986-02-26 | Unknown
990009 | 2 | [5 empty] | Permanently Out of Use - historical purposes | Diesel | 0 | Bare Steel | 1986-02-26 | Unknown
990009 | 3 | [5 empty] | Permanently Out of Use - historical purposes | Propane | 0 | Bare Steel | 1986-02-26 | Unknown
990009 | 4 | [5 empty] | Permanently Out of Use - historical purposes | Propane | 0 | Bare Steel | 1986-02-26 | Unknown
990012 | 1 | [5 empty] | Removed from Ground | Diesel | 10134 | Bare Steel | 1968-01-19 | Galvanized Steel
990014 | 1 | [5 empty] | Removed from Ground | Gas (Historical Use) | 6048 | Bare Steel | 1968-01-19 | Galvanized Steel
990014 | 2 | Flapper Valve | 1998-06-30 |  | 1998-06-30 |  | Currently in Use | Diesel | 10000 | Composite | 1997-08-01 | Fiberglass Reinforced Plastic | Safe Suction (Euro)
990014 | 3 | Flapper Valve | 1998-06-30 |  | 1998-06-30 |  | Currently in Use | Gas (Historical Use) | 6000 | Composite | 1998-07-01 | Fiberglass Reinforced Plastic | Safe Suction (Euro)
990017 | 3 | [5 empty] | Removed from Ground | Gas (Historical Use) | 6048 | Bare Steel | 1968-01-19 | Galvanized Steel
990018 | 1 | [5 empty] | Removed from Ground | Propane | 1000 | Bare Steel | 1951-01-23 | Galvanized Steel
990018 | 2 | [5 empty] | Removed from Ground | Other | 1000 | Bare Steel | 1951-01-23 | Galvanized Steel
990018 | 3 | [5 empty] | Removed from Ground | Gas (Historical Use) | 1065 | Bare Steel | 1955-01-22 | Galvanized Steel
990023 | 1 | [5 empty] | Removed from Ground | Diesel | 300 | Bare Steel | 1976-05-01 | Bare Steel | Safe Suction (Euro)
990024 | 1 | [5 empty] | Removed from Ground | Gas (Historical Use) | 1000 | Bare Steel | 1981-04-22 | Galvanized Steel
990024 | 2 | [5 empty] | Removed from Ground | Diesel | 1000 | Bare Steel | 1981-04-22 | Galvanized Steel
990025 | 1 | [5 empty] | Removed from Ground | Gas (Historical Use) | 5000 | Bare Steel | 1970-04-27 | Galvanized Steel
990025 | 2 | [5 empty] | Removed from Ground | Gas (Historical Use) | 10000 | Bare Steel | 1970-04-27 | Galvanized Steel
990025 | 3 | [5 empty] | Removed from Ground | Gas (Historical Use) | 10000 | Bare Steel | 1970-04-27 | Galvanized Steel
990025 | 4 |  |  | yes |  | yes | Removed from Ground | Used Oil | 550 | Bare Steel | 1970-04-27 | Galvanized Steel
990025 | 5 | Ball Float | 1987-07-01 | no | 1987-07-01 | no | Currently in Use | Regular | 10000 | Fiberglass | 1987-07-01 | Fiberglass Reinforced Plastic | Pressurized
990025 | 6 | Ball Float | 1987-07-01 | no | 1987-07-01 | no | Currently in Use | Plus | 10000 | Fiberglass | 1987-07-01 | Fiberglass Reinforced Plastic | Pressurized
990025 | 7 | Ball Float | 1987-07-01 | no | 1987-07-01 | no | Currently in Use | Diesel | 10000 | Fiberglass | 1987-07-01 | Fiberglass Reinforced Plastic | Pressurized
990026 | 1 | [5 empty] | Removed from Ground | Gas (Historical Use) | 2000 | Bare Steel | 1987-11-01 | Galvanized Steel | Safe Suction (Euro)
990026 | 2 | [5 empty] | Removed from Ground | Diesel | 560 | Bare Steel | 1982-10-01 | Galvanized Steel | Safe Suction (Euro)
990026 | 209997 |  | 1993-02-24 |  | 1993-02-24 |  | Removed from Ground | Gas (Historical Use) | 1000 | Galvanic (STIP-3) | 1993-02-24 | Cathodically Protected | Safe Suction (Euro)
990026 | 210000 |  | 1993-02-24 |  | 1993-02-24 |  | Removed from Ground | Diesel | 1000 | Galvanic (STIP-3) | 1993-02-24 | Cathodically Protected | Safe Suction (Euro)
990028 | 359G1 | [5 empty] | Removed from Ground | Gas (Historical Use) | 500 | Bare Steel | 1973-05-02 | Bare Steel
990028 | 359G2 | [5 empty] | Removed from Ground | Gas (Historical Use) | 1000 | Bare Steel | 1972-05-02 | Bare Steel
990029 | 10391-1 | [5 empty] | Removed from Ground | Gas (Historical Use) | 1000 | Bare Steel | 1972-05-02 | Galvanized Steel
990030 | 1 | [5 empty] | Removed from Ground | Gas (Historical Use) | 1060 | Bare Steel | 1966-04-22 | Galvanized Steel
990031 | 1 | [5 empty] | Removed from Ground | Gas (Historical Use) | 560 | Bare Steel | 1966-01-01 | Unknown
990031 | 2 | [5 empty] | Removed from Ground | Gas (Historical Use) | 560 | Bare Steel | 1966-01-01 | Unknown
990031 | 3 | [5 empty] | Removed from Ground | Diesel | 560 | Bare Steel | 1966-01-01 | Unknown
990032 | 1 | [5 empty] | Removed from Ground | Diesel | 11780 | Bare Steel | 1976-01-01 | Galvanized Steel | Safe Suction (Euro)
990032 | 2 | [5 empty] | Removed from Ground | Gas (Historical Use) | 1000 | Bare Steel | 1976-01-01 | Galvanized Steel | Safe Suction (Euro)
990032 | 3 | [5 empty] | Removed from Ground | Gas (Historical Use) | 560 | Bare Steel | 1976-01-01 | Galvanized Steel | Safe Suction (Euro)
990032 | 4 | [5 empty] | Removed from Ground | Gas (Historical Use) | 560 | Bare Steel | 1976-01-01 | Galvanized Steel | Safe Suction (Euro)
990034 | 1 | [5 empty] | Removed from Ground | Diesel | 500 | Bare Steel | 1956-05-06 | Unknown
990035 | 1 | [5 empty] | Removed from Ground | Diesel | 2000 | Bare Steel | 1983-04-30 | Galvanized Steel
990036 | 1 | [5 empty] | Removed from Ground | Gas (Historical Use) | 1000 | Not Marked/Unknown | 1966-04-28 | Not Marked
990039 | 1 | [5 empty] | Permanently Out of Use - historical purposes | Gas (Historical Use) | 560 | Marked Unknown | 1986-04-23 | Galvanized Steel
990041 | 1 | [5 empty] | Removed from Ground | Diesel | 2000 | Bare Steel | 1975-05-08 | Not Marked
990041 | 2 | [5 empty] | Removed from Ground | Kerosene | 20000 | Bare Steel | 1975-05-08 | Not Marked
990042 | 1 | [5 empty] | Removed from Ground | Gas (Historical Use) | 10000 | Bare Steel | 1976-05-09 | Unknown
990042 | 2 |  | 1994-09-01 | no | 1994-09-01 | no | Currently in Use | Diesel | 10000 | Fiberglass | 1994-09-01 | Double-Walled Fiberglass | Pressurized
990042 | 3 |  |  | yes |  | yes | Removed from Ground | Used Oil | 500 | Bare Steel | 1986-05-07 | Galvanized Steel | Gravity Fed
990042 | 4 | [5 empty] | Removed from Ground | Other | 1000 | Not Marked/Unknown | 1994-08-25 | Unknown
990045 | 1 | [5 empty] | Removed from Ground | Gas (Historical Use) | 1065 | Bare Steel | 1965-05-13 | Galvanized Steel
990045 | 2 | [5 empty] | Removed from Ground | Gas (Historical Use) | 1065 | Bare Steel | 1965-05-13 | Galvanized Steel
990045 | 3 | Ball Float | 1998-03-01 |  | 1998-03-01 |  | Currently in Use | Gas (Historical Use) | 4000 | Fiberglass | 1986-07-03 | Fiberglass Reinforced Plastic | Pressurized
990045 | 4 | Ball Float | 1998-03-01 |  | 1998-03-01 |  | Currently in Use | Gas (Historical Use) | 4000 | Fiberglass | 1986-07-03 | Fiberglass Reinforced Plastic | Pressurized
990045 | 5 | Ball Float | 1998-03-01 |  | 1998-03-01 |  | Currently in Use | Diesel | 4000 | Fiberglass | 1986-07-03 | Fiberglass Reinforced Plastic | Pressurized
990046 | 1 | [5 empty] | Permanently Out Of Use | Diesel | 3000 | Bare Steel | 1985-05-08 | Galvanized Steel
990047 | 1 | [5 empty] | Removed from Ground | Gas (Historical Use) | 1000 | Bare Steel | 1974-05-11 | Bare Steel | Suction (American)
990047 | 2 | [5 empty] | Removed from Ground | Gas (Historical Use) | 1000 | Bare Steel | 1974-05-11 | Bare Steel | Suction (American)
990047 | 3 | [5 empty] | Removed from Ground | Gas (Historical Use) | 550 | Bare Steel | 1974-05-11 | Bare Steel | Suction (American)
990048 | 1 | [5 empty] | Removed from Ground | Gas (Historical Use) | 1000 | Bare Steel | 1972-05-11 | Galvanized Steel
990048 | 2 | [5 empty] | Removed from Ground | Gas (Historical Use) | 1000 | Bare Steel | 1972-05-11 | Galvanized Steel
990048 | 3 | [5 empty] | Removed from Ground | Gas (Historical Use) | 1000 | Bare Steel | 1972-05-11 | Galvanized Steel
990048 | 4 |  |  | yes |  | yes | Removed from Ground | Used Oil | 550 | Bare Steel | 1972-05-11 | Galvanized Steel
990049 | 1 | [5 empty] | Removed from Ground | Gas (Historical Use) | 550 | Bare Steel | 1968-05-12 | Galvanized Steel
990050 | 1 | [5 empty] | Removed from Ground | Gas (Historical Use) | 550 | Bare Steel | 1982-05-09 | Galvanized Steel
990051 | 1 | [5 empty] | Removed from Ground | Gas (Historical Use) | 550 | Bare Steel | 1976-05-10 | Galvanized Steel | Suction (American)
990051 | 2 | [5 empty] | Removed from Ground | Gas (Historical Use) | 1000 | Bare Steel | 1976-05-10 | Galvanized Steel | Suction (American)
990052 | 1 | [5 empty] | Removed from Ground | Gas (Historical Use) | 550 | Bare Steel | 1978-05-10 | Galvanized Steel | Suction (American)
990052 | 2 | [5 empty] | Removed from Ground | Diesel | 287 | Bare Steel | 1978-05-10 | Galvanized Steel | Suction (American)
990053 | 1 | [5 empty] | Removed from Ground | Gas (Historical Use) | 550 | Bare Steel | 1981-05-09 | Galvanized Steel | Suction (American)
990053 | 2 | [5 empty] | Removed from Ground | Diesel | 2000 | Bare Steel | 1984-05-08 | Galvanized Steel | Suction (American)
990054 | 1 | [5 empty] | Removed from Ground | Gas (Historical Use) | 550 | Bare Steel | 1976-05-10 | Galvanized Steel
990054 | 2 | [5 empty] | Removed from Ground | Diesel | 1000 | Bare Steel | 1984-05-08 | Galvanized Steel
990055 | 1 | [5 empty] | Removed from Ground | Gas (Historical Use) | 1000 | Bare Steel | 1985-05-08 | Galvanized Steel
990056 | 1 | [5 empty] | Removed from Ground | Gas (Historical Use) | 1000 | Bare Steel | 1978-05-10 | Galvanized Steel
990056 | 2 | [5 empty] | Removed from Ground | Diesel | 2000 | Bare Steel | 1978-05-10 | Galvanized Steel
990057 | 1 | [5 empty] | Removed from Ground | Gas (Historical Use) | 1000 | Bare Steel | 1976-05-10 | Galvanized Steel | Suction (American)
990057 | 2 | [5 empty] | Removed from Ground | Diesel | 1000 | Bare Steel | 1985-05-08 | Galvanized Steel | Suction (American)
990058 | 1 |  | 1998-11-01 |  | 1998-11-01 |  | Removed from Ground | Gas (Historical Use) | 1000 | Steel-Impressed Current | 1972-05-11 | Cathodically Protected | Safe Suction (Euro)
990058 | 2 |  | 1998-11-01 |  | 1998-11-01 |  | Removed from Ground | Gas (Historical Use) | 1000 | Steel-Impressed Current | 1972-05-11 | Cathodically Protected | Safe Suction (Euro)
990058 | 3 |  | 1998-11-01 |  | 1998-11-01 |  | Removed from Ground | Diesel | 1000 | Steel-Impressed Current | 1972-05-11 | Cathodically Protected | Safe Suction (Euro)
990058 | 4 |  | 1998-11-01 |  | 1998-11-01 |  | Removed from Ground | Gas (Historical Use) | 3000 | Steel-Impressed Current | 1978-05-10 | Cathodically Protected | Safe Suction (Euro)
990059 | 1 | [5 empty] | Removed from Ground | Gas (Historical Use) | 550 | Bare Steel | 1974-05-11 | Galvanized Steel
990059 | 2 | [5 empty] | Removed from Ground | Gas (Historical Use) | 550 | Bare Steel | 1974-05-11 | Galvanized Steel
990060 | 1 | [5 empty] | Removed from Ground | Gas (Historical Use) | 550 | Bare Steel | 1974-05-11 | Galvanized Steel
990060 | 2 | [5 empty] | Removed from Ground | Gas (Historical Use) | 550 | Bare Steel | 1974-05-11 | Galvanized Steel
990061 | 1 | [5 empty] | Removed from Ground | Gas (Historical Use) | 1000 | Bare Steel | 1976-05-10 | Bare Steel | Suction (American)
990061 | 2 | [5 empty] | Removed from Ground | Diesel | 1000 | Bare Steel | 1976-05-10 | Bare Steel | Suction (American)
990062 | 1 | [5 empty] | Removed from Ground | Gas (Historical Use) | 1000 | Bare Steel | 1970-05-12 | Galvanized Steel
990062 | 2 | [5 empty] | Removed from Ground | Gas (Historical Use) | 1000 | Bare Steel | 1970-05-12 | Galvanized Steel
990062 | 3 | [5 empty] | Removed from Ground | Gas (Historical Use) | 1000 | Bare Steel | 1970-05-12 | Galvanized Steel
990063 | 1 | [5 empty] | Removed from Ground | Gas (Historical Use) | 2000 | Bare Steel | 1973-05-11 | Galvanized Steel
990063 | 2 | [5 empty] | Removed from Ground | Gas (Historical Use) | 2000 | Bare Steel | 1973-05-11 | Galvanized Steel
990063 | 3 | [5 empty] | Removed from Ground | Gas (Historical Use) | 3000 | Bare Steel | 1973-05-11 | Galvanized Steel
990063 | 4 |  |  | yes |  | yes | Removed from Ground | Used Oil | 550 | Bare Steel | 1973-05-11 | Galvanized Steel
990064 | 1 | [5 empty] | Removed from Ground | Gas (Historical Use) | 550 | Bare Steel | 1968-05-12 | Galvanized Steel
990064 | 2 | [5 empty] | Removed from Ground | Gas (Historical Use) | 550 | Bare Steel | 1968-05-12 | Galvanized Steel
990065 | 1 | [5 empty] | Removed from Ground | Gas (Historical Use) | 4000 | Bare Steel | 1972-05-11 | Galvanized Steel | Safe Suction (Euro)
990065 | 2 | [5 empty] | Removed from Ground | Gas (Historical Use) | 4000 | Bare Steel | 1972-05-11 | Galvanized Steel | Safe Suction (Euro)
990065 | 3 | [5 empty] | Removed from Ground | Gas (Historical Use) | 4000 | Bare Steel | 1972-05-11 | Galvanized Steel | Safe Suction (Euro)
990065 | 4 | [5 empty] | Removed from Ground | Diesel | 550 | Bare Steel | 1972-05-11 | Galvanized Steel | Safe Suction (Euro)
990065 | 5 |  |  | yes |  | yes | Removed from Ground | Used Oil | 550 | Bare Steel | 1972-05-11 | Galvanized Steel | Safe Suction (Euro)
990065 | 6 | Flapper Valve | 1999-04-01 | no | 1999-04-01 | no | Currently in Use | Regular | 10000 | Epoxy | 1999-04-01 | Fiberglass Reinforced Plastic | Pressurized
990065 | 7 | Ball Float | 1999-04-01 | no | 1999-04-01 | no | Currently in Use | Premium | 6000 | Epoxy | 1999-04-01 | Fiberglass Reinforced Plastic | Pressurized
990065 | 8 | Exempted | 1999-04-01 | no | 1999-04-01 | no | Currently in Use | Diesel | 6000 | Epoxy | 1999-04-01 | Fiberglass Reinforced Plastic | Pressurized
990066 | 1 | [5 empty] | Removed from Ground | Gas (Historical Use) | 500 | Bare Steel | 1986-05-08 | Galvanized Steel | Safe Suction (Euro)
990066 | 2 | [5 empty] | Removed from Ground | Gas (Historical Use) | 500 | Bare Steel | 1986-05-08 | Galvanized Steel | Safe Suction (Euro)
990066 | 3 |  | 2000-12-01 |  | 2000-12-01 |  | Currently in Use | Gas (Historical Use) | 10000 | Fiberglass | 2000-12-01 | Fiberglass Reinforced Plastic | Pressurized
990066 | 4 |  | 2000-12-01 |  | 2000-12-01 |  | Currently in Use | Gas (Historical Use) | 6000 | Fiberglass | 2000-12-01 | Fiberglass Reinforced Plastic | Pressurized
990067 | 1 | [5 empty] | Removed from Ground | Gas (Historical Use) | 4000 | Bare Steel | 1986-05-08 | Galvanized Steel
990067 | 2 | [5 empty] | Removed from Ground | Gas (Historical Use) | 2000 | Bare Steel | 1971-05-12 | Galvanized Steel
990067 | 3 | [5 empty] | Removed from Ground | Gas (Historical Use) | 3000 | Bare Steel | 1971-05-12 | Galvanized Steel
990067 | 4 | [5 empty] | Removed from Ground | Kerosene | 560 | Bare Steel | 1971-05-12 | Galvanized Steel
990068 | 1 |  | 1998-01-01 |  | 1998-01-01 |  | Currently in Use | Gas (Historical Use) | 8000 | Steel-Impressed Current | 1977-05-10 | Steel (Impressed Current) | Pressurized
990068 | 2 |  | 1998-01-01 |  | 1998-01-01 |  | Currently in Use | Gas (Historical Use) | 8000 | Steel-Impressed Current | 1977-05-10 | Steel (Impressed Current) | Pressurized
990068 | 3 |  | 1998-01-01 |  | 1998-01-01 |  | Currently in Use | Diesel | 8000 | Steel-Impressed Current | 1977-05-10 | Steel (Impressed Current) | Pressurized
990069 | 1 | Flapper Valve | 1996-06-26 | no | 1996-06-26 | no | Currently in Use | Regular | 6000 | Steel-Impressed Current | 1981-05-05 | Steel (Impressed Current) | Safe Suction (Euro)
990069 | 2 | Flapper Valve | 1996-06-26 | no | 1996-06-26 | no | Currently in Use | Plus | 5000 | Steel-Impressed Current | 1981-05-05 | Steel (Impressed Current) | Safe Suction (Euro)
990069 | 3 | Flapper Valve | 1996-06-26 | no | 1996-06-26 | no | Currently in Use | Premium | 5000 | Steel-Impressed Current | 1981-05-05 | Steel (Impressed Current) | Safe Suction (Euro)
990069 | 4 | Flapper Valve | 1996-06-26 | no | 1996-06-26 | no | Currently in Use | Diesel | 4000 | Steel-Impressed Current | 1981-05-05 | Steel (Impressed Current) | Safe Suction (Euro)
990070 | 1 | [5 empty] | Removed from Ground | Gas (Historical Use) | 560 | Bare Steel | 1986-05-08 | Galvanized Steel
990070 | 2 | [5 empty] | Removed from Ground | Gas (Historical Use) | 560 | Bare Steel | 1986-05-08 | Galvanized Steel
990071 | 1 |  | 1998-01-01 |  | 1998-01-01 |  | Removed from Ground | Gas (Historical Use) | 4000 | Steel-Impressed Current | 1986-05-08 | Cathodically Protected | Safe Suction (Euro)
990071 | 2 |  | 1998-01-01 |  | 1998-01-01 |  | Removed from Ground | Gas (Historical Use) | 3000 | Steel-Impressed Current | 1986-05-08 | Cathodically Protected | Safe Suction (Euro)
990071 | 3 |  | 1998-01-01 |  | 1998-01-01 |  | Removed from Ground | Gas (Historical Use) | 3000 | Steel-Impressed Current | 1986-05-08 | Cathodically Protected | Safe Suction (Euro)
990072 | 1 |  | 1998-01-01 | no | 1998-01-01 | no | Temporarily out of use | Gas (Historical Use) | 4000 | Steel-Impressed Current | 1977-05-10 | Fiberglass Reinforced Plastic | Pressurized
990072 | 2 |  | 1998-01-01 | no | 1998-01-01 | no | Temporarily out of use | Gas (Historical Use) | 4000 | Steel-Impressed Current | 1977-05-10 | Fiberglass Reinforced Plastic | Pressurized
990072 | 3 |  | 1998-01-01 | no | 1998-01-01 | no | Temporarily out of use | Gas (Historical Use) | 4000 | Steel-Impressed Current | 1977-05-10 | Fiberglass Reinforced Plastic | Pressurized
990072 | 4 |  | 1998-01-01 | no | 1998-01-01 | no | Temporarily out of use | Gas (Historical Use) | 4000 | Steel-Impressed Current | 1977-05-10 | Fiberglass Reinforced Plastic | Pressurized
990072 | 5 |  | 1998-01-01 | no | 1998-01-01 | no | Temporarily out of use | Diesel | 5000 | Steel-Impressed Current | 1977-05-10 | Fiberglass Reinforced Plastic | Safe Suction (Euro)
990073 | 1 | Ball Float | 1988-02-01 |  | 1988-02-01 |  | Currently in Use | Gas (Historical Use) | 6000 | Galvanic (STIP-3) | 1988-02-01 | Fiberglass Reinforced Plastic | Pressurized
990073 | 2 | Ball Float | 1988-02-01 |  | 1988-02-01 |  | Currently in Use | Gas (Historical Use) | 6000 | Galvanic (STIP-3) | 1988-02-01 | Fiberglass Reinforced Plastic | Pressurized
990073 | 3 | Ball Float | 1988-02-01 |  | 1988-02-01 |  | Currently in Use | Gas (Historical Use) | 6000 | Galvanic (STIP-3) | 1988-02-01 | Fiberglass Reinforced Plastic | Pressurized
990073 | 4 | Ball Float | 1988-02-01 |  | 1988-02-01 |  | Currently in Use | Diesel | 6000 | Galvanic (STIP-3) | 1988-02-01 | Fiberglass Reinforced Plastic | Pressurized
990073 | 5 | Ball Float | 1988-02-01 |  | 1988-02-01 |  | Currently in Use | Diesel | 2000 | Galvanic (STIP-3) | 1988-02-01 | Fiberglass Reinforced Plastic | Safe Suction (Euro)
990074 | 1 |  | 1998-01-01 |  | 1998-01-01 |  | Removed from Ground | Gas (Historical Use) | 2000 | Steel-Impressed Current | 1971-05-12 | Cathodically Protected | Safe Suction (Euro)
990074 | 2 |  | 1998-01-01 |  | 1998-01-01 |  | Removed from Ground | Gas (Historical Use) | 1000 | Steel-Impressed Current | 1971-05-12 | Cathodically Protected | Safe Suction (Euro)
990074 | 3 |  | 1998-01-01 |  | 1998-01-01 |  | Removed from Ground | Gas (Historical Use) | 2000 | Steel-Impressed Current | 1998-01-01 | Cathodically Protected | Safe Suction (Euro)
990074 | 4 |  | 1998-01-01 |  | 1998-01-01 |  | Removed from Ground | Diesel | 1000 | Steel-Impressed Current | 1998-01-01 | Cathodically Protected | Safe Suction (Euro)
990075 | 1 |  | 1998-01-01 |  | 1998-01-01 |  | Removed from Ground | Gas (Historical Use) | 4000 | Steel-Impressed Current | 1966-05-13 | Cathodically Protected | Safe Suction (Euro)
990075 | 2 |  | 1998-01-01 |  | 1998-01-01 |  | Removed from Ground | Gas (Historical Use) | 3000 | Steel-Impressed Current | 1966-05-13 | Cathodically Protected | Safe Suction (Euro)
990075 | 3 |  | 1998-01-01 |  | 1998-01-01 |  | Removed from Ground | Gas (Historical Use) | 4000 | Steel-Impressed Current | 1966-05-13 | Cathodically Protected | Safe Suction (Euro)
990075 | 4 |  | 1998-01-01 |  | 1998-01-01 |  | Removed from Ground | Diesel | 1000 | Steel-Impressed Current | 1966-05-13 | Cathodically Protected | Safe Suction (Euro)
990076 | 1 | Flapper Valve | 1997-09-19 |  | 1997-09-19 |  | Removed from Ground | Gas (Historical Use) | 8000 | Steel-Impressed Current | 1971-05-12 | Fiberglass Reinforced Plastic | Safe Suction (Euro)
990076 | 2 | Flapper Valve | 1997-09-19 |  | 1997-09-19 |  | Removed from Ground | Gas (Historical Use) | 8000 | Steel-Impressed Current | 1971-05-12 | Fiberglass Reinforced Plastic | Safe Suction (Euro)
990077 | 1A | Flapper Valve | 1998-05-01 |  | 1998-05-01 |  | Currently in Use | Gas (Historical Use) | 6000 | Steel-Impressed Current | 1982-05-09 | Fiberglass Reinforced Plastic | Pressurized
990077 | 1B | Flapper Valve | 1998-05-01 |  | 1998-05-01 |  | Currently in Use | Gas (Historical Use) | 6000 | Steel-Impressed Current | 1982-05-09 | Fiberglass Reinforced Plastic | Pressurized
990077 | 2 | Flapper Valve | 1998-05-01 |  | 1998-05-01 |  | Currently in Use | Gas (Historical Use) | 6000 | Steel-Impressed Current | 1982-05-09 | Fiberglass Reinforced Plastic | Pressurized
990077 | 3 | Flapper Valve | 1998-05-01 |  | 1998-05-01 |  | Currently in Use | Diesel | 6000 | Steel-Impressed Current | 1982-05-09 | Fiberglass Reinforced Plastic | Pressurized
990078 | 1 |  | 1996-06-18 |  | 1996-06-18 |  | Currently in Use | Gas (Historical Use) | 10000 | Steel-Impressed Current | 1984-05-08 | Cathodically Protected | Pressurized
990078 | 2 |  | 1996-06-18 |  | 1996-06-18 |  | Currently in Use | Gas (Historical Use) | 8000 | Steel-Impressed Current | 1975-05-11 | Cathodically Protected | Pressurized
990078 | 3 |  | 1996-06-18 |  | 1996-06-18 |  | Currently in Use | Gas (Historical Use) | 8000 | Steel-Impressed Current | 1975-05-11 | Cathodically Protected | Pressurized
990080 | 1 | [5 empty] | Removed from Ground | Gas (Historical Use) | 1000 | Bare Steel | 1974-05-11 | Galvanized Steel
990080 | 2 | [5 empty] | Removed from Ground | Gas (Historical Use) | 1000 | Bare Steel | 1974-05-11 | Galvanized Steel
990081 | 1 | [5 empty] | Removed from Ground | Gas (Historical Use) | 560 | Bare Steel | 1957-01-08 | Galvanized Steel
990081 | 2 | [5 empty] | Removed from Ground | Gas (Historical Use) | 560 | Bare Steel | 1957-01-08 | Galvanized Steel
990081 | 3 | [5 empty] | Removed from Ground | Gas (Historical Use) | 1000 | Cathodically Protected Steel | 1990-01-01 | Cathodically Protected | Suction (American)
990081 | 4 | [5 empty] | Removed from Ground | Gas (Historical Use) | 1000 | Cathodically Protected Steel | 1990-01-01 | Cathodically Protected | Suction (American)
990082 | 1 | [5 empty] | Removed from Ground | Gas (Historical Use) | 1000 | Bare Steel | 1984-05-08 | Bare Steel
990082 | 2 | [5 empty] | Removed from Ground | Gas (Historical Use) | 150 | Bare Steel | 1984-05-08 | Bare Steel
990083 | 1987-01-01 | [5 empty] | Removed from Ground | Gas (Historical Use) | 3000 | Marked Unknown | 1979-01-01 | Unknown | Suction (American)
990083 | 1989-01-01 | [5 empty] | Removed from Ground | Gas (Historical Use) | 3000 | Marked Unknown | 1979-01-01 | Unknown | Suction (American)
990083 | 3-D | [5 empty] | Removed from Ground | Diesel | 2000 | Bare Steel | 1983-01-01 | Galvanized Steel | Suction (American)
990085 | 1 | [5 empty] | Removed from Ground | Gas (Historical Use) | 1000 | Marked Unknown | 1986-05-07 | Galvanized Steel
990085 | 2 | [5 empty] | Removed from Ground | Gas (Historical Use) | 1060 | Marked Unknown | 1986-05-07 | Galvanized Steel
990085 | 3 | [5 empty] | Removed from Ground | Gas (Historical Use) | 550 | Marked Unknown | 1986-05-07 | Galvanized Steel
990085 | 4 | [5 empty] | Removed from Ground | Gas (Historical Use) | 550 | Marked Unknown | 1986-05-07 | Galvanized Steel
990085 | 5 | [5 empty] | Removed from Ground | Gas (Historical Use) | 550 | Marked Unknown | 1986-05-07 | Galvanized Steel
990086 | 1 | [5 empty] | Removed from Ground | Gas (Historical Use) | 2000 | Bare Steel | 1982-05-09 | Galvanized Steel
990086 | 2 | [5 empty] | Removed from Ground | Gas (Historical Use) | 4000 | Bare Steel | 1982-05-09 | Galvanized Steel
990086 | 3 | [5 empty] | Removed from Ground | Gas (Historical Use) | 3000 | Bare Steel | 1982-05-09 | Galvanized Steel
990086 | 4 | [5 empty] | Removed from Ground | Diesel | 2000 | Bare Steel | 1982-05-09 | Galvanized Steel
990086 | 5 | [5 empty] | Removed from Ground | Kerosene | 2000 | Bare Steel | 1982-05-09 | Galvanized Steel
990087 | 1 | [5 empty] | Removed from Ground | Diesel | 1000 | Bare Steel | 1982-05-06 | Galvanized Steel
990087 | 2 | [5 empty] | Removed from Ground | Gas (Historical Use) | 1000 | Bare Steel | 1982-05-06 | Galvanized Steel
990087 | 3 | [5 empty] | Removed from Ground | Gas (Historical Use) | 550 | Bare Steel | 1976-05-07 | Galvanized Steel
990088 | 1 |  | 1994-05-01 |  | 1994-05-01 |  | Currently in Use | Gas (Historical Use) | 8000 | Steel-Impressed Current | 1975-05-11 | Fiberglass Reinforced Plastic | Pressurized
990088 | 2 |  | 1994-05-01 |  | 1994-05-01 |  | Currently in Use | Gas (Historical Use) | 8000 | Steel-Impressed Current | 1975-05-11 | Fiberglass Reinforced Plastic | Pressurized
990088 | 3 |  | 1994-05-01 |  | 1994-05-01 |  | Currently in Use | Gas (Historical Use) | 4000 | Steel-Impressed Current | 1975-05-11 | Fiberglass Reinforced Plastic | Pressurized
990090 | 1 | [5 empty] | Removed from Ground | Gas (Historical Use) | 2000 | Bare Steel | 1971-05-09 | Unknown
990090 | 2 | [5 empty] | Removed from Ground | Gas (Historical Use) | 3000 | Bare Steel | 1976-05-07 | Unknown
990090 | 3 | [5 empty] | Removed from Ground | Other | 250 | Bare Steel | 1956-05-12 | Unknown
990090 | 4 | [5 empty] | Removed from Ground | Other | 250 | Bare Steel | 1956-05-12 | Unknown
990091 | 1 | [5 empty] | Removed from Ground | Empty | 560 | Bare Steel | 1956-05-09 | Unknown
990091 | 2 | [5 empty] | Removed from Ground | Diesel | 560 | Bare Steel | 1980-05-03 | Galvanized Steel
990091 | 3 | [5 empty] | Removed from Ground | Gas (Historical Use) | 560 | Bare Steel | 1980-05-03 | Galvanized Steel
990096 | 1 | Flapper Valve | 1994-01-01 |  | 1998-12-01 |  | Currently in Use | Diesel | 6000 | Steel-Impressed Current | 1969-05-20 | Steel (Impressed Current) | Suction (American)
990096 | 2 | Flapper Valve | 1994-01-01 |  | 1998-12-01 |  | Currently in Use | Kerosene | 2000 | Steel-Impressed Current | 1971-05-20 | Steel (Impressed Current) | Suction (American)
990097 | 1 | [5 empty] | Removed from Ground | Gas (Historical Use) | 6000 | Bare Steel | 1974-05-11 | Galvanized Steel | Suction (American)
990097 | 2 | [5 empty] | Removed from Ground | Gas (Historical Use) | 6000 | Bare Steel | 1974-05-11 | Galvanized Steel | Suction (American)
990097 | 3 | [5 empty] | Removed from Ground | Gas (Historical Use) | 3000 | Bare Steel | 1974-05-11 | Galvanized Steel | Suction (American)
990097 | 4 | [5 empty] | Removed from Ground | Diesel | 3000 | Marked Unknown | 2000-03-29 | Unknown
990098 | 1 | [5 empty] | Removed from Ground | Empty | 500 | Bare Steel | 1940-05-19 | Bare Steel
990098 | 2 | [5 empty] | Removed from Ground | Empty | 2000 | Bare Steel | 1966-05-13 | Bare Steel
990098 | 3 | [5 empty] | Removed from Ground | Empty | 1000 | Bare Steel | 1980-05-09 | Bare Steel
990098 | 4 | [5 empty] | Removed from Ground | Other | 550 | Marked Unknown | 1992-10-01 | Unknown
990098 | 5 | [5 empty] | Removed from Ground | Other | 550 | Marked Unknown | 1992-10-01 | Unknown
990098 | 6 | [5 empty] | Removed from Ground | Other | 550 | Marked Unknown | 1992-10-01 | Unknown
10000535 | 1 | Flapper Valve | 2003-07-01 | no | 2003-07-01 | no | Currently in Use | Gas (Historical Use) | 12000 | Fiberglass Double Walled | 2003-05-20 | Double-Walled Flex | Pressurized
10000535 | 2 | Flapper Valve | 2003-07-01 | no | 2003-07-01 | no | Currently in Use | Gas (Historical Use) | 12000 | Fiberglass Double Walled | 2003-05-20 | Double-Walled Flex | Pressurized
10000535 | 3 | Flapper Valve | 2003-07-01 | no | 2003-07-01 | no | Currently in Use | Gas (Historical Use) | 12000 | Fiberglass Double Walled | 2003-05-20 | Double-Walled Flex | Pressurized
10001022 | 537-A |  |  | no |  | no | Removed from Ground | Gas (Historical Use) | 550 | Unknown | 1992-09-01 | Unknown
10001022 | 537-B |  |  | no |  | no | Removed from Ground | Gas (Historical Use) | 550 | Unknown | 1992-09-01 | Unknown
10001771 | 666 |  |  | no |  | no | Removed from Ground | Diesel | 500 | Unknown | 1995-04-11
10002221 | 1A |  | 2013-05-01 | no | 2013-05-01 | no | Currently in Use | Gas (Historical Use) | 14000 | Fiberglass Double Walled | 2013-05-01 | Double-Walled Fiberglass | Pressurized
10002221 | 1B |  | 2013-05-01 | no | 2013-05-01 | no | Currently in Use | Gas (Historical Use) | 10000 | Fiberglass Double Walled | 2013-05-01 | Double-Walled Fiberglass | Pressurized
10002221 | 2 |  | 2013-05-01 | no | 2013-05-01 | no | Currently in Use | Gas (Historical Use) | 15000 | Fiberglass Double Walled | 2013-05-01 | Double-Walled Fiberglass | Pressurized
1210078 | 34300-A | [5 empty] | Removed from Ground | Gas (Historical Use) | 6328 | Bare Steel | 1967-05-14 | Bare Steel | Pressurized
1210078 | 34300-B | [5 empty] | Removed from Ground | Gas (Historical Use) | 6328 | Bare Steel | 1967-05-14 | Bare Steel | Pressurized
1210078 | 34300-C | [5 empty] | Removed from Ground | Gas (Historical Use) | 6328 | Bare Steel | 1951-05-14 | Bare Steel | Pressurized
1210078 | 34300-D | [5 empty] | Removed from Ground | Gas (Historical Use) | 6328 | Bare Steel | 1967-05-14 | Bare Steel | Pressurized
1210078 | 34300-E | [5 empty] | Removed from Ground | Gas (Historical Use) | 10152 | Bare Steel | 1967-05-14 | Bare Steel | Pressurized
1210078 | 34300-F | [5 empty] | Currently in Use | Diesel | 0 | Not Marked/Unknown |  | Not Marked
1210078 | 34300-G |  |  | yes |  | yes | Removed from Ground | Used Oil | 1500 | Bare Steel | 1995-11-01 | Galvanized Steel | Safe Suction (Euro)
1210078 | 34300-H | [5 empty] | Removed from Ground | Gas (Historical Use) | 6328 | Bare Steel |  | Galvanized Steel | Safe Suction (Euro)
1210078 | 34300-I | [5 empty] | Removed from Ground | Gas (Historical Use) | 6328 | Bare Steel |  | Galvanized Steel | Safe Suction (Euro)
1210078 | 34300-J | [5 empty] | Removed from Ground | Gas (Historical Use) | 6328 | Bare Steel |  | Galvanized Steel | Safe Suction (Euro)
1210078 | 34300-K | [5 empty] | Removed from Ground | Gas (Historical Use) | 6328 | Bare Steel |  | Galvanized Steel | Safe Suction (Euro)
1210078 | 34300-L | [5 empty] | Removed from Ground | Gas (Historical Use) | 10152 | Bare Steel |  | Galvanized Steel | Safe Suction (Euro)
1210079 | 49300-A | [5 empty] | Removed from Ground | Gas (Historical Use) | 10000 | Bare Steel | 1977-05-07 | Bare Steel | Suction (American)
1210079 | 49300-B | [5 empty] | Removed from Ground | Gas (Historical Use) | 10000 | Bare Steel | 1977-05-07 | Bare Steel | Suction (American)
1210079 | 49300-C | [5 empty] | Removed from Ground | Gas (Historical Use) | 10000 | Bare Steel | 1977-05-07 | Bare Steel | Suction (American)
1210081 | 300 | [5 empty] | Removed from Ground | Other | 3000 | Bare Steel | 1976-05-07 | Bare Steel | Suction (American)
1210083 | 991-A | [5 empty] | Removed from Ground | Diesel | 12000 | Bare Steel | 1942-05-16 | Bare Steel
1210083 | 991-B | [5 empty] | Removed from Ground | Diesel | 12000 | Bare Steel | 1942-05-16 | Bare Steel
1210083 | 991-C | [5 empty] | Removed from Ground | Diesel | 12000 | Bare Steel | 1942-05-16 | Bare Steel
1210083 | 991-D | [5 empty] | Removed from Ground | Diesel | 12000 | Bare Steel | 1942-05-16 | Bare Steel
1210083 | 991-E | [5 empty] | Removed from Ground | Diesel | 12000 | Bare Steel | 1942-05-16 | Bare Steel
1210085 | 42201-A | [5 empty] | Removed from Ground | Gas (Historical Use) | 12000 | Bare Steel | 1942-05-16 | Unknown
1210085 | 42201-B | [5 empty] | Removed from Ground | Gas (Historical Use) | 12000 | Bare Steel | 1942-05-16 | Unknown
1210085 | 42201-C | [5 empty] | Removed from Ground | Gas (Historical Use) | 12000 | Bare Steel | 1942-05-16 | Unknown
1210085 | 42201-D | [5 empty] | Removed from Ground | Gas (Historical Use) | 12000 | Bare Steel | 1942-05-16 | Unknown
1210086 | 1380-A | [5 empty] | Removed from Ground | Diesel | 1000 | Bare Steel | 1942-05-16 | Unknown
1210086 | 1380-B | [5 empty] | Removed from Ground | Gas (Historical Use) | 900 | Bare Steel | 1942-05-16 | Unknown
1210087 | 2054-A | [5 empty] | Removed from Ground | Diesel | 1000 | Bare Steel | 1946-05-15 | Bare Steel | Suction (American)
1210087 | 2054-B | [5 empty] | Removed from Ground | Gas (Historical Use) | 500 | Bare Steel | 1946-05-15 | Bare Steel | Suction (American)
1210090 | 47 | [5 empty] | Removed from Ground | Diesel | 55 | Bare Steel | 1956-05-12 | Bare Steel
1210091 | 200 | [5 empty] | Removed from Ground | Diesel | 3000 | Bare Steel | 1956-05-12 | Copper | Suction (American)
1210092 | 560 | [5 empty] | Removed from Ground | Other | 500 | Bare Steel | 1972-01-01 | Bare Steel | Suction (American)
1210093 | 25330 | [5 empty] | Removed from Ground | Diesel | 2000 | Bare Steel | 1956-05-12 | Unknown
1210094 | 25910-G | [5 empty] | Removed from Ground | Diesel | 260 | Bare Steel | 1975-01-01 | Bare Steel | Suction (American)
1210095 | 33513 | [5 empty] | Removed from Ground | Other | 2000 | Bare Steel | 1956-05-12 | Bare Steel
1210186 | 1 | [5 empty] | Removed from Ground | Diesel | 1000 | Bare Steel | 1971-05-05 | Bare Steel | Suction (American)
1210187 | 1 | [5 empty] | Removed from Ground | Diesel | 2000 | Bare Steel | 1979-01-01 | Bare Steel | Suction (American)
1210188 | 1 | [5 empty] | Removed from Ground | Gas (Historical Use) | 500 | Bare Steel | 1979-07-01 | Bare Steel | Suction (American)
1210191 | 1 | [5 empty] | Removed from Ground | Gas (Historical Use) | 5000 | Bare Steel | 1986-03-26 | Bare Steel
1210191 | 2 | [5 empty] | Removed from Ground | Gas (Historical Use) | 10000 | Bare Steel | 1977-03-28 | Bare Steel
1210191 | 3 | [5 empty] | Removed from Ground | Gas (Historical Use) | 10000 | Bare Steel | 1977-03-28 | Bare Steel
1210191 | 4 |  |  | yes |  | yes | Removed from Ground | Used Oil | 500 | Bare Steel | 1956-04-02 | Bare Steel
1210290 | 1 | [5 empty] | Removed from Ground | Gas (Historical Use) | 5000 | Bare Steel | 1980-05-08 | Galvanized Steel | Suction (American)
1210290 | 111 |  |  | no |  | no | Removed from Ground | Diesel | 500 | Unknown | 1995-04-11
1210290 | 2 | [5 empty] | Removed from Ground | Gas (Historical Use) | 5100 | Bare Steel | 1970-05-11 | Galvanized Steel | Suction (American)
1210290 | 222 |  |  | no |  | no | Removed from Ground | Diesel | 2000 | Unknown | 1995-04-11
1210290 | 4 | [5 empty] | Removed from Ground | Kerosene | 300 | Bare Steel | 1956-05-14 | Bare Steel | Pressurized
1210328 | 1 | [5 empty] | Removed from Ground | Diesel | 550 | Double Walled | 1981-02-20 | Bare Steel | Suction (American)
1210328 | 2 | [5 empty] | Removed from Ground | Diesel | 500 | Marked Unknown | 1983-01-15 | Copper | Suction (American)
1210329 | 1 | [5 empty] | Removed from Ground | Diesel | 500 | Bare Steel | 1984-02-20 | Copper
1210330 | 1 |  | 1990-01-16 |  | 1990-01-16 |  | Removed from Ground | Gas (Historical Use) | 3000 | Epoxy | 1990-01-16 | Fiberglass Reinforced Plastic | Pressurized
1210330 | 2 |  | 1990-01-16 |  | 1990-01-16 |  | Removed from Ground | Gas (Historical Use) | 3000 | Epoxy | 1990-01-16 | Fiberglass Reinforced Plastic | Pressurized
1210330 | 3 |  | 1997-01-25 |  | 1997-01-25 |  | Removed from Ground | Diesel | 1000 | Double Walled | 1997-01-25 | Fiberglass Reinforced Plastic | Suction (American)
1210330 | 4 | Flapper Valve | 2005-03-15 | no | 2005-03-15 | no | Currently in Use | Regular | 10000 | Fiberglass Double Walled | 2005-03-31 | Double-Walled Fiberglass | Pressurized
1210330 | 5 |  | 2005-03-31 | no | 2005-03-31 | no | Currently in Use | Diesel | 2500 | Fiberglass Double Walled | 2005-03-31 | Double-Walled Fiberglass | Pressurized
1210332 | 1 | [5 empty] | Closed in Ground | Diesel | 550 | Bare Steel | 1961-02-25 | Unknown | Suction (American)
1210332 | 2 |  | 1997-01-25 | no | 1997-01-25 | no | Temporarily out of use | Empty | 600 | Fiberglass Double Walled | 1997-01-25 | Double-Walled Flex | Safe Suction (Euro)
1210333 | 1 | [5 empty] | Removed from Ground | Diesel | 25000 | Bare Steel | 1958-02-26 | Unknown
1210333 | 2 | [5 empty] | Removed from Ground | Diesel | 25000 | Bare Steel | 1958-02-26 | Unknown
1210333 | 3 | [5 empty] | Removed from Ground | Diesel | 25000 | Bare Steel | 1958-02-26 | Unknown
1210333 | 4 | [5 empty] | Removed from Ground | Diesel | 25000 | Bare Steel | 1958-02-26 | Unknown
1210333 | 5 | [5 empty] | Removed from Ground | Diesel | 550 | Bare Steel | 1958-02-26 | Bare Steel | Suction (American)
1210333 | 6 |  | 1997-01-25 |  | 1997-01-25 |  | Currently in Use | Diesel | 20000 | Galvanic (STIP-3) | 1997-01-25 | Fiberglass Reinforced Plastic | Safe Suction (Euro)
1210333 | 7 |  | 1997-01-25 |  | 1997-01-25 |  | Currently in Use | Diesel | 20000 | Galvanic (STIP-3) | 1997-01-25 | Fiberglass Reinforced Plastic | Safe Suction (Euro)
1210450 | 1 | [5 empty] | Removed from Ground | Gas (Historical Use) | 10000 | Bare Steel | 1983-01-10 | Galvanized Steel
1210450 | 2 | [5 empty] | Removed from Ground | Diesel | 5000 | Bare Steel | 1983-01-10 | Galvanized Steel
1210450 | 3 | [5 empty] | Removed from Ground | Diesel | 1000 | Bare Steel | 1983-01-10 | Galvanized Steel
1210450 | 4 | Flapper Valve | 1997-07-28 | no | 1997-07-28 | no | Currently in Use | Regular | 6000 | Fiberglass | 1997-07-02 | Double-Walled Fiberglass | Pressurized
1212001 | 1 | [5 empty] | Removed from Ground | Gas (Historical Use) | 1000 | Bare Steel | 1948-11-13 | Bare Steel
1212001 | 2 | [5 empty] | Removed from Ground | Gas (Historical Use) | 1000 | Bare Steel | 1948-11-13 | Bare Steel
1212001 | 3 | [5 empty] | Removed from Ground | Gas (Historical Use) | 3000 | Bare Steel | 1973-11-07 | Bare Steel
1320056 | 2 | [5 empty] | Removed from Ground | Gas (Historical Use) | 6000 | Bare Steel | 1966-06-01 | Galvanized Steel | Suction (American)
1320056 | 4 | [5 empty] | Removed from Ground | Gas (Historical Use) | 1000 | Bare Steel | 1966-06-01 | Galvanized Steel | Suction (American)
1320057 | 1 | [5 empty] | Removed from Ground | Empty | 3000 | Bare Steel | 1959-01-08 | Bare Steel
1320057 | 2 | [5 empty] | Removed from Ground | Empty | 1000 | Bare Steel | 1956-01-09 | Bare Steel
1360010 | 1 | [5 empty] | Removed from Ground | Diesel | 5000 | Bare Steel | 1946-03-01 | Unknown
1370021 | 7 | [5 empty] | Removed from Ground | Diesel | 6000 | Bare Steel | 1956-03-12 | Copper
1370021 | 8 | [5 empty] | Removed from Ground | Gas (Historical Use) | 2000 | Bare Steel | 1966-03-10 | Galvanized Steel
1370021 | 9 | [5 empty] | Removed from Ground | Diesel | 1000 | Bare Steel | 1966-03-10 | Galvanized Steel
1370042 | 1 | [5 empty] | Removed from Ground | Diesel | 10000 | Bare Steel | 1975-01-20 | Unknown
1410038 | 1 | [5 empty] | Removed from Ground | Gas (Historical Use) | 1000 | Bare Steel | 1971-02-07 | Galvanized Steel
1410038 | 2 | [5 empty] | Removed from Ground | Diesel | 1000 | Bare Steel | 1971-02-07 | Galvanized Steel
1410038 | 3 | [5 empty] | Removed from Ground | Empty | 1000 | Bare Steel | 1971-02-07 | Galvanized Steel
1410038 | 4 | [5 empty] | Removed from Ground | Empty | 1000 | Bare Steel | 1971-02-07 | Galvanized Steel
1510095 | 1 | [5 empty] | Closed in Ground | Diesel | 3000 | Bare Steel | 1969-01-05 | Unknown
630109 | 1 | [5 empty] | Removed from Ground | Diesel | 280 | Bare Steel | 1977-05-03 | Not Marked
630110 | 1 | [5 empty] | Removed from Ground | Diesel | 1000 | Bare Steel | 1955-05-09 | Not Marked
630112 | 1 | [5 empty] | Removed from Ground | Gas (Historical Use) | 280 | Bare Steel | 1961-05-07 | Galvanized Steel
670196 | 1 | [5 empty] | Removed from Ground | Gas (Historical Use) | 10000 | Bare Steel | 1978-05-04 | Fiberglass Reinforced Plastic | Pressurized
670196 | 2 | [5 empty] | Removed from Ground | Gas (Historical Use) | 10000 | Bare Steel | 1978-05-04 | Fiberglass Reinforced Plastic | Pressurized
670196 | 3 | [5 empty] | Removed from Ground | Diesel | 10000 | Bare Steel | 1978-05-04 | Fiberglass Reinforced Plastic | Pressurized
670196 | 4 | Overfill Alarm | 1998-12-21 | no | 2011-06-24 | no | Currently in Use | Regular | 15000 | Fiberglass | 1998-10-21 | Fiberglass Reinforced Plastic | Pressurized
670196 | 5 | Overfill Alarm | 1998-12-21 | no | 1998-12-21 | no | Removed from Ground | Diesel | 15000 | Fiberglass | 1998-10-21 | Fiberglass Reinforced Plastic | Pressurized
670196 | 6 |  | 1998-12-21 | no | 2011-06-24 | no | Currently in Use | Diesel | 30000 | Fiberglass | 2008-12-15 | Fiberglass Reinforced Plastic | Pressurized
690265 | 1 | [5 empty] | Removed from Ground | Diesel | 1000 | Bare Steel | 1976-01-08 | Not Marked
690265 | 2 | [5 empty] | Removed from Ground | Diesel | 2000 | Bare Steel | 1973-01-08 | Not Marked
690265 | 3 | [5 empty] | Removed from Ground | Gas (Historical Use) | 2000 | Bare Steel | 1973-01-08 | Galvanized Steel
690265 | 4 | [5 empty] | Removed from Ground | Gas (Historical Use) | 4000 | Not Marked/Unknown | 1976-01-08 | Galvanized Steel
690265 | 5 | Flapper Valve | 1991-05-24 | no | 1991-05-24 | no | Currently in Use | Diesel | 4000 | Composite | 1991-05-24 | Fiberglass Reinforced Plastic | Suction (American)
690265 | 6 | Flapper Valve | 1991-05-24 | no | 1991-05-24 | no | Currently in Use | Gas (Historical Use) | 4000 | Composite | 1991-05-24 | Fiberglass Reinforced Plastic | Suction (American)
850002 | 1 | [5 empty] | Removed from Ground | Gas (Historical Use) | 505 | Bare Steel | 1974-01-17 | Bare Steel
850002 | 2 | [5 empty] | Removed from Ground | Gas (Historical Use) | 1000 | Bare Steel | 1986-10-16 | Galvanized Steel | Suction (American)
850002 | 3 | [5 empty] | Removed from Ground | Diesel | 1000 | Bare Steel | 1986-10-16 | Not Marked | Suction (American)
890028 | 1 | [5 empty] | Removed from Ground | Diesel | 5000 | Bare Steel | 1961-05-07 | Galvanized Steel
890028 | 14 | [5 empty] | Removed from Ground | Gas (Historical Use) | 6000 | Bare Steel | 1961-05-07 | Galvanized Steel
890028 | 15 | [5 empty] | Removed from Ground | Gas (Historical Use) | 6000 | Bare Steel | 1961-05-07 | Galvanized Steel
890028 | 16 | [5 empty] | Removed from Ground | Diesel | 4000 | Marked Unknown | 1997-05-06 | Unknown
890028 | 17 | [5 empty] | Removed from Ground | Diesel | 4000 | Marked Unknown | 1985-05-01 | Unknown
890028 | 18 | [5 empty] | Removed from Ground | Other | 4000 | Marked Unknown |  | Unknown
890028 | 19 | [5 empty] | Removed from Ground | Other | 4000 | Marked Unknown |  | Unknown
890028 | 2 | [5 empty] | Removed from Ground | Diesel | 5000 | Bare Steel | 1961-05-07 | Galvanized Steel
890028 | 20 | [5 empty] | Removed from Ground | Other | 4000 | Marked Unknown |  | Unknown
890028 | 21 | [5 empty] | Removed from Ground | Diesel | 4000 | Marked Unknown | 1985-05-01 | Unknown
890028 | 3 | [5 empty] | Removed from Ground | Empty | 750 | Bare Steel | 1971-05-05 | Galvanized Steel
890028 | 4 | [5 empty] | Removed from Ground | Diesel | 2000 | Bare Steel | 1985-05-01 | Galvanized Steel
890028 | 5 | [5 empty] | Removed from Ground | Diesel | 2000 | Bare Steel | 1985-05-01 | Galvanized Steel
890028 | 6 | [5 empty] | Closed in Ground | Gas (Historical Use) | 10000 | Bare Steel | 1961-05-07 | Galvanized Steel
890028 | 7 | [5 empty] | Removed from Ground | Gas (Historical Use) | 5000 | Bare Steel | 1961-05-07 | Galvanized Steel
890037 | 262 |  | 1998-03-17 |  | 1998-03-18 |  | Removed from Ground | Gas (Historical Use) | 10000 | Composite | 1983-01-01 | Fiberglass Reinforced Plastic | Pressurized
890037 | 263 |  | 1998-03-19 |  | 1998-03-20 |  | Removed from Ground | Gas (Historical Use) | 10000 | Composite | 1981-01-01 | Fiberglass Reinforced Plastic | Pressurized
890037 | 286 |  | 2002-01-20 |  | 2002-01-20 |  | Currently in Use | Gas (Historical Use) | 12000 | Fiberglass Double Walled | 2002-01-20 | Fiberglass Reinforced Plastic | Pressurized
890037 | 287 |  | 2002-01-20 |  | 2002-01-20 |  | Currently in Use | Gas (Historical Use) | 12000 | Fiberglass Double Walled | 2002-01-20 | Fiberglass Reinforced Plastic | Pressurized
890037 | 288 |  | 2002-01-20 |  | 2002-01-20 |  | Currently in Use | Gas (Historical Use) | 12000 | Fiberglass Double Walled | 2002-01-20 | Fiberglass Reinforced Plastic | Pressurized
9000492 | NP#1 | [5 empty] | Removed from Ground | Kerosene | 25000 | Bare Steel | 1946-04-14 | Bare Steel
9000492 | NP#2 | [5 empty] | Removed from Ground | Kerosene | 25000 | Bare Steel | 1946-04-14 | Bare Steel
9000492 | NP#3 | [5 empty] | Removed from Ground | Kerosene | 25000 | Bare Steel | 1946-04-14 | Bare Steel
9000492 | NP#4 | [5 empty] | Removed from Ground | Kerosene | 25000 | Bare Steel | 1946-04-14 | Bare Steel
9000523 | 1 | [5 empty] | Removed from Ground | Gas (Historical Use) | 1000 | Bare Steel | 1971-02-24 | Unknown
9000523 | 2 |  |  | no |  | no | Removed from Ground | Gas (Historical Use) | 1500 | Unknown | 1995-04-03
9000544 | 173-1 | [5 empty] | Removed from Ground | Diesel | 1500 | Bare Steel | 1942-01-01 | Bare Steel
9000545 | 181-1 | [5 empty] | Removed from Ground | Diesel | 500 | Bare Steel | 1990-02-01 | Unknown
9000545 | 181-2 | [5 empty] | Removed from Ground | Diesel | 500 | Bare Steel | 1990-02-01 | Unknown
9000545 | 181-3 |  | 1992-02-01 |  | 1992-02-01 |  | Removed from Ground | Other | 10000 | Fiberglass | 1986-01-01 | Galvanized Steel | Suction (American)
9000545 | 181-4 | [5 empty] | Removed from Ground | Other | 20000 | Bare Steel | 1989-10-19 | Unknown
9025311 | 122 |  |  | yes |  | yes | Removed from Ground | Used Oil | 1000 | Composite | 1995-04-01 | Fiberglass Reinforced Plastic | Gravity Fed
9025311 | 123 |  | 1995-04-01 |  | 1995-04-01 |  | Removed from Ground | Other | 1000 | Double Walled | 1995-04-01 | Fiberglass Reinforced Plastic | Gravity Fed
9026343 | 3763-A | [5 empty] | Removed from Ground | Gas (Historical Use) | 7400 | Bare Steel | 1970-01-01 | Bare Steel | Pressurized
9026343 | 3763-B | [5 empty] | Removed from Ground | Gas (Historical Use) | 7600 | Bare Steel | 1970-01-01 | Bare Steel | Pressurized
9026343 | 3763-C | [5 empty] | Removed from Ground | Gas (Historical Use) | 3800 | Bare Steel | 1970-01-01 | Bare Steel | Pressurized
9026387 | 1 | [5 empty] | Removed from Ground | Diesel | 100 | Bare Steel | 1998-04-29 | Bare Steel | Safe Suction (Euro)
9026387 | 2 |  | 1998-04-15 |  | 1998-04-15 |  | Currently in Use | Diesel | 600 | Fiberglass Double Walled | 1998-04-15 | Fiberglass Reinforced Plastic | Suction (American)
9047182 | 5 | Flapper Valve | 1999-05-15 | no | 1999-05-15 | no | Currently in Use | Gas (Historical Use) | 8000 | Composite | 1999-05-15 | Fiberglass Reinforced Plastic | Safe Suction (Euro)
9047182 | 6 | Flapper Valve | 1999-05-15 | no | 1999-05-15 | no | Currently in Use | Diesel | 8000 | Composite | 1999-05-15 | Fiberglass Reinforced Plastic | Safe Suction (Euro)
9063001 | 1 |  |  | yes |  | yes | Removed from Ground | Used Oil | 6000 | Bare Steel | 1993-07-22 | Bare Steel | Suction (American)
9063044 | 1 | [5 empty] | Removed from Ground | Diesel | 15000 | Bare Steel | 1993-08-03 | Bare Steel | Suction (American)
9063044 | 2 | [5 empty] | Removed from Ground | Diesel | 15000 | Bare Steel | 1993-08-03 | Bare Steel | Suction (American)
9063045 | 1 | [5 empty] | Removed from Ground | Diesel | 10000 | Bare Steel | 1993-07-28 | Bare Steel | Suction (American)
9063045 | 2 | [5 empty] | Removed from Ground | Diesel | 10000 | Marked Unknown | 1993-07-28 | Bare Steel | Suction (American)
9063051 | 1 | [5 empty] | Removed from Ground | Other | 1000 | Bare Steel | 1992-08-11 | Unknown
9063066 | 1 | [5 empty] | Removed from Ground | Diesel | 500 | Bare Steel | 1993-07-22 | Bare Steel | Suction (American)
9063069 | 1 | [5 empty] | Removed from Ground | Diesel | 500 | Bare Steel | 1993-07-22 | Bare Steel | Suction (American)
9063093 | 0 |  |  | yes |  | yes | Removed from Ground | Used Oil | 500 | Marked Unknown | 1994-12-13 | Not Marked
9063093 | 1 | [5 empty] | Removed from Ground | Gas (Historical Use) | 10000 | Not Marked/Unknown | 1996-08-01 | Not Marked
9063093 | 2 | [5 empty] | Removed from Ground | Gas (Historical Use) | 10000 | Not Marked/Unknown | 1996-08-01 | Not Marked
9063093 | 3 |  | 1993-01-01 | no | 1993-01-01 | no | Removed from Ground | Diesel | 10000 | Fiberglass Double Walled | 1993-01-01 | Double-Walled Fiberglass
9067302 | 1 |  |  | yes |  | yes | Removed from Ground | Used Oil | 2000 | Bare Steel | 1983-01-01 | Bare Steel | Gravity Fed
9068043 | 1 | [5 empty] | Currently in Use | Diesel | 5000 | Bare Steel |  | Unknown
9068045 | 1 | [5 empty] | Currently in Use | Diesel | 6000 | Bare Steel | 1958-01-01 | Copper | Safe Suction (Euro)
9068045 | 2 | [5 empty] | Currently in Use | Diesel | 1000 | Bare Steel | 1969-01-01 | Copper | Safe Suction (Euro)
9068047 | 1 | [5 empty] | Currently in Use | Diesel | 6000 | Bare Steel | 1958-01-01 | Copper | Safe Suction (Euro)
9068049 | 1 | [5 empty] | Removed from Ground | Diesel | 6000 | Bare Steel | 1962-01-01 | Copper | Safe Suction (Euro)
9068052 | 1 | [5 empty] | Currently in Use | Diesel | 4000 | Bare Steel | 1964-01-01 | Copper | Safe Suction (Euro)
9068090 | 1 | Flapper Valve | 1994-01-01 |  | 1994-01-01 |  | Currently in Use | Diesel | 1000 | Composite | 1994-01-01 | Copper | Suction (American)
9068091 | 1 | [5 empty] | Removed from Ground | Other | 1 | Marked Unknown | 1987-01-01 | Unknown
9068091 | 2 | [5 empty] | Closed in Ground | Diesel | 12160 | Bare Steel | 1965-01-06 | Bare Steel
9068091 | 3 | [5 empty] | Closed in Ground | Diesel | 12748 | Bare Steel | 1973-01-04 | Bare Steel
9068091 | 4 | Flapper Valve | 1997-12-17 |  | 1997-12-17 |  | Currently in Use | Diesel | 1000 | Fiberglass Double Walled | 1997-12-17 | Copper | Suction (American)
9068092 | 1 | [5 empty] | Removed from Ground | Diesel | 285 | Bare Steel | 1980-01-03 | Unknown
9068092 | 2 | Flapper Valve | 1997-02-01 |  | 1997-02-01 |  | Temporarily out of use | Diesel | 650 | Fiberglass Double Walled | 1997-02-01 | Copper | Suction (American)
9068093 | 1 | [5 empty] | Removed from Ground | Diesel | 3008 | Bare Steel | 1979-01-06 | Bare Steel
9068094 | 1 | [5 empty] | Removed from Ground | Diesel | 10000 | Bare Steel | 1997-02-11 | Bare Steel
9068098 | 1 |  | 1997-12-17 |  | 1997-12-17 |  | Currently in Use | Diesel | 20000 | Galvanic (STIP-3) | 1997-12-17 | Copper | Safe Suction (Euro)
9068099 | 1 | Flapper Valve | 1997-12-17 |  | 1997-12-17 |  | Currently in Use | Diesel | 1000 | Fiberglass Double Walled | 1997-12-17 | Double-Walled Fiberglass | Safe Suction (Euro)
9069140 | 1 | Flapper Valve | 1999-01-18 |  | 1999-01-18 |  | Temporarily out of use | Gas (Historical Use) | 500 | Composite | 1987-01-01 | Fiberglass Reinforced Plastic | Suction (American)
9069140 | 2 | Flapper Valve | 1999-01-18 |  | 1999-01-18 |  | Temporarily out of use | Diesel | 250 | Composite | 1987-01-01 | Fiberglass Reinforced Plastic | Suction (American)
9069141 | 1 | [5 empty] | Removed from Ground | Gas (Historical Use) | 1000 | Composite | 1997-03-21 | Galvanized Steel | Suction (American)
9069141 | 2 |  | 1997-04-04 |  | 1997-04-04 |  | Temporarily out of use | Gas (Historical Use) | 1000 | Double Walled | 1997-04-02 | Fiberglass Reinforced Plastic | Safe Suction (Euro)
9076001 | 449-1 | [5 empty] | Removed from Ground | Other | 10000 | Not Marked/Unknown | 1991-11-14 | Not Marked
9076001 | 449-2 | [5 empty] | Removed from Ground | Gas (Historical Use) | 10000 | Not Marked/Unknown | 1991-11-14 | Not Marked
9076001 | 449-3 | [5 empty] | Removed from Ground | Diesel | 10000 | Not Marked/Unknown | 1991-11-14 | Not Marked
9076001 | 449-4 | [5 empty] | Removed from Ground | Diesel | 10000 | Not Marked/Unknown | 1991-11-14 | Not Marked
9076001 | 5 | [5 empty] | Permanently Out of Use - historical purposes | Gas (Historical Use) | 3000 | Not Marked/Unknown |  | Not Marked
9076001 | 6 | [5 empty] | Permanently Out of Use - historical purposes | Gas (Historical Use) | 3000 | Not Marked/Unknown |  | Not Marked
9076001 | 7 | [5 empty] | Permanently Out of Use - historical purposes | Gas (Historical Use) | 3000 | Not Marked/Unknown |  | Not Marked
9076003 | 19-1 | [5 empty] | Removed from Ground | Diesel | 250 | Cathodically Protected Steel | 1984-01-01 | Cathodically Protected
9076004 | 26-1 | [5 empty] | Removed from Ground | Other | 160 | Bare Steel | 1980-05-09 | Unknown
9076004 | 26-2 |  | 1995-03-25 |  | 1995-03-25 |  | Removed from Ground | Other | 1000 | Double Walled | 1995-03-24 | Double Walled | Suction (American)
9076005 | 33-1 |  |  | yes |  | yes | Removed from Ground | Other | 2000 | Cathodically Protected Steel | 1985-05-08 | Bare Steel
9076005 | 33-2 |  | 1989-09-01 |  | 1989-09-01 |  | Currently in Use | Diesel | 6000 | Tank Jacket | 1989-09-01 | Fiberglass Reinforced Plastic | Pressurized
9076005 | 33-3 |  | 1989-09-01 |  | 1989-09-01 |  | Currently in Use | Jet Fuel | 4000 | Double Walled | 1989-09-01 | Fiberglass Reinforced Plastic | Pressurized
9076005 | 33-4 |  | 1989-09-01 |  | 1989-09-01 |  | Currently in Use | Gas (Historical Use) | 4000 | Double Walled | 1989-09-01 | Fiberglass Reinforced Plastic | Pressurized
9076006 | 36-1 | Flapper Valve | 1992-02-01 |  | 1992-02-01 |  | Removed from Ground | Diesel | 2500 | Galvanic (STIP-3) | 1985-05-08 | Galvanized Steel | Safe Suction (Euro)
9076007 | 39-1 | [5 empty] | Currently in Use | Other | 50000 | Bare Steel | 1958-05-15 | Galvanized Steel | Pressurized
9076007 | 39-2 | [5 empty] | Currently in Use | Other | 50000 | Bare Steel | 1958-05-15 | Galvanized Steel | Pressurized
9076007 | 39-3 | [5 empty] | Currently in Use | Other | 50000 | Bare Steel | 1958-05-15 | Galvanized Steel | Pressurized
9076008 | 64-1 | [5 empty] | Removed from Ground | Empty | 375 | Bare Steel | 1962-05-14 | Unknown
9076009 | 65-1 | [5 empty] | Removed from Ground | Empty | 375 | Bare Steel | 1962-05-14 | Unknown
9076010 | 68-1 | [5 empty] | Removed from Ground | Empty | 375 | Bare Steel | 1962-05-14 | Unknown
9076011 | 110-1 | [5 empty] | Removed from Ground | Diesel | 250 | Bare Steel | 1944-01-01 | Bare Steel
9076011 | 110-2 | Flapper Valve | 1992-02-01 |  | 1992-02-01 |  | Removed from Ground | Other | 1000 | Fiberglass | 1988-01-01 | Galvanized Steel | Suction (American)
9076012 | 127-1 |  | 1992-02-01 |  | 1992-02-01 |  | Removed from Ground | Diesel | 6000 | Fiberglass | 1987-01-01 | Galvanized Steel | Suction (American)
9076013 | 131-1 | [5 empty] | Removed from Ground | Diesel | 2500 | Cathodically Protected Steel | 1984-01-01 | Bare Steel
9076013 | 131-2 |  |  | yes |  | yes | Currently in Use | Other | 1900 | Concrete | 1981-05-09 | Unknown
9076014 | 134-1 | [5 empty] | Removed from Ground | Diesel | 500 | Bare Steel | 1980-01-01 | Unknown
9076015 | 137-1 | [5 empty] | Removed from Ground | Diesel | 1500 | Bare Steel | 1982-05-09 | Bare Steel
9076016 | 142-1 | [5 empty] | Removed from Ground | Diesel | 1000 | Fiberglass | 1984-05-08 | Bare Steel
9076017 | 184-1 |  | 1992-02-01 |  | 1992-02-01 |  | Removed from Ground | Other | 8000 | Galvanic (STIP-3) | 1980-05-09 | Galvanized Steel | Suction (American)
9076019 | 45-1 | [5 empty] | Removed from Ground | Other | 2000 | Bare Steel | 1990-11-01 | Bare Steel
9076020 | 128-1 | [5 empty] | Removed from Ground | Other | 5000 | Bare Steel | 1951-01-01 | Bare Steel
9076020 | 128-2 | [5 empty] | Removed from Ground | Other | 3000 | Bare Steel | 1951-01-01 | Bare Steel
9076020 | 128-3 | [5 empty] | Removed from Ground | Other | 3000 | Bare Steel | 1951-01-01 | Bare Steel
9076020 | 128-4 | [5 empty] | Removed from Ground | Other | 3000 | Bare Steel | 1951-01-01 | Bare Steel
9076020 | 128-5 | [5 empty] | Removed from Ground | Diesel | 265 | Bare Steel | 1951-01-01 | Unknown
9076021 | 140-1 | [5 empty] | Removed from Ground | Kerosene | 10000 | Bare Steel | 1971-01-01 | Bare Steel
9076022 | 3823-1 | [5 empty] | Removed from Ground | Diesel | 1000 | Cathodically Protected Steel | 1977-05-10 | Bare Steel
9076023 | 174-1 | [5 empty] | Removed from Ground | Diesel | 1000 | Bare Steel | 1974-05-11 | Galvanized Steel
9076024 | 177-1 | [5 empty] | Removed from Ground | Other | 500 | Bare Steel | 1969-05-12 | Unknown
9076025 | 186-1 | [5 empty] | Removed from Ground | Diesel | 300 | Bare Steel | 1942-05-19 | Unknown
9076025 | 186-2 | [5 empty] | Removed from Ground | Other | 1000 | Bare Steel | 1974-05-11 | Unknown
9076027 | 190-1 | [5 empty] | Removed from Ground | Diesel | 1500 | Bare Steel | 1983-05-09 | Unknown
9076027 | 190-2 | [5 empty] | Currently in Use | Other | 750 | Bare Steel | 1964-05-13 | Galvanized Steel | Gravity Fed
9076028 | 195-1 |  |  | yes |  | yes | Removed from Ground | Used Oil | 23500 | Bare Steel | 1942-01-01 | Unknown
9076028 | 195-2 | [5 empty] | Removed from Ground | Empty | 23500 | Bare Steel | 1942-05-19 | Unknown
9076028 | 195-3 | [5 empty] | Removed from Ground | Empty | 13380 | Bare Steel | 1942-05-19 | Unknown
9076028 | 195-4 | [5 empty] | Removed from Ground | Empty | 20227 | Bare Steel | 1942-05-19 | Unknown
9076028 | 195-5 | [5 empty] | Removed from Ground | Empty | 21500 | Bare Steel | 1942-05-19 | Unknown
9076028 | 195-6 | [5 empty] | Removed from Ground | Empty | 16954 | Bare Steel | 1942-05-19 | Unknown
9076028 | 195-7 | [5 empty] | Removed from Ground | Gas (Historical Use) | 17387 | Bare Steel | 1977-05-10 | Unknown
9076028 | 195-8 | [5 empty] | Removed from Ground | Gas (Historical Use) | 19951 | Bare Steel | 1971-05-12 | Unknown
9076029 | 196-1 | [5 empty] | Removed from Ground | Diesel | 280 | Bare Steel | 1963-05-14 | Bare Steel
9076029 | 196-2 | [5 empty] | Currently in Use | Other | 500 | Fiberglass | 1985-05-08 | Unknown | Gravity Fed
9076030 | 210-1 | [5 empty] | Removed from Ground | Other | 250 | Bare Steel | 1964-05-13 | Bare Steel
9076030 | 210-2 |  | 1992-06-01 |  | 1992-06-01 |  | Removed from Ground | Diesel | 2000 | Double Walled | 1992-06-01 | Galvanized Steel | Suction (American)
9076031 | 214-1 |  | 1992-02-01 |  | 1992-02-01 |  | Removed from Ground | Diesel | 2000 | Cathodically Protected Steel | 1959-05-15 | Bare Steel | Suction (American)
9076032 | 225-1 |  | 1992-02-01 |  | 1992-02-01 |  | Removed from Ground | Diesel | 5000 | Cathodically Protected Steel | 1957-05-15 | Bare Steel | Suction (American)
9076033 | 226-1 |  | 1992-02-01 |  | 1992-02-01 |  | Removed from Ground | Diesel | 2000 | Cathodically Protected Steel | 1979-05-10 | Bare Steel | Suction (American)
9076033 | 226-2 |  | 1992-02-01 |  | 1992-02-01 |  | Removed from Ground | Diesel | 1500 | Galvanic (STIP-3) | 1983-01-01 | Bare Steel | Suction (American)
9076034 | 228-1 |  | 1992-02-01 |  | 1992-02-01 |  | Removed from Ground | Other | 10000 | Fiberglass | 1987-01-01 | Galvanized Steel | Suction (American)
9076035 | 231-1 | Flapper Valve | 1992-02-01 |  | 1992-02-01 |  | Removed from Ground | Diesel | 2000 | Fiberglass | 1988-01-01 | Galvanized Steel | Suction (American)
9076036 | 300-2 | [5 empty] | Removed from Ground | Other | 1000 | Fiberglass | 1987-01-01 | Fiberglass Reinforced Plastic
9076037 | 301-1 |  | 1992-02-01 |  | 1992-02-01 |  | Removed from Ground | Other | 500 | Fiberglass | 1986-01-01 | Galvanized Steel
9076038 | 302-1 | [5 empty] | Removed from Ground | Empty | 500 | Bare Steel | 1967-01-01 | Unknown
9076039 | 303-1 | [5 empty] | Removed from Ground | Gas (Historical Use) | 3000 | Marked Unknown | 1964-01-01 | Unknown
9076039 | 303-10 | [5 empty] | Removed from Ground | Gas (Historical Use) | 11445 | Bare Steel | 1964-05-13 | Unknown
9076039 | 303-11 | [5 empty] | Removed from Ground | Diesel | 2018 | Bare Steel | 1964-05-13 | Unknown
9076039 | 303-2 | [5 empty] | Removed from Ground | Diesel | 3000 | Marked Unknown | 1964-01-01 | Unknown
9076039 | 303-3 | [5 empty] | Removed from Ground | Gas (Historical Use) | 3000 | Marked Unknown | 1964-01-01 | Unknown
9076039 | 303-9 | [5 empty] | Removed from Ground | Kerosene | 9988 | Bare Steel | 1976-05-10 | Unknown
9076040 | 315-1 | [5 empty] | Removed from Ground | Diesel | 1500 | Bare Steel | 1966-05-13 | Unknown
9076040 | 315-2 | [5 empty] | Removed from Ground | Other | 500 | Fiberglass | 1980-05-09 | Not Marked
9076041 | 318-1 | [5 empty] | Removed from Ground | Other | 15000 | Bare Steel | 1985-06-01 | Not Marked
9076041 | 318-2 | [5 empty] | Removed from Ground | Other | 15000 | Bare Steel | 1985-06-01 | Not Marked
9076041 | 318-3 | [5 empty] | Currently in Use | Other | 1300 | Bare Steel | 1972-05-11 | Unknown | Gravity Fed
9076042 | 319-2 |  |  | yes | 1992-02-01 | yes | Removed from Ground | Used Oil | 1500 | Cathodically Protected Steel | 1986-01-01 | Cathodically Protected | Gravity Fed
9076043 | 340-1U |  | 1992-02-01 |  | 1992-02-01 |  | Removed from Ground | Diesel | 1000 | Fiberglass | 1988-01-01 | Fiberglass Reinforced Plastic | Suction (American)
9076044 | 350-1U |  | 1992-02-01 |  | 1992-02-01 |  | Removed from Ground | Diesel | 2000 | Fiberglass | 1987-01-01 | Bare Steel | Suction (American)
9076045 | 371-1 |  | 1992-02-01 |  | 1992-02-01 |  | Permanently Out of Use - historical purposes | Diesel | 1500 | Cathodically Protected Steel | 1983-05-09 | Bare Steel | Suction (American)
9076046 | 1400-1 | Overfill Alarm | 1992-02-01 |  | 1992-02-01 |  | Currently in Use | Diesel | 50000 | Fiberglass | 1985-05-08 | Double-Walled Fiberglass | Safe Suction (Euro)
9076046 | 1400-2 | Overfill Alarm | 1992-02-01 |  | 1992-02-01 |  | Currently in Use | Diesel | 50000 | Fiberglass | 1985-05-08 | Double-Walled Fiberglass | Safe Suction (Euro)
9076046 | 1400-3 | Overfill Alarm | 1992-02-01 |  | 1992-02-01 |  | Currently in Use | Diesel | 50000 | Fiberglass | 1985-05-08 | Double-Walled Fiberglass | Safe Suction (Euro)
9076046 | 1400-4 | Overfill Alarm | 2000-06-15 | yes | 1992-02-01 | yes | Currently in Use | Used Oil | 1500 | Fiberglass | 1986-01-01 | Fiberglass Reinforced Plastic | Gravity Fed
9076047 | 2072-1 | [5 empty] | Removed from Ground | Other | 50000 | Bare Steel | 1958-05-15 | Bare Steel | Pressurized
9076047 | 2072-2 | [5 empty] | Removed from Ground | Other | 50000 | Bare Steel | 1958-05-15 | Bare Steel | Pressurized
9076047 | 2072-3 | [5 empty] | Removed from Ground | Other | 50000 | Cathodically Protected Steel | 1958-05-15 | Bare Steel | Pressurized
9076047 | 2072-4 | [5 empty] | Removed from Ground | Other | 50000 | Cathodically Protected Steel | 1958-05-15 | Bare Steel | Pressurized
9076047 | 2072-5 | [5 empty] | Removed from Ground | Other | 50000 | Cathodically Protected Steel | 1958-05-15 | Bare Steel | Pressurized
9076047 | 2072-6 | [5 empty] | Removed from Ground | Other | 50000 | Cathodically Protected Steel | 1958-05-15 | Bare Steel | Pressurized
9076047 | 2072-7 | [5 empty] | Removed from Ground | Other | 2000 | Cathodically Protected Steel | 1983-05-09 | Bare Steel | Gravity Fed
9076048 | 2075-1 | [5 empty] | Currently in Use | Diesel | 550 | Bare Steel | 1960-05-14 | Bare Steel
9076048 | 2075-2 |  |  | yes |  | yes | Removed from Ground | Used Oil | 500 | Fiberglass | 1980-05-09 | Not Marked
9076049 | 78-1 | [5 empty] | Removed from Ground | Diesel | 500 | Bare Steel | 1960-05-14 | Copper
9076049 | 78-2 | [5 empty] | Removed from Ground | Diesel | 6000 | Bare Steel | 1970-05-12 | Unknown
9076049 | 78-3 | [5 empty] | Removed from Ground | Other | 550 | Double Walled | 1989-10-03 | Galvanized Steel | Suction (American)
9076050 | 2079-1 | [5 empty] | Removed from Ground | Diesel | 300 | Bare Steel | 1971-05-12 | Unknown
9076050 | 2079-2 |  | 1991-09-01 |  | 1991-09-01 |  | Removed from Ground | Diesel | 300 | Double Walled | 1991-08-01 | Galvanized Steel | Suction (American)
9076051 | 85-1 | [5 empty] | Removed from Ground | Other | 500 | Concrete | 1962-05-14 | Unknown
9076052 | 14-1 | [5 empty] | Currently in Use | Diesel | 560 | Bare Steel | 1955-05-16 | Bare Steel | Suction (American)
9076052 | 14-2 | [5 empty] | Removed from Ground | Diesel | 250 | Marked Unknown | 1978-01-01 | Unknown
9076053 | 22-1 | [5 empty] | Removed from Ground | Other | 500 | Fiberglass | 1980-05-09 | Not Marked
9076054 | 61-1 | [5 empty] | Removed from Ground | Diesel | 300 | Bare Steel | 1960-05-14 | Unknown
9076054 | 61-2 | [5 empty] | Removed from Ground | Diesel | 1000 | Bare Steel | 1958-05-15 | Unknown
9076058 | 644-1 | [5 empty] | Currently in Use | Diesel | 30000 | Bare Steel | 1962-05-14 | Bare Steel
9076058 | 644-2 | [5 empty] | Removed from Ground | Diesel | 250 | Marked Unknown | 1967-01-01 | Unknown
9076059 | 700-1 | [5 empty] | Removed from Ground | Diesel | 2500 | Bare Steel | 1967-05-13 | Unknown
9076060 | 701-1 |  | 1992-02-01 |  | 1992-02-01 |  | Removed from Ground | Other | 500 | Fiberglass | 1986-01-01 | Galvanized Steel | Suction (American)
9076061 | 922-1 |  |  | yes |  | yes | Removed from Ground | Used Oil | 100 | Bare Steel | 1964-01-01 | Bare Steel | Gravity Fed
9076061 | 922-2 |  | 1992-02-01 | no | 1992-02-01 | no | Removed from Ground | Gas (Historical Use) | 10000 | Fiberglass | 1973-05-11 | Fiberglass Reinforced Plastic | Pressurized
9076061 | 922-3 |  | 1992-02-01 | no | 1992-02-01 | no | Removed from Ground | Gas (Historical Use) | 10000 | Fiberglass | 1973-05-11 | Fiberglass Reinforced Plastic | Pressurized
9076061 | 922-4 |  | 1992-02-01 | no | 1992-02-01 | no | Removed from Ground | Gas (Historical Use) | 10000 | Fiberglass | 1973-05-11 | Fiberglass Reinforced Plastic | Pressurized
9076061 | 922-5 |  | 1992-02-01 | no | 1992-02-01 | no | Removed from Ground | Gas (Historical Use) | 10000 | Fiberglass | 1973-05-11 | Fiberglass Reinforced Plastic | Pressurized
9076061 | 922-6 |  | 1992-02-01 | no | 1992-02-01 | no | Removed from Ground | Gas (Historical Use) | 10000 | Fiberglass | 1973-05-11 | Fiberglass Reinforced Plastic | Pressurized
9076061 | 922-7U |  | 2010-03-02 | no | 2010-03-02 | no | Currently in Use | Gas (Historical Use) | 15000 | Fiberglass Double Walled | 2010-03-02 | Double-Walled Flex | Pressurized
9076061 | 922-8U |  | 2010-03-02 | no | 2010-03-02 | no | Currently in Use | Gas (Historical Use) | 15000 | Tank Jacket Double Walled | 2010-03-02 | Double-Walled Flex | Pressurized
9076061 | 922-9U |  | 2010-03-02 | no | 2010-03-02 | no | Currently in Use | Gas (Historical Use) | 15000 | Fiberglass Double Walled | 2010-03-02 | Double-Walled Flex | Pressurized
9076062 | 937-1 | [5 empty] | Removed from Ground | Diesel | 550 | Bare Steel | 1975-01-01 | Copper | Suction (American)
9076063 | 944-1 | [5 empty] | Removed from Ground | Diesel | 1000 | Bare Steel | 1990-02-01 | Bare Steel
9076064 | 948-1 | [5 empty] | Removed from Ground | Diesel | 500 | Bare Steel | 1978-05-10 | Bare Steel
9076065 | 963-1 |  | 1992-02-01 |  | 1992-02-01 |  | Removed from Ground | Diesel | 500 | Fiberglass | 1985-05-08 | Galvanized Steel | Suction (American)
9076066 | 1-1U | [5 empty] | Removed from Ground | Diesel | 5000 | Bare Steel | 1980-05-09 | Unknown
9076067 | 2018-09-01 | [5 empty] | Removed from Ground | Diesel | 500 | Bare Steel | 1982-05-09 | Unknown
9076067 | 2018-09-02 | [5 empty] | Removed from Ground | Diesel | 2000 | Marked Unknown | 1978-01-01 | Unknown
9076068 | 2018-10-01 | [5 empty] | Permanently Out of Use - historical purposes | Diesel | 250 | Bare Steel | 1975-05-11 | Copper
9076068 | 2018-10-02 | [5 empty] | Currently in Use | Other | 500 | Fiberglass | 1980-05-09 | Not Marked
9076069 | 25-1 | [5 empty] | Removed from Ground | Diesel | 500 | Bare Steel | 1960-05-14 | Unknown
9076070 | 74-1 |  | 1992-02-01 |  | 1992-02-01 |  | Removed from Ground | Diesel | 5000 | Cathodically Protected Steel | 1980-05-09 | Bare Steel
9076071 | 263-1 | [5 empty] | Removed from Ground | Diesel | 300 | Bare Steel | 1968-05-12 | Bare Steel
9076073 | 288-1 | [5 empty] | Removed from Ground | Empty | 2000 | Bare Steel | 1959-05-15 | Unknown
9076074 | 295-1 | [5 empty] | Removed from Ground | Hazardous Substance | 2500 | Bare Steel | 1968-05-12 | Unknown
9076074 | 295-2 | [5 empty] | Removed from Ground | Hazardous Substance | 0 | Marked Unknown | 1962-05-14 | Unknown
9076075 | 376-1 | [5 empty] | Removed from Ground | Diesel | 250 | Bare Steel | 1975-05-11 | Bare Steel
9076076 | 377-1 | [5 empty] | Removed from Ground | Diesel | 250 | Bare Steel | 1977-05-10 | Bare Steel
9076077 | 511-1 | [5 empty] | Removed from Ground | Diesel | 300 | Bare Steel | 1943-05-19 | Bare Steel
9076077 | 511-2 | [5 empty] | Removed from Ground | Diesel | 1000 | Bare Steel | 1979-05-10 | Unknown
9076078 | 812-1 |  | 1992-02-01 |  | 1992-02-01 |  | Removed from Ground | Diesel | 1500 | Cathodically Protected Steel | 1981-05-09 | Bare Steel | Suction (American)
9076079 | 100-1 | [5 empty] | Currently in Use | Other | 5000 | Bare Steel | 1974-05-11 | Bare Steel | Suction (American)
9076080 | 107-1 | [5 empty] | Removed from Ground | Diesel | 2000 | Bare Steel | 1960-01-01 | Unknown
9076081 | 2018-12-01 | [5 empty] | Removed from Ground | Diesel | 5000 | Bare Steel | 1983-05-09 | Unknown
9076081 | 2018-12-02 | [5 empty] | Removed from Ground | Diesel | 500 | Concrete | 1983-05-09 | Bare Steel
9076082 | 1602-1 | [5 empty] | Removed from Ground | Diesel | 2000 | Bare Steel | 1989-01-01 | Unknown
9076083 | 194-1 | [5 empty] | Removed from Ground | Diesel | 500 | Bare Steel | 1956-05-15 | Copper
9076084 | 2018-02-01 | [5 empty] | Removed from Ground | Other | 1500 | Bare Steel | 1971-05-12 | Unknown
9076085 | 205-1 | [5 empty] | Removed from Ground | Diesel | 700 | Bare Steel | 1981-05-09 | Unknown
9076086 | 245-1 | [5 empty] | Removed from Ground | Diesel | 300 | Bare Steel | 1955-05-16 | Bare Steel
9076087 | 294-1 | [5 empty] | Removed from Ground | Empty | 5000 | Bare Steel | 1947-01-01 | Unknown
9076090 | 314-1 | [5 empty] | Removed from Ground | Diesel | 1500 | Bare Steel | 1979-05-10 | Bare Steel
9076091 | 352-1 | [5 empty] | Removed from Ground | Diesel | 500 | Bare Steel | 1979-05-10 | Bare Steel
9076092 | 360-1 | [5 empty] | Permanently Out of Use - historical purposes | Diesel | 300 | Bare Steel | 1981-05-09 | Copper
9076093 | 363-1 | [5 empty] | Removed from Ground | Diesel | 6000 | Bare Steel | 1983-05-09 | Galvanized Steel
9076093 | 3631 | [5 empty] | Currently in Use | Diesel | 0 | Not Marked/Unknown |  | Not Marked
9076094 | 370-1 | [5 empty] | Permanently Out of Use - historical purposes | Diesel | 1000 | Bare Steel | 1981-05-09 | Bare Steel
9076096 | 393-1 | [5 empty] | Removed from Ground | Diesel | 1000 | Bare Steel | 1988-01-01 | Bare Steel
9076097 | 40-1 | [5 empty] | Removed from Ground | Diesel | 300 | Bare Steel | 1976-01-01 | Not Marked
9076098 | 43-1 | [5 empty] | Removed from Ground | Diesel | 3000 | Bare Steel | 1959-05-15 | Unknown
9076100 | 495-1 | [5 empty] | Removed from Ground | Empty | 500 | Bare Steel | 1942-01-01 | Bare Steel
9076101 | 52-1 | [5 empty] | Removed from Ground | Diesel | 20000 | Bare Steel | 1962-05-14 | Bare Steel
9076102 | 54-1 | [5 empty] | Currently in Use | Diesel | 25000 | Bare Steel | 1978-05-10 | Bare Steel | Suction (American)
9076102 | 54-2 | [5 empty] | Removed from Ground | Hazardous Substance | 10000 | Bare Steel | 1960-05-14 | Unknown
9076102 | 54-3 | [5 empty] | Removed from Ground | Hazardous Substance | 10000 | Bare Steel | 1960-05-14 | Unknown
9076103 | 551-1 | [5 empty] | Removed from Ground | Diesel | 1500 | Bare Steel | 1989-01-01 | Unknown
9076104 | 552-1 | [5 empty] | Removed from Ground | Diesel | 1500 | Bare Steel | 1989-01-01 | Unknown
9076105 | 557-1 | [5 empty] | Removed from Ground | Diesel | 1500 | Bare Steel | 1989-01-01 | Unknown
9076106 | 56-1 | [5 empty] | Removed from Ground | Diesel | 3000 | Bare Steel | 1959-05-15 | Copper | Suction (American)
9076107 | 560-1 | [5 empty] | Removed from Ground | Diesel | 2000 | Bare Steel | 1960-05-14 | Bare Steel
9076108 | 59-1 | [5 empty] | Removed from Ground | Diesel | 3000 | Bare Steel | 1961-05-14 | Bare Steel | Pressurized
9076109 | 595-1 | [5 empty] | Removed from Ground | Diesel | 2000 | Bare Steel | 1977-05-10 | Bare Steel | Suction (American)
9076111 | 614-1 | [5 empty] | Removed from Ground | Diesel | 3000 | Bare Steel | 1965-05-13 | Unknown
9076112 | 629-1 | [5 empty] | Removed from Ground | Diesel | 2000 | Bare Steel | 1952-05-16 | Unknown
9076115 | 645-1 | [5 empty] | Removed from Ground | Hazardous Substance | 5000 | Marked Unknown | 1942-01-01 | Unknown
9076116 | 651-1 | [5 empty] | Removed from Ground | Diesel | 500 | Bare Steel | 1958-05-15 | Bare Steel
9076118 | 69-1 | [5 empty] | Removed from Ground | Diesel | 250 | Bare Steel | 1961-05-14 | Bare Steel | Suction (American)
9076119 | 76-1 | [5 empty] | Removed from Ground | Diesel | 6000 | Bare Steel | 1960-05-14 | Bare Steel
9076120 | 2018-08-01 | [5 empty] | Removed from Ground | Diesel | 200 | Bare Steel | 1965-05-13 | Copper
9076121 | 2082-1 | [5 empty] | Currently in Use | Diesel | 6000 | Bare Steel | 1961-05-14 | Bare Steel
9076122 | 83-1 | [5 empty] | Removed from Ground | Diesel | 10000 | Bare Steel | 1960-05-14 | Unknown
9076123 | 2086-1 | [5 empty] | Removed from Ground | Diesel | 1500 | Bare Steel | 1960-05-14 | Unknown
9076124 | 930-1 | [5 empty] | Removed from Ground | Diesel | 275 | Bare Steel | 1967-05-13 | Bare Steel
9076125 | 94-1 | [5 empty] | Removed from Ground | Diesel | 550 | Bare Steel | 1960-05-14 | Bare Steel
9076126 | 955-1 | [5 empty] | Removed from Ground | Diesel | 2000 | Bare Steel | 1955-05-16 | Bare Steel
9076127 | 993-1 | [5 empty] | Removed from Ground | Diesel | 1000 | Bare Steel | 1955-05-16 | Copper
9076128 | 994-1 | [5 empty] | Removed from Ground | Diesel | 1000 | Bare Steel | 1955-05-16 | Bare Steel
9076148 | HYD-SYST | [5 empty] | Currently in Use | Other | 0 | Not Marked/Unknown |  | Not Marked | Pressurized
9076149 | 2018-05-01 | [5 empty] | Currently in Use | Other | 2000 | Double Walled | 1987-08-08 | Fiberglass Reinforced Plastic | Gravity Fed
9076150 | 1364-1 |  |  | yes |  | yes | Removed from Ground | Used Oil | 600 | Fiberglass | 1992-10-19 | Cathodically Protected | Gravity Fed
9076152 | 109-1 |  | 1993-01-01 |  | 1993-01-01 |  | Removed from Ground | Diesel | 1000 | Double Walled | 1993-01-01 | Cathodically Protected | Suction (American)
9076152 | 4036-1 |  | 1993-06-01 |  | 1993-06-01 |  | Removed from Ground | Diesel | 550 | Double Walled | 1993-06-01 | Cathodically Protected | Suction (American)
9076153 | 255-1 | Flapper Valve | 1993-03-01 |  | 1993-03-01 |  | Removed from Ground | Diesel | 2000 | Fiberglass Double Walled | 1993-03-01 | Galvanized Steel | Safe Suction (Euro)
9076211 | 2081-1 | [5 empty] | Removed from Ground | Empty | 1000 | Bare Steel | 1997-11-20 | Bare Steel | Pressurized
9076217 | 1 | [5 empty] | Removed from Ground | Diesel | 250 | Not Marked/Unknown | 1990-10-18 | Not Marked
9076218 | 1 | [5 empty] | Removed from Ground | Gas (Historical Use) | 10000 | Not Marked/Unknown | 1964-01-01 | Not Marked
9076218 | 2 | [5 empty] | Removed from Ground | Gas (Historical Use) | 2000 | Not Marked/Unknown | 1964-01-01 | Not Marked
9076218 | 3 | [5 empty] | Removed from Ground | Gas (Historical Use) | 10000 | Not Marked/Unknown | 1976-01-01 | Not Marked
9076233 | 230-1 |  | 2000-01-01 |  | 2000-01-01 |  | Removed from Ground | Diesel | 6000 | Fiberglass | 1995-01-01 | Cathodically Protected | Suction (American)
9085006 | 1 | [5 empty] | Removed from Ground | Gas (Historical Use) | 1000 | Bare Steel | 1986-10-16 | Galvanized Steel | Suction (American)
9085006 | 2 | [5 empty] | Removed from Ground | Diesel | 1000 | Bare Steel | 1986-10-16 | Not Marked | Suction (American)
9088024 | 1 | [5 empty] | Removed from Ground | Diesel | 2500 | Bare Steel | 1980-01-01 | Bare Steel
9088024 | 2 |  | 1997-01-15 |  | 1997-01-15 |  | Currently in Use | Diesel | 2500 | Fiberglass Double Walled | 1997-01-15 | Fiberglass Reinforced Plastic | Suction (American)
9088047 | 1 | [5 empty] | Removed from Ground | Diesel | 2500 | Bare Steel | 1980-01-01 | Bare Steel
9088047 | 2 |  | 1997-01-18 |  | 1997-01-18 |  | Currently in Use | Diesel | 2500 | Fiberglass Double Walled | 1997-01-18 | Copper | Suction (American)
9088048 | 1 | [5 empty] | Removed from Ground | Diesel | 2500 | Bare Steel | 1980-01-01 | Bare Steel
9088048 | 2 |  | 1997-01-15 |  | 1997-01-15 |  | Currently in Use | Diesel | 2500 | Fiberglass Double Walled | 1997-01-15 | Copper | Suction (American)
9088049 | 1 | [5 empty] | Removed from Ground | Diesel | 2500 | Bare Steel | 1980-01-01 | Bare Steel
9088049 | 2 |  | 1997-01-17 |  | 1997-01-17 |  | Currently in Use | Diesel | 2500 | Fiberglass Double Walled | 1997-01-17 | Copper | Suction (American)
9088050 | 1 | [5 empty] | Removed from Ground | Diesel | 1000 | Bare Steel | 1966-01-01 | Bare Steel
9088051 | 1 | [5 empty] | Removed from Ground | Gas (Historical Use) | 1000 | Bare Steel | 1980-01-01 | Bare Steel
9088051 | 2 | [5 empty] | Removed from Ground | Diesel | 1000 | Bare Steel | 1980-01-01 | Bare Steel
9088051 | 3 |  | 1996-12-01 |  | 1996-12-01 |  | Currently in Use | Gas (Historical Use) | 4000 | Fiberglass Double Walled | 1996-12-01 | Double-Walled Fiberglass | Suction (American)
9088051 | 4 |  | 1996-12-01 |  | 1996-12-01 |  | Currently in Use | Diesel | 2000 | Fiberglass Double Walled | 1996-12-01 | Double-Walled Fiberglass | Suction (American)
9089003 | 75 |  |  | yes |  | yes | Removed from Ground | Used Oil | 1000 | Fiberglass | 1985-01-01 | Galvanized Steel
9089011 | 17 |  |  | yes |  | yes | Removed from Ground | Used Oil | 2000 | Fiberglass | 1981-01-01 | Galvanized Steel
9089011 | 18 |  |  | yes |  | yes | Removed from Ground | Used Oil | 2000 | Fiberglass | 1981-01-01 | Galvanized Steel
9089011 | 19 |  |  | yes |  | yes | Removed from Ground | Used Oil | 2000 | Fiberglass | 1981-01-01 | Galvanized Steel
9089011 | 20 |  |  | yes |  | yes | Removed from Ground | Used Oil | 2000 | Fiberglass | 1981-01-01 | Galvanized Steel
9089011 | 21 |  |  | yes |  | yes | Removed from Ground | Used Oil | 2000 | Fiberglass | 1981-01-01 | Galvanized Steel
9089011 | 22 |  |  | yes |  | yes | Removed from Ground | Used Oil | 2000 | Fiberglass | 1981-01-01 | Galvanized Steel
9089011 | 23 |  |  | yes |  | yes | Removed from Ground | Used Oil | 2000 | Fiberglass | 1981-01-01 | Galvanized Steel
9089011 | 24 |  |  | yes |  | yes | Removed from Ground | Used Oil | 2000 | Fiberglass | 1981-01-01 | Galvanized Steel
9089011 | 28B |  |  | yes |  | yes | Removed from Ground | Used Oil | 2000 | Fiberglass | 1987-01-01 | Galvanized Steel
9089011 | 28C |  |  | yes |  | yes | Closed in Ground | Used Oil | 1000 | Fiberglass | 1998-08-06 | Galvanized Steel
9089012 | 15 | [5 empty] | Removed from Ground | Diesel | 6000 | Fiberglass | 1981-01-01 | Galvanized Steel
9089012 | 16 | [5 empty] | Removed from Ground | Gas (Historical Use) | 6000 | Fiberglass | 1981-01-01 | Galvanized Steel
9089013 | 43 | [5 empty] | Removed from Ground | Gas (Historical Use) | 6000 | Fiberglass | 1985-01-01 | Galvanized Steel
9089013 | 44 | [5 empty] | Removed from Ground | Diesel | 25000 | Fiberglass | 1985-01-01 | Galvanized Steel
9089014 | 42 |  |  | yes |  | yes | Removed from Ground | Used Oil | 1000 | Fiberglass | 1983-01-01 | Galvanized Steel
9089015 | 214 |  |  | yes |  | yes | Removed from Ground | Used Oil | 550 | Fiberglass | 1988-01-01 | Galvanized Steel
9089015 | 215 |  |  | yes |  | yes | Removed from Ground | Used Oil | 500 | Fiberglass | 1988-01-01 | Galvanized Steel
9089016 | 36 | [5 empty] | Removed from Ground | Diesel | 25000 | Bare Steel | 1982-01-01 | Galvanized Steel
9089016 | 37 | [5 empty] | Removed from Ground | Gas (Historical Use) | 6000 | Bare Steel | 1982-01-01 | Galvanized Steel
9089019 | 70 |  |  | yes |  | yes | Removed from Ground | Used Oil | 1000 | Bare Steel | 1969-01-01 | Galvanized Steel
9089020 | 68 | [5 empty] | Removed from Ground | Gas (Historical Use) | 6000 | Bare Steel | 1960-01-01 | Galvanized Steel
9089020 | 69 | [5 empty] | Removed from Ground | Diesel | 6000 | Bare Steel | 1960-01-01 | Galvanized Steel
9089021 | 67 |  |  | yes |  | yes | Removed from Ground | Used Oil | 1000 | Bare Steel | 1969-01-01 | Galvanized Steel
9089022 | 71 |  |  | yes |  | yes | Removed from Ground | Used Oil | 1000 | Bare Steel | 1980-01-01 | Galvanized Steel
9089023 | 71A |  |  | yes |  | yes | Removed from Ground | Used Oil | 1000 | Bare Steel | 1984-01-01 | Galvanized Steel
9089024 | 72 | [5 empty] | Removed from Ground | Gas (Historical Use) | 12000 | Fiberglass | 1984-01-01 | Galvanized Steel
9089024 | 73 | [5 empty] | Removed from Ground | Diesel | 12000 | Fiberglass | 1984-01-01 | Galvanized Steel
9089025 | 77 | [5 empty] | Removed from Ground | Gas (Historical Use) | 8000 | Fiberglass | 1981-01-01 | Galvanized Steel
9089025 | 78 | [5 empty] | Removed from Ground | Diesel | 25000 | Fiberglass | 1981-01-01 | Galvanized Steel
9089026 | 79 |  |  | yes |  | yes | Removed from Ground | Used Oil | 1000 | Bare Steel | 1981-01-01 | Galvanized Steel
9089027 | 104 | [5 empty] | Removed from Ground | Diesel | 1000 | Cathodically Protected Steel | 1964-01-01 | Galvanized Steel
9089028 | 33 | [5 empty] | Removed from Ground | Diesel | 20000 | Fiberglass | 1982-01-01 | Galvanized Steel
9089028 | 34 | [5 empty] | Removed from Ground | Diesel | 20000 | Fiberglass | 1982-01-01 | Galvanized Steel
9089028 | 35 | [5 empty] | Removed from Ground | Gas (Historical Use) | 12000 | Fiberglass | 1982-01-01 | Galvanized Steel
9089029 | 82 |  |  | yes |  | yes | Removed from Ground | Used Oil | 1000 | Fiberglass | 1981-01-01 | Galvanized Steel
9089030 | 107 | [5 empty] | Removed from Ground | Diesel | 750 | Bare Steel | 1979-01-01 | Galvanized Steel
9089031 | 252 | [5 empty] | Removed from Ground | Diesel | 250 | Bare Steel | 1980-01-01 | Galvanized Steel
9089032 | 106 | [5 empty] | Removed from Ground | Diesel | 250 | Cathodically Protected Steel | 1980-01-01 | Galvanized Steel
9089033 | 120 | [5 empty] | Removed from Ground | Diesel | 500 | Bare Steel | 1987-01-01 | Galvanized Steel
9089034 | 105 | [5 empty] | Removed from Ground | Diesel | 250 | Cathodically Protected Steel | 1985-01-01 | Galvanized Steel
9089035 | 210 |  |  | yes |  | yes | Removed from Ground | Used Oil | 1000 | Fiberglass | 1985-01-01 | Galvanized Steel
9089036 | 208 | [5 empty] | Removed from Ground | Diesel | 12000 | Fiberglass | 1985-01-01 | Galvanized Steel
9089036 | 209 | [5 empty] | Removed from Ground | Gas (Historical Use) | 1000 | Fiberglass | 1985-01-01 | Galvanized Steel
9089037 | 28A |  |  | yes |  | yes | Removed from Ground | Used Oil | 4000 | Fiberglass | 1981-01-01 | Galvanized Steel
9089038 | 207 |  |  | yes |  | yes | Removed from Ground | Used Oil | 500 | Fiberglass | 1985-01-01 | Galvanized Steel
9089039 | 207A |  |  | yes |  | yes | Removed from Ground | Used Oil | 2500 | Fiberglass | 1985-01-01 | Galvanized Steel
9089040 | 205 | [5 empty] | Removed from Ground | Gas (Historical Use) | 5000 | Fiberglass | 1985-01-01 | Galvanized Steel
9089040 | 206 | [5 empty] | Removed from Ground | Diesel | 13000 | Fiberglass | 1985-01-01 | Galvanized Steel
9089041 | 241 |  |  | yes |  | yes | Removed from Ground | Used Oil | 1000 | Fiberglass | 1985-01-01 | Galvanized Steel
9089041 | 242 |  |  | yes |  | yes | Removed from Ground | Used Oil | 1000 | Fiberglass | 1985-01-01 | Galvanized Steel
9089041 | 244 |  |  | yes |  | yes | Removed from Ground | Used Oil | 1000 | Fiberglass | 1985-01-01 | Galvanized Steel
9089042 | 226 | [5 empty] | Removed from Ground | Diesel | 25000 | Fiberglass | 1985-01-01 | Galvanized Steel
9089042 | 227 | [5 empty] | Removed from Ground | Gas (Historical Use) | 10000 | Fiberglass | 1985-01-01 | Galvanized Steel
9089043 | 200 | [5 empty] | Removed from Ground | Gas (Historical Use) | 12000 | Fiberglass | 1985-01-01 | Galvanized Steel
9089043 | 201 | [5 empty] | Removed from Ground | Diesel | 1000 | Fiberglass | 1985-01-01 | Galvanized Steel
9089043 | 201A |  |  | yes |  | yes | Removed from Ground | Used Oil | 1000 | Fiberglass | 1985-01-01 | Galvanized Steel
9089043 | 201B |  |  | yes |  | yes | Removed from Ground | Used Oil | 1000 | Fiberglass | 1985-01-01 | Galvanized Steel
9089044 | 238 |  |  | yes |  | yes | Removed from Ground | Used Oil | 1000 | Double Walled | 1987-01-01 | Galvanized Steel
9089045 | 202 | [5 empty] | Removed from Ground | Diesel | 6000 | Not Marked/Unknown | 1985-01-01 | Galvanized Steel
9089045 | 203 | [5 empty] | Removed from Ground | Diesel | 6000 | Not Marked/Unknown | 1985-01-01 | Galvanized Steel
9089045 | 204 | [5 empty] | Removed from Ground | Gas (Historical Use) | 6000 | Fiberglass | 1985-01-01 | Galvanized Steel
9089046 | 64A |  |  | yes |  | yes | Removed from Ground | Used Oil | 500 | Bare Steel | 1970-01-01 | Galvanized Steel
9089047 | 108 | [5 empty] | Removed from Ground | Diesel | 500 | Cathodically Protected Steel | 1981-01-01 | Galvanized Steel
9089048 | 101 | [5 empty] | Removed from Ground | Other | 1000 | Bare Steel | 1980-01-01 | Galvanized Steel
9089049 | 124 | [5 empty] | Removed from Ground | Diesel | 1000 | Fiberglass | 1987-01-01 | Galvanized Steel
9089050 | 52 | [5 empty] | Removed from Ground | Other | 1000 | Bare Steel | 1960-01-01 | Galvanized Steel
9089051 | 63 | [5 empty] | Removed from Ground | Gas (Historical Use) | 2000 | Bare Steel | 1950-01-01 | Galvanized Steel
9089051 | 64 |  |  | yes |  | yes | Removed from Ground | Used Oil | 1000 | Bare Steel | 1950-01-01 | Galvanized Steel
9089052 | 62 |  | 1998-03-05 |  | 1998-03-06 |  | Closed in Ground | Gas (Historical Use) | 12000 | Steel-Impressed Current | 1950-01-01 | Bare Steel | Safe Suction (Euro)
9089053 | 54 | [5 empty] | Removed from Ground | Gas (Historical Use) | 2000 | Bare Steel | 1960-01-01 | Galvanized Steel
9089053 | 55 | [5 empty] | Removed from Ground | Gas (Historical Use) | 2000 | Bare Steel | 1960-01-01 | Galvanized Steel
9089054 | 45 |  |  | yes |  | yes | Removed from Ground | Used Oil | 500 | Bare Steel | 1983-01-01 | Galvanized Steel
9089054 | 48 | [5 empty] | Removed from Ground | Gas (Historical Use) | 5000 | Fiberglass | 1983-01-01 | Galvanized Steel
9089054 | 49 | [5 empty] | Removed from Ground | Diesel | 5000 | Fiberglass | 1983-01-01 | Galvanized Steel
9089055 | 50 | [5 empty] | Removed from Ground | Gas (Historical Use) | 6000 | Bare Steel | 1960-01-01 | Galvanized Steel
9089055 | 57 | [5 empty] | Removed from Ground | Gas (Historical Use) | 5000 | Fiberglass | 1960-01-01 | Galvanized Steel
9089055 | 58 | [5 empty] | Removed from Ground | Diesel | 5000 | Fiberglass | 1983-01-01 | Galvanized Steel
9089056 | 251 | [5 empty] | Removed from Ground | Diesel | 500 | Bare Steel | 1982-01-01 | Galvanized Steel
9089057 | 121 | [5 empty] | Removed from Ground | Diesel | 250 | Cathodically Protected Steel | 1985-01-01 | Galvanized Steel
9089058 | 247 | [5 empty] | Removed from Ground | Diesel | 1000 | Bare Steel | 1983-01-01 | Galvanized Steel
9089059 | 222 | [5 empty] | Removed from Ground | Gas (Historical Use) | 4000 | Double Walled | 1985-01-01 | Galvanized Steel
9089059 | 223 | [5 empty] | Removed from Ground | Diesel | 25000 | Double Walled | 1985-01-01 | Galvanized Steel
9089060 | 216 |  |  | yes |  | yes | Removed from Ground | Used Oil | 1000 | Double Walled | 1985-01-01 | Galvanized Steel
9089060 | 217 |  |  | yes |  | yes | Removed from Ground | Used Oil | 1000 | Double Walled | 1985-01-01 | Galvanized Steel
9089060 | 218 |  |  | yes |  | yes | Removed from Ground | Used Oil | 1000 | Double Walled | 1985-01-01 | Galvanized Steel
9089060 | 219 |  |  | yes |  | yes | Removed from Ground | Used Oil | 1000 | Double Walled | 1985-01-01 | Galvanized Steel
9089060 | 220 |  |  | yes |  | yes | Removed from Ground | Used Oil | 5000 | Double Walled | 1985-01-01 | Galvanized Steel
9089060 | 221 | [5 empty] | Removed from Ground | Other | 1000 | Double Walled | 1985-01-01 | Galvanized Steel
9089061 | 228 |  |  | yes |  | yes | Removed from Ground | Used Oil | 1000 | Double Walled | 1985-01-01 | Galvanized Steel
9089061 | 229 |  |  | yes |  | yes | Removed from Ground | Used Oil | 1000 | Double Walled | 1985-01-01 | Galvanized Steel
9089061 | 230 |  |  | yes |  | yes | Removed from Ground | Used Oil | 1000 | Double Walled | 1985-01-01 | Galvanized Steel
9089061 | 231 |  |  | yes |  | yes | Removed from Ground | Used Oil | 1000 | Double Walled | 1985-01-01 | Galvanized Steel
9089061 | 232 |  |  | yes |  | yes | Removed from Ground | Used Oil | 5000 | Double Walled | 1985-01-01 | Galvanized Steel
9089061 | 233 | [5 empty] | Removed from Ground | Other | 1000 | Double Walled | 1986-01-01 | Galvanized Steel
9089062 | 236 |  |  | yes |  | yes | Removed from Ground | Used Oil | 2500 | Double Walled | 1987-01-01 | Galvanized Steel
9089062 | 237 |  |  | yes |  | yes | Removed from Ground | Used Oil | 2500 | Double Walled | 1987-01-01 | Galvanized Steel
9089063 | 224 |  |  | yes |  | yes | Removed from Ground | Used Oil | 1000 | Fiberglass | 1985-01-01 | Galvanized Steel
9089064 | 1 |  |  | yes |  | yes | Removed from Ground | Used Oil | 1000 | Fiberglass | 1982-01-01 | Galvanized Steel
9089065 | 2 | [5 empty] | Removed from Ground | Diesel | 25000 | Fiberglass | 1982-01-01 | Galvanized Steel
9089065 | 3 | [5 empty] | Removed from Ground | Gas (Historical Use) | 5000 | Fiberglass | 1982-01-01 | Galvanized Steel
9089065 | 4 |  |  | yes |  | yes | Removed from Ground | Used Oil | 2500 | Fiberglass | 1982-01-01 | Galvanized Steel
9089065 | 4A | [5 empty] | Removed from Ground | Other | 1000 | Bare Steel | 1982-01-01 | Galvanized Steel
9089066 | 5 | [5 empty] | Removed from Ground | Gas (Historical Use) | 6000 | Bare Steel | 1980-01-01 | Galvanized Steel
9089066 | 6 | [5 empty] | Removed from Ground | Diesel | 25000 | Bare Steel | 1980-01-01 | Galvanized Steel
9089067 | 7 |  |  | yes |  | yes | Removed from Ground | Used Oil | 1000 | Bare Steel | 1980-01-01 | Galvanized Steel
9089067 | 7A |  |  | yes |  | yes | Closed in Ground | Used Oil | 500 | Bare Steel | 1980-01-01 | Galvanized Steel | Gravity Fed
9089068 | 11 | [5 empty] | Removed from Ground | Gas (Historical Use) | 12000 | Bare Steel | 1982-01-01 | Galvanized Steel
9089068 | 12 | [5 empty] | Removed from Ground | Diesel | 12000 | Bare Steel | 1982-01-01 | Galvanized Steel
9089068 | 13 |  |  | yes |  | yes | Removed from Ground | Used Oil | 2500 | Bare Steel | 1982-01-01 | Galvanized Steel
9089069 | 14 |  |  | yes |  | yes | Removed from Ground | Used Oil | 1000 | Bare Steel | 1982-01-01 | Galvanized Steel
9089070 | 118 | [5 empty] | Removed from Ground | Diesel | 1000 | Bare Steel | 1986-01-01 | Galvanized Steel
9089071 | 86 | [5 empty] | Permanently Out of Use - historical purposes | Other | 4000 | Concrete | 1981-01-01 | Galvanized Steel
9089072 | 74 |  |  | yes |  | yes | Removed from Ground | Used Oil | 2500 | Fiberglass | 1983-01-01 | Galvanized Steel
9089073 | 87 | [5 empty] | Removed from Ground | Diesel | 5000 | Bare Steel | 1970-01-01 | Galvanized Steel
9089073 | 88 | [5 empty] | Removed from Ground | Diesel | 5000 | Bare Steel | 1970-01-01 | Galvanized Steel
9089074 | 89 |  |  | yes |  | yes | Removed from Ground | Used Oil | 1000 | Fiberglass | 1981-01-01 | Galvanized Steel
9089075 | 90 | [5 empty] | Removed from Ground | Diesel | 12000 | Fiberglass | 1981-01-01 | Galvanized Steel
9089075 | 91 | [5 empty] | Removed from Ground | Gas (Historical Use) | 12000 | Fiberglass | 1981-01-01 | Galvanized Steel
9089076 | 94 |  |  | yes |  | yes | Removed from Ground | Used Oil | 1000 | Fiberglass | 1980-01-01 | Galvanized Steel
9089077 | 109 | [5 empty] | Removed from Ground | Diesel | 500 | Cathodically Protected Steel | 1980-01-01 | Galvanized Steel
9089077 | 95 | [5 empty] | Removed from Ground | Gas (Historical Use) | 6000 | Fiberglass | 1985-01-01 | Galvanized Steel
9089077 | 96 | [5 empty] | Removed from Ground | Diesel | 15000 | Fiberglass | 1985-01-01 | Galvanized Steel
9089077 | 97 | [5 empty] | Removed from Ground | Diesel | 15000 | Fiberglass | 1985-01-01 | Galvanized Steel
9089078 | 94A |  |  | yes |  | yes | Removed from Ground | Used Oil | 1000 | Fiberglass | 1988-01-01 | Galvanized Steel
9089079 | 98 | [5 empty] | Removed from Ground | Gas (Historical Use) | 6000 | Fiberglass | 1983-01-01 | Galvanized Steel
9089079 | 99 | [5 empty] | Removed from Ground | Diesel | 25000 | Fiberglass | 1983-01-01 | Galvanized Steel
9089080 | 100A |  |  | yes |  | yes | Removed from Ground | Used Oil | 1000 | Fiberglass | 1988-01-01 | Galvanized Steel
9089081 | 100B |  |  | yes |  | yes | Removed from Ground | Used Oil | 1000 | Fiberglass | 1988-01-01 | Galvanized Steel
9089082 | 211 | [5 empty] | Removed from Ground | Other | 25000 | Bare Steel | 1950-01-01 | Galvanized Steel
9089082 | 212 | [5 empty] | Removed from Ground | Other | 25000 | Bare Steel | 1950-01-01 | Galvanized Steel
9089083 | 122 | [5 empty] | Removed from Ground | Gas (Historical Use) | 150 | Bare Steel | 1968-01-01 | Galvanized Steel
9089084 | 110 | [5 empty] | Removed from Ground | Diesel | 500 | Cathodically Protected Steel | 1982-01-01 | Galvanized Steel
9089085 | 111 | [5 empty] | Removed from Ground | Diesel | 250 | Bare Steel | 1970-01-01 | Bare Steel
9089087 | 255 | [5 empty] | Removed from Ground | Gas (Historical Use) | 12500 | Bare Steel | 1945-01-01 | Galvanized Steel
9089087 | 256 | [5 empty] | Removed from Ground | Gas (Historical Use) | 12500 | Bare Steel | 1945-01-01 | Galvanized Steel
9089088 | 29 |  |  | yes |  | yes | Removed from Ground | Used Oil | 1000 | Fiberglass | 1982-01-01 | Galvanized Steel
9089089 | 80 | [5 empty] | Removed from Ground | Gas (Historical Use) | 6000 | Fiberglass | 1981-01-01 | Galvanized Steel
9089089 | 81 | [5 empty] | Removed from Ground | Diesel | 25000 | Fiberglass | 1981-01-01 | Galvanized Steel
9089090 | 225 |  |  | yes |  | yes | Removed from Ground | Used Oil | 1000 | Fiberglass | 1985-01-01 | Galvanized Steel
9089091 | 65 | [5 empty] | Removed from Ground | Gas (Historical Use) | 10000 | Bare Steel | 1950-01-01 | Galvanized Steel
9089091 | 66 | [5 empty] | Removed from Ground | Diesel | 10000 | Bare Steel | 1950-01-01 | Galvanized Steel
9089092 | 123 | [5 empty] | Removed from Ground | Gas (Historical Use) | 1000 | Bare Steel | 1950-01-01 | Galvanized Steel
9089093 | 254 | [5 empty] | Removed from Ground | Diesel | 250 | Bare Steel | 1970-01-01 | Galvanized Steel
9089100 | 239 | [5 empty] | Removed from Ground | Gas (Historical Use) | 4000 | Double Walled | 1987-01-01 | Galvanized Steel
9089100 | 240 | [5 empty] | Removed from Ground | Diesel | 25000 | Double Walled | 1987-01-01 | Galvanized Steel
9089104 | 61 |  |  | yes |  | yes | Removed from Ground | Used Oil | 500 | Fiberglass | 1983-01-01 | Galvanized Steel
9089105 | 76 |  |  | yes |  | yes | Removed from Ground | Used Oil | 1000 | Bare Steel | 1981-01-01 | Galvanized Steel
9089109 | 38 |  |  | yes |  | yes | Removed from Ground | Used Oil | 1000 | Bare Steel | 1983-01-01 | Galvanized Steel
9089110 | 94B |  |  | yes |  | yes | Removed from Ground | Used Oil | 1000 | Fiberglass | 1988-01-01 | Galvanized Steel
9089110 | 94C |  |  | yes |  | yes | Removed from Ground | Used Oil | 1000 | Fiberglass | 1988-01-01 | Galvanized Steel
9089111 | 92 |  |  | yes |  | yes | Removed from Ground | Used Oil | 1000 | Fiberglass | 1981-01-01 | Galvanized Steel
9089112 | 5J1 |  |  | no |  | no | Removed from Ground | Gas (Historical Use) | 5000 | Unknown | 2009-05-13 | Unknown
9089112 | 5J2 |  |  | no |  | no | Removed from Ground | Diesel | 5000 | Unknown | 2009-05-13 | Unknown
9089112 | 93 |  |  | yes |  | yes | Removed from Ground | Used Oil | 2500 | Fiberglass | 1981-01-01 | Galvanized Steel
9089113 | 51 | [5 empty] | Removed from Ground | Other | 500 | Cathodically Protected Steel | 1960-01-01 | Galvanized Steel
9089114 | 30 | [5 empty] | Removed from Ground | Diesel | 20000 | Fiberglass | 1982-01-01 | Galvanized Steel
9089114 | 31 | [5 empty] | Removed from Ground | Gas (Historical Use) | 12000 | Fiberglass | 1982-01-01 | Galvanized Steel
9089114 | 32 | [5 empty] | Removed from Ground | Diesel | 20000 | Fiberglass | 1982-01-01 | Galvanized Steel
9089115 | 100 |  |  | yes |  | yes | Removed from Ground | Used Oil | 1000 | Fiberglass | 1983-01-01 | Galvanized Steel
9089116 | 56 |  |  | yes |  | yes | Closed in Ground | Used Oil | 2000 | Bare Steel | 1960-01-01 | Galvanized Steel
9089117 | 234 | [5 empty] | Removed from Ground | Gas (Historical Use) | 4000 | Double Walled | 1986-01-01 | Galvanized Steel
9089117 | 235 | [5 empty] | Removed from Ground | Diesel | 25000 | Double Walled | 1986-01-01 | Galvanized Steel
9089139 | 1 |  | 1995-05-01 |  | 1995-05-01 |  | Currently in Use | Gas (Historical Use) | 10000 | Epoxy | 1995-03-01 | Fiberglass Reinforced Plastic | Pressurized
9089139 | 2 |  | 1995-05-01 |  | 1995-05-01 |  | Currently in Use | Gas (Historical Use) | 10000 | Epoxy | 1995-03-01 | Fiberglass Reinforced Plastic | Pressurized
9089139 | 3 |  | 1995-05-01 |  | 1995-05-01 |  | Currently in Use | Gas (Historical Use) | 6000 | Epoxy | 1995-03-01 | Fiberglass Reinforced Plastic | Pressurized
9089140 | 1A |  | 1995-02-01 |  | 1995-02-01 |  | Temporarily out of use | Gas (Historical Use) | 8000 | Epoxy | 2002-07-17 | Fiberglass Reinforced Plastic | Pressurized
9089140 | 1B |  | 1995-02-01 |  | 1995-02-01 |  | Temporarily out of use | Gas (Historical Use) | 4000 | Epoxy | 2002-07-17 | Fiberglass Reinforced Plastic | Pressurized
9089140 | 2A |  | 1995-02-01 |  | 1995-02-01 |  | Currently in Use | Diesel | 8000 | Epoxy | 2002-07-17 | Fiberglass Reinforced Plastic | Pressurized
9089140 | 2B |  | 1995-02-01 |  | 1995-02-01 |  | Temporarily out of use | Diesel | 4000 | Epoxy | 2002-07-17 | Fiberglass Reinforced Plastic | Pressurized
9089145 | 41 |  |  | yes |  | yes | Removed from Ground | Used Oil | 3000 | Bare Steel | 1985-01-01 | Bare Steel
9089146 | 114 | [5 empty] | Removed from Ground | Diesel | 250 | Bare Steel | 1980-01-01 | Bare Steel
9089147 | 8 | [5 empty] | Removed from Ground | Diesel | 10000 | Not Marked/Unknown | 1974-01-01 | Not Marked
9089148 | 9 | [5 empty] | Removed from Ground | Diesel | 10000 | Not Marked/Unknown | 1974-01-01 | Not Marked
9089149 | 10 | [5 empty] | Removed from Ground | Diesel | 2000 | Not Marked/Unknown | 1985-01-01 | Not Marked
9089149 | 11 | [5 empty] | Removed from Ground | Diesel | 2000 | Not Marked/Unknown | 1985-01-01 | Not Marked
9089149 | 12 | [5 empty] | Removed from Ground | Other | 5000 | Not Marked/Unknown | 1976-01-01 | Not Marked
9089149 | 13 | [5 empty] | Removed from Ground | Other | 5000 | Not Marked/Unknown | 1976-01-01 | Not Marked
9089150 | 26 | [5 empty] | Removed from Ground | Diesel | 10000 | Not Marked/Unknown | 1974-01-01 | Not Marked
9089151 | 14 |  |  | yes |  | yes | Removed from Ground | Used Oil | 2000 | Not Marked/Unknown | 1971-01-01 | Not Marked
9089152 | 15 |  |  | yes |  | yes | Removed from Ground | Used Oil | 1000 | Not Marked/Unknown | 1985-01-01 | Not Marked
9089155 | 253 | [5 empty] | Removed from Ground | Diesel | 250 | Not Marked/Unknown | 1982-01-01 | Not Marked
9089156 | 276 |  | 1991-01-01 |  | 1991-01-01 |  | Currently in Use | Gas (Historical Use) | 10000 | Fiberglass Double Walled | 1991-01-01 | Fiberglass Reinforced Plastic | Pressurized
9089156 | 277 |  | 1996-01-01 |  | 1996-01-01 |  | Currently in Use | Gas (Historical Use) | 12000 | Fiberglass Double Walled | 1991-01-01 | Fiberglass Reinforced Plastic | Pressurized
9089156 | 278 |  | 1991-01-01 |  | 1991-01-01 |  | Currently in Use | Gas (Historical Use) | 10000 | Fiberglass Double Walled | 1991-01-01 | Fiberglass Reinforced Plastic | Pressurized
9089156 | 279 |  | 1991-01-01 |  | 1991-01-01 |  | Currently in Use | Gas (Historical Use) | 10000 | Fiberglass Double Walled | 1991-01-01 | Fiberglass Reinforced Plastic | Pressurized
9089160 | 280 | [5 empty] | Closed in Ground | Diesel | 20000 | Marked Unknown | 1987-01-01 | Unknown
9089161 | 22 | [5 empty] | Removed from Ground | Diesel | 20000 | Not Marked/Unknown | 2005-05-12 | Not Marked
9089161 | 23 | [5 empty] | Removed from Ground | Diesel | 20000 | Not Marked/Unknown | 2005-05-12 | Not Marked
9089161 | 24 | [5 empty] | Removed from Ground | Diesel | 20000 | Not Marked/Unknown | 2005-05-12 | Not Marked
9089161 | 25 | [5 empty] | Removed from Ground | Diesel | 20000 | Not Marked/Unknown | 2005-05-12 | Not Marked
9089168 | 281 |  |  | yes |  | yes | Removed from Ground | Used Oil | 1500 | Bare Steel | 1998-06-17 | Not Marked
9089169 | 282 | [5 empty] | Removed from Ground | Other | 2000 | Not Marked/Unknown | 1998-12-11 | Not Marked
9089171 | 1 |  |  | yes |  | yes | Permanently Out of Use - historical purposes | Used Oil | 1000 | Marked Unknown | 1983-01-01 | Galvanized Steel | Gravity Fed
9089171 | 2 |  |  | yes |  | yes | Permanently Out of Use - historical purposes | Used Oil | 1000 | Marked Unknown | 1983-01-01 | Galvanized Steel | Gravity Fed
9092091 | 758-1 | [5 empty] | Removed from Ground | Other | 1500 | Bare Steel | 1963-01-25 | Bare Steel | Gravity Fed
9092093 | 1112 | [5 empty] | Removed from Ground | Diesel | 20 | Bare Steel | 1978-04-06 | Bare Steel
9092094 | 1501-1 | [5 empty] | Removed from Ground | Other | 250 | Bare Steel | 1959-01-01 | Bare Steel
9092094 | 1502-2 | Flapper Valve | 1994-01-01 |  | 1994-01-01 |  | Removed from Ground | Diesel | 600 | Galvanic (STIP-3) | 1994-06-01 | Galvanized Steel | Suction (American)
9092095 | 1511-1 | [5 empty] | Removed from Ground | Other | 550 | Cathodically Protected Steel | 1981-04-05 | Bare Steel | Safe Suction (Euro)
9092096 | 1713-1 | [5 empty] | Removed from Ground | Other | 500 | Bare Steel | 1981-04-05 | Bare Steel
9092097 | 1715-1 | [5 empty] | Removed from Ground | Other | 500 | Cathodically Protected Steel | 1968-04-08 | Bare Steel | Safe Suction (Euro)
9092098 | 2300-1 | [5 empty] | Removed from Ground | Other | 500 | Bare Steel | 1968-04-08 | Unknown | Safe Suction (Euro)
9092100 | 622-1 |  | 1997-01-01 |  | 1997-01-01 |  | Removed from Ground | Other | 1000 | Steel-Impressed Current | 1971-04-08 | Cathodically Protected | Suction (American)
9092101 | 668-1 |  | 1997-01-01 |  | 1997-01-01 |  | Removed from Ground | Other | 500 | Cathodically Protected Steel | 1970-04-08 | Cathodically Protected | Safe Suction (Euro)
9092102 | 706-1 |  | 1997-01-01 |  | 1997-01-01 |  | Removed from Ground | Other | 500 | Fiberglass | 1983-04-05 | Cathodically Protected | Safe Suction (Euro)
9092103 | 723-1 | Flapper Valve | 1997-01-01 |  | 1997-01-01 |  | Removed from Ground | Diesel | 2500 | Galvanic (STIP-3) | 1992-10-19 | Galvanized Steel
9092104 | 900-1 | Flapper Valve | 1997-01-01 |  | 1997-01-01 |  | Closed in Ground | Diesel | 3500 | Steel-Impressed Current | 1967-04-09 | Steel (Impressed Current) | Safe Suction (Euro)
9092105 | 91-1 | [5 empty] | Removed from Ground | Diesel | 300 | Bare Steel | 1961-04-10 | Bare Steel
9092107 | 1217-1 |  | 1997-01-01 | no | 1997-01-01 |  | Removed from Ground | Diesel | 2000 | Steel-Impressed Current | 1969-04-08 | Steel (Impressed Current) | Safe Suction (Euro)
9092108 | 15-1 | [5 empty] | Removed from Ground | Other | 1000 | Cathodically Protected Steel | 1977-04-06 | Bare Steel | Safe Suction (Euro)
9092109 | 700-2 | [5 empty] | Removed from Ground | Diesel | 5250 | Bare Steel | 1981-04-05 | Bare Steel
9092112 | ACF-1 |  |  | yes |  | yes | Removed from Ground | Used Oil | 1000 | Bare Steel | 1961-04-10 | Bare Steel
9092112 | ACF-2 |  |  | yes |  | yes | Removed from Ground | Used Oil | 2000 | Bare Steel | 1977-04-06 | Bare Steel
9092113 | 755-1 |  |  | yes |  | yes | Removed from Ground | Other | 500 | Cathodically Protected Steel | 1977-06-06 | Cathodically Protected | Gravity Fed
9092114 | 931-1 | [5 empty] | Removed from Ground | Gas (Historical Use) | 12000 | Cathodically Protected Steel | 1941-04-15 | Cathodically Protected | Suction (American)
9092114 | 931-2 | [5 empty] | Removed from Ground | Diesel | 12000 | Cathodically Protected Steel | 1941-04-15 | Cathodically Protected | Suction (American)
9092114 | 931-3 | [5 empty] | Removed from Ground | Gas (Historical Use) | 12000 | Cathodically Protected Steel | 1941-04-15 | Cathodically Protected | Suction (American)
9092114 | 931-4 | [5 empty] | Removed from Ground | Diesel | 12000 | Cathodically Protected Steel | 1941-04-15 | Cathodically Protected | Suction (American)
9092114 | 931-5 | [5 empty] | Removed from Ground | Diesel | 10000 | Double Walled | 1991-03-01 | Cathodically Protected | Suction (American)
9092114 | 931-6 | [5 empty] | Removed from Ground | Diesel | 10000 | Double Walled | 1991-03-01 | Cathodically Protected | Suction (American)
9092115 | 552 |  |  | yes |  | yes | Removed from Ground | Used Oil | 2000 | Bare Steel | 1966-04-09 | Unknown
9092116 | 943-1 |  | 1994-06-01 |  | 1994-06-01 |  | Removed from Ground | Gas (Historical Use) | 10000 | Double Walled | 1994-06-01 | Bare Steel | Pressurized
9092116 | 943-2 |  | 1994-06-01 |  | 1994-06-01 |  | Removed from Ground | Gas (Historical Use) | 10000 | Double Walled | 1994-06-01 | Bare Steel | Pressurized
9092116 | 943-3 |  | 1994-06-01 |  | 1994-06-01 |  | Removed from Ground | Gas (Historical Use) | 3000 | Cathodically Protected Steel | 1966-04-09 | Bare Steel | Pressurized
9092116 | 943-4 |  |  | no |  | no | Removed from Ground | Used Oil | 600 | Unknown | 2003-01-14 | Unknown
9092116 | 943-A | [5 empty] | Removed from Ground | Gas (Historical Use) | 10000 | Cathodically Protected Steel | 1966-04-09 | Bare Steel | Pressurized
9092116 | 943-B | [5 empty] | Removed from Ground | Gas (Historical Use) | 10000 | Cathodically Protected Steel | 1966-04-09 | Bare Steel | Pressurized
9092117 | 769-1 | [5 empty] | Removed from Ground | Other | 1500 | Bare Steel | 1965-01-01 | Bare Steel | Gravity Fed
9092118 | 775-1 |  |  | yes |  | yes | Removed from Ground | Other | 1200 | Fiberglass | 1983-06-08 | Bare Steel | Gravity Fed
9092120 | 977-1 | [5 empty] | Removed from Ground | Other | 1500 | Concrete | 1976-03-01 | Bare Steel
9092120 | 977-2 | [5 empty] | Removed from Ground | Other | 550 | Double Walled | 1991-07-15 | Fiberglass Reinforced Plastic | Gravity Fed
9092121 | 840-1 | Flapper Valve |  | yes |  | yes | Removed from Ground | Used Oil | 550 | Galvanic (STIP-3) | 1982-01-01 | Galvanized Steel | Gravity Fed
9092121 | 840-2 | [5 empty] | Removed from Ground | Other | 550 | Cathodically Protected Steel | 1982-01-01 | Cathodically Protected | Gravity Fed
9092122 | 109-1 | Flapper Valve | 1997-01-01 |  | 1997-01-01 |  | Removed from Ground | Diesel | 1000 | Fiberglass Double Walled | 1991-02-13 | Galvanized Steel | Suction (American)
9092122 | 109-2 | [5 empty] | Removed from Ground | Diesel | 2000 | Bare Steel | 1969-01-01 | Bare Steel
9092124 | 957-1 | [5 empty] | Removed from Ground | Used Oil | 500 | Bare Steel | 1990-05-10 | Fiberglass Reinforced Plastic | Gravity Fed
9092125 | 913-1 | [5 empty] | Removed from Ground | Other | 500 | Bare Steel | 1966-01-01 | Bare Steel
9092125 | 913-2 | Flapper Valve | 1997-01-01 |  | 1997-01-01 |  | Removed from Ground | Diesel | 2000 | Galvanic (STIP-3) | 1992-01-01 | Galvanized Steel | Suction (American)
9092160 | AERO-1 | [5 empty] | Removed from Ground | Other | 1500 | Marked Unknown | 1991-06-01 | Unknown
9092168 | 1532-1 | [5 empty] | Removed from Ground | Other | 600 | Double Walled | 1994-06-13 | Fiberglass Reinforced Plastic | Gravity Fed
9092172 | 761-1 | [5 empty] | Removed from Ground | Other | 2500 | Cathodically Protected Steel | 1984-09-24 | Bare Steel | Gravity Fed
9092173 | 774-1 | [5 empty] | Removed from Ground | Other | 150 | Cathodically Protected Steel | 1984-06-08 | Cathodically Protected | Gravity Fed
9092174 | 966-1 | [5 empty] | Removed from Ground | Other | 550 | Double Walled | 1991-03-12 | Fiberglass Reinforced Plastic | Gravity Fed
9092175 | 722-1 |  |  | yes |  | yes | Removed from Ground | Other | 150 | Double Walled | 1993-02-13 | Fiberglass Reinforced Plastic | Gravity Fed
9092175 | 722-2 |  |  | yes |  | yes | Removed from Ground | Other | 500 | Cathodically Protected Steel | 1972-03-01 | Cathodically Protected | Gravity Fed
9092176 | 799-1 | [5 empty] | Removed from Ground | Other | 550 | Double Walled | 1991-03-12 | Fiberglass Reinforced Plastic | Gravity Fed
9092214 | 759-1 | [5 empty] | Removed from Ground | Kerosene | 5000 | Cathodically Protected Steel | 1976-11-01 | Galvanized Steel | Safe Suction (Euro)
9092214 | 759-2 | [5 empty] | Removed from Ground | Gas (Historical Use) | 1500 | Cathodically Protected Steel | 1976-11-01 | Galvanized Steel | Safe Suction (Euro)
9092217 | 590-2 | [5 empty] | Removed from Ground | Other | 200 | Bare Steel | 1987-06-19 | Fiberglass Reinforced Plastic | Gravity Fed
9092247 | 1715-1 | [5 empty] | Removed from Ground | Diesel | 500 | Not Marked/Unknown | 1996-04-12 | Not Marked
9092259 | 771-1 |  |  | yes |  | yes | Removed from Ground | Other | 550 | Fiberglass | 1995-06-01 | Bare Steel
9092273 | 1530-1 |  |  | yes |  | yes | Removed from Ground | Other | 600 | Double Walled | 1998-01-01 | Cathodically Protected
9093044 | 20 | [5 empty] | Removed from Ground | Diesel | 2000 | Bare Steel | 1996-06-01 | Bare Steel | Safe Suction (Euro)
9093044 | 0020-1 | Ball Float | 1996-06-01 | no | 1996-06-01 | no | Currently in Use | Gas (Historical Use) | 3000 | Fiberglass Double Walled | 1996-06-20 | Double-Walled Fiberglass | Pressurized
9093044 | 0020-2 | Ball Float | 1996-06-01 |  | 1996-06-01 |  | Currently in Use | Jet Fuel | 3000 | Fiberglass Double Walled | 1996-06-20 | Double-Walled Fiberglass | Pressurized
9093044 | 1 | [5 empty] | Removed from Ground | Gas (Historical Use) | 5000 | Not Marked/Unknown | 1997-06-10 | Not Marked
9102033 | 1 | Flapper Valve |  |  |  |  | Removed from Ground | Gas (Historical Use) | 10000 | Marked Unknown | 1986-01-01 | Unknown | Pressurized
9102033 | 2 | [5 empty] | Removed from Ground | Gas (Historical Use) | 10000 | Marked Unknown | 1986-01-01 | Unknown | Pressurized
9102033 | 3 | [5 empty] | Removed from Ground | Diesel | 6000 | Marked Unknown | 1986-01-01 | Unknown | Pressurized
9102033 | 4 |  |  | yes |  | yes | Removed from Ground | Used Oil | 550 | Marked Unknown | 1986-01-01 | Unknown | Pressurized
9102033 | 5 | Flapper Valve | 1998-04-02 |  | 1998-04-02 |  | Currently in Use | Gas (Historical Use) | 10000 | Fiberglass Double Walled | 1998-04-02 | Fiberglass Reinforced Plastic | Pressurized
9102033 | 6 | Flapper Valve | 1998-04-02 |  | 1998-04-02 |  | Currently in Use | Diesel | 2000 | Fiberglass Double Walled | 1998-04-02 | Fiberglass Reinforced Plastic | Pressurized
9102038 | 1 | [5 empty] | Removed from Ground | Diesel | 10000 | Marked Unknown | 1985-01-01 | Unknown
9102040 | 1 | [5 empty] | Removed from Ground | Diesel | 500 | Marked Unknown | 1998-05-25 | Unknown
9102041 | 1 | [5 empty] | Removed from Ground | Diesel | 500 | Marked Unknown | 1998-05-28 | Unknown
9102042 | 1 | [5 empty] | Removed from Ground | Diesel | 2000 | Marked Unknown | 1998-05-28 | Unknown
9102043 | 1 | [5 empty] | Removed from Ground | Diesel | 500 | Marked Unknown | 1998-05-25 | Unknown
9106023 | 1 | [5 empty] | Removed from Ground | Gas (Historical Use) | 6000 | Bare Steel | 1974-01-01 | Galvanized Steel
9106151 | 1 | [5 empty] | Removed from Ground | Diesel | 30000 | Bare Steel | 1974-01-01 | Galvanized Steel
9106151 | 2 |  | 1997-06-01 |  | 1997-06-01 |  | Currently in Use | Diesel | 10000 | Fiberglass | 1997-06-01 | Fiberglass Reinforced Plastic | Suction (American)
9106153 | 1 | [5 empty] | Removed from Ground | Diesel | 250 | Bare Steel | 1984-01-01 | Galvanized Steel
9106166 | A |  |  | yes |  | yes | Removed from Ground | Used Oil | 6500 | Marked Unknown | 1998-04-22 | Unknown
9121004 | 1 | [5 empty] | Removed from Ground | Gas (Historical Use) | 0 | Bare Steel | 1986-05-05 | Unknown
9121004 | 2 | [5 empty] | Removed from Ground | Gas (Historical Use) | 0 | Bare Steel | 1986-05-05 | Unknown
9121006 | 15901-A | [5 empty] | Removed from Ground | Gas (Historical Use) | 12000 | Bare Steel | 1942-05-16 | Unknown
9121006 | 15901-B | [5 empty] | Removed from Ground | Gas (Historical Use) | 12000 | Bare Steel | 1942-05-16 | Unknown
9121006 | 15901-C | [5 empty] | Removed from Ground | Gas (Historical Use) | 12000 | Bare Steel | 1942-05-16 | Unknown
9121006 | 15901-D | [5 empty] | Removed from Ground | Gas (Historical Use) | 12000 | Bare Steel | 1942-05-16 | Unknown
9121006 | 15901-E | [5 empty] | Removed from Ground | Gas (Historical Use) | 12000 | Bare Steel | 1942-05-16 | Unknown
9121006 | 15901-F | [5 empty] | Removed from Ground | Gas (Historical Use) | 12000 | Bare Steel | 1942-05-16 | Unknown
9121006 | 15901-G | [5 empty] | Removed from Ground | Gas (Historical Use) | 12000 | Bare Steel | 1942-05-16 | Unknown
9121010 | 1 | [5 empty] | Removed from Ground | Diesel | 1000 | Bare Steel | 1955-01-01 | Bare Steel
9121037 | 1 | [5 empty] | Removed from Ground | Gas (Historical Use) | 1000 | Epoxy | 1977-05-01 | Galvanized Steel | Suction (American)
9121037 | 2 | [5 empty] | Removed from Ground | Gas (Historical Use) | 1000 | Epoxy | 1977-07-01 | Galvanized Steel | Suction (American)
9121041 | 1 | [5 empty] | Removed from Ground | Diesel | 3000 | Bare Steel | 1994-08-04 | Bare Steel
9121058 | 15906-A | [5 empty] | Removed from Ground | Other | 12000 | Bare Steel | 1942-05-16 | Bare Steel | Suction (American)
9121058 | 15906-B | [5 empty] | Removed from Ground | Gas (Historical Use) | 12000 | Bare Steel | 1942-05-16 | Bare Steel | Suction (American)
9121059 | 15907-A | [5 empty] | Removed from Ground | Diesel | 12000 | Bare Steel | 1942-05-06 | Unknown
9121059 | 15907-B |  | 1990-04-01 |  | 1990-04-01 |  | Removed from Ground | Diesel | 12000 | Bare Steel | 1942-05-16 | Unknown
9121059 | 15907-C |  | 1990-04-01 |  | 1990-04-01 |  | Removed from Ground | Diesel | 12000 | Galvanic (STIP-3) | 1990-04-04 | Fiberglass Reinforced Plastic | Pressurized
9121059 | 15907-D |  | 1990-04-01 |  | 1990-04-01 |  | Removed from Ground | Diesel | 12000 | Galvanic (STIP-3) | 1990-04-01 | Fiberglass Reinforced Plastic | Pressurized
9121060 | 16901-A | [5 empty] | Removed from Ground | Diesel | 12000 | Bare Steel | 1942-05-16 | Bare Steel | Suction (American)
9121060 | 16901-B | [5 empty] | Removed from Ground | Diesel | 12000 | Bare Steel | 1942-05-16 | Bare Steel | Suction (American)
9121061 | 16902-A |  | 1990-04-01 |  | 1990-04-01 |  | Removed from Ground | Gas (Historical Use) | 12000 | Bare Steel | 1942-01-01 | Unknown | Pressurized
9121061 | 16902-B |  | 1990-04-01 |  | 1990-04-01 |  | Removed from Ground | Gas (Historical Use) | 12000 | Bare Steel | 1942-01-01 | Unknown
9121061 | 16902-C |  | 1990-04-01 |  | 1990-04-01 |  | Removed from Ground | Gas (Historical Use) | 12000 | Galvanic (STIP-3) | 1990-04-01 | Fiberglass Reinforced Plastic | Pressurized
9121061 | 16902-D |  | 1990-04-01 |  | 1990-04-01 |  | Removed from Ground | Gas (Historical Use) | 12000 | Galvanic (STIP-3) | 1990-04-01 | Fiberglass Reinforced Plastic | Pressurized
9121067 | 1 | [5 empty] | Removed from Ground | Diesel | 1000 | Marked Unknown | 1992-07-14 | Unknown
9121067 | 2 | [5 empty] | Removed from Ground | Gas (Historical Use) | 900 | Marked Unknown | 1991-01-01 | Unknown
9121068 | 1 | [5 empty] | Removed from Ground | Used Oil | 2000 | Marked Unknown | 1992-07-14 | Unknown
9121078 | 2202-A | [5 empty] | Currently in Use | Diesel | 30000 | Bare Steel | 1972-01-01 | Bare Steel | Suction (American)
9121078 | 2202-B | [5 empty] | Currently in Use | Diesel | 30000 | Bare Steel | 1972-01-01 | Bare Steel | Suction (American)
9121081 | 18806-A | [5 empty] | Removed from Ground | Gas (Historical Use) | 10000 | Bare Steel | 1956-05-12 | Bare Steel | Suction (American)
9121081 | 18806-B | [5 empty] | Removed from Ground | Gas (Historical Use) | 6000 | Bare Steel | 1956-05-12 | Bare Steel | Suction (American)
9121081 | 18806-C | [5 empty] | Removed from Ground | Gas (Historical Use) | 8000 | Bare Steel | 1956-05-12 | Bare Steel | Suction (American)
9121081 | 18806-D |  |  | yes |  | yes | Removed from Ground | Used Oil | 500 | Bare Steel | 1956-05-12 | Bare Steel | Suction (American)
9121096 | 1 | [5 empty] | Removed from Ground | Diesel | 500 | Epoxy | 1977-01-01 | Not Marked
9121110 | 1 | [5 empty] | Removed from Ground | Diesel | 8000 | Bare Steel | 1980-01-01 | Galvanized Steel
9121111 | 1 | [5 empty] | Removed from Ground | Diesel | 10000 | Bare Steel | 1992-11-19 | Galvanized Steel
9121111 | 2 | [5 empty] | Removed from Ground | Diesel | 500 | Bare Steel | 1992-11-19 | Galvanized Steel
9121111 | 3 | Flapper Valve | 1992-12-09 | no | 1992-12-09 | no | Currently in Use | Diesel | 10000 | Fiberglass Double Walled | 1992-12-09 | Double-Walled Fiberglass | Pressurized
9121112 | 1 | [5 empty] | Removed from Ground | Gas (Historical Use) | 1000 | Bare Steel | 1967-01-01 | Bare Steel
9121113 | 1 | [5 empty] | Removed from Ground | Gas (Historical Use) | 8000 | Bare Steel | 1956-01-01 | Bare Steel
9121114 | 3 | Overfill Alarm | 1993-10-11 | no | 1993-10-11 | no | Currently in Use | Diesel | 15000 | Fiberglass Double Walled | 1993-10-11 | Double-Walled Fiberglass | Pressurized
9121114 | 4 | Flapper Valve | 1993-10-11 |  | 1993-10-11 |  | Currently in Use | Diesel | 15000 | Fiberglass Double Walled | 1993-10-11 | Double-Walled Fiberglass | Pressurized
9121114 | A | [5 empty] | Removed from Ground | Diesel | 50000 | Not Marked/Unknown | 1993-09-29 | Not Marked
9121114 | B | [5 empty] | Removed from Ground | Diesel | 10000 | Not Marked/Unknown | 1993-09-29 | Not Marked
9121120 | 1 | [5 empty] | Removed from Ground | Diesel | 500 | Bare Steel | 1956-05-14 | Bare Steel
9121121 | 1 | [5 empty] | Permanently Out of Use - historical purposes | Gas (Historical Use) | 2000 | Bare Steel | 1946-05-17 | Unknown
9121121 | 444 |  |  | no |  | no | Removed from Ground | Diesel | 500 | Unknown | 1995-04-13
9121121 | 555 |  |  | no |  | no | Removed from Ground | Diesel | 500 | Unknown | 1995-04-13
9121128 | 1 | [5 empty] | Removed from Ground | Diesel | 550 | Unknown | 1953-04-17 | Unknown | Suction (American)
9121129 | 1 | [5 empty] | Removed from Ground | Diesel | 8000 | Unknown | 1963-06-01 | Unknown | Suction (American)
9121130 | 1 |  | 1997-01-07 |  | 1997-01-07 |  | Removed from Ground | Diesel | 550 | Tank Jacket | 1989-07-01 | Fiberglass Reinforced Plastic | Suction (American)
9121136 | 310 | [5 empty] | Removed from Ground | Other | 25000 | Bare Steel | 1976-05-07 | Bare Steel | Suction (American)
9121164 | 1 | Flapper Valve | 1995-06-10 |  | 1995-06-10 |  | Currently in Use | Gas (Historical Use) | 12000 | Fiberglass Double Walled | 1995-06-01 | Double-Walled Flex | Pressurized
9121164 | 2 | Flapper Valve | 1995-06-10 |  | 1995-06-10 |  | Currently in Use | Gas (Historical Use) | 12000 | Fiberglass Double Walled | 1995-06-01 | Double-Walled Flex | Pressurized
9121164 | 3 | Flapper Valve | 1995-06-10 |  | 1995-06-10 |  | Currently in Use | Gas (Historical Use) | 12000 | Fiberglass Double Walled | 1995-06-01 | Double-Walled Flex | Pressurized
9121185 | 964A | [5 empty] | Removed from Ground | Diesel | 1000 | Bare Steel | 1992-07-01 | Copper | Suction (American)
9121186 | 2313 | [5 empty] | Removed from Ground | Diesel | 1000 | Not Marked/Unknown | 1992-07-01 | Not Marked | Suction (American)
9121187 | 1 | [5 empty] | Removed from Ground | Diesel | 1000 | Not Marked/Unknown | 1992-07-01 | Not Marked
9121188 | 2018-01-01 | [5 empty] | Removed from Ground | Diesel | 10000 | Not Marked/Unknown | 1992-06-29 | Not Marked
9121188 | 2018-01-02 | [5 empty] | Removed from Ground | Diesel | 10000 | Not Marked/Unknown | 1992-06-29 | Not Marked
9121188 | 2018-02-01 | [5 empty] | Removed from Ground | Diesel | 20000 | Not Marked/Unknown | 1992-08-10 | Not Marked
9121188 | 2018-02-02 | [5 empty] | Removed from Ground | Gas (Historical Use) | 20000 | Not Marked/Unknown | 1992-08-10 | Not Marked
9121189 | AS-1 |  |  | yes |  | yes | Removed from Ground | Used Oil | 1000 | Not Marked/Unknown | 1992-06-30 | Not Marked
9121190 | 22804-1 | [5 empty] | Removed from Ground | Diesel | 12000 | Not Marked/Unknown |  | Not Marked
9121190 | 22804-2 | [5 empty] | Removed from Ground | Gas (Historical Use) | 10000 | Not Marked/Unknown |  | Not Marked
9121190 | 22804-3 | [5 empty] | Removed from Ground | Gas (Historical Use) | 10000 | Not Marked/Unknown |  | Not Marked
9121191 | 1 |  |  | yes |  | yes | Removed from Ground | Used Oil | 2000 | Not Marked/Unknown | 1992-07-01 | Not Marked
9121192 | 1 | [5 empty] | Removed from Ground | Diesel | 10000 | Bare Steel | 1992-07-01 | Bare Steel | Suction (American)
9121192 | 2 | [5 empty] | Removed from Ground | Diesel | 10000 | Bare Steel | 1992-07-01 | Bare Steel | Suction (American)
9121194 | 1 | [5 empty] | Removed from Ground | Diesel | 1000 | Marked Unknown | 1981-01-10 | Bare Steel
9121194 | 2 | Flapper Valve | 1997-07-01 | no | 1997-07-01 | no | Currently in Use | Diesel | 1000 | Fiberglass Double Walled | 1997-07-01 | Copper | Pressurized
9121202 | 29808 | [5 empty] | Removed from Ground | Gas (Historical Use) | 250 | Marked Unknown | 1997-12-10 | Unknown | Suction (American)
9121214 | 29300-A |  |  | yes |  | yes | Removed from Ground | Used Oil | 600 | Marked Unknown | 1999-01-01 | Unknown | Gravity Fed
9121214 | 29300-B |  |  | yes |  | yes | Removed from Ground | Used Oil | 2000 | Marked Unknown | 1999-01-01 | Unknown | Gravity Fed
9132034 | 1 | [5 empty] | Removed from Ground | Diesel | 8000 | Fiberglass | 1997-01-07 | Unknown
9132035 | 2 |  | 1997-04-08 |  | 1997-04-08 |  | Currently in Use | Diesel | 1000 | Fiberglass Double Walled | 1997-04-09 | Double-Walled Flex | Suction (American)
9132037 | 1 | [5 empty] | Removed from Ground | Diesel | 1500 | Bare Steel | 1983-01-02 | Bare Steel
9132037 | 2 |  | 1997-04-08 |  | 1997-04-08 |  | Currently in Use | Diesel | 1000 | Fiberglass Double Walled | 1997-04-08 | Double-Walled Flex | Suction (American)
9132038 | 1 | [5 empty] | Removed from Ground | Diesel | 20000 | Bare Steel | 1987-01-01 | Galvanized Steel
9132039 | 1 | [5 empty] | Removed from Ground | Empty | 1000 | Bare Steel | 1957-01-08 | Bare Steel
9132040 | 1 |  | 1997-01-18 |  | 1997-01-18 |  | Currently in Use | Diesel | 8000 | Fiberglass | 1997-01-18 | Double-Walled Fiberglass | Pressurized
9132040 | 2 |  | 1997-01-18 |  | 1997-01-18 |  | Currently in Use | Gas (Historical Use) | 10000 | Fiberglass | 1997-01-18 | Double-Walled Fiberglass | Pressurized
9132041 | 1 | [5 empty] | Removed from Ground | Gas (Historical Use) | 3000 | Bare Steel | 1959-01-18 | Bare Steel | Safe Suction (Euro)
9132044 | 1 | [5 empty] | Removed from Ground | Diesel | 3000 | Double Walled | 2000-02-29 | Bare Steel | Suction (American)
9132044 | 2 | Flapper Valve | 2000-03-30 | yes | 2000-03-30 |  | Currently in Use | Diesel | 1000 | Fiberglass Double Walled | 2000-03-30 | Copper | Suction (American)
9136074 | 1 | [5 empty] | Closed in Ground | Gas (Historical Use) | 5000 | Bare Steel | 1942-03-03 | Unknown
9136074 | 2 | [5 empty] | Removed from Ground | Diesel | 1000 | Bare Steel | 1979-02-22 | Unknown
9136074 | 3 | [5 empty] | Removed from Ground | Diesel | 500 | Bare Steel | 1981-02-21 | Unknown
9136074 | 4 |  |  | yes |  | yes | Removed from Ground | Used Oil | 500 | Marked Unknown | 1997-03-06 | Unknown
9136074 | 5 | [5 empty] | Removed from Ground | Gas (Historical Use) | 5000 | Marked Unknown | 1997-03-06 | Unknown
9136075 | 1 | [5 empty] | Removed from Ground | Diesel | 560 | Fiberglass | 1983-02-21 | Unknown
9136075 | 2 | Flapper Valve | 1997-03-02 |  | 1997-03-02 |  | Currently in Use | Diesel | 600 | Fiberglass Double Walled | 1997-03-02 | Double-Walled Fiberglass | Safe Suction (Euro)
9136076 | 1 | [5 empty] | Removed from Ground | Diesel | 500 | Fiberglass | 1983-02-21 | Unknown
9136076 | 2 | Flapper Valve | 1997-03-01 |  | 1997-03-01 |  | Currently in Use | Diesel | 600 | Fiberglass Double Walled | 1997-03-01 | Copper | Safe Suction (Euro)
9136077 | 1 | [5 empty] | Removed from Ground | Diesel | 560 | Marked Unknown | 1997-03-20 | Unknown
9136077 | 2 | Flapper Valve | 1997-03-02 |  | 1997-03-02 |  | Currently in Use | Diesel | 600 | Fiberglass Double Walled | 1997-03-02 | Copper | Safe Suction (Euro)
9136078 | 1 | [5 empty] | Removed from Ground | Diesel | 500 | Marked Unknown | 1997-03-20 | Unknown
9136078 | 2 | Flapper Valve | 1997-03-04 |  | 1997-03-04 |  | Currently in Use | Diesel | 600 | Fiberglass Double Walled | 1997-03-04 | Copper | Safe Suction (Euro)
9136079 | 1 | [5 empty] | Removed from Ground | Diesel | 500 | Marked Unknown | 1997-03-06 | Unknown
9136079 | 2 | Flapper Valve | 1997-03-01 |  | 1997-03-01 |  | Currently in Use | Diesel | 600 | Fiberglass Double Walled | 1997-03-01 | Double-Walled Fiberglass | Safe Suction (Euro)
9136080 | 1 | [5 empty] | Removed from Ground | Diesel | 500 | Marked Unknown |  | Unknown
9136081 | 1 | [5 empty] | Removed from Ground | Diesel | 500 | Fiberglass | 1983-02-21 | Unknown | Safe Suction (Euro)
9136081 | 2 | Flapper Valve | 1997-03-04 |  | 1997-03-04 |  | Currently in Use | Diesel | 600 | Fiberglass Double Walled | 1997-03-04 | Double-Walled Fiberglass | Safe Suction (Euro)
9136083 | 1 | [5 empty] | Removed from Ground | Diesel | 500 | Marked Unknown | 1997-03-07 | Unknown
9136085 | 1 | Flapper Valve | 1997-04-22 |  | 1997-04-22 |  | Currently in Use | Diesel | 4000 | Fiberglass Double Walled | 1997-04-22 | Double-Walled Fiberglass | Safe Suction (Euro)
9137076 | 1 |  |  | no |  | no | Removed from Ground | Diesel | 560 | Unknown | 2011-10-27
9137077 | 1 | [5 empty] | Removed from Ground | Diesel | 1000 | Marked Unknown | 1997-07-15 | Unknown
9137077 | 2 | [5 empty] | Removed from Ground | Diesel | 1000 | Marked Unknown | 1997-12-15 | Unknown
9137078 | 1 | [5 empty] | Removed from Ground | Diesel | 4000 | Marked Unknown | 1997-06-09 | Unknown
9137079 | 1 | [5 empty] | Removed from Ground | Diesel | 2000 | Marked Unknown | 1997-07-08 | Unknown
9137081 | 1 | [5 empty] | Removed from Ground | Diesel | 2000 | Marked Unknown | 1997-08-19 | Unknown
9137083 | 1 | [5 empty] | Removed from Ground | Gas (Historical Use) | 1000 | Marked Unknown | 1997-12-09 | Unknown
9137083 | 2 | [5 empty] | Removed from Ground | Gas (Historical Use) | 1000 | Marked Unknown | 1997-12-09 | Unknown
9137083 | 3 | Ball Float | 1997-07-14 |  | 1997-07-14 |  | Currently in Use | Gas (Historical Use) | 10000 | Fiberglass Double Walled | 1997-07-14 | Double-Walled Fiberglass | Pressurized
9137083 | 4 | Ball Float | 1997-07-14 |  | 1997-07-14 |  | Currently in Use | Diesel | 10000 | Fiberglass Double Walled | 1997-07-14 | Double-Walled Fiberglass | Pressurized
9141035 | 1 | [5 empty] | Removed from Ground | Gas (Historical Use) | 1000 | Marked Unknown | 1992-05-05 | Unknown
9141035 | 2 | [5 empty] | Removed from Ground | Diesel | 1000 | Marked Unknown | 1992-05-02 | Unknown
9141036 | 1 | [5 empty] | Removed from Ground | Diesel | 550 | Marked Unknown | 1992-05-02 | Unknown
9141036 | 2 | [5 empty] | Removed from Ground | Diesel | 550 | Marked Unknown | 1992-05-02 | Unknown
9141037 | 1 | [5 empty] | Removed from Ground | Diesel | 550 | Marked Unknown | 1992-05-02 | Unknown
9151038 | 1 | [5 empty] | Removed from Ground | Gas (Historical Use) | 3000 | Bare Steel | 1969-01-05 | Galvanized Steel | Suction (American)
9151038 | 2 |  | 1997-03-10 |  | 1997-03-10 |  | Temporarily out of use | Gas (Historical Use) | 2500 | Double Walled | 1997-03-10 | Fiberglass Reinforced Plastic | Suction (American)
9151038 | 3 |  | 1997-03-10 |  | 1997-03-10 |  | Temporarily out of use | Diesel | 600 | Double Walled | 1997-03-10 | Fiberglass Reinforced Plastic | Suction (American)
920194 | 1 | Flapper Valve | 1998-12-22 |  | 1998-12-22 |  | Currently in Use | Diesel | 10000 | Steel-Impressed Current | 1984-04-01 | Steel (Impressed Current) | Safe Suction (Euro)
920194 | 2 | Flapper Valve | 1998-12-22 |  | 1998-12-22 |  | Currently in Use | Gas (Historical Use) | 10000 | Steel-Impressed Current | 1984-04-01 | Steel (Impressed Current) | Pressurized
920194 | 3 | [5 empty] | Removed from Ground | Gas (Historical Use) | 560 | Bare Steel | 1971-04-01 | Galvanized Steel
920195 | 1 | [5 empty] | Removed from Ground | Gas (Historical Use) | 500 | Bare Steel | 1946-04-01 | Galvanized Steel
920195 | D4 | [5 empty] | Removed from Ground | Diesel | 2000 | Bare Steel | 1978-05-01 | Galvanized Steel | Suction (American)
920195 | PLUS | [5 empty] | Removed from Ground | Gas (Historical Use) | 2000 | Bare Steel | 1978-05-01 | Galvanized Steel | Suction (American)
920195 | PREM | [5 empty] | Removed from Ground | Gas (Historical Use) | 3000 | Bare Steel | 1978-05-01 | Galvanized Steel | Suction (American)
920195 | RU | [5 empty] | Removed from Ground | Gas (Historical Use) | 3000 | Bare Steel | 1978-05-01 | Galvanized Steel | Suction (American)
930015 | 1 | [5 empty] | Removed from Ground | Other | 500 | Bare Steel | 1949-01-01 | Bare Steel | Pressurized
930022 | 1 | [5 empty] | Removed from Ground | Other | 1000 | Bare Steel | 1949-02-09 | Copper | Pressurized
930023 | 1 | [5 empty] | Removed from Ground | Other | 1000 | Bare Steel | 1949-02-09 | Copper | Pressurized
930034 | 1 | [5 empty] | Removed from Ground | Empty | 300 | Bare Steel | 1951-02-09 | Copper | Suction (American)
930035 | 1 | [5 empty] | Removed from Ground | Empty | 300 | Bare Steel | 1951-02-09 | Copper | Suction (American)
930036 | 1 | [5 empty] | Removed from Ground | Empty | 300 | Bare Steel | 1951-02-09 | Copper | Suction (American)
930037 | 1 | [5 empty] | Removed from Ground | Diesel | 300 | Bare Steel | 1951-02-09 | Copper | Suction (American)
930041 | 1 |  |  | no |  | no | Closed in Ground | Empty | 500 | Bare Steel | 1971-02-04 | Bare Steel | Safe Suction (Euro)
File Compiled at 3/30/2018 7:23:17 PM