BUCKHEAD GROCERY | 1000 SEVEN ISLAND RD | BUCKHEAD | Morgan | 1040037 | 3 | [5 empty] | Removed from Ground | Diesel | 1000 | Bare Steel | 1986-05-01 | Galvanized Steel | Suction (American)
BUCKHEAD GROCERY | 1000 SEVEN ISLAND RD | BUCKHEAD | Morgan | 1040037 | 4 | [5 empty] | Removed from Ground | Used Oil | 180 | Bare Steel | 1986-05-01 | Galvanized Steel
BUCKHEAD GROCERY | 1000 SEVEN ISLAND RD | BUCKHEAD | Morgan | 1040037 | 5 |  | 1998-10-17 | FALSE | 1998-10-17 | FALSE | Temporarily out of use | Gas (Historical Use) | 2000 | Composite | 1998-10-17 | Fiberglass Reinforced Plastic | Safe Suction (Euro)
BUCKHEAD GROCERY | 1000 SEVEN ISLAND RD | BUCKHEAD | Morgan | 1040037 | 6 |  | 1998-10-17 | FALSE | 1998-10-17 | FALSE | Temporarily out of use | Gas (Historical Use) | 1000 | Composite | 1998-10-17 | Fiberglass Reinforced Plastic | Safe Suction (Euro)
FLOWERS INDUSTRIES INC | SULGRAVE DR | MADISON | Morgan | 1040039 | 1 | [5 empty] | Removed from Ground | Gas (Historical Use) | 2000 | Bare Steel | 1973-05-08 | Unknown
GEORGIA PACIFIC CORP | 1400 WOODKRAFT RD | MADISON | Morgan | 1040043 | 1 | [5 empty] | Removed from Ground | Diesel | 10000 | Bare Steel | 1980-05-09 | Galvanized Steel
GEORGIA PACIFIC CORP | 1400 WOODKRAFT RD | MADISON | Morgan | 1040043 | 2 | [5 empty] | Removed from Ground | Gas (Historical Use) | 10000 | Bare Steel | 1980-05-09 | Galvanized Steel
FAIRPLAY GENERAL STORE | 2700 FAIRPLAY RD | RUTLEDGE | Morgan | 1040044 | 1 |  | 1998-12-23 |  | 1998-12-23 |  | Currently in Use | Gas (Historical Use) | 1000 | Galvanic (STIP-3) | 1981-05-09 | Steel (Impressed Current) | Suction (American)
FAIRPLAY GENERAL STORE | 2700 FAIRPLAY RD | RUTLEDGE | Morgan | 1040044 | 2 |  | 1998-12-23 |  | 1998-12-23 |  | Closed in Ground | Gas (Historical Use) | 560 | Steel-Impressed Current | 1971-05-12 | Cathodically Protected | Suction (American)
RaceWay #6905 - Madison | 1981 EATONTON HWY | MADISON | Morgan | 1040045 | 1 |  | 1986-01-01 |  | 1986-01-01 |  | Removed from Ground | Gas (Historical Use) | 12000 | Cathodically Protected Steel | 1986-05-08 | Fiberglass Reinforced Plastic | Pressurized
RaceWay #6905 - Madison | 1981 EATONTON HWY | MADISON | Morgan | 1040045 | 2 |  | 1986-01-01 |  | 1986-01-01 |  | Removed from Ground | Gas (Historical Use) | 12000 | Cathodically Protected Steel | 1986-05-08 | Fiberglass Reinforced Plastic | Pressurized
RaceWay #6905 - Madison | 1981 EATONTON HWY | MADISON | Morgan | 1040045 | 3 |  | 1986-01-01 |  | 1986-01-01 |  | Removed from Ground | Gas (Historical Use) | 12000 | Fiberglass | 1986-05-08 | Fiberglass Reinforced Plastic | Pressurized
RaceWay #6905 - Madison | 1981 EATONTON HWY | MADISON | Morgan | 1040045 | 4 |  | 1980-01-01 |  | 1980-01-01 |  | Closed in Ground | Gas (Historical Use) | 12000 | Composite Double Walled | 1980-05-04 | Double-Walled Fiberglass | Pressurized
RaceWay #6905 - Madison | 1981 EATONTON HWY | MADISON | Morgan | 1040045 | 5 | Overfill Alarm | 2004-05-13 | FALSE | 2004-05-13 | FALSE | Currently in Use | Regular | 20000 | Composite Double Walled | 2004-05-13 | Double-Walled Fiberglass | Pressurized
RaceWay #6905 - Madison | 1981 EATONTON HWY | MADISON | Morgan | 1040045 | 6 | Overfill Alarm | 2004-05-13 | FALSE | 2004-05-13 | FALSE | Currently in Use | Diesel | 12000 | Composite Double Walled | 2004-05-13 | Double-Walled Fiberglass | Pressurized
RaceWay #6905 - Madison | 1981 EATONTON HWY | MADISON | Morgan | 1040045 | 7 | Overfill Alarm | 2004-05-13 | FALSE | 2004-05-13 | FALSE | Currently in Use | Premium | 12000 | Composite Double Walled | 2004-05-13 | Double-Walled Fiberglass | Pressurized
LEES BI RITE | 811 BETHANY RD | MADISON | Morgan | 1040046 | 1 | [5 empty] | Removed from Ground | Empty | 8000 | Bare Steel | 1974-05-10 | Galvanized Steel
LEES BI RITE | 811 BETHANY RD | MADISON | Morgan | 1040046 | 2 | [5 empty] | Removed from Ground | Empty | 8000 | Bare Steel | 1974-05-10 | Galvanized Steel
MAIN ST PANTRY | 244 S MAIN ST | MADISON | Morgan | 1040047 | 1 | Flapper Valve | 1998-03-10 | FALSE | 1998-03-10 | FALSE | Currently in Use | Regular | 8000 | Steel-Impressed Current | 1974-05-10 | Fiberglass Reinforced Plastic | Pressurized
MAIN ST PANTRY | 244 S MAIN ST | MADISON | Morgan | 1040047 | 2 | Flapper Valve | 1998-03-10 | FALSE | 1998-03-10 | FALSE | Currently in Use | Premium | 8000 | Steel-Impressed Current | 1974-05-10 | Fiberglass Reinforced Plastic | Pressurized
MAIN ST PANTRY | 244 S MAIN ST | MADISON | Morgan | 1040047 | 3 | Flapper Valve | 1998-03-10 | FALSE | 1998-03-10 | FALSE | Currently in Use | E-0 | 8000 | Steel-Impressed Current | 1974-05-10 | Fiberglass Reinforced Plastic | Pressurized
MAIN ST PANTRY | 244 S MAIN ST | MADISON | Morgan | 1040047 | 4 | Flapper Valve | 1998-03-10 | FALSE | 1998-03-10 | FALSE | Currently in Use | Diesel | 9000 | Steel-Impressed Current | 1974-05-10 | Fiberglass Reinforced Plastic | Safe Suction (Euro)
FOOD POINT | HWY 83 | MADISON | Morgan | 1040048 | 1 | [5 empty] | Closed in Ground | Empty | 8000 | Bare Steel | 1966-05-12 | Galvanized Steel
FOOD POINT | HWY 83 | MADISON | Morgan | 1040048 | 2 | [5 empty] | Closed in Ground | Empty | 8000 | Bare Steel | 1966-05-12 | Galvanized Steel
BELLSOUTH TELECOMMUNICATIONS MAD | 192 N MAIN ST | MADISON | Morgan | 1040049 | 1 | [5 empty] | Removed from Ground | Other | 1000 | Bare Steel | 1967-01-06 | Galvanized Steel | Suction (American)
BST/AUTO OPRNS R3186 | 192 NORTH MAIN ST | MADISON | Morgan | 1040050 | 1 | [5 empty] | Removed from Ground | Gas (Historical Use) | 12000 | Bare Steel | 1980-01-03 | Galvanized Steel | Pressurized
JOES STORE | 4481 EATONTON RD | MADISON | Morgan | 1040051 | 1 | Flapper Valve | 1999-03-15 |  | 1999-03-15 |  | Removed from Ground | Gas (Historical Use) | 2000 | Steel-Impressed Current | 1957-05-30 | Steel (Impressed Current) | Suction (American)
JOES STORE | 4481 EATONTON RD | MADISON | Morgan | 1040051 | 2 | Flapper Valve | 1999-03-15 |  | 1999-03-15 |  | Removed from Ground | Gas (Historical Use) | 1000 | Steel-Impressed Current | 1957-05-30 | Steel (Impressed Current) | Suction (American)
JOES STORE | 4481 EATONTON RD | MADISON | Morgan | 1040051 | 3 | Flapper Valve | 2001-01-04 | FALSE | 2001-01-04 | FALSE | Removed from Ground | Diesel | 2000 | Composite | 2001-01-04 | Fiberglass Reinforced Plastic | Suction (American)
JOES STORE | 4481 EATONTON RD | MADISON | Morgan | 1040051 | 4 | Flapper Valve | 2001-01-04 | FALSE | 2001-01-04 | FALSE | Removed from Ground | Diesel | 2000 | Composite | 2001-01-04 | Fiberglass Reinforced Plastic | Suction (American)
JOES STORE | 4481 EATONTON RD | MADISON | Morgan | 1040051 | 5 | Flapper Valve | 2001-01-04 | FALSE | 2001-01-04 | FALSE | Removed from Ground | Kerosene | 1000 | Composite | 2001-01-04 | Fiberglass Reinforced Plastic | Suction (American)
HARD LABOR CREEK STATE PK | KNOX CHAPEL RD | RUTLEDGE | Morgan | 1040054 | 1 | [5 empty] | Removed from Ground | Diesel | 250 | Bare Steel | 1977-01-03 | Unknown | Suction (American)
HARD LABOR CREEK STATE PK | KNOX CHAPEL RD | RUTLEDGE | Morgan | 1040054 | 2 | [5 empty] | Removed from Ground | Gas (Historical Use) | 550 | Bare Steel | 1977-01-03 | Unknown | Suction (American)
HARD LABOR CREEK STATE PK | KNOX CHAPEL RD | RUTLEDGE | Morgan | 1040054 | 3 | [5 empty] | Removed from Ground | Gas (Historical Use) | 1000 | Bare Steel | 1986-01-01 | Unknown | Suction (American)
HARD LABOR CREEK STATE PK | KNOX CHAPEL RD | RUTLEDGE | Morgan | 1040054 | 4 | [5 empty] | Removed from Ground | Gas (Historical Use) | 500 | Bare Steel | 1977-01-03 | Unknown | Suction (American)
HARD LABOR CREEK STATE PK | KNOX CHAPEL RD | RUTLEDGE | Morgan | 1040054 | 5 | [5 empty] | Removed from Ground | Gas (Historical Use) | 1000 | Not Marked/Unknown | 1996-12-10 | Not Marked
HARD LABOR CREEK STATE PK | KNOX CHAPEL RD | RUTLEDGE | Morgan | 1040054 | 6 |  | 2002-07-01 | FALSE | 2002-07-01 | FALSE | Currently in Use | Gas (Historical Use) | 2500 | Fiberglass Double Walled | 2002-07-01 | Fiberglass Reinforced Plastic | Safe Suction (Euro)
HARD LABOR CREEK STATE PK | KNOX CHAPEL RD | RUTLEDGE | Morgan | 1040054 | 7 |  | 2002-07-01 | FALSE | 2002-07-01 | FALSE | Currently in Use | Diesel | 1000 | Fiberglass Double Walled | 2002-07-01 | Fiberglass Reinforced Plastic | Safe Suction (Euro)
QUICK PANTRY | 1330 EATONTON RD | MADISON | Morgan | 1040055 | 1 |  | 1998-12-12 | FALSE | 1998-12-12 | FALSE | Removed from Ground |  | 10000 |  | 2000-03-01 | Fiberglass Reinforced Plastic | Pressurized
QUICK PANTRY | 1330 EATONTON RD | MADISON | Morgan | 1040055 | 2 |  | 1998-12-12 | FALSE | 1998-12-12 | FALSE | Removed from Ground |  | 10000 |  | 2000-03-01 | Fiberglass Reinforced Plastic | Pressurized
QUICK PANTRY | 1330 EATONTON RD | MADISON | Morgan | 1040055 | 3 |  | 1998-12-12 | FALSE | 1998-12-12 | FALSE | Removed from Ground |  | 10000 |  | 2001-08-23 | Fiberglass Reinforced Plastic | Pressurized
QUICK PANTRY | 1330 EATONTON RD | MADISON | Morgan | 1040055 | 4 |  | 1998-12-12 | FALSE | 1998-12-12 | FALSE | Removed from Ground |  | 10000 |  | 2000-03-01 | Fiberglass Reinforced Plastic | Pressurized
SCHNADIG CORP | 1330 ATL HWY | MADISON | Morgan | 1040225 | 1 | [5 empty] | Removed from Ground | Diesel | 10000 | Bare Steel | 1974-04-26 | Unknown
SCHNADIG CORP | 1330 ATL HWY | MADISON | Morgan | 1040225 | 2 | [5 empty] | Removed from Ground | Diesel | 10000 | Bare Steel | 1974-04-26 | Unknown
SUGAR CREEK MARINA | 353 PARKS MILL RD | BUCKHEAD | Morgan | 1170042 | 1 | Flapper Valve | 1999-02-01 | FALSE | 1999-02-01 | FALSE | Currently in Use | Diesel On Road | 8000 | Steel-Impressed Current | 1983-05-07 | Steel (Impressed Current) | Pressurized
SUGAR CREEK MARINA | 353 PARKS MILL RD | BUCKHEAD | Morgan | 1170042 | 2 | Flapper Valve | 1999-02-01 | FALSE | 1999-02-01 | FALSE | Currently in Use | E-0 | 10000 | Steel-Impressed Current | 1983-05-06 | Steel (Impressed Current) | Pressurized
SUGAR CREEK MARINA | 353 PARKS MILL RD | BUCKHEAD | Morgan | 1170042 | 3 | Flapper Valve | 1999-02-01 | FALSE | 1999-02-01 | FALSE | Temporarily out of use | Regular | 10000 | Steel-Impressed Current | 1986-05-06 | Steel (Impressed Current) | Pressurized
COMMERCIAL PROPERTY | 298 HANCOCK ST | MADISON | Morgan | 10002909 | 1 |  |  | FALSE |  | FALSE | Removed from Ground | Used Oil | 500
COMMERCIAL PROPERTY | 298 HANCOCK ST | MADISON | Morgan | 10002909 | 2 |  |  | FALSE |  | FALSE | Removed from Ground |  | 2000
COMMERCIAL PROPERTY | 298 HANCOCK ST | MADISON | Morgan | 10002909 | 3 |  |  | FALSE |  | FALSE | Removed from Ground
FORMER PETROLEUM SERVICE STATION | 410 WEST WASHINGTON STREET | MADISON | Morgan | 10002649 | 1 |  |  | FALSE |  | FALSE | Removed from Ground | Not Marked/Tank Removed | 1000 | Bare Steel | 2017-01-04
FORMER PETROLEUM SERVICE STATION | 410 WEST WASHINGTON STREET | MADISON | Morgan | 10002649 | 2 |  |  | FALSE |  | FALSE | Removed from Ground | Not Marked/Tank Removed | 1000 | Bare Steel | 2017-01-04
FORMER PETROLEUM STATION | 374 WEST WASHINGTON STREET | MADISON | Morgan | 10002588 | 1 |  |  | FALSE |  | FALSE | Removed from Ground | Not Marked/Tank Removed | 0 | Unknown
FORMER PETROLEUM STATION | 374 WEST WASHINGTON STREET | MADISON | Morgan | 10002588 | 2 |  |  | FALSE |  | FALSE | Removed from Ground | Not Marked/Tank Removed | 0 | Unknown
FORMER PETROLEUM STATION | 374 WEST WASHINGTON STREET | MADISON | Morgan | 10002588 | 3 |  |  | FALSE |  | FALSE | Removed from Ground | Not Marked/Tank Removed | 0 | Unknown
FORMER PETROLEUM STATION | 374 WEST WASHINGTON STREET | MADISON | Morgan | 10002588 | 4 |  |  | FALSE |  | FALSE | Removed from Ground | Not Marked/Tank Removed | 0 | Bare Steel
FORMER PETROLEUM STATION | 374 WEST WASHINGTON STREET | MADISON | Morgan | 10002588 | 5 |  |  | FALSE |  | FALSE | Removed from Ground | Not Marked/Tank Removed | 600 | Unknown | 2017-01-05
FORMER PETROLEUM STATION | 374 WEST WASHINGTON STREET | MADISON | Morgan | 10002588 | 6 |  |  | FALSE |  | FALSE | Removed from Ground | Not Marked/Tank Removed | 600 | Unknown | 2017-01-05
CITY OF MADISON PUBLIC WORKS | 1501 FAIRGROUND RD | MADISON | Morgan | 10001622 | 1 | Flapper Valve | 2008-08-01 | FALSE | 2008-08-01 | FALSE | Currently in Use | Regular | 12000 | Composite Double Walled | 2008-08-01 | Double-Walled Fiberglass | Pressurized
CITY OF MADISON PUBLIC WORKS | 1501 FAIRGROUND RD | MADISON | Morgan | 10001622 | 2 | Flapper Valve | 2008-08-01 | FALSE | 2008-08-01 | FALSE | Currently in Use | Diesel | 12000 | Composite Double Walled | 2008-08-01 | Double-Walled Fiberglass | Pressurized
INGLES GAS EXPRESS #444 | 1461 EATONTON RD | MADISON | Morgan | 10001374 | 1 | Flapper Valve | 2007-06-13 | FALSE | 2007-08-14 | FALSE | Currently in Use | Regular | 25000 | Fiberglass Double Walled | 2007-06-06 | Double-Walled Flex | Pressurized
INGLES GAS EXPRESS #444 | 1461 EATONTON RD | MADISON | Morgan | 10001374 | 2 | Flapper Valve | 2007-06-13 | FALSE | 2007-08-14 | FALSE | Currently in Use | Premium | 7000 | Fiberglass Double Walled | 2007-06-06 | Double-Walled Flex | Pressurized
INGLES GAS EXPRESS #444 | 1461 EATONTON RD | MADISON | Morgan | 10001374 | 3 | Flapper Valve | 2007-03-13 | FALSE | 2007-08-14 | FALSE | Currently in Use | Diesel | 5000 | Fiberglass Double Walled | 2007-06-06 | Double-Walled Flex | Pressurized
INGLES GAS EXPRESS #444 | 1461 EATONTON RD | MADISON | Morgan | 10001374 | 4 | Flapper Valve | 2007-06-13 | FALSE | 2007-08-14 | FALSE | Currently in Use | Diesel | 5000 | Fiberglass Double Walled | 2007-06-06 | Double-Walled Flex | Pressurized
RUTLEDGE CROSSING LLC | 148 W ATLANTA HWY | RUTLEDGE | Morgan | 10001319 | 1 | Ball Float | 2006-07-10 | FALSE | 2006-07-10 | FALSE | Currently in Use | Gas (Historical Use) | 12000 | Composite | 2006-07-10 | Fiberglass Reinforced Plastic | Pressurized
RUTLEDGE CROSSING LLC | 148 W ATLANTA HWY | RUTLEDGE | Morgan | 10001319 | 2 |  | 2006-07-10 | FALSE | 2006-07-10 | FALSE | Currently in Use | Gas (Historical Use) | 10000 | Composite | 2006-07-10 | Fiberglass Reinforced Plastic | Pressurized
RUTLEDGE CROSSING LLC | 148 W ATLANTA HWY | RUTLEDGE | Morgan | 10001319 | 3 |  | 2006-07-10 | FALSE | 2006-07-10 | FALSE | Currently in Use | Diesel | 12000 | Composite | 2006-07-10 | Fiberglass Reinforced Plastic | Pressurized
257 N MAIN STREET | 257 NORTH MAIN STREET | MADISON | Morgan | 10000323 | 1 |  |  | FALSE |  | FALSE | Removed from Ground | Gas (Historical Use) | 0 | Unknown
257 N MAIN STREET | 257 NORTH MAIN STREET | MADISON | Morgan | 10000323 | 2 |  |  | FALSE |  | FALSE | Removed from Ground | Gas (Historical Use) | 0 | Unknown
JAZ MART | 1241 A MONTICELLO HWY | MADISON | Morgan | 10000425 | 1 |  | 2003-08-10 | FALSE | 2003-08-10 | FALSE | Currently in Use | Gas (Historical Use) | 12000 | Composite | 2003-08-02 | Fiberglass Reinforced Plastic | Pressurized
JAZ MART | 1241 A MONTICELLO HWY | MADISON | Morgan | 10000425 | 2 |  | 2003-08-10 | FALSE | 2003-08-10 | FALSE | Currently in Use | Gas (Historical Use) | 8000 | Composite | 2003-08-02 | Fiberglass Reinforced Plastic | Pressurized
JAZ MART | 1241 A MONTICELLO HWY | MADISON | Morgan | 10000425 | 3 |  | 2003-08-10 | FALSE | 2003-08-10 | FALSE | Currently in Use | Diesel | 4000 | Composite | 2003-08-02 | Fiberglass Reinforced Plastic | Pressurized
CITY OF MADISON - PUBLIC WORKS | 401 BURNEY ST | MADISON | Morgan | 10000827 | 1 |  | 1993-10-01 | FALSE | 1993-10-01 | FALSE | Removed from Ground | Gas (Historical Use) | 10000 | Cathodically Protected Steel | 1985-01-01 | Cathodically Protected | Suction (American)
CITY OF MADISON - PUBLIC WORKS | 401 BURNEY ST | MADISON | Morgan | 10000827 | 2 |  | 1993-10-01 | FALSE | 1993-10-01 | FALSE | Removed from Ground | Diesel | 6000 | Fiberglass | 1993-10-01 | Cathodically Protected | Suction (American)
MADISON MUNICIPAL AIRPORT | 1245 AIRPORT INDUSTRIAL BLVD | MADISON | Morgan | 10000828 | 1 |  | 1998-01-01 | FALSE | 1998-01-01 | FALSE | Removed from Ground | Aviation Gas/AV Gas | 10000 | Cathodically Protected Steel | 1987-01-01 | Cathodically Protected | Suction (American)
VACANT LAND/UNDERWOOD SAW MILL | SOVIS ROAD | MADISON | Morgan | 10000737 | 1 |  |  | FALSE |  | FALSE | Removed from Ground | Empty | 550 | Bare Steel | 1950-01-01 | Bare Steel
JONES & TURNER FUNERAL HOME | 484 BURNEY STREET | MADISON | Morgan | 10000589 | 1 |  |  | FALSE |  | FALSE | Removed from Ground | Gas (Historical Use) | 3000 | Bare Steel | 1955-01-01
PILOT TRAVEL CENTER #420 | 1881 EATONTON RD | MADISON | Morgan | 9104048 | 1 | Flapper Valve | 2000-11-01 | FALSE | 2000-10-01 | FALSE | Currently in Use | Regular | 20000 | Fiberglass Double Walled | 2000-05-24 | Double-Walled Fiberglass | Pressurized
PILOT TRAVEL CENTER #420 | 1881 EATONTON RD | MADISON | Morgan | 9104048 | 2 | Ball Float | 2000-11-01 | FALSE | 2000-10-01 | FALSE | Currently in Use | Regular | 20000 | Fiberglass Double Walled | 2000-05-24 | Double-Walled Fiberglass | Pressurized
PILOT TRAVEL CENTER #420 | 1881 EATONTON RD | MADISON | Morgan | 9104048 | 3A | Flapper Valve | 2000-11-01 | FALSE | 2000-10-01 | FALSE | Currently in Use | Regular | 12000 | Fiberglass Double Walled | 2000-05-24 | Double-Walled Fiberglass | Pressurized
PILOT TRAVEL CENTER #420 | 1881 EATONTON RD | MADISON | Morgan | 9104048 | 3B | Ball Float | 2000-11-01 | FALSE | 2000-10-01 | FALSE | Currently in Use | Premium | 8000 | Fiberglass Double Walled | 2000-05-24 | Double-Walled Fiberglass | Pressurized
PILOT TRAVEL CENTER #420 | 1881 EATONTON RD | MADISON | Morgan | 9104048 | 4 | Ball Float | 2000-11-01 | FALSE | 2000-10-01 | FALSE | Currently in Use | Diesel On Road | 20000 | Fiberglass Double Walled | 2000-06-24 | Double-Walled Fiberglass | Pressurized
PILOT TRAVEL CENTER #420 | 1881 EATONTON RD | MADISON | Morgan | 9104048 | 5 | Ball Float | 2000-11-01 | FALSE | 2000-10-01 | FALSE | Currently in Use | Diesel On Road | 20000 | Fiberglass Double Walled | 2000-06-24 | Double-Walled Fiberglass | Pressurized
PILOT TRAVEL CENTER #420 | 1881 EATONTON RD | MADISON | Morgan | 9104048 | 6 | Ball Float | 2000-11-01 | FALSE | 2000-10-01 | FALSE | Currently in Use | Diesel On Road | 20000 | Fiberglass Double Walled | 2000-06-24 | Double-Walled Fiberglass | Pressurized
PILOT TRAVEL CENTER #420 | 1881 EATONTON RD | MADISON | Morgan | 9104048 | 7 | Ball Float | 2000-11-01 | FALSE | 2000-10-01 | FALSE | Currently in Use | Diesel On Road | 20000 | Fiberglass Double Walled | 2000-06-24 | Double-Walled Fiberglass | Pressurized
SARAS ARTS & CRAFTS | GODFREY RD | GODFREY | Morgan | 9104049 | 1 | [5 empty] | Removed from Ground | Gas (Historical Use) | 0 | Marked Unknown | 1993-01-01 | Unknown
ROBERT F CARTER | PO BOX 897 | MADISON | Morgan | 9104001 | 1 | [5 empty] | Removed from Ground | Gas (Historical Use) | 2000 | Bare Steel | 1991-08-20 | Unknown
ROBERT F CARTER | PO BOX 897 | MADISON | Morgan | 9104001 | 2 |  |  | TRUE |  | TRUE | Removed from Ground | Used Oil | 500 | Bare Steel | 1991-09-12 | Unknown
ROBERT F CARTER | PO BOX 897 | MADISON | Morgan | 9104001 | 3 | [5 empty] | Removed from Ground | Gas (Historical Use) | 2000 | Bare Steel | 1991-09-12 | Unknown
BUCKHEAD GA F/O RPTR | F I-20 EXIT 52 NOF 1.3 MI | BUCKHEAD | Morgan | 9104003 | 1 | [5 empty] | Closed in Ground | Diesel | 500 | Fiberglass | 1986-06-01 | Secondary Containment | Suction (American)
BUCKHEAD GA F/O RPTR | F I-20 EXIT 52 NOF 1.3 MI | BUCKHEAD | Morgan | 9104003 | 2 | Overfill Alarm | 1994-01-01 | FALSE | 1994-01-01 | FALSE | Currently in Use | Diesel | 600 | Fiberglass Double Walled | 1994-01-15 | Fiberglass Reinforced Plastic | Suction (American)
GOLDEN PANTRY #85 | 769 NORTH MAIN ST | MADISON | Morgan | 9104004 | 1 |  | 1998-11-05 |  | 1998-11-05 |  | Currently in Use | Gas (Historical Use) | 10000 | Steel-Impressed Current | 1981-01-01 | Cathodically Protected | Pressurized
GOLDEN PANTRY #85 | 769 NORTH MAIN ST | MADISON | Morgan | 9104004 | 2 |  | 1998-11-05 |  | 1998-11-05 |  | Currently in Use | Gas (Historical Use) | 10000 | Steel-Impressed Current | 1981-01-01 | Cathodically Protected | Pressurized
GOLDEN PANTRY #85 | 769 NORTH MAIN ST | MADISON | Morgan | 9104004 | 3 |  | 1998-11-05 |  | 1998-11-05 |  | Currently in Use | Diesel | 10000 | Steel-Impressed Current | 1981-01-01 | Cathodically Protected | Pressurized
AT&T MADISON RADIO RELAY STATION | 1960 ATLANTA HWY/HWY 278 | MADISON | Morgan | 9104005 | 1 |  |  | FALSE |  | FALSE | Removed from Ground | Diesel | 1500 | Epoxy | 1986-01-01 | Copper | Suction (American)
AT&T MADISON RADIO RELAY STATION | 1960 ATLANTA HWY/HWY 278 | MADISON | Morgan | 9104005 | 2 | Flapper Valve | 1997-06-18 | FALSE | 1997-06-18 | FALSE | Currently in Use | Diesel | 1000 | Epoxy | 1997-06-18 | Double-Walled Fiberglass | Suction (American)
RAINBOW FOOD STORE | 4001 ATHENS HWY | MADISON | Morgan | 9104006 | 1 |  | 1995-02-01 |  | 1993-05-01 |  | Currently in Use | Gas (Historical Use) | 8000 | Galvanic (STIP-3) | 1987-05-19 | Galvanized Steel | Pressurized
RAINBOW FOOD STORE | 4001 ATHENS HWY | MADISON | Morgan | 9104006 | 2 |  | 1995-02-01 |  | 1992-05-01 |  | Currently in Use | Gas (Historical Use) | 8000 | Galvanic (STIP-3) | 1987-05-19 | Galvanized Steel | Pressurized
RAINBOW FOOD STORE | 4001 ATHENS HWY | MADISON | Morgan | 9104006 | 3 |  | 1995-02-01 |  | 1993-05-01 |  | Currently in Use | Diesel | 6000 | Galvanic (STIP-3) | 1987-05-19 | Fiberglass Reinforced Plastic | Pressurized
RAINBOW FOOD STORE | 4001 ATHENS HWY | MADISON | Morgan | 9104006 | 4 |  | 1995-02-01 |  | 1993-05-01 |  | Currently in Use | Diesel | 4000 | Galvanic (STIP-3) | 1987-05-19 | Galvanized Steel | Suction (American)
RAINBOW FOOD STORE | 4001 ATHENS HWY | MADISON | Morgan | 9104006 | 5 |  | 1995-02-01 |  | 1993-05-01 |  | Currently in Use | Kerosene | 1000 | Galvanic (STIP-3) | 1987-05-19 | Galvanized Steel | Suction (American)
SHELL | 2011 EATONTON RD | MADISON | Morgan | 9104007 | 1 |  | 1998-05-01 | FALSE | 1998-05-01 | FALSE | Removed from Ground | Gas (Historical Use) | 10000 | Composite | 1989-01-01 | Fiberglass Reinforced Plastic | Pressurized
SHELL | 2011 EATONTON RD | MADISON | Morgan | 9104007 | 2 |  | 1998-05-01 | FALSE | 1998-05-01 | FALSE | Removed from Ground | Gas (Historical Use) | 10000 | Composite | 1989-01-01 | Fiberglass Reinforced Plastic | Pressurized
SHELL | 2011 EATONTON RD | MADISON | Morgan | 9104007 | 3 |  | 1998-05-01 | FALSE | 1998-05-01 | FALSE | Removed from Ground | Gas (Historical Use) | 10000 | Composite | 1989-01-01 | Fiberglass Reinforced Plastic | Pressurized
SHELL | 2011 EATONTON RD | MADISON | Morgan | 9104007 | 4 |  | 1998-05-01 | FALSE | 1998-05-01 | FALSE | Removed from Ground | Diesel | 15000 | Composite | 1989-01-01 | Fiberglass Reinforced Plastic | Pressurized
SHELL | 2011 EATONTON RD | MADISON | Morgan | 9104007 | 5 |  | 1998-05-01 | FALSE | 1998-05-01 | FALSE | Removed from Ground | Kerosene | 6000 | Composite | 1989-01-01 | Fiberglass Reinforced Plastic
GOLDEN POND BP | 1999 NEWBORN RD | RUTLEDGE | Morgan | 9104008 | 1 | Ball Float | 1988-01-01 |  | 1988-01-01 |  | Currently in Use | Gas (Historical Use) | 10000 | Steel-Impressed Current | 1988-01-01 | Steel (Impressed Current) | Pressurized
GOLDEN POND BP | 1999 NEWBORN RD | RUTLEDGE | Morgan | 9104008 | 2 | Ball Float | 1988-01-01 |  | 1988-01-01 |  | Currently in Use | Gas (Historical Use) | 10000 | Steel-Impressed Current | 1988-01-01 | Steel (Impressed Current) | Pressurized
GOLDEN POND BP | 1999 NEWBORN RD | RUTLEDGE | Morgan | 9104008 | 3 | Ball Float | 1988-01-01 |  | 1988-01-01 |  | Currently in Use | Gas (Historical Use) | 10000 | Steel-Impressed Current | 1988-01-01 | Steel (Impressed Current) | Pressurized
GOLDEN POND BP | 1999 NEWBORN RD | RUTLEDGE | Morgan | 9104008 | 4 | Ball Float | 1988-01-01 |  | 1988-01-01 |  | Currently in Use | Diesel | 8000 | Steel-Impressed Current | 1988-01-01 | Steel (Impressed Current) | Pressurized
CROWLEY CHEVRON | 202 S MAIN ST | MADISON | Morgan | 9104013 | 1 | [5 empty] | Removed from Ground | Gas (Historical Use) | 3000 | Bare Steel | 1968-01-01 | Galvanized Steel
CROWLEY CHEVRON | 202 S MAIN ST | MADISON | Morgan | 9104013 | 2 | [5 empty] | Removed from Ground | Gas (Historical Use) | 3000 | Bare Steel | 1968-01-01 | Galvanized Steel
CROWLEY CHEVRON | 202 S MAIN ST | MADISON | Morgan | 9104013 | 3 | [5 empty] | Removed from Ground | Gas (Historical Use) | 3000 | Bare Steel | 1968-01-01 | Galvanized Steel
CROWLEY CHEVRON | 202 S MAIN ST | MADISON | Morgan | 9104013 | 4 |  |  | TRUE |  | TRUE | Removed from Ground | Used Oil | 500 | Not Marked/Unknown | 1993-07-01 | Not Marked
CROWLEY CHEVRON | 202 S MAIN ST | MADISON | Morgan | 9104013 | 5 | [5 empty] | Removed from Ground | Gas (Historical Use) | 3000 | Bare Steel | 1968-01-01 | Galvanized Steel
APPLE SOUTH INC | HANCOCK @ WASHINGTON ST | MADISON | Morgan | 9104014 | 1 | [5 empty] | Removed from Ground | Gas (Historical Use) | 5000 | Not Marked/Unknown | 1992-10-28 | Not Marked
APPLE SOUTH INC | HANCOCK @ WASHINGTON ST | MADISON | Morgan | 9104014 | 2 | [5 empty] | Removed from Ground | Gas (Historical Use) | 5000 | Not Marked/Unknown | 1992-10-21 | Not Marked
APPLE SOUTH INC | HANCOCK @ WASHINGTON ST | MADISON | Morgan | 9104014 | 3 | [5 empty] | Removed from Ground | Diesel | 2000 | Not Marked/Unknown | 1992-10-21 | Not Marked
APPLE SOUTH INC | HANCOCK @ WASHINGTON ST | MADISON | Morgan | 9104014 | 4 | [5 empty] | Removed from Ground | Other | 6000 | Not Marked/Unknown | 1992-10-28 | Not Marked
APPLE SOUTH INC | HANCOCK @ WASHINGTON ST | MADISON | Morgan | 9104014 | 5 | [5 empty] | Removed from Ground | Gas (Historical Use) | 1000 | Bare Steel | 1994-06-20 | Not Marked
AT&T RUTLEDGE RADIO RELAY STATIO | PROSPECT RD | RUTLEDGE | Morgan | 9104015 | 1 | [5 empty] | Removed from Ground | Diesel | 3000 | Bare Steel | 1972-01-01 | Copper | Suction (American)
PIT STOP | 1740 SEVEN ISLANDS RD | BUCKHEAD | Morgan | 9104016 | 1 | Flapper Valve | 2005-09-26 | FALSE | 2005-09-26 | FALSE | Currently in Use | Regular | 8000 | Steel-Impressed Current | 1979-01-01 | Fiberglass Reinforced Plastic | Pressurized
PIT STOP | 1740 SEVEN ISLANDS RD | BUCKHEAD | Morgan | 9104016 | 2 | Flapper Valve | 2005-09-26 | FALSE | 2005-09-26 | FALSE | Currently in Use | Premium | 8000 | Steel-Impressed Current | 1979-01-01 | Fiberglass Reinforced Plastic | Pressurized
PIT STOP | 1740 SEVEN ISLANDS RD | BUCKHEAD | Morgan | 9104016 | 3 | Flapper Valve | 2005-09-26 |  | 2005-09-26 |  | Currently in Use | Diesel | 5000 | Cathodically Protected Steel | 1979-01-01 | Fiberglass Reinforced Plastic | Pressurized
SANDHU FOOD MART LLC | 2550 PARKS MILL RD | BUCKHEAD | Morgan | 9104017 | 1 | Flapper Valve | 1999-05-01 | FALSE | 1999-05-01 | FALSE | Currently in Use | Regular | 1000 | Steel-Impressed Current | 2016-05-31 | Steel (Impressed Current) | Suction (American)
SANDHU FOOD MART LLC | 2550 PARKS MILL RD | BUCKHEAD | Morgan | 9104017 | 2 | Flapper Valve | 1999-05-01 | FALSE | 1999-05-01 | FALSE | Currently in Use | Diesel | 1000 | Steel-Impressed Current | 2016-05-31 | Steel (Impressed Current) | Suction (American)
OCONEE ONE STOP | 1001 BALDWIN DAIRY ROAD | BUCKHEAD | Morgan | 9104018 | 1 | [5 empty] | Removed from Ground | Gas (Historical Use) | 550 | Bare Steel | 1964-01-01 | Galvanized Steel
OCONEE ONE STOP | 1001 BALDWIN DAIRY ROAD | BUCKHEAD | Morgan | 9104018 | 2 | [5 empty] | Removed from Ground | Gas (Historical Use) | 550 | Bare Steel | 1964-01-01 | Galvanized Steel
OCONEE ONE STOP | 1001 BALDWIN DAIRY ROAD | BUCKHEAD | Morgan | 9104018 | 3 | [5 empty] | Removed from Ground | Gas (Historical Use) | 550 | Bare Steel | 1964-01-01 | Galvanized Steel
OCONEE ONE STOP | 1001 BALDWIN DAIRY ROAD | BUCKHEAD | Morgan | 9104018 | 4 |  | 1999-10-01 | FALSE | 1995-01-01 | FALSE | Removed from Ground |  | 5000 | Composite | 2010-01-15 | Fiberglass Reinforced Plastic | Safe Suction (Euro)
OCONEE ONE STOP | 1001 BALDWIN DAIRY ROAD | BUCKHEAD | Morgan | 9104018 | 5 |  | 1999-10-01 | FALSE | 1995-01-01 | FALSE | Removed from Ground |  | 550 | Composite | 2010-01-15 | Fiberglass Reinforced Plastic | Safe Suction (Euro)
J&K QUIK STOP | 1801 ATLANTA WAY | MADISON | Morgan | 9104019 | 1 | [5 empty] | Removed from Ground | Empty | 1000 | Bare Steel | 1964-01-01 | Galvanized Steel | Suction (American)
J&K QUIK STOP | 1801 ATLANTA WAY | MADISON | Morgan | 9104019 | 2 | [5 empty] | Removed from Ground | Empty | 1000 | Bare Steel | 1964-01-01 | Galvanized Steel | Suction (American)
J&K QUIK STOP | 1801 ATLANTA WAY | MADISON | Morgan | 9104019 | 3 | [5 empty] | Removed from Ground | Empty | 1000 | Bare Steel | 1964-01-01 | Galvanized Steel | Suction (American)
GODFREY MALL | 2940 GODFREY ROAD | MADISON | Morgan | 9104020 | 1 | [5 empty] | Removed from Ground | Gas (Historical Use) | 1000 | Bare Steel | 1962-01-01 | Galvanized Steel | Suction (American)
GODFREY MALL | 2940 GODFREY ROAD | MADISON | Morgan | 9104020 | 2 | [5 empty] | Removed from Ground | Gas (Historical Use) | 1000 | Bare Steel | 1962-01-01 | Galvanized Steel | Suction (American)
MASON ICE HOUSE | WASHINGTON & JEFFERSON STR | MADISON | Morgan | 9104021 | 1 | [5 empty] | Removed from Ground | Gas (Historical Use) | 550 | Not Marked/Unknown | 1994-01-11 | Not Marked
MASON ICE HOUSE | WASHINGTON & JEFFERSON STR | MADISON | Morgan | 9104021 | 2 | [5 empty] | Removed from Ground | Diesel | 550 | Not Marked/Unknown | 1994-01-11 | Not Marked
FLAV-O-RICH INC | HWY 53 | MADISON | Morgan | 9104022 | 1 | [5 empty] | Removed from Ground | Diesel | 3000 | Not Marked/Unknown | 1991-09-26 | Not Marked
GA-PACIFIC PLYWOOD | 1400 WOODCROFT RD | MADISON | Morgan | 9104023 | 1 | [5 empty] | Removed from Ground | Diesel | 10000 | Not Marked/Unknown |  | Not Marked
GA-PACIFIC PLYWOOD | 1400 WOODCROFT RD | MADISON | Morgan | 9104023 | 2 | [5 empty] | Removed from Ground | Gas (Historical Use) | 10000 | Not Marked/Unknown |  | Not Marked
SUNFLOWER FOOD MART | 1241 EATONTON RD | MADISON | Morgan | 9104024 | 1 | [5 empty] | Removed from Ground | Gas (Historical Use) | 8000 | Cathodically Protected Steel | 1987-01-01 | Galvanized Steel | Pressurized
SUNFLOWER FOOD MART | 1241 EATONTON RD | MADISON | Morgan | 9104024 | 2 | [5 empty] | Removed from Ground | Gas (Historical Use) | 8000 | Cathodically Protected Steel | 1987-01-01 | Galvanized Steel | Pressurized
SUNFLOWER FOOD MART | 1241 EATONTON RD | MADISON | Morgan | 9104024 | 3 | [5 empty] | Removed from Ground | Gas (Historical Use) | 8000 | Cathodically Protected Steel | 1987-01-01 | Galvanized Steel | Pressurized
SUNFLOWER FOOD MART | 1241 EATONTON RD | MADISON | Morgan | 9104024 | 4 | [5 empty] | Removed from Ground | Diesel | 6000 | Cathodically Protected Steel | 1987-01-01 | Galvanized Steel | Pressurized
SUNFLOWER FOOD MART | 1241 EATONTON RD | MADISON | Morgan | 9104024 | 5 | [5 empty] | Removed from Ground | Kerosene | 2000 | Cathodically Protected Steel | 1987-01-01 | Galvanized Steel | Suction (American)
SUNFLOWER FOOD MART | 1241 EATONTON RD | MADISON | Morgan | 9104024 | 6 | Ball Float | 2002-03-01 | FALSE | 2002-03-01 | FALSE | Currently in Use | Regular | 10000 | Composite | 2002-03-01 | Fiberglass Reinforced Plastic | Pressurized
SUNFLOWER FOOD MART | 1241 EATONTON RD | MADISON | Morgan | 9104024 | 7 | Ball Float | 2002-03-01 | FALSE | 2002-03-01 | FALSE | Currently in Use | Premium | 10000 | Composite | 2002-03-01 | Fiberglass Reinforced Plastic | Pressurized
SUNFLOWER FOOD MART | 1241 EATONTON RD | MADISON | Morgan | 9104024 | 8A |  | 2015-01-02 | FALSE | 2015-01-02 | FALSE | Currently in Use | Diesel | 4000 | Fiberglass Double Walled | 2015-01-02 | Double-Walled Flex | Pressurized
SUNFLOWER FOOD MART | 1241 EATONTON RD | MADISON | Morgan | 9104024 | 8B |  | 2015-01-02 | FALSE | 2015-01-02 | FALSE | Currently in Use | E-85 | 8000 | Fiberglass Double Walled | 2015-01-02 | Double-Walled Flex | Pressurized
SUNFLOWER FOOD MART | 1241 EATONTON RD | MADISON | Morgan | 9104024 | 8C |  | 2015-01-02 | FALSE | 2015-01-02 | FALSE | Currently in Use | Biodiesel | 4000 | Fiberglass Double Walled | 2015-01-02 | Double-Walled Flex | Pressurized
2040 EATONTON RD LLC | 2040 EATONTON RD | MADISON | Morgan | 9104025 | 1 |  | 1998-11-04 |  | 1998-11-04 |  | Temporarily out of use | Gas (Historical Use) | 10000 | Galvanic (STIP-3) | 1987-01-01 | Fiberglass Reinforced Plastic | Pressurized
2040 EATONTON RD LLC | 2040 EATONTON RD | MADISON | Morgan | 9104025 | 2 |  | 1998-11-04 |  | 1998-11-04 |  | Temporarily out of use | Gas (Historical Use) | 10000 | Galvanic (STIP-3) | 1987-01-01 | Fiberglass Reinforced Plastic | Pressurized
2040 EATONTON RD LLC | 2040 EATONTON RD | MADISON | Morgan | 9104025 | 3 |  | 1998-11-04 |  | 1998-11-04 |  | Temporarily out of use | Gas (Historical Use) | 10000 | Galvanic (STIP-3) | 1987-01-01 | Fiberglass Reinforced Plastic | Pressurized
COUCH'S STANDARD SERVICE | 121 DIXIE HWY | RUTLEDGE | Morgan | 9104027 | 1 | [5 empty] | Removed from Ground | Gas (Historical Use) | 1000 | Marked Unknown | 1995-04-01 | Galvanized Steel | Suction (American)
COUCH'S STANDARD SERVICE | 121 DIXIE HWY | RUTLEDGE | Morgan | 9104027 | 2 | [5 empty] | Removed from Ground | Gas (Historical Use) | 500 | Marked Unknown | 1995-04-01 | Galvanized Steel | Suction (American)
COUCH'S STANDARD SERVICE | 121 DIXIE HWY | RUTLEDGE | Morgan | 9104027 | 3 | [5 empty] | Removed from Ground | Gas (Historical Use) | 500 | Marked Unknown | 1995-04-01 | Galvanized Steel | Suction (American)
COUCH'S STANDARD SERVICE | 121 DIXIE HWY | RUTLEDGE | Morgan | 9104027 | 4 | [5 empty] | Removed from Ground | Gas (Historical Use) | 500 | Marked Unknown | 1995-04-01 | Galvanized Steel | Suction (American)
COUCH'S STANDARD SERVICE | 121 DIXIE HWY | RUTLEDGE | Morgan | 9104027 | 5 | [5 empty] | Removed from Ground | Gas (Historical Use) | 0 | Bare Steel | 1995-04-01 | Galvanized Steel | Suction (American)
TRAVELCENTERS OF AMERICA SITE #045 | 2021 EATONTON RD | MADISON | Morgan | 9104028 | 10 | Flapper Valve | 2005-03-10 | FALSE | 2005-03-10 | FALSE | Removed from Ground | New Oil | 8000 | Fiberglass Double Walled | 2005-02-24 | Double-Walled Fiberglass | Safe Suction (Euro)
TRAVELCENTERS OF AMERICA SITE #045 | 2021 EATONTON RD | MADISON | Morgan | 9104028 | 2 | Flapper Valve | 1997-02-25 | FALSE | 1997-02-25 | FALSE | Currently in Use | Regular | 10000 | Steel-Impressed Current | 1978-01-01 | Double-Walled Fiberglass | Pressurized
TRAVELCENTERS OF AMERICA SITE #045 | 2021 EATONTON RD | MADISON | Morgan | 9104028 | 3 | Flapper Valve | 1997-02-25 | FALSE | 1997-02-25 | FALSE | Currently in Use | Regular | 10000 | Steel-Impressed Current | 1978-01-01 | Double-Walled Fiberglass | Pressurized
TRAVELCENTERS OF AMERICA SITE #045 | 2021 EATONTON RD | MADISON | Morgan | 9104028 | 4 | Flapper Valve | 1997-02-25 | FALSE | 1997-02-25 | FALSE | Currently in Use | Premium | 10000 | Steel-Impressed Current | 1978-01-01 | Double-Walled Fiberglass | Pressurized
TRAVELCENTERS OF AMERICA SITE #045 | 2021 EATONTON RD | MADISON | Morgan | 9104028 | 5 | Flapper Valve | 1997-02-25 | FALSE | 1997-02-25 | FALSE | Currently in Use | Diesel | 20000 | Steel-Impressed Current | 1978-01-01 | Double-Walled Fiberglass | Pressurized
TRAVELCENTERS OF AMERICA SITE #045 | 2021 EATONTON RD | MADISON | Morgan | 9104028 | 6 | Flapper Valve | 1997-02-25 | FALSE | 1997-02-25 | FALSE | Currently in Use | Diesel | 20000 | Steel-Impressed Current | 1978-01-01 | Double-Walled Fiberglass | Pressurized
TRAVELCENTERS OF AMERICA SITE #045 | 2021 EATONTON RD | MADISON | Morgan | 9104028 | 7 | Flapper Valve | 1997-02-25 | FALSE | 1997-02-25 | FALSE | Currently in Use | Diesel | 20000 | Steel-Impressed Current | 1978-01-01 | Double-Walled Fiberglass | Pressurized
TRAVELCENTERS OF AMERICA SITE #045 | 2021 EATONTON RD | MADISON | Morgan | 9104028 | 8 |  |  | TRUE |  | TRUE | Removed from Ground |  | 1000 | Bare Steel | 1978-01-01 | Bare Steel
TRAVELCENTERS OF AMERICA SITE #045 | 2021 EATONTON RD | MADISON | Morgan | 9104028 | 9 |  | 1997-03-13 | TRUE | 1997-03-10 | TRUE | Currently in Use | Used Oil | 1000 | Fiberglass Double Walled | 1997-03-11 | Fiberglass Reinforced Plastic | Gravity
SERVICE INDUSTRIES INC | 1121 DIXIE HWY | MADISON | Morgan | 9104029 | 1 |  |  | FALSE |  | FALSE | Temporarily out of use | Gas (Historical Use) | 1000 | Epoxy | 1987-01-01 | Galvanized Steel | Suction (American)
SERVICE INDUSTRIES INC | 1121 DIXIE HWY | MADISON | Morgan | 9104029 | 2 |  |  | FALSE |  | FALSE | Temporarily out of use | Gas (Historical Use) | 1000 | Epoxy | 1987-01-01 | Galvanized Steel | Suction (American)
SERVICE INDUSTRIES INC | 1121 DIXIE HWY | MADISON | Morgan | 9104029 | 3 |  |  | FALSE |  | FALSE | Temporarily out of use | Diesel | 550 | Bare Steel | 1979-01-01 | Galvanized Steel | Suction (American)
CITGO FOOD MART | 1960 EATONTON RD | MADISON | Morgan | 9104030 | 1 | Flapper Valve | 1998-12-01 | FALSE | 1998-12-01 | FALSE | Currently in Use | Regular | 10000 | Steel-Impressed Current | 1986-05-01 | Fiberglass Reinforced Plastic | Pressurized
CITGO FOOD MART | 1960 EATONTON RD | MADISON | Morgan | 9104030 | 2 | Flapper Valve | 1998-12-01 | FALSE | 1998-12-01 | FALSE | Currently in Use | Diesel | 10000 | Steel-Impressed Current | 1986-05-01 | Fiberglass Reinforced Plastic | Pressurized
CITGO FOOD MART | 1960 EATONTON RD | MADISON | Morgan | 9104030 | 3 | Flapper Valve | 1998-12-01 | FALSE | 1998-12-01 | FALSE | Currently in Use | Premium | 10000 | Steel-Impressed Current | 1986-05-01 | Fiberglass Reinforced Plastic | Pressurized
BULLDOG BP | HWY 83 & I-20 | MADISON | Morgan | 9104031 | 1 | Flapper Valve | 1998-12-01 | FALSE | 1998-12-01 | FALSE | Currently in Use | Diesel | 10086 | Steel-Impressed Current | 1978-04-01 | Fiberglass Reinforced Plastic | Pressurized
BULLDOG BP | HWY 83 & I-20 | MADISON | Morgan | 9104031 | 2 | Flapper Valve | 1998-12-01 | FALSE | 1998-12-01 | FALSE | Currently in Use | Premium | 10086 | Steel-Impressed Current | 1978-04-01 | Fiberglass Reinforced Plastic | Pressurized
BULLDOG BP | HWY 83 & I-20 | MADISON | Morgan | 9104031 | 3 | Flapper Valve | 1998-12-01 | FALSE | 1998-12-01 | FALSE | Currently in Use | Regular | 10086 | Steel-Impressed Current | 1978-04-01 | Fiberglass Reinforced Plastic | Pressurized
YOUNGBLOOD MOTOR CO | 1600 ATHENS HWY | MADISON | Morgan | 9104032 | 1 | [5 empty] | Removed from Ground | Gas (Historical Use) | 1000 | Bare Steel | 1968-01-01 | Galvanized Steel | Suction (American)
CHARLES KNIGHT | 3010 FAIRPLAY ROAD | RUTLEDGE | Morgan | 9104034 | 1 | [5 empty] | Removed from Ground | Gas (Historical Use) | 500 | Bare Steel | 1978-01-01 | Galvanized Steel | Suction (American)
CHARLES KNIGHT | 3010 FAIRPLAY ROAD | RUTLEDGE | Morgan | 9104034 | 2 | [5 empty] | Removed from Ground | Empty | 1000 | Bare Steel | 1970-01-01 | Galvanized Steel | Pressurized
CHARLES KNIGHT | 3010 FAIRPLAY ROAD | RUTLEDGE | Morgan | 9104034 | 3 | [5 empty] | Removed from Ground | Empty | 1000 | Bare Steel | 1970-01-01 | Galvanized Steel | Suction (American)
MORGAN CO ROAD DEPT | 2370 ATHENS HWY | MADISON | Morgan | 9104035 | 1 |  | 1993-06-09 | FALSE | 1993-06-09 | FALSE | Removed from Ground | Gas (Historical Use) | 6000 | Composite | 1993-03-01 | Fiberglass Reinforced Plastic | Suction (American)
MORGAN CO ROAD DEPT | 2370 ATHENS HWY | MADISON | Morgan | 9104035 | 2 | [5 empty] | Removed from Ground | Diesel | 6000 | Not Marked/Unknown | 1998-06-10 | Not Marked
MORGAN CO ROAD DEPT | 2370 ATHENS HWY | MADISON | Morgan | 9104035 | 3 | [5 empty] | Removed from Ground | Diesel | 6000 | Bare Steel | 1998-09-15 | Bare Steel | Safe Suction (Euro)
MORGAN CO ROAD DEPT | 2370 ATHENS HWY | MADISON | Morgan | 9104035 | 4 |  | 1998-07-08 |  | 1998-07-08 |  | Removed from Ground | Gas (Historical Use) | 6000 | Bare Steel | 1998-06-10 | Galvanized Steel | Safe Suction (Euro)
MORGAN CO ROAD DEPT | 2370 ATHENS HWY | MADISON | Morgan | 9104035 | 5 |  | 1998-07-08 | FALSE | 1998-07-08 | FALSE | Closed in Ground | Gas (Historical Use) | 10000 |  | 1998-07-02 | Fiberglass Reinforced Plastic | Safe Suction (Euro)
MORGAN CO ROAD DEPT | 2370 ATHENS HWY | MADISON | Morgan | 9104035 | 6 |  | 1998-07-08 | FALSE | 1998-07-08 | FALSE | Closed in Ground | Diesel | 10000 |  | 1998-07-02 | Fiberglass Reinforced Plastic | Safe Suction (Euro)
CAMPBELL & SONS | 2100 ATHENS HWY | MADISON | Morgan | 9104036 | 1 | [5 empty] | Removed from Ground | Gas (Historical Use) | 500 | Not Marked/Unknown | 1988-01-01 | Bare Steel | Suction (American)
PETTIGREWS | 4971 EATONTON RD | MADISON | Morgan | 9104037 | 1 |  | 1999-12-13 | FALSE | 1999-12-13 | FALSE | Temporarily out of use | Gas (Historical Use) | 500 | Steel-Impressed Current | 1967-01-01 |  | Suction (American)
PETTIGREWS | 4971 EATONTON RD | MADISON | Morgan | 9104037 | 2 |  | 1999-12-13 | FALSE | 1999-12-13 | FALSE | Temporarily out of use | Gas (Historical Use) | 600 | Steel-Impressed Current | 1999-12-13 |  | Suction (American)
BLUE SPRINGS MARINA | 1271 BLUE SPRINGS DR | BUCKHEAD | Morgan | 9104039 | 1 |  | 1999-12-22 |  | 1999-12-22 |  | Removed from Ground | Gas (Historical Use) | 1000 | Steel-Impressed Current | 1999-12-22 | Cathodically Protected | Safe Suction (Euro)
BLUE SPRINGS MARINA | 1271 BLUE SPRINGS DR | BUCKHEAD | Morgan | 9104039 | 2 |  | 1999-12-22 |  | 1999-12-22 |  | Removed from Ground | Gas (Historical Use) | 1000 | Steel-Impressed Current | 1999-12-22 | Cathodically Protected | Safe Suction (Euro)
CHARLIE DS | 1540 GREENBORO HWY | MADISON | Morgan | 9104041 | 1 | [5 empty] | Removed from Ground | Gas (Historical Use) | 8000 | Bare Steel | 2000-07-07 | Galvanized Steel | Suction (American)
CHARLIE DS | 1540 GREENBORO HWY | MADISON | Morgan | 9104041 | 2 | [5 empty] | Removed from Ground | Gas (Historical Use) | 8000 | Bare Steel | 2000-07-07 | Galvanized Steel | Suction (American)
CHARLIE DS | 1540 GREENBORO HWY | MADISON | Morgan | 9104041 | 3 | [5 empty] | Removed from Ground | Diesel | 5000 | Bare Steel | 2000-07-07 | Galvanized Steel | Suction (American)
PENNINGTON SEED INC - SEED PRODU | 2151 BETHANY ROAD | MADISON | Morgan | 9104043 | 1 | [5 empty] | Removed from Ground | Gas (Historical Use) | 550 | Not Marked/Unknown | 1997-04-15 | Not Marked
WELLINGTON PURINGTON OUTLET | 160 N MAIN STREET | MADISON | Morgan | 9104045 | 1 | [5 empty] | Removed from Ground | Gas (Historical Use) | 500 | Not Marked/Unknown | 1997-06-21 | Not Marked
WELLINGTON PURINGTON OUTLET | 160 N MAIN STREET | MADISON | Morgan | 9104045 | 2 | [5 empty] | Removed from Ground | Diesel | 500 | Not Marked/Unknown | 1997-06-21 | Not Marked
WELLINGTON PURINGTON OUTLET | 160 N MAIN STREET | MADISON | Morgan | 9104045 | 3 | [5 empty] | Removed from Ground | Diesel | 500 | Not Marked/Unknown | 1997-06-21 | Not Marked
PARK AND SHOP | 134 HWY 278 | RUTLEDGE | Morgan | 9104046 | 1 |  | 1998-04-01 | FALSE | 1998-04-01 | FALSE | Temporarily out of use |  | 10000 | Steel-Impressed Current | 1998-05-01 |  | Pressurized
PARK AND SHOP | 134 HWY 278 | RUTLEDGE | Morgan | 9104046 | 2 |  | 1999-10-29 | FALSE | 1998-04-01 | FALSE | Temporarily out of use |  | 2000 | Steel-Impressed Current | 1998-05-01 |  | Suction (American)
PARK AND SHOP | 134 HWY 278 | RUTLEDGE | Morgan | 9104046 | 3 |  | 1999-10-28 | FALSE | 1998-04-01 | FALSE | Temporarily out of use |  | 2000 | Steel-Impressed Current | 1998-05-01 |  | Suction (American)
PARK AND SHOP | 134 HWY 278 | RUTLEDGE | Morgan | 9104046 | 4 |  | 1999-10-28 | FALSE | 1998-04-01 | FALSE | Temporarily out of use |  | 10000 | Steel-Impressed Current | 1998-05-01 |  | Suction (American)
GA POWER MADISON DIST HQ | 1391 LION CLUB RD | MADISON | Morgan | 9000188 | 12401 | [5 empty] | Removed from Ground | Gas (Historical Use) | 10000 | Marked Unknown | 1986-05-07 | Galvanized Steel | Pressurized
GA POWER MADISON DIST HQ | 1391 LION CLUB RD | MADISON | Morgan | 9000188 | 12402 |  | 1989-03-01 |  | 1989-03-01 |  | Removed from Ground | Diesel | 10000 | Fiberglass | 1986-05-07 | Fiberglass Reinforced Plastic | Pressurized
GA POWER MADISON DIST HQ | 1391 LION CLUB RD | MADISON | Morgan | 9000188 | 12403 |  | 1989-03-01 |  | 1989-03-01 |  | Closed in Ground | Gas (Historical Use) | 10000 | Composite | 1989-03-01 | Fiberglass Reinforced Plastic | Pressurized
CHEVRON MART 102 RETAIL #43787 | 1990 EATONTON RD | MADISON | Morgan | 9000301 | 1 | [5 empty] | Removed from Ground | Gas (Historical Use) | 5000 | Cathodically Protected Steel | 1971-04-27 | Galvanized Steel
CHEVRON MART 102 RETAIL #43787 | 1990 EATONTON RD | MADISON | Morgan | 9000301 | 2 | [5 empty] | Removed from Ground | Gas (Historical Use) | 10000 | Cathodically Protected Steel | 1971-04-27 | Galvanized Steel
CHEVRON MART 102 RETAIL #43787 | 1990 EATONTON RD | MADISON | Morgan | 9000301 | 3 | [5 empty] | Removed from Ground | Gas (Historical Use) | 10000 | Cathodically Protected Steel | 1971-04-27 | Galvanized Steel
CHEVRON MART 102 RETAIL #43787 | 1990 EATONTON RD | MADISON | Morgan | 9000301 | 4 | [5 empty] | Removed from Ground | Gas (Historical Use) | 550 | Cathodically Protected Steel | 1971-04-27 | Galvanized Steel
CHEVRON MART 102 RETAIL #43787 | 1990 EATONTON RD | MADISON | Morgan | 9000301 | 5 | [5 empty] | Removed from Ground | Diesel | 10000 | Fiberglass | 1982-04-24 | Fiberglass Reinforced Plastic
CHEVRON MART 102 RETAIL #43787 | 1990 EATONTON RD | MADISON | Morgan | 9000301 | 6 | Ball Float | 1991-01-22 | FALSE | 1991-01-22 | FALSE | Currently in Use | Regular | 10000 | Galvanic (STIP-3) | 1991-01-22 | Fiberglass Reinforced Plastic | Pressurized
CHEVRON MART 102 RETAIL #43787 | 1990 EATONTON RD | MADISON | Morgan | 9000301 | 7 | Ball Float | 1991-01-22 | FALSE | 1991-01-22 | FALSE | Currently in Use | Premium | 10000 | Galvanic (STIP-3) | 1991-01-22 | Fiberglass Reinforced Plastic | Pressurized
CHEVRON MART 102 RETAIL #43787 | 1990 EATONTON RD | MADISON | Morgan | 9000301 | 8 | Ball Float | 1991-01-22 | FALSE | 1991-01-22 | FALSE | Currently in Use | Diesel | 10000 | Galvanic (STIP-3) | 1991-01-22 | Fiberglass Reinforced Plastic | Pressurized
FLASH FOODS #182 | 2030 EATONTON RD (I-20 & HWY 144) | MADISON | Morgan | 9000275 | 1 | [5 empty] | Removed from Ground | Gas (Historical Use) | 12000 | Fiberglass | 1985-05-06 | Fiberglass Reinforced Plastic | Pressurized
FLASH FOODS #182 | 2030 EATONTON RD (I-20 & HWY 144) | MADISON | Morgan | 9000275 | 2 | [5 empty] | Removed from Ground | Gas (Historical Use) | 10000 | Fiberglass | 1985-05-06 | Fiberglass Reinforced Plastic | Pressurized
FLASH FOODS #182 | 2030 EATONTON RD (I-20 & HWY 144) | MADISON | Morgan | 9000275 | 3 | [5 empty] | Removed from Ground | Gas (Historical Use) | 8000 | Fiberglass | 1985-05-06 | Fiberglass Reinforced Plastic | Pressurized
FLASH FOODS #182 | 2030 EATONTON RD (I-20 & HWY 144) | MADISON | Morgan | 9000275 | 4 |  |  | TRUE |  | TRUE | Removed from Ground | Used Oil | 1000 | Fiberglass | 1985-05-06 | Fiberglass Reinforced Plastic | Pressurized
FLASH FOODS #182 | 2030 EATONTON RD (I-20 & HWY 144) | MADISON | Morgan | 9000275 | 5 | [5 empty] | Removed from Ground | Kerosene | 1000 | Fiberglass | 1985-05-06 | Fiberglass Reinforced Plastic | Pressurized
FLASH FOODS #182 | 2030 EATONTON RD (I-20 & HWY 144) | MADISON | Morgan | 9000275 | 6 | Flapper Valve | 2007-01-01 | FALSE | 2007-01-01 | FALSE | Currently in Use | Regular | 15000 | Composite Double Walled | 2007-01-01 | Double-Walled Flex | Pressurized
FLASH FOODS #182 | 2030 EATONTON RD (I-20 & HWY 144) | MADISON | Morgan | 9000275 | 7 | Flapper Valve | 2007-01-01 | FALSE | 2007-01-01 | FALSE | Currently in Use | Premium | 8000 | Composite Double Walled | 2007-01-01 | Double-Walled Flex | Pressurized
FLASH FOODS #182 | 2030 EATONTON RD (I-20 & HWY 144) | MADISON | Morgan | 9000275 | 8 | Flapper Valve | 2007-01-01 | FALSE | 2007-01-01 | FALSE | Currently in Use | Diesel On Road | 8000 | Composite Double Walled | 2007-01-01 | Double-Walled Flex | Pressurized
GOLDEN PANTRY #56 | 176 NEWBORN RD | RUTLEDGE | Morgan | 9000385 | 1 | [5 empty] | Removed from Ground | Gas (Historical Use) | 8000 | Bare Steel | 1989-08-31 | Galvanized Steel | Pressurized
GOLDEN PANTRY #56 | 176 NEWBORN RD | RUTLEDGE | Morgan | 9000385 | 2 | [5 empty] | Removed from Ground | Gas (Historical Use) | 8000 | Bare Steel | 1989-08-31 | Galvanized Steel | Pressurized
BP COUNTRY STORE | 3571 SANDY CREEK RD | MADISON | Morgan | 9147055 | 1 |  | 1991-01-01 |  | 1991-01-01 |  | Currently in Use | Gas (Historical Use) | 6000 | Galvanic (STIP-3) | 1991-01-01 | Fiberglass Reinforced Plastic | Pressurized
BP COUNTRY STORE | 3571 SANDY CREEK RD | MADISON | Morgan | 9147055 | 2 |  | 1991-01-01 |  | 1991-01-01 |  | Currently in Use | Gas (Historical Use) | 6000 | Galvanic (STIP-3) | 1991-01-01 | Fiberglass Reinforced Plastic | Pressurized
BP COUNTRY STORE | 3571 SANDY CREEK RD | MADISON | Morgan | 9147055 | 3 |  | 1991-01-01 |  | 1991-01-01 |  | Currently in Use | Gas (Historical Use) | 6000 | Galvanic (STIP-3) | 1991-01-01 | Fiberglass Reinforced Plastic | Pressurized
BP COUNTRY STORE | 3571 SANDY CREEK RD | MADISON | Morgan | 9147055 | 4 |  | 1991-01-01 |  | 1991-01-01 |  | Currently in Use | Diesel | 6000 | Galvanic (STIP-3) | 1991-01-01 | Fiberglass Reinforced Plastic | Pressurized
BP COUNTRY STORE | 3571 SANDY CREEK RD | MADISON | Morgan | 9147055 | 5 |  | 1991-01-01 |  | 1991-01-01 |  | Currently in Use | Kerosene | 1000 | Galvanic (STIP-3) | 1991-01-01 | Fiberglass Reinforced Plastic | Suction (American)
US FOREST SERVICE-HOLLY CREEK WO | FS HWY 18 GRASSY MTN RD | CHATSWORTH | Murray | 9105001 | 41 | [5 empty] | Removed from Ground | Gas (Historical Use) | 1000 | Bare Steel | 1978-01-01 | Galvanized Steel
US FOREST SERVICE-HOLLY CREEK WO | FS HWY 18 GRASSY MTN RD | CHATSWORTH | Murray | 9105001 | 46 | [5 empty] | Removed from Ground | Diesel | 500 | Bare Steel | 1971-01-01 | Galvanized Steel
US FOREST SERVICE-HOLLY CREEK WO | FS HWY 18 GRASSY MTN RD | CHATSWORTH | Murray | 9105001 | 47 | [5 empty] | Removed from Ground | Diesel | 500 | Bare Steel | 1971-01-01 | Galvanized Steel
RIGHT WAY TRANSPORT INC | 449 LOWY RD | CHATSWORTH | Murray | 9105002 | 1 | [5 empty] | Removed from Ground | Diesel | 20000 | Bare Steel | 1985-01-01 | Galvanized Steel
RIGHT WAY TRANSPORT INC | 449 LOWY RD | CHATSWORTH | Murray | 9105002 | 2 | [5 empty] | Removed from Ground | Other | 8000 | Bare Steel | 1985-01-01 | Galvanized Steel
TRIPLE C MARKET | 14450 HIGHWAY 225 N | CRANDALL | Murray | 9105003 | 1 | Ball Float | 1996-07-01 | FALSE | 1996-07-01 | FALSE | Currently in Use | Kerosene | 5000 | Steel-Impressed Current | 1984-01-01 | Double-Walled Flex | Pressurized
TRIPLE C MARKET | 14450 HIGHWAY 225 N | CRANDALL | Murray | 9105003 | 2 | Ball Float | 1996-07-01 | FALSE | 1996-07-01 | FALSE | Currently in Use | Premium | 5000 | Steel-Impressed Current | 1984-01-01 | Double-Walled Flex | Pressurized
TRIPLE C MARKET | 14450 HIGHWAY 225 N | CRANDALL | Murray | 9105003 | 3 | Ball Float | 1996-07-01 | FALSE | 1996-07-01 | FALSE | Currently in Use | Premium | 3000 | Steel-Impressed Current | 1984-01-01 | Double-Walled Flex | Pressurized
TRIPLE C MARKET | 14450 HIGHWAY 225 N | CRANDALL | Murray | 9105003 | 4 | Flapper Valve | 1996-07-01 | FALSE | 1996-07-01 | FALSE | Currently in Use | Diesel Off Road | 2000 | Steel-Impressed Current | 1984-01-01 | Double-Walled Flex | Safe Suction (Euro)
TRIPLE C MARKET | 14450 HIGHWAY 225 N | CRANDALL | Murray | 9105003 | 5 | Ball Float | 1996-07-01 | FALSE | 1996-07-01 | FALSE | Currently in Use | Diesel | 8000 | Steel-Impressed Current | 1984-01-01 | Double-Walled Flex | Pressurized
TRIPLE C MARKET | 14450 HIGHWAY 225 N | CRANDALL | Murray | 9105003 | 6A | Ball Float | 1996-07-01 | FALSE | 1996-07-01 | FALSE | Currently in Use | Regular | 12000 | Composite | 1996-07-01 | Double-Walled Flex | Pressurized
TRIPLE C MARKET | 14450 HIGHWAY 225 N | CRANDALL | Murray | 9105003 | 6B | Ball Float | 1996-07-01 | FALSE | 1996-07-01 | FALSE | Currently in Use | Plus | 5000 | Composite | 1996-07-01 | Double-Walled Flex | Pressurized
FAST FUEL | 3080 HWY 52 ALT | CHATSWORTH | Murray | 9105005 | 4401 | Ball Float | 1991-10-22 |  | 1991-10-22 |  | Currently in Use | Gas (Historical Use) | 10000 | Composite | 1991-10-22 | Fiberglass Reinforced Plastic | Pressurized
FAST FUEL | 3080 HWY 52 ALT | CHATSWORTH | Murray | 9105005 | 4402 | Ball Float | 1991-10-22 |  | 1991-10-22 |  | Currently in Use | Gas (Historical Use) | 10000 | Composite | 1991-10-22 | Fiberglass Reinforced Plastic | Pressurized
FAST FUEL | 3080 HWY 52 ALT | CHATSWORTH | Murray | 9105005 | 4403 | Flapper Valve | 1991-10-22 |  | 1991-10-22 |  | Currently in Use | Gas (Historical Use) | 10000 | Composite | 1991-10-22 | Fiberglass Reinforced Plastic | Pressurized
FAST FUEL | 3080 HWY 52 ALT | CHATSWORTH | Murray | 9105005 | 4404 | Flapper Valve | 1991-10-22 |  | 1991-10-22 |  | Currently in Use | Diesel | 8000 | Composite | 1991-10-22 | Fiberglass Reinforced Plastic | Pressurized
NO FACILITY NAME | THIRD AVE & FORT ST | CHATSWORTH | Murray | 9105006 | 1 | [5 empty] | Removed from Ground | Gas (Historical Use) | 1000 | Bare Steel | 1963-01-01 | Unknown
NO FACILITY NAME | THIRD AVE & FORT ST | CHATSWORTH | Murray | 9105006 | 2 | [5 empty] | Removed from Ground | Gas (Historical Use) | 1000 | Bare Steel | 1963-01-01 | Unknown
NO FACILITY NAME | THIRD AVE & FORT ST | CHATSWORTH | Murray | 9105006 | 3 |  |  | TRUE |  | TRUE | Closed in Ground | Used Oil | 1000 | Bare Steel | 1963-01-01 | Unknown
NO FACILITY NAME | THIRD AVE & FORT ST | CHATSWORTH | Murray | 9105006 | 4 | [5 empty] | Closed in Ground | Empty | 500 | Bare Steel | 1963-01-01 | Unknown
CHATSWORTH WATER WORKS | 220 NORTH 1ST AVE NE | CHATSWORTH | Murray | 9105008 | 1 | [5 empty] | Removed from Ground | Gas (Historical Use) | 1000 | Marked Unknown | 1992-02-28 | Unknown
CHATSWORTH WATER WORKS | 220 NORTH 1ST AVE NE | CHATSWORTH | Murray | 9105008 | 2 | [5 empty] | Removed from Ground | Other | 1000 | Marked Unknown | 1992-02-28 | Unknown
CHATSWORTH WATER WORKS | 220 NORTH 1ST AVE NE | CHATSWORTH | Murray | 9105008 | 296054 | Overfill Alarm | 1991-07-12 |  | 1991-07-13 |  | Removed from Ground | Gas (Historical Use) | 10000 | Composite | 1991-07-13 | Fiberglass Reinforced Plastic | Safe Suction (Euro)
CHATSWORTH WATER WORKS | 220 NORTH 1ST AVE NE | CHATSWORTH | Murray | 9105008 | 296055 | Overfill Alarm | 1991-07-15 |  | 1991-07-15 |  | Removed from Ground | Diesel | 1000 | Composite | 1991-07-15 | Fiberglass Reinforced Plastic | Safe Suction (Euro)
CHATSWORTH WATER WORKS | 220 NORTH 1ST AVE NE | CHATSWORTH | Murray | 9105008 | 3 | [5 empty] | Removed from Ground | Diesel | 1000 | Marked Unknown | 1992-02-28 | Unknown
CHATSWORTH WATER WORKS | 220 NORTH 1ST AVE NE | CHATSWORTH | Murray | 9105008 | 4 | [5 empty] | Removed from Ground | Gas (Historical Use) | 1000 | Marked Unknown | 1992-02-28 | Unknown
CHATSWORTH WATER WORKS | 220 NORTH 1ST AVE NE | CHATSWORTH | Murray | 9105008 | 5 | [5 empty] | Removed from Ground | Diesel | 1000 | Marked Unknown | 1992-02-28 | Unknown
CSX TRANSPORTATION | E MARKET ST | CHATSWORTH | Murray | 9105009 | 1 | [5 empty] | Removed from Ground | Gas (Historical Use) | 500 | Bare Steel | 1993-02-22 | Bare Steel
MAPCO EXPRESS INC #3516 | US HWY 411 S RT 3 BOX 291 | CHATSWORTH | Murray | 9105010 | 1 | Flapper Valve | 1998-01-01 | FALSE | 1998-01-01 | FALSE | Currently in Use | Regular | 8000 | STIP-3/Impressed Current | 2001-09-11 | Fiberglass Reinforced Plastic | Pressurized
MAPCO EXPRESS INC #3516 | US HWY 411 S RT 3 BOX 291 | CHATSWORTH | Murray | 9105010 | 2 | Flapper Valve | 1998-01-01 | FALSE | 1998-01-01 | FALSE | Currently in Use | Plus | 8000 | STIP-3/Impressed Current | 2001-09-11 | Fiberglass Reinforced Plastic | Pressurized
MAPCO EXPRESS INC #3516 | US HWY 411 S RT 3 BOX 291 | CHATSWORTH | Murray | 9105010 | 3 | Flapper Valve | 1998-01-01 | FALSE | 1998-01-01 | FALSE | Currently in Use | Premium | 8000 | STIP-3/Impressed Current | 2001-09-11 | Fiberglass Reinforced Plastic | Pressurized
MAPCO EXPRESS INC #3516 | US HWY 411 S RT 3 BOX 291 | CHATSWORTH | Murray | 9105010 | 4 | Flapper Valve | 1998-01-01 | FALSE | 1998-01-01 | FALSE | Currently in Use | Diesel | 6000 | STIP-3/Impressed Current | 2001-09-11 | Fiberglass Reinforced Plastic | Pressurized
MAPCO EXPRESS INC #3516 | US HWY 411 S RT 3 BOX 291 | CHATSWORTH | Murray | 9105010 | 5 | Flapper Valve | 1998-01-01 | FALSE | 1998-01-01 | FALSE | Currently in Use | Kerosene | 6000 | STIP-3/Impressed Current | 2001-09-11 | Fiberglass Reinforced Plastic | Safe Suction (Euro)
MAPCO EXPRESS INC #3517 | 1194 HIGHWAY 76 | CHATSWORTH | Murray | 9105011 | L338057 | Ball Float | 1993-02-08 | FALSE | 1993-02-08 | FALSE | Currently in Use | Premium | 8000 | Composite | 1993-02-08 | Double-Walled Fiberglass | Pressurized
MAPCO EXPRESS INC #3517 | 1194 HIGHWAY 76 | CHATSWORTH | Murray | 9105011 | L338063 | Flapper Valve | 1993-02-08 | FALSE | 1993-02-08 | FALSE | Currently in Use | Diesel | 2000 | Composite | 1993-02-08 | Double-Walled Fiberglass | Safe Suction (Euro)
MAPCO EXPRESS INC #3517 | 1194 HIGHWAY 76 | CHATSWORTH | Murray | 9105011 | L338066 | Ball Float | 1993-02-08 | FALSE | 1993-02-08 | FALSE | Currently in Use | Regular | 12000 | Composite | 1993-02-08 | Double-Walled Fiberglass | Pressurized
TRIPLE C MARKET #2 | 6110 US HWY 411 N | CHATSWORTH | Murray | 9105012 | 1 | Ball Float | 1997-04-01 | FALSE | 1997-04-01 | FALSE | Currently in Use | Premium | 4000 | Steel-Impressed Current | 1984-02-01 | Fiberglass Reinforced Plastic | Pressurized
TRIPLE C MARKET #2 | 6110 US HWY 411 N | CHATSWORTH | Murray | 9105012 | 2 | Ball Float | 1997-04-01 | FALSE | 1997-04-01 | FALSE | Currently in Use | Regular | 6000 | Steel-Impressed Current | 1984-02-01 | Fiberglass Reinforced Plastic | Pressurized
TRIPLE C MARKET #2 | 6110 US HWY 411 N | CHATSWORTH | Murray | 9105012 | 3 | Ball Float | 1997-04-01 | FALSE | 1997-04-01 | FALSE | Currently in Use | Regular | 6000 | Steel-Impressed Current | 1984-02-01 | Fiberglass Reinforced Plastic | Pressurized
TRIPLE C MARKET #2 | 6110 US HWY 411 N | CHATSWORTH | Murray | 9105012 | 4 | Ball Float | 1997-04-01 | FALSE | 1997-04-01 | FALSE | Currently in Use | Diesel | 3000 | Steel-Impressed Current | 1984-02-01 | Fiberglass Reinforced Plastic | Pressurized
TRIPLE C MARKET #2 | 6110 US HWY 411 N | CHATSWORTH | Murray | 9105012 | 5 | Ball Float | 1997-04-01 | FALSE | 1997-04-01 | FALSE | Currently in Use | Kerosene | 2000 | Steel-Impressed Current | 1984-02-01 | Fiberglass Reinforced Plastic | Pressurized
RTK ENTERPRISES/BP | GA HWY 52 | CHATSWORTH | Murray | 9105013 | 1 | [5 empty] | Removed from Ground | Gas (Historical Use) | 10000 | Bare Steel | 1970-01-01 | Galvanized Steel | Pressurized
RTK ENTERPRISES/BP | GA HWY 52 | CHATSWORTH | Murray | 9105013 | 2 | [5 empty] | Removed from Ground | Gas (Historical Use) | 10000 | Bare Steel | 1970-01-01 | Galvanized Steel | Pressurized
RTK ENTERPRISES/BP | GA HWY 52 | CHATSWORTH | Murray | 9105013 | 3 |  |  | TRUE |  | TRUE | Removed from Ground | Used Oil | 3000 | Bare Steel | 1970-01-01 | Galvanized Steel | Gravity Fed
RTK ENTERPRISES/BP | GA HWY 52 | CHATSWORTH | Murray | 9105013 | 4 | [5 empty] | Removed from Ground | Diesel | 10000 | Bare Steel | 1986-01-01 | Galvanized Steel | Pressurized
CENTRAL PIT STOP | 2865 US HWY 76 | CHATSWORTH | Murray | 9105014 | 1 | Ball Float | 1993-07-20 | FALSE | 1993-07-20 | FALSE | Currently in Use | Diesel | 15000 | Composite | 1993-07-20 | Double-Walled Fiberglass | Pressurized
CENTRAL PIT STOP | 2865 US HWY 76 | CHATSWORTH | Murray | 9105014 | 2 | Ball Float | 1993-07-20 | FALSE | 1993-07-20 | FALSE | Currently in Use | Regular | 12000 | Composite | 1993-07-20 | Fiberglass Reinforced Plastic | Pressurized
CENTRAL PIT STOP | 2865 US HWY 76 | CHATSWORTH | Murray | 9105014 | 3 | Ball Float | 1993-07-20 | FALSE | 1993-07-20 | FALSE | Currently in Use | Premium | 10000 | Composite | 1993-07-20 | Fiberglass Reinforced Plastic | Pressurized
CENTRAL PIT STOP | 2865 US HWY 76 | CHATSWORTH | Murray | 9105014 | 4 | Ball Float | 1993-07-20 | FALSE | 1993-07-20 | FALSE | Currently in Use | Diesel | 8000 | Composite | 1993-07-20 | Fiberglass Reinforced Plastic | Pressurized
CENTRAL PIT STOP | 2865 US HWY 76 | CHATSWORTH | Murray | 9105014 | 5 | Ball Float | 1993-07-20 | FALSE | 1993-07-20 | FALSE | Currently in Use | Diesel Off Road | 3000 | Composite | 1993-07-20 | Fiberglass Reinforced Plastic | Pressurized
HORNE & WALLACE HATCHERY | HWY 75 & 52 ALT | CHATSWORTH | Murray | 9105017 | 1 | [5 empty] | Removed from Ground | Gas (Historical Use) | 2000 | Bare Steel | 1973-01-01 | Galvanized Steel | Suction (American)
MURRAY COUNTY HOSPITAL | 707 OLD ELLIJAY RD | CHATSWORTH | Murray | 9105018 | DUMMY | [5 empty] | Currently in Use | Diesel | 0 | Not Marked/Unknown |  | Not Marked
SUNRISE CARPETS/VICTORY CARPETS | WILLIAMS RD | CHATSWORTH | Murray | 9105019 | 1 | [5 empty] | Removed from Ground | Diesel | 10000 | Not Marked/Unknown | 1995-06-12 | Unknown
SUNRISE CARPETS/VICTORY CARPETS | WILLIAMS RD | CHATSWORTH | Murray | 9105019 | 2 | [5 empty] | Removed from Ground | Diesel | 10000 | Not Marked/Unknown | 1995-06-12 | Unknown
CROSSROADS | 1520 OLD CCC CAMP RD | CHATSWORTH | Murray | 9105020 | 1 | Flapper Valve | 1998-07-28 | FALSE | 1998-07-28 | FALSE | Currently in Use | E-0 | 2000 | Steel-Impressed Current | 1980-10-01 | Steel (Impressed Current) | Safe Suction (Euro)
CROSSROADS | 1520 OLD CCC CAMP RD | CHATSWORTH | Murray | 9105020 | 2 | Flapper Valve | 1998-07-28 | FALSE | 1998-07-28 | FALSE | Currently in Use | E-0 | 2000 | Steel-Impressed Current | 1980-10-01 | Steel (Impressed Current) | Safe Suction (Euro)
CROSSROADS | 1520 OLD CCC CAMP RD | CHATSWORTH | Murray | 9105020 | 3 | Flapper Valve | 1998-07-28 | FALSE | 1998-07-28 | FALSE | Currently in Use | E-0 | 2000 | Epoxy | 1988-06-01 | Fiberglass Reinforced Plastic | Safe Suction (Euro)
CROSSROADS | 1520 OLD CCC CAMP RD | CHATSWORTH | Murray | 9105020 | 4 | Flapper Valve | 1998-07-28 | FALSE | 1998-07-28 | FALSE | Currently in Use | Diesel | 8000 | Fiberglass | 1998-07-28 | Double-Walled Fiberglass | Safe Suction (Euro)
JA CO SERVICE CENTER | 508 S THIRD AVE | CHATSWORTH | Murray | 9105021 | D |  | 1998-12-01 |  | 1998-12-01 |  | Removed from Ground | Diesel | 4000 | Steel-Impressed Current | 1998-12-01 | Cathodically Protected | Safe Suction (Euro)
JA CO SERVICE CENTER | 508 S THIRD AVE | CHATSWORTH | Murray | 9105021 | RU |  | 1998-12-01 |  | 1998-12-01 |  | Removed from Ground | Gas (Historical Use) | 4000 | Steel-Impressed Current | 1998-12-01 | Cathodically Protected | Safe Suction (Euro)
JA CO SERVICE CENTER | 508 S THIRD AVE | CHATSWORTH | Murray | 9105021 | SU |  | 1998-12-01 |  | 1998-12-01 |  | Removed from Ground | Gas (Historical Use) | 4000 | Steel-Impressed Current | 1998-12-01 | Cathodically Protected | Safe Suction (Euro)
SHOTSYS GAS & GOSSIP | 2667 OLD HWY 411 | CHATSWORTH | Murray | 9105022 | 1 | [5 empty] | Removed from Ground | Gas (Historical Use) | 4000 | Cathodically Protected Steel | 1986-10-01 | Galvanized Steel | Pressurized
SHOTSYS GAS & GOSSIP | 2667 OLD HWY 411 | CHATSWORTH | Murray | 9105022 | 2 | [5 empty] | Removed from Ground | Gas (Historical Use) | 4000 | Cathodically Protected Steel | 1986-10-01 | Galvanized Steel | Pressurized
SHOTSYS GAS & GOSSIP | 2667 OLD HWY 411 | CHATSWORTH | Murray | 9105022 | 3 | Ball Float | 1997-03-01 | FALSE | 1997-03-01 | FALSE | Currently in Use | Regular | 10000 | Galvanic (STIP-3) | 1986-10-01 | Fiberglass Reinforced Plastic | Pressurized
SHOTSYS GAS & GOSSIP | 2667 OLD HWY 411 | CHATSWORTH | Murray | 9105022 | 4 | Ball Float | 1997-03-01 | FALSE | 1997-03-01 | FALSE | Currently in Use | Premium | 10000 | Galvanic (STIP-3) | 1986-10-01 | Fiberglass Reinforced Plastic | Pressurized
SHOTSYS GAS & GOSSIP | 2667 OLD HWY 411 | CHATSWORTH | Murray | 9105022 | 5 |  | 1997-03-01 |  | 1997-03-01 |  | Removed from Ground | Diesel | 4000 | Cathodically Protected Steel | 1986-10-01 | Cathodically Protected | Pressurized
SHOTSYS GAS & GOSSIP | 2667 OLD HWY 411 | CHATSWORTH | Murray | 9105022 | 6 | [5 empty] | Removed from Ground | Gas (Historical Use) | 3000 | Cathodically Protected Steel | 1986-10-01 | Galvanized Steel | Pressurized
SHOTSYS GAS & GOSSIP | 2667 OLD HWY 411 | CHATSWORTH | Murray | 9105022 | 7 | Ball Float | 1997-03-01 | FALSE | 1997-03-01 | FALSE | Currently in Use | Diesel | 4000 | Galvanic (STIP-3) | 1997-03-01 | Fiberglass Reinforced Plastic | Pressurized
SHOTSYS GAS & GOSSIP | 2667 OLD HWY 411 | CHATSWORTH | Murray | 9105022 | 8 | Ball Float | 1997-03-01 | FALSE | 1997-03-01 | FALSE | Currently in Use | E-0 | 4000 | Galvanic (STIP-3) | 1997-03-01 | Fiberglass Reinforced Plastic | Pressurized
ABC #3 | 10692 HWY 411 N | CRANDALL | Murray | 9105023 | 1 | Flapper Valve | 1997-12-12 | FALSE | 1997-12-12 | FALSE | Currently in Use | Regular | 3000 | Steel-Impressed Current | 1984-09-18 | Steel (Impressed Current) | Safe Suction (Euro)
ABC #3 | 10692 HWY 411 N | CRANDALL | Murray | 9105023 | 2 | Flapper Valve | 1997-12-12 | FALSE | 1997-12-12 | FALSE | Currently in Use | Plus | 3000 | Steel-Impressed Current | 1984-09-18 | Steel (Impressed Current) | Safe Suction (Euro)
ABC #3 | 10692 HWY 411 N | CRANDALL | Murray | 9105023 | 3 | Flapper Valve | 1997-12-12 | FALSE | 1997-12-12 | FALSE | Currently in Use | Premium | 3000 | Steel-Impressed Current | 1984-09-18 | Steel (Impressed Current) | Safe Suction (Euro)
ABC #4 | 2773 GA HWY 286 | CHATSWORTH | Murray | 9105024 | 1 | Ball Float | 1998-11-01 | FALSE | 1998-11-01 | FALSE | Currently in Use | Premium | 8000 | Fiberglass | 1987-07-01 | Fiberglass Reinforced Plastic | Pressurized
ABC #4 | 2773 GA HWY 286 | CHATSWORTH | Murray | 9105024 | 2 | Ball Float | 1998-11-01 | FALSE | 1998-11-01 | FALSE | Currently in Use | Diesel | 8000 | Fiberglass | 1987-07-01 | Fiberglass Reinforced Plastic | Pressurized
ABC #4 | 2773 GA HWY 286 | CHATSWORTH | Murray | 9105024 | 3 | Ball Float | 1998-11-01 | FALSE | 1998-11-01 | FALSE | Currently in Use | Regular | 8000 | Fiberglass | 1987-07-01 | Fiberglass Reinforced Plastic | Pressurized
ABC #4 | 2773 GA HWY 286 | CHATSWORTH | Murray | 9105024 | 4 |  | 1998-11-01 | FALSE | 1998-11-01 | FALSE | Temporarily out of use | Diesel | 1000 | Fiberglass | 1987-07-01 | Fiberglass Reinforced Plastic | Suction (American)
CISCO MART INC | 20 HWY 2 EAST | CISCO | Murray | 9105025 | 1 | Flapper Valve | 1998-11-01 | FALSE | 1998-11-01 | FALSE | Currently in Use | E-0 | 2000 | Steel-Impressed Current | 1986-01-01 | Steel (Impressed Current) | Pressurized
CISCO MART INC | 20 HWY 2 EAST | CISCO | Murray | 9105025 | 2 | Flapper Valve | 1998-11-01 | FALSE | 1998-11-01 | FALSE | Currently in Use | E-0 | 2000 | Steel-Impressed Current | 1986-01-01 | Steel (Impressed Current) | Pressurized
CISCO MART INC | 20 HWY 2 EAST | CISCO | Murray | 9105025 | 3 | Flapper Valve | 1998-11-01 | FALSE | 1998-11-01 | FALSE | Currently in Use | E-0 | 2000 | Steel-Impressed Current | 1986-01-01 | Steel (Impressed Current) | Pressurized
MERCHANT INC DBA SHELL | 5040 HWY 76 | CHATSWORTH | Murray | 9105026 | 1 | Ball Float | 1989-05-01 | FALSE | 1989-05-01 | FALSE | Currently in Use | Regular | 10000 | Fiberglass | 1989-05-01 | Fiberglass Reinforced Plastic | Pressurized
MERCHANT INC DBA SHELL | 5040 HWY 76 | CHATSWORTH | Murray | 9105026 | 2 | Ball Float | 1989-05-01 | FALSE | 1989-05-01 | FALSE | Currently in Use | Premium | 10000 | Fiberglass | 1989-05-01 | Fiberglass Reinforced Plastic | Pressurized
MERCHANT INC DBA SHELL | 5040 HWY 76 | CHATSWORTH | Murray | 9105026 | 3 | Ball Float | 1989-05-01 | FALSE | 1989-05-01 | FALSE | Currently in Use | Diesel | 10000 | Fiberglass | 1989-05-01 | Fiberglass Reinforced Plastic | Pressurized
MERCHANT INC DBA SHELL | 5040 HWY 76 | CHATSWORTH | Murray | 9105026 | 4 | Ball Float | 1989-05-01 | FALSE | 1989-05-01 | FALSE | Currently in Use | Diesel | 10000 | Fiberglass | 1989-05-01 | Fiberglass Reinforced Plastic | Pressurized
COUNTRY JUNCTION | 2035 SMYRNA CHURCH RD | CHATSWORTH | Murray | 9105027 | 1 | Ball Float | 1991-10-10 | FALSE | 1991-10-10 | FALSE | Currently in Use | Regular | 10000 | STIP-3/Impressed Current | 1991-10-10 | Fiberglass Reinforced Plastic | Pressurized
COUNTRY JUNCTION | 2035 SMYRNA CHURCH RD | CHATSWORTH | Murray | 9105027 | 2 | Ball Float | 1991-10-10 | FALSE | 1991-10-10 | FALSE | Currently in Use | Diesel | 5000 | STIP-3/Impressed Current | 1991-10-10 | Fiberglass Reinforced Plastic | Pressurized
COUNTRY JUNCTION | 2035 SMYRNA CHURCH RD | CHATSWORTH | Murray | 9105027 | 3 | Ball Float | 1991-10-10 | FALSE | 1991-10-10 | FALSE | Currently in Use | Regular | 10000 | STIP-3/Impressed Current | 1991-10-10 | Fiberglass Reinforced Plastic | Pressurized
RIVERSIDE GROCERY | 3677 BROWN BRIDGE RD | DALTON | Murray | 9105028 | 1 | Flapper Valve | 1990-06-01 | FALSE | 1990-06-01 | FALSE | Currently in Use | Diesel Off Road | 3000 | Galvanic (STIP-3) | 1990-11-01 | Fiberglass Reinforced Plastic | Safe Suction (Euro)
RIVERSIDE GROCERY | 3677 BROWN BRIDGE RD | DALTON | Murray | 9105028 | 2 | Flapper Valve | 1990-06-01 | FALSE | 1990-06-01 | FALSE | Currently in Use | Diesel Off Road | 3000 | Galvanic (STIP-3) | 1990-11-01 | Fiberglass Reinforced Plastic | Safe Suction (Euro)
RIVERSIDE GROCERY | 3677 BROWN BRIDGE RD | DALTON | Murray | 9105028 | 3 | Flapper Valve | 1990-06-01 | FALSE | 1990-06-01 | FALSE | Currently in Use | E-0 | 1000 | Galvanic (STIP-3) | 1990-11-01 | Fiberglass Reinforced Plastic | Pressurized
RIVERSIDE GROCERY | 3677 BROWN BRIDGE RD | DALTON | Murray | 9105028 | 4 | Flapper Valve | 2014-07-08 | FALSE | 2014-07-08 | FALSE | Currently in Use | Regular | 10000 | Composite Double Walled | 2014-07-01 | Double-Walled Fiberglass | Pressurized
RIVERSIDE GROCERY | 3677 BROWN BRIDGE RD | DALTON | Murray | 9105028 | 5 | Flapper Valve | 2014-07-08 | FALSE | 2014-07-08 | FALSE | Currently in Use | Premium | 4000 | Composite Double Walled | 2014-07-01 | Double-Walled Fiberglass | Pressurized
RIVERSIDE GROCERY | 3677 BROWN BRIDGE RD | DALTON | Murray | 9105028 | 6 | Flapper Valve | 2014-07-08 | FALSE | 2014-07-08 | FALSE | Currently in Use | E-0 | 4000 | Composite Double Walled | 2014-07-01 | Double-Walled Fiberglass | Pressurized
RIVERSIDE GROCERY | 3677 BROWN BRIDGE RD | DALTON | Murray | 9105028 | 7 | Flapper Valve | 2014-07-08 | FALSE | 2014-07-08 | FALSE | Currently in Use | Diesel | 4000 | Composite Double Walled | 2014-07-01 | Double-Walled Fiberglass | Pressurized
SMITH SERVICE STATION | 700 SOUTH 3RD AVENUE | CHATSWORTH | Murray | 9105029 | 1 | [5 empty] | Removed from Ground | Kerosene | 6000 | Not Marked/Unknown | 1995-09-06 | Not Marked
SMITH SERVICE STATION | 700 SOUTH 3RD AVENUE | CHATSWORTH | Murray | 9105029 | 2 | [5 empty] | Removed from Ground | Gas (Historical Use) | 6000 | Not Marked/Unknown | 1995-09-06 | Not Marked
CITGO QUICK LUBE | 305 N 3RD AVE | CHATSWORTH | Murray | 9105030 | 1 |  | 1999-01-01 |  | 1999-01-01 |  | Removed from Ground | Gas (Historical Use) | 3000 | Steel-Impressed Current | 1999-01-01 | Cathodically Protected | Safe Suction (Euro)
CITGO QUICK LUBE | 305 N 3RD AVE | CHATSWORTH | Murray | 9105030 | D-1 |  | 1999-01-01 |  | 1999-01-01 |  | Removed from Ground | Diesel | 500 | Steel-Impressed Current | 1999-01-01 | Cathodically Protected | Safe Suction (Euro)
CITGO QUICK LUBE | 305 N 3RD AVE | CHATSWORTH | Murray | 9105030 | P-1 |  | 1999-01-01 |  | 1999-01-01 |  | Removed from Ground | Gas (Historical Use) | 1000 | Steel-Impressed Current | 1999-01-01 | Cathodically Protected | Safe Suction (Euro)
CITGO QUICK LUBE | 305 N 3RD AVE | CHATSWORTH | Murray | 9105030 | R-1 |  | 1999-01-01 |  | 1999-01-01 |  | Removed from Ground | Gas (Historical Use) | 1000 | Steel-Impressed Current | 1999-01-01 | Cathodically Protected | Safe Suction (Euro)
CITGO QUICK LUBE | 305 N 3RD AVE | CHATSWORTH | Murray | 9105030 | R-2 |  | 1999-01-01 |  | 1999-01-01 |  | Removed from Ground | Gas (Historical Use) | 1000 | Steel-Impressed Current | 1999-01-01 | Cathodically Protected | Safe Suction (Euro)
GALLONS-2-GO | 321 NORTH THIRD ST | CHATSWORTH | Murray | 9105031 | 1 | Flapper Valve | 1997-06-01 | FALSE | 1997-06-01 | FALSE | Currently in Use | Regular | 8000 | Steel-Impressed Current | 1984-08-01 | Steel (Impressed Current) | Pressurized
GALLONS-2-GO | 321 NORTH THIRD ST | CHATSWORTH | Murray | 9105031 | 2 | Flapper Valve | 1997-06-01 | FALSE | 1997-06-01 | FALSE | Currently in Use | Regular | 8000 | Steel-Impressed Current | 1984-08-01 | Steel (Impressed Current) | Pressurized
GALLONS-2-GO | 321 NORTH THIRD ST | CHATSWORTH | Murray | 9105031 | 3 | Flapper Valve | 1997-06-01 | FALSE | 1997-06-01 | FALSE | Temporarily out of use | Diesel | 8000 | Steel-Impressed Current | 1984-08-01 | Steel (Impressed Current) | Pressurized
DOUG REED | 1958 SMYRNA CHURCH RD | CHATSWORTH | Murray | 9105032 | 1 | [5 empty] | Removed from Ground | Diesel | 2000 | Not Marked/Unknown | 1987-04-01 | Not Marked
DOUG REED | 1958 SMYRNA CHURCH RD | CHATSWORTH | Murray | 9105032 | 2 | [5 empty] | Removed from Ground | Gas (Historical Use) | 2000 | Not Marked/Unknown | 1987-04-01 | Not Marked
QUICK CHECK GROCERY | 2816 HWY 441 S | CHATSWORTH | Murray | 9105033 | RU |  | 1988-09-01 |  | 1988-09-01 |  | Removed from Ground | Gas (Historical Use) | 1000 | Bare Steel | 1988-10-01 | Galvanized Steel | Safe Suction (Euro)
QUICK CHECK GROCERY | 2816 HWY 441 S | CHATSWORTH | Murray | 9105033 | SU |  | 1988-09-01 |  | 1988-09-01 |  | Removed from Ground | Gas (Historical Use) | 1000 | Bare Steel | 1988-10-01 | Galvanized Steel | Safe Suction (Euro)
QUEEN CARPET CORP | 616 DUVALL RD | CHATSWORTH | Murray | 9105034 | 1 | [5 empty] | Closed in Ground | Gas (Historical Use) | 10000 | Epoxy | 1996-12-15 | Bare Steel | Safe Suction (Euro)
QUEEN CARPET CORP | 616 DUVALL RD | CHATSWORTH | Murray | 9105034 | 2 | [5 empty] | Closed in Ground | Diesel | 10000 | Epoxy | 1996-12-15 | Bare Steel | Safe Suction (Euro)
SUNRISE GROCERY | 2110 HWY 2 E | CRANDALL | Murray | 9105035 | 1 |  | 1998-12-28 | FALSE | 1998-12-28 | FALSE | Closed in Ground | Empty | 2000 | Steel-Impressed Current | 1980-01-01 | Steel (Impressed Current) | Safe Suction (Euro)
SUNRISE GROCERY | 2110 HWY 2 E | CRANDALL | Murray | 9105035 | 2 | Overfill Alarm | 1998-12-28 | FALSE | 1998-12-28 | FALSE | Closed in Ground | Regular | 1000 | Steel-Impressed Current | 1982-01-01 | Steel (Impressed Current) | Safe Suction (Euro)
SUNRISE GROCERY | 2110 HWY 2 E | CRANDALL | Murray | 9105035 | 3 | [5 empty] | Removed from Ground | Gas (Historical Use) | 550 | Bare Steel | 1983-01-01 | Galvanized Steel | Safe Suction (Euro)
CARTER DAM STORE | 3644 CARTER RD | CHATSWORTH | Murray | 9105036 | 1 | [5 empty] | Removed from Ground | Gas (Historical Use) | 550 | Bare Steel | 1996-12-18 | Bare Steel | Safe Suction (Euro)
CARTER DAM STORE | 3644 CARTER RD | CHATSWORTH | Murray | 9105036 | 2 | [5 empty] | Removed from Ground | Gas (Historical Use) | 550 | Bare Steel | 1996-12-18 | Bare Steel | Safe Suction (Euro)
MOHAWK-ALADDIN ETON FACILITIES | 4140 NORTH HWY 411 | ETON | Murray | 9105037 | 1 | [5 empty] | Removed from Ground | Gas (Historical Use) | 1000 | Bare Steel | 1998-05-13 | Not Marked | Safe Suction (Euro)
MOHAWK-ALADDIN ETON FACILITIES | 4140 NORTH HWY 411 | ETON | Murray | 9105037 | 2 |  |  | TRUE |  | TRUE | Removed from Ground | Used Oil | 5000 | Not Marked/Unknown | 1998-05-14 | Not Marked | Gravity Fed
CHATSWORTH HEALTH CARE CENTER IN | 102 HOSPITAL DRIVE | CHATSWORTH | Murray | 9105038 | 1 | Flapper Valve | 1998-12-17 | FALSE | 1998-12-17 | TRUE | Currently in Use | Diesel | 550 | STIP-3/Impressed Current | 1980-01-01 | Copper | Safe Suction (Euro)
KANKUS EXPRESS | 1607 HWY 411 N | CHATSWORTH | Murray | 9105039 | 1 | Ball Float | 1997-10-01 | FALSE | 1997-10-01 | FALSE | Currently in Use | Regular | 15000 | Composite | 1997-10-01 | Fiberglass Reinforced Plastic | Pressurized
KANKUS EXPRESS | 1607 HWY 411 N | CHATSWORTH | Murray | 9105039 | 2 | Ball Float | 1997-10-01 | FALSE | 1997-10-01 | FALSE | Currently in Use | Premium | 8000 | Composite | 1997-10-01 | Fiberglass Reinforced Plastic | Pressurized
KANKUS EXPRESS | 1607 HWY 411 N | CHATSWORTH | Murray | 9105039 | 3 | Ball Float | 1997-10-01 |  | 1997-10-01 |  | Currently in Use | Diesel | 12000 | Composite | 1997-10-01 | Fiberglass Reinforced Plastic | Pressurized
ZAHA PROPERTIES | 15186 HWY 411 | TENNGA | Murray | 9105040 | 1A |  | 1998-10-05 | FALSE | 1998-10-05 | FALSE | Temporarily out of use | Gas (Historical Use) | 10000 | Composite | 1998-10-05 |  | Pressurized
ZAHA PROPERTIES | 15186 HWY 411 | TENNGA | Murray | 9105040 | 1B |  | 1998-10-05 | FALSE | 1998-10-05 | FALSE | Temporarily out of use | Gas (Historical Use) | 10000 | Composite | 1998-10-05 |  | Pressurized
ZAHA PROPERTIES | 15186 HWY 411 | TENNGA | Murray | 9105040 | 2A |  | 1998-10-05 | FALSE | 1998-10-05 | FALSE | Temporarily out of use | Diesel | 6000 | Composite | 1998-10-05 |  | Pressurized
ZAHA PROPERTIES | 15186 HWY 411 | TENNGA | Murray | 9105040 | 2B |  | 1998-10-05 | FALSE | 1998-10-05 | FALSE | Temporarily out of use | Diesel | 6000 | Composite | 1998-10-05 |  | Pressurized
SHAW INDUSTRIES PLANT #84 | IND BLVD | CHATSWORTH | Murray | 9000727 | 1 | [5 empty] | Removed from Ground | Diesel | 0 | Marked Unknown | 1990-07-03 | Unknown
MAPCO EXPRESS INC #3501 | 630 S 3RD AVE | CHATSWORTH | Murray | 10000818 | 1 | Ball Float | 2005-01-06 | FALSE | 2005-01-06 | FALSE | Currently in Use | Regular | 12000 | Composite | 2004-12-01 | Fiberglass Reinforced Plastic | Pressurized
MAPCO EXPRESS INC #3501 | 630 S 3RD AVE | CHATSWORTH | Murray | 10000818 | 2 | Ball Float | 2005-01-06 | FALSE | 2005-01-06 | FALSE | Currently in Use | Premium | 8000 | Composite | 2004-12-01 | Fiberglass Reinforced Plastic | Pressurized
MAPCO EXPRESS INC #3501 | 630 S 3RD AVE | CHATSWORTH | Murray | 10000818 | 3 | Ball Float | 2005-01-06 | FALSE | 2005-01-06 | FALSE | Currently in Use | Diesel | 10000 | Composite | 2004-12-01 | Fiberglass Reinforced Plastic | Pressurized
MAPCO EXPRESS INC #3501 | 630 S 3RD AVE | CHATSWORTH | Murray | 10000818 | 4 | Ball Float | 2005-01-06 | FALSE | 2005-01-06 | FALSE | Currently in Use | Diesel | 6000 | Composite | 2004-12-01 | Fiberglass Reinforced Plastic | Pressurized
MAPCO EXPRESS INC #3501 | 630 S 3RD AVE | CHATSWORTH | Murray | 10000818 | 5 | Ball Float | 2005-01-06 | FALSE | 2005-01-06 | FALSE | Currently in Use | Diesel | 4000 | Composite | 2004-12-01 | Fiberglass Reinforced Plastic | Pressurized
KENNETH HEADRICK ESTATE | 12890 HWY 411 NORTH | CRANDALL | Murray | 10000395 | 1 |  |  | FALSE |  | FALSE | Removed from Ground | Not Marked/Tank Removed | 1000 | Unknown | 2003-03-11
KENNETH HEADRICK ESTATE | 12890 HWY 411 NORTH | CRANDALL | Murray | 10000395 | 2 |  |  | FALSE |  | FALSE | Removed from Ground | Not Marked/Tank Removed | 1000 | Unknown | 2003-03-11
INGLES GAS EXPRESS #86 | 964 G I MADOX PKWY | CHATSWORTH | Murray | 10000357 | 1A | Ball Float | 2003-05-23 | FALSE | 2003-05-23 | FALSE | Currently in Use | Regular | 20000 | Fiberglass Double Walled | 2003-05-23 | Double-Walled Fiberglass | Pressurized
INGLES GAS EXPRESS #86 | 964 G I MADOX PKWY | CHATSWORTH | Murray | 10000357 | 1B | Ball Float | 2003-05-23 | FALSE | 2003-05-23 | FALSE | Currently in Use | Premium | 12000 | Fiberglass Double Walled | 2003-05-23 | Double-Walled Fiberglass | Pressurized
MOUNTAIN EXPRESS #31 | 5312 HWY 411 S | CHATSWORTH | Murray | 10001346 | 1 | Ball Float | 2007-01-02 | FALSE | 2007-01-02 | FALSE | Currently in Use | Regular | 12000 | Composite | 2006-12-15 | Fiberglass Reinforced Plastic | Pressurized
MOUNTAIN EXPRESS #31 | 5312 HWY 411 S | CHATSWORTH | Murray | 10001346 | 2 | Ball Float | 2007-01-02 | FALSE | 2007-01-02 | FALSE | Currently in Use | Diesel | 12000 | Composite | 2006-12-15 | Fiberglass Reinforced Plastic | Pressurized
MOUNTAIN EXPRESS #31 | 5312 HWY 411 S | CHATSWORTH | Murray | 10001346 | 3 | Ball Float | 2007-01-02 | FALSE | 2007-01-02 | FALSE | Currently in Use | Premium | 8000 | Composite | 2006-12-15 | Fiberglass Reinforced Plastic | Pressurized
MOUNTAIN EXPRESS #31 | 5312 HWY 411 S | CHATSWORTH | Murray | 10001346 | 4 | Ball Float | 2007-01-02 | FALSE | 2007-01-02 | FALSE | Currently in Use | Diesel Off Road | 4000 | Composite | 2006-12-15 | Fiberglass Reinforced Plastic | Pressurized
MOUNTAIN EXPRESS #31 | 5312 HWY 411 S | CHATSWORTH | Murray | 10001346 | 5 | Flapper Valve | 2007-01-02 | FALSE | 2007-01-02 | FALSE | Currently in Use | Racing Fuel | 2000 | Composite | 2006-12-15 | Fiberglass Reinforced Plastic | Safe Suction (Euro)
MOUNTAIN EXPRESS #31 | 5312 HWY 411 S | CHATSWORTH | Murray | 10001346 | 6 | Flapper Valve | 2007-01-02 | FALSE | 2007-01-02 | FALSE | Currently in Use | Kerosene | 2000 | Composite | 2006-12-15 | Fiberglass Reinforced Plastic | Safe Suction (Euro)
JACKS FOOD MART | 7530 HWY 225 | CHATSWORTH | Murray | 10001121 | 1A | Ball Float | 2006-03-15 | FALSE | 2006-03-15 | FALSE | Currently in Use | Regular | 14000 | Composite | 2006-03-15 | Fiberglass Reinforced Plastic | Pressurized
JACKS FOOD MART | 7530 HWY 225 | CHATSWORTH | Murray | 10001121 | 1B | Ball Float | 2006-03-15 | FALSE | 2006-03-15 | FALSE | Currently in Use | Premium | 6000 | Composite | 2006-03-15 | Fiberglass Reinforced Plastic | Pressurized
JACKS FOOD MART | 7530 HWY 225 | CHATSWORTH | Murray | 10001121 | 2A | Ball Float | 2006-03-15 | FALSE | 2006-03-15 | FALSE | Currently in Use | Diesel | 10000 | Composite | 2006-03-15 | Fiberglass Reinforced Plastic | Pressurized
JACKS FOOD MART | 7530 HWY 225 | CHATSWORTH | Murray | 10001121 | 2B | Ball Float | 2006-03-15 | FALSE | 2006-03-15 | FALSE | Currently in Use | Diesel Off Road | 5000 | Composite | 2006-03-15 | Fiberglass Reinforced Plastic | Pressurized
FORMER CHEVROLET DEALER | 2402 US HIGHWAY 76 | CHATSWORTH | Murray | 10002152 | 1 |  |  | TRUE |  | TRUE | Removed from Ground | Not Marked/Tank Removed | 375 | Epoxy | 2012-10-03 | Flex
GEORGIA MOUNTAINS HEALTH | 1008 NORTH 3RD Avenue | CHATSWORTH | Murray | 10002798 | 1 |  |  | FALSE |  | FALSE | Removed from Ground
GEORGIA MOUNTAINS HEALTH | 1008 NORTH 3RD Avenue | CHATSWORTH | Murray | 10002798 | 2 |  |  | FALSE |  | FALSE | Removed from Ground
GEORGIA MOUNTAINS HEALTH | 1008 NORTH 3RD Avenue | CHATSWORTH | Murray | 10002798 | 2 |  |  | FALSE |  | FALSE | Removed from Ground
GEORGIA MOUNTAINS HEALTH | 1008 NORTH 3RD Avenue | CHATSWORTH | Murray | 10002798 | 4
GEORGIA MOUNTAINS HEALTH | 1008 NORTH 3RD Avenue | CHATSWORTH | Murray | 10002798 | 5 |  |  | FALSE |  | FALSE | Removed from Ground
MAPCO EXPRESS INC #3514 | 1217 N 3RD AVE HWY 411 N | CHATSWORTH | Murray | 1050001 | 1 |  | 1994-10-12 | FALSE | 1994-10-12 | FALSE | Closed in Ground | Gas (Historical Use) | 10000 |  | 1984-05-08 | Cathodically Protected | Pressurized
MAPCO EXPRESS INC #3514 | 1217 N 3RD AVE HWY 411 N | CHATSWORTH | Murray | 1050001 | 2 | Flapper Valve | 1994-10-12 | FALSE | 1994-10-12 | FALSE | Currently in Use | Diesel | 10000 | Steel-Impressed Current | 1984-05-08 | Steel (Impressed Current) | Pressurized
MAPCO EXPRESS INC #3514 | 1217 N 3RD AVE HWY 411 N | CHATSWORTH | Murray | 1050001 | 3 | Flapper Valve | 1994-10-12 | FALSE | 1994-10-12 | FALSE | Currently in Use | Regular | 8000 | Steel-Impressed Current | 1984-05-08 | Steel (Impressed Current) | Pressurized
MAPCO EXPRESS INC #3514 | 1217 N 3RD AVE HWY 411 N | CHATSWORTH | Murray | 1050001 | 4 | Flapper Valve | 1994-10-12 | FALSE | 1994-10-12 | FALSE | Currently in Use | Premium | 6000 | Steel-Impressed Current | 1984-05-08 | Steel (Impressed Current) | Pressurized
MAPCO EXPRESS INC #3514 | 1217 N 3RD AVE HWY 411 N | CHATSWORTH | Murray | 1050001 | 5 | Flapper Valve | 1994-10-12 | FALSE | 1994-10-12 | FALSE | Currently in Use | Diesel Off Road | 4000 | Steel-Impressed Current | 1984-05-08 | Steel (Impressed Current) | Pressurized
COHUTTA WORK CENTER | HOLLY CREED RD/4 MI EAST OF TOWN | ETON | Murray | 1050002 | 2021-07-01 | [5 empty] | Removed from Ground | Gas (Historical Use) | 1000 | Bare Steel | 1979-02-15 | Unknown
COHUTTA WORK CENTER | HOLLY CREED RD/4 MI EAST OF TOWN | ETON | Murray | 1050002 | 2021-07-02 | [5 empty] | Removed from Ground | Diesel | 560 | Bare Steel | 1971-02-17 | Unknown
COHUTTA WORK CENTER | HOLLY CREED RD/4 MI EAST OF TOWN | ETON | Murray | 1050002 | 2021-07-03 | [5 empty] | Permanently Out of Use - historical purposes | Other | 500 | Bare Steel | 1971-02-17 | Unknown
ALLTEL GEORGIA INC | 220 N SECOND AVE | CHATSWORTH | Murray | 1050003 | 379052-1 | [5 empty] | Removed from Ground | Diesel | 2000 | Concrete | 1994-12-23 | Galvanized Steel
FORT MOUNTAIN STATE PARK | 181 FORT MOUNTAIN PARK RD | CHATSWORTH | Murray | 1050005 | 11 | [5 empty] | Removed from Ground | Gas (Historical Use) | 250 | Bare Steel | 1984-01-23 | Unknown
FORT MOUNTAIN STATE PARK | 181 FORT MOUNTAIN PARK RD | CHATSWORTH | Murray | 1050005 | 12 | [5 empty] | Removed from Ground | Gas (Historical Use) | 500 | Bare Steel | 1979-01-24 | Unknown
FORT MOUNTAIN STATE PARK | 181 FORT MOUNTAIN PARK RD | CHATSWORTH | Murray | 1050005 | 13 | [5 empty] | Removed from Ground | Gas (Historical Use) | 300 | Bare Steel | 1995-08-01 | Not Marked
FORT MOUNTAIN STATE PARK | 181 FORT MOUNTAIN PARK RD | CHATSWORTH | Murray | 1050005 | 14 | Flapper Valve | 2002-11-01 | FALSE | 2002-11-01 | FALSE | Temporarily out of use | Empty | 2500 | Fiberglass Double Walled | 2002-11-01 | Double-Walled Fiberglass | Safe Suction (Euro)
GEORGIA CARPET FINISHERS INC | 134 HIGHLAND RD | CHATSWORTH | Murray | 1050006 | 1 | [5 empty] | Removed from Ground | Gas (Historical Use) | 3000 | Bare Steel | 1978-02-07 | Bare Steel
GEORGIA CARPET FINISHERS INC | 134 HIGHLAND RD | CHATSWORTH | Murray | 1050006 | 2 | [5 empty] | Removed from Ground | Diesel | 10000 | Bare Steel | 1980-02-07 | Bare Steel
MURRAY COUNTY BOARD OF EDUCATION | 715 WEST CHESTNUT ST | CHATSWORTH | Murray | 1050007 | 1 | [5 empty] | Removed from Ground | Empty | 2000 | Bare Steel | 1976-01-19 | Galvanized Steel | Suction (American)
MURRAY COUNTY BOARD OF EDUCATION | 715 WEST CHESTNUT ST | CHATSWORTH | Murray | 1050007 | 2 | Flapper Valve | 1997-09-08 | FALSE | 1997-09-08 | FALSE | Currently in Use | Diesel | 10000 | Steel-Impressed Current | 1983-01-17 | Steel (Impressed Current) | Safe Suction (Euro)
MURRAY COUNTY BOARD OF EDUCATION | 715 WEST CHESTNUT ST | CHATSWORTH | Murray | 1050007 | 3 | Flapper Valve | 1997-09-08 | FALSE | 1997-09-08 | FALSE | Currently in Use | Regular | 10000 | Steel-Impressed Current | 1983-01-17 | Steel (Impressed Current) | Safe Suction (Euro)
NORTHWEST ELEMENTARY SCHOOL | 110 MCENTIRE CIRCLE | CHATSWORTH | Murray | 1050008 | 1 | [5 empty] | Removed from Ground | Diesel | 1 | Bare Steel | 1986-01-16 | Galvanized Steel
THE BROTHERS SHOP | 2909 HWY 76 | CHATSWORTH | Murray | 1050009 | 1 | Flapper Valve | 1995-08-18 | FALSE | 1995-08-18 | FALSE | Currently in Use | Regular | 10000 | Steel-Impressed Current | 1980-01-03 | Fiberglass Reinforced Plastic | Pressurized
THE BROTHERS SHOP | 2909 HWY 76 | CHATSWORTH | Murray | 1050009 | 2 | Flapper Valve | 1995-08-18 | FALSE | 1995-08-18 | FALSE | Currently in Use | Plus | 10000 | Steel-Impressed Current | 1980-01-03 | Fiberglass Reinforced Plastic | Pressurized
THE BROTHERS SHOP | 2909 HWY 76 | CHATSWORTH | Murray | 1050009 | 3 | Flapper Valve | 1995-08-18 | FALSE | 1995-08-18 | FALSE | Currently in Use | Premium | 10000 | Steel-Impressed Current | 1980-01-03 | Fiberglass Reinforced Plastic | Pressurized
THE BROTHERS SHOP | 2909 HWY 76 | CHATSWORTH | Murray | 1050009 | 4 | Flapper Valve | 1995-08-18 | FALSE | 1995-08-18 | FALSE | Temporarily out of use | Kerosene | 2000 | Steel-Impressed Current | 1986-01-01 | Fiberglass Reinforced Plastic | Pressurized
THE BROTHERS SHOP | 2909 HWY 76 | CHATSWORTH | Murray | 1050009 | 5 | Flapper Valve | 1995-08-18 | FALSE | 1995-08-18 | FALSE | Temporarily out of use | Diesel | 4000 | Steel-Impressed Current | 1986-01-01 | Fiberglass Reinforced Plastic | Pressurized
CIRCLE K #2723516 | 3120 HWY 52 ALT | CHATSWORTH | Murray | 1050010 | 1 |  |  | FALSE |  | FALSE | Removed from Ground |  | 10000 | Bare Steel | 1978-03-26 | Galvanized Steel | Pressurized
CIRCLE K #2723516 | 3120 HWY 52 ALT | CHATSWORTH | Murray | 1050010 | 2 |  |  | FALSE |  | FALSE | Removed from Ground |  | 10000 | Bare Steel | 1978-03-26 | Galvanized Steel | Pressurized
CIRCLE K #2723516 | 3120 HWY 52 ALT | CHATSWORTH | Murray | 1050010 | 3 |  |  | FALSE |  | FALSE | Removed from Ground |  | 10000 | Bare Steel | 1978-03-26 | Galvanized Steel | Pressurized
CIRCLE K #2723516 | 3120 HWY 52 ALT | CHATSWORTH | Murray | 1050010 | 4 | Flapper Valve | 1996-09-13 | FALSE | 1996-09-13 | FALSE | Currently in Use | Kerosene | 2000 | Galvanic (STIP-3) | 1985-03-24 | Double-Walled Flex | Pressurized
CIRCLE K #2723516 | 3120 HWY 52 ALT | CHATSWORTH | Murray | 1050010 | 5 | Ball Float | 1996-09-13 | FALSE | 1996-09-13 | FALSE | Currently in Use | Regular | 10000 | Composite | 1996-09-13 | Double-Walled Flex | Pressurized
CIRCLE K #2723516 | 3120 HWY 52 ALT | CHATSWORTH | Murray | 1050010 | 6 | Ball Float | 1996-09-13 | FALSE | 1996-09-13 | FALSE | Currently in Use | Plus | 10000 | Composite | 1996-09-13 | Double-Walled Flex | Pressurized
CIRCLE K #2723516 | 3120 HWY 52 ALT | CHATSWORTH | Murray | 1050010 | 7 | Ball Float | 1996-09-13 | FALSE | 1996-09-13 | FALSE | Currently in Use | Premium | 10000 | Composite | 1996-09-13 | Double-Walled Flex | Pressurized
ALLTEL/GTE/CHATSWORTH WAREHOUSE | 220 NORTH SECOND AVE | CHATSWORTH | Murray | 1050013 | 2 | [5 empty] | Removed from Ground | Diesel | 2000 | Bare Steel | 1994-12-28 | Not Marked
ALLTEL/GTE/CHATSWORTH WAREHOUSE | 220 NORTH SECOND AVE | CHATSWORTH | Murray | 1050013 | 379051-1 | [5 empty] | Removed from Ground | Gas (Historical Use) | 12000 | Fiberglass | 1979-03-22 | Bare Steel | Pressurized
ALADDIN MANUFACTURING CORP | DUVALL RD | CHATSWORTH | Murray | 1050014 | 1 | [5 empty] | Currently in Use | Other | 20000 | Bare Steel | 1978-04-18 | Bare Steel
ALADDIN MANUFACTURING CORP | DUVALL RD | CHATSWORTH | Murray | 1050014 | 2 | [5 empty] | Currently in Use | Other | 20000 | Bare Steel | 1978-04-18 | Bare Steel
ALADDIN MANUFACTURING CORP | DUVALL RD | CHATSWORTH | Murray | 1050014 | 3 | [5 empty] | Removed from Ground | Gas (Historical Use) | 1000 | Cathodically Protected Steel | 1976-01-01 | Galvanized Steel
ALADDIN MANUFACTURING CORP | DUVALL RD | CHATSWORTH | Murray | 1050014 | 4 | [5 empty] | Removed from Ground | Gas (Historical Use) | 1000 | Cathodically Protected Steel | 1976-01-01 | Galvanized Steel
BEAULIEU UNITED | HWY 411 NORTH | ETON | Murray | 1050015 | 1 | [5 empty] | Removed from Ground | Gas (Historical Use) | 1000 | Bare Steel | 1980-04-17 | Galvanized Steel
BEAULIEU UNITED | HWY 411 NORTH | ETON | Murray | 1050015 | 2 | [5 empty] | Removed from Ground | Gas (Historical Use) | 1000 | Bare Steel | 1980-04-17 | Galvanized Steel
BEAULIEU UNITED | HWY 411 NORTH | ETON | Murray | 1050015 | 3 | [5 empty] | Removed from Ground | Gas (Historical Use) | 2000 | Bare Steel | 1997-09-16 | Bare Steel | Suction (American)
MURRAY CO MAINT HQ (CHATSWORTH) | 515 LEONARD BRIDGE RD | CHATSWORTH | Murray | 1050016 | 1 | Flapper Valve | 1997-08-01 | FALSE | 1997-08-01 | FALSE | Currently in Use | Diesel | 1000 | Fiberglass Double Walled | 1997-08-01 | Double-Walled Fiberglass | Safe Suction (Euro)
MURRAY CO MAINT HQ (CHATSWORTH) | 515 LEONARD BRIDGE RD | CHATSWORTH | Murray | 1050016 | 2 | Flapper Valve | 1997-08-01 | FALSE | 1997-08-01 | FALSE | Currently in Use | Regular | 2500 | Fiberglass Double Walled | 1997-08-01 | Double-Walled Fiberglass | Safe Suction (Euro)
MURRAY CO MAINT HQ (CHATSWORTH) | 515 LEONARD BRIDGE RD | CHATSWORTH | Murray | 1050016 | 62102 | [5 empty] | Removed from Ground | Gas (Historical Use) | 1000 | Bare Steel | 1986-04-29 | Galvanized Steel | Safe Suction (Euro)
MURRAY CO MAINT HQ (CHATSWORTH) | 515 LEONARD BRIDGE RD | CHATSWORTH | Murray | 1050016 | 621D1 | [5 empty] | Removed from Ground | Diesel | 1000 | Bare Steel | 1953-05-07 | Galvanized Steel | Safe Suction (Euro)
MURRAY CO MAINT HQ (CHATSWORTH) | 515 LEONARD BRIDGE RD | CHATSWORTH | Murray | 1050016 | 621G1 | [5 empty] | Removed from Ground | Gas (Historical Use) | 1000 | Cathodically Protected Steel | 1987-02-01 | Galvanized Steel | Safe Suction (Euro)
ABC CONVENIENCE STORE | 24 NEW HOPE CHURCH RD | CHATSWORTH | Murray | 1050018 | 1 |  | 1999-01-05 |  | 1999-01-05 |  | Currently in Use | Gas (Historical Use) | 5000 | Steel-Impressed Current | 1976-05-03 | Steel (Impressed Current) | Suction (American)
ABC CONVENIENCE STORE | 24 NEW HOPE CHURCH RD | CHATSWORTH | Murray | 1050018 | 2 |  | 1999-01-05 |  | 1999-01-05 |  | Currently in Use | Gas (Historical Use) | 5000 | Steel-Impressed Current | 1976-05-03 | Steel (Impressed Current) | Suction (American)
GLADDEN SPRINGS SUPERETTE | RT 2 | CHATSWORTH | Murray | 1050019 | 1 | [5 empty] | Removed from Ground | Empty | 10000 | Bare Steel | 1983-04-30 | Galvanized Steel
HIWASSEE LAND COMPANY CARTERS NU | ROUTE 4 BOX 211 | CHATSWORTH | Murray | 1050021 | 1 | [5 empty] | Removed from Ground | Gas (Historical Use) | 1000 | Bare Steel | 1973-05-02 | Galvanized Steel
HIWASSEE LAND COMPANY CARTERS NU | ROUTE 4 BOX 211 | CHATSWORTH | Murray | 1050021 | 2 | [5 empty] | Removed from Ground | Diesel | 2000 | Bare Steel | 1973-05-02 | Galvanized Steel
HIWASSEE LAND COMPANY CARTERS NU | ROUTE 4 BOX 211 | CHATSWORTH | Murray | 1050021 | 3 | [5 empty] | Removed from Ground | Other | 8000 | Bare Steel | 1973-05-02 | Galvanized Steel
MAPCO EXPRESS 3611 | 6305 GA HWY 225 N RTE 1 @ NORTON BRIDGE | CRANDALL | Murray | 1050022 | 1-R | Ball Float | 1995-06-05 | FALSE | 1995-06-05 | FALSE | Currently in Use | Regular | 7896 | Steel-Impressed Current | 1985-05-08 | Steel (Impressed Current) | Pressurized
MAPCO EXPRESS 3611 | 6305 GA HWY 225 N RTE 1 @ NORTON BRIDGE | CRANDALL | Murray | 1050022 | 2-UL | Ball Float | 1995-06-05 | FALSE | 1995-06-05 | FALSE | Currently in Use | Diesel | 7896 | Steel-Impressed Current | 1985-05-08 | Steel (Impressed Current) | Pressurized
MAPCO EXPRESS 3611 | 6305 GA HWY 225 N RTE 1 @ NORTON BRIDGE | CRANDALL | Murray | 1050022 | 3-SUL | Ball Float | 1995-06-05 | FALSE | 1995-06-05 | FALSE | Currently in Use | Premium | 5000 | Steel-Impressed Current | 1985-05-08 | Steel (Impressed Current) | Pressurized
MAPCO EXPRESS 3611 | 6305 GA HWY 225 N RTE 1 @ NORTON BRIDGE | CRANDALL | Murray | 1050022 | 4-K | Ball Float | 1995-06-05 | FALSE | 1995-06-05 | FALSE | Currently in Use | Biodiesel | 2005 | Steel-Impressed Current | 1992-09-30 | Steel (Impressed Current) | Pressurized
CHATSWORTH FOOD & TOBACCO | 318 S 3RD AVE | CHATSWORTH | Murray | 1050023 | 1 | [5 empty] | Removed from Ground | Gas (Historical Use) | 8000 | Bare Steel | 1972-05-11 | Galvanized Steel
CHATSWORTH FOOD & TOBACCO | 318 S 3RD AVE | CHATSWORTH | Murray | 1050023 | 2 | [5 empty] | Removed from Ground | Gas (Historical Use) | 8000 | Bare Steel | 1972-05-11 | Galvanized Steel
CHATSWORTH FOOD & TOBACCO | 318 S 3RD AVE | CHATSWORTH | Murray | 1050023 | 3A | Ball Float | 1993-02-08 | FALSE | 1993-02-08 | FALSE | Currently in Use | Regular | 7961 | Composite | 1993-01-15 | Fiberglass Reinforced Plastic | Pressurized
CHATSWORTH FOOD & TOBACCO | 318 S 3RD AVE | CHATSWORTH | Murray | 1050023 | 3B | Ball Float | 1993-02-08 | FALSE | 1993-02-08 | FALSE | Currently in Use | Premium | 4137 | Composite | 1992-01-15 | Fiberglass Reinforced Plastic | Pressurized
FAVORITE MARKET #6 | US HWY 411 NORTH | CHATSWORTH | Murray | 1050025 | R | [5 empty] | Removed from Ground | Gas (Historical Use) | 10000 | Bare Steel | 1980-05-09 | Galvanized Steel | Pressurized
FAVORITE MARKET #6 | US HWY 411 NORTH | CHATSWORTH | Murray | 1050025 | U | [5 empty] | Removed from Ground | Gas (Historical Use) | 10000 | Bare Steel | 1980-05-09 | Galvanized Steel | Pressurized
EARLS EXXON (KEVIN DEFOOR) | US HWY 411 | CISCO | Murray | 1050026 | 1 | [5 empty] | Removed from Ground | Gas (Historical Use) | 1000 | Bare Steel | 1971-05-12 | Galvanized Steel
EARLS EXXON (KEVIN DEFOOR) | US HWY 411 | CISCO | Murray | 1050026 | 2 | [5 empty] | Removed from Ground | Gas (Historical Use) | 1000 | Bare Steel | 1971-05-12 | Galvanized Steel
EARLS EXXON (KEVIN DEFOOR) | US HWY 411 | CISCO | Murray | 1050026 | 3 | [5 empty] | Removed from Ground | Gas (Historical Use) | 1000 | Bare Steel | 1971-05-12 | Galvanized Steel
JIMS SERVICE STATION & MUFFLER S | 106 THIRD AVE | CHATSWORTH | Murray | 1050028 | 1 | [5 empty] | Removed from Ground | Gas (Historical Use) | 5000 | Bare Steel | 1955-05-16 | Galvanized Steel
JIMS SERVICE STATION & MUFFLER S | 106 THIRD AVE | CHATSWORTH | Murray | 1050028 | 10 |  | 1998-10-05 |  | 1987-10-02 |  | Removed from Ground | Diesel | 1000 | Steel-Impressed Current | 1987-10-01 | Steel (Impressed Current) | Safe Suction (Euro)
JIMS SERVICE STATION & MUFFLER S | 106 THIRD AVE | CHATSWORTH | Murray | 1050028 | 2 | [5 empty] | Removed from Ground | Gas (Historical Use) | 1000 | Bare Steel | 1955-05-16 | Galvanized Steel
JIMS SERVICE STATION & MUFFLER S | 106 THIRD AVE | CHATSWORTH | Murray | 1050028 | 3 | [5 empty] | Removed from Ground | Gas (Historical Use) | 5000 | Bare Steel | 1955-05-16 | Galvanized Steel
JIMS SERVICE STATION & MUFFLER S | 106 THIRD AVE | CHATSWORTH | Murray | 1050028 | 4 | [5 empty] | Removed from Ground | Gas (Historical Use) | 5000 | Bare Steel | 1955-05-16 | Galvanized Steel
JIMS SERVICE STATION & MUFFLER S | 106 THIRD AVE | CHATSWORTH | Murray | 1050028 | 5 | [5 empty] | Removed from Ground | Diesel | 550 | Bare Steel | 1955-05-16 | Galvanized Steel
JIMS SERVICE STATION & MUFFLER S | 106 THIRD AVE | CHATSWORTH | Murray | 1050028 | 6 |  |  | TRUE |  | TRUE | Removed from Ground | Used Oil | 500 | Bare Steel | 1955-05-16 | Galvanized Steel
JIMS SERVICE STATION & MUFFLER S | 106 THIRD AVE | CHATSWORTH | Murray | 1050028 | 7 |  | 1998-10-05 |  | 1987-10-02 |  | Removed from Ground | Gas (Historical Use) | 5000 | Steel-Impressed Current | 1987-10-02 | Steel (Impressed Current) | Safe Suction (Euro)
JIMS SERVICE STATION & MUFFLER S | 106 THIRD AVE | CHATSWORTH | Murray | 1050028 | 8 |  | 1998-10-05 |  | 1987-10-02 |  | Removed from Ground | Gas (Historical Use) | 5000 | Steel-Impressed Current | 1987-10-02 | Steel (Impressed Current) | Safe Suction (Euro)
JIMS SERVICE STATION & MUFFLER S | 106 THIRD AVE | CHATSWORTH | Murray | 1050028 | 9 |  | 1998-10-05 |  | 1987-10-02 |  | Removed from Ground | Gas (Historical Use) | 5000 | Steel-Impressed Current | 1987-10-02 | Steel (Impressed Current) | Safe Suction (Euro)
KWIK STOP #2 | 905 HWY 52 | CHATSWORTH | Murray | 1050032 | 1 | [5 empty] | Removed from Ground | Gas (Historical Use) | 5000 | Bare Steel | 1984-05-08 | Galvanized Steel
KWIK STOP #2 | 905 HWY 52 | CHATSWORTH | Murray | 1050032 | 2 | [5 empty] | Removed from Ground | Gas (Historical Use) | 1000 | Bare Steel | 1986-05-08 | Galvanized Steel
KWIK STOP #2 | 905 HWY 52 | CHATSWORTH | Murray | 1050032 | 3 | [5 empty] | Removed from Ground | Gas (Historical Use) | 1000 | Bare Steel | 1986-05-08 | Galvanized Steel
KWIK STOP #2 | 905 HWY 52 | CHATSWORTH | Murray | 1050032 | 4 | Ball Float | 1990-11-01 | FALSE | 1990-11-01 | FALSE | Currently in Use | Regular | 6000 | Galvanic (STIP-3) | 1990-11-01 | Fiberglass Reinforced Plastic | Pressurized
KWIK STOP #2 | 905 HWY 52 | CHATSWORTH | Murray | 1050032 | 5 | Ball Float | 1990-11-01 | FALSE | 1990-11-01 | FALSE | Currently in Use | Regular | 6000 | Galvanic (STIP-3) | 1990-11-01 | Fiberglass Reinforced Plastic | Pressurized
KWIK STOP #2 | 905 HWY 52 | CHATSWORTH | Murray | 1050032 | 6 | Flapper Valve | 1990-11-01 | FALSE | 1990-11-01 | FALSE | Currently in Use | Kerosene | 1000 | Galvanic (STIP-3) | 1990-11-01 | Fiberglass Reinforced Plastic | Safe Suction (Euro)
KWIK STOP #2 | 905 HWY 52 | CHATSWORTH | Murray | 1050032 | 7 | Flapper Valve | 1990-11-01 | FALSE | 1990-11-01 | FALSE | Currently in Use | Diesel | 1000 | Galvanic (STIP-3) | 1990-11-01 | Fiberglass Reinforced Plastic | Safe Suction (Euro)
KWIK STOP #2 | 905 HWY 52 | CHATSWORTH | Murray | 1050032 | 8 |  | 1990-11-01 |  | 1990-11-01 |  | Removed from Ground | Gas (Historical Use) | 5000 | Galvanic (STIP-3) | 1990-11-01 | Fiberglass Reinforced Plastic | Suction (American)
KWIK STOP #2 | 905 HWY 52 | CHATSWORTH | Murray | 1050032 | 9 | Ball Float | 2002-01-10 | FALSE | 2002-01-10 | FALSE | Currently in Use | Regular | 6000 | Galvanic (STIP-3) | 2002-01-10 | Fiberglass Reinforced Plastic | Pressurized
TATE'S #2 | HWY 411 | CHATSWORTH | Murray | 1050033 | 1 |  |  |  | 1993-06-01 |  | Removed from Ground | Gas (Historical Use) | 3000 | Bare Steel | 1986-05-08 | Galvanized Steel | Suction (American)
TATE'S #2 | HWY 411 | CHATSWORTH | Murray | 1050033 | 2 |  |  |  | 1993-06-01 |  | Removed from Ground | Gas (Historical Use) | 3000 | Bare Steel | 1986-05-08 | Galvanized Steel | Suction (American)
TATE'S #2 | HWY 411 | CHATSWORTH | Murray | 1050033 | 3 | [5 empty] | Removed from Ground | Diesel | 500 | Bare Steel | 1986-05-08 | Galvanized Steel | Suction (American)
TATE'S #2 | HWY 411 | CHATSWORTH | Murray | 1050033 | 4 |  |  | TRUE |  | TRUE | Removed from Ground | Used Oil | 500 | Bare Steel | 1986-05-08 | Galvanized Steel
CHATSWORTH | FORT MOUNTAIN OFF HWY GA 52 | CHATSWORTH | Murray | 1050034 | 1 | [5 empty] | Removed from Ground | Kerosene | 2000 | Bare Steel | 1957-01-01 | Copper | Suction (American)
CHATSWORTH | FORT MOUNTAIN OFF HWY GA 52 | CHATSWORTH | Murray | 1050034 | 2 | [5 empty] | Removed from Ground | Kerosene | 560 | Bare Steel | 1957-01-01 | Copper | Suction (American)
COLVARDS GROCERY | HWY 225 | CRANDALL | Murray | 1050037 | 1 | [5 empty] | Closed in Ground | Gas (Historical Use) | 560 | Bare Steel | 1986-05-08 | Galvanized Steel
CHATSWORTH CHEVRON | FORT ST & THIRD AVE | CHATSWORTH | Murray | 1050038 | 1 | [5 empty] | Removed from Ground | Gas (Historical Use) | 3000 | Bare Steel | 1978-05-10 | Galvanized Steel
CHATSWORTH CHEVRON | FORT ST & THIRD AVE | CHATSWORTH | Murray | 1050038 | 2 | [5 empty] | Removed from Ground | Gas (Historical Use) | 3000 | Bare Steel | 1978-05-10 | Galvanized Steel
CHATSWORTH CHEVRON | FORT ST & THIRD AVE | CHATSWORTH | Murray | 1050038 | 3 | [5 empty] | Removed from Ground | Gas (Historical Use) | 2000 | Bare Steel | 1983-05-09 | Galvanized Steel
CENTER HILL GROCERY | HWY 225 | CHATSWORTH | Murray | 1050039 | 1 | [5 empty] | Removed from Ground | Gas (Historical Use) | 4000 | Bare Steel | 1976-05-10 | Galvanized Steel | Safe Suction (Euro)
CENTER HILL GROCERY | HWY 225 | CHATSWORTH | Murray | 1050039 | 2 |  | 1996-05-10 |  | 1996-05-10 |  | Removed from Ground | Gas (Historical Use) | 2000 | Cathodically Protected Steel | 1996-05-10 | Galvanized Steel | Safe Suction (Euro)
CENTER HILL GROCERY | HWY 225 | CHATSWORTH | Murray | 1050039 | 3 | [5 empty] | Removed from Ground | Diesel | 1000 | Bare Steel | 1976-05-10 | Galvanized Steel
STOVERS MUFFLER SHOP | HWY 51 & HWY 225 | CHATSWORTH | Murray | 1050040 | 1 | [5 empty] | Removed from Ground | Gas (Historical Use) | 1000 | Bare Steel | 1986-05-08 | Galvanized Steel
STOVERS MUFFLER SHOP | HWY 51 & HWY 225 | CHATSWORTH | Murray | 1050040 | 2 | [5 empty] | Removed from Ground | Gas (Historical Use) | 1000 | Bare Steel | 1986-05-08 | Galvanized Steel
STOVERS MUFFLER SHOP | HWY 51 & HWY 225 | CHATSWORTH | Murray | 1050040 | 3 | [5 empty] | Removed from Ground | Gas (Historical Use) | 1000 | Bare Steel | 1986-05-08 | Galvanized Steel
SUTTON BROS LUMBER | 574 TENNGA RD | TENNGA | Murray | 1050041 | 1 | [5 empty] | Removed from Ground | Diesel | 1000 | Bare Steel | 1975-05-11 | Galvanized Steel
SUTTON BROS LUMBER | 574 TENNGA RD | TENNGA | Murray | 1050041 | 2 | [5 empty] | Removed from Ground | Gas (Historical Use) | 1000 | Bare Steel | 1975-05-11 | Galvanized Steel
SUTTON BROS LUMBER | 574 TENNGA RD | TENNGA | Murray | 1050041 | 3 | [5 empty] | Removed from Ground | Gas (Historical Use) | 3000 | Cathodically Protected Steel | 1987-05-21 | Galvanized Steel | Suction (American)
MURRAY COUNTY PUBLIC WORKS | 684 HWY 52 E | CHATSWORTH | Murray | 1050043 | 1 | Overfill Alarm | 1998-07-23 | FALSE | 1998-07-23 | FALSE | Currently in Use | Diesel | 10000 | Epoxy | 1993-07-25 | Fiberglass Reinforced Plastic | Safe Suction (Euro)
MURRAY COUNTY PUBLIC WORKS | 684 HWY 52 E | CHATSWORTH | Murray | 1050043 | 2 | Overfill Alarm | 1998-07-23 | FALSE | 1998-07-23 | FALSE | Currently in Use | Regular | 10000 | Epoxy | 1993-07-25 | Fiberglass Reinforced Plastic | Safe Suction (Euro)
ETON | LOWY DR | CHATSWORTH | Murray | 1050044 | 185-1 | [5 empty] | Removed from Ground | Diesel | 1 | Bare Steel | 1984-05-08 | Unknown
ETON | LOWY DR | CHATSWORTH | Murray | 1050044 | 185-2 | [5 empty] | Removed from Ground | Other | 1 | Bare Steel | 1984-05-08 | Galvanized Steel
ETON | LOWY DR | CHATSWORTH | Murray | 1050044 | 185-3 |  |  | TRUE |  | TRUE | Removed from Ground | Used Oil | 1 | Bare Steel | 1984-05-08 | Unknown
CHATSWORTH TUFTING MACHINERY | 37 SOUTH STREET | CHATSWORTH | Murray | 1050045 | 1 | [5 empty] | Removed from Ground | Gas (Historical Use) | 0 | Bare Steel | 1983-05-09 | Galvanized Steel
TEMPLE GROCERY STORE | 2915 HALLS CHAPEL RD AT TEMPLE G | CRANDALL | Murray | 1050046 | 1 | [5 empty] | Removed from Ground | Diesel | 1000 | Bare Steel | 1982-05-09 | Galvanized Steel | Safe Suction (Euro)
TEMPLE GROCERY STORE | 2915 HALLS CHAPEL RD AT TEMPLE G | CRANDALL | Murray | 1050046 | 2 | [5 empty] | Removed from Ground | Gas (Historical Use) | 2000 | Bare Steel | 1979-05-10 | Galvanized Steel | Pressurized
TEMPLE GROCERY STORE | 2915 HALLS CHAPEL RD AT TEMPLE G | CRANDALL | Murray | 1050046 | 3 | [5 empty] | Removed from Ground | Diesel | 3000 | Bare Steel | 1979-05-10 | Galvanized Steel | Safe Suction (Euro)
TEMPLE GROCERY STORE | 2915 HALLS CHAPEL RD AT TEMPLE G | CRANDALL | Murray | 1050046 | 4 | [5 empty] | Removed from Ground | Gas (Historical Use) | 3000 | Bare Steel | 1983-05-09 | Galvanized Steel | Safe Suction (Euro)
TEMPLE GROCERY STORE | 2915 HALLS CHAPEL RD AT TEMPLE G | CRANDALL | Murray | 1050046 | 5 | [5 empty] | Removed from Ground | Gas (Historical Use) | 6000 | Cathodically Protected Steel | 1985-05-08 | Galvanized Steel | Safe Suction (Euro)
TEMPLE GROCERY STORE | 2915 HALLS CHAPEL RD AT TEMPLE G | CRANDALL | Murray | 1050046 | 6 | [5 empty] | Removed from Ground | Kerosene | 1000 | Bare Steel | 1984-01-01 | Galvanized Steel | Safe Suction (Euro)
TEMPLE GROCERY STORE | 2915 HALLS CHAPEL RD AT TEMPLE G | CRANDALL | Murray | 1050046 | 7 | Ball Float | 1999-03-23 | FALSE | 1999-03-23 | FALSE | Currently in Use | Regular | 6000 | Epoxy | 1999-03-23 | Fiberglass Reinforced Plastic | Pressurized
TEMPLE GROCERY STORE | 2915 HALLS CHAPEL RD AT TEMPLE G | CRANDALL | Murray | 1050046 | 8 | Ball Float | 1999-03-23 | FALSE | 1999-03-23 | FALSE | Currently in Use | Plus | 6000 | Epoxy | 1999-03-23 | Fiberglass Reinforced Plastic | Pressurized
TEMPLE GROCERY STORE | 2915 HALLS CHAPEL RD AT TEMPLE G | CRANDALL | Murray | 1050046 | 9A | Ball Float | 1999-03-23 | FALSE | 1999-03-23 | FALSE | Currently in Use | Diesel | 3000 | Epoxy | 1999-03-23 | Fiberglass Reinforced Plastic | Pressurized
TEMPLE GROCERY STORE | 2915 HALLS CHAPEL RD AT TEMPLE G | CRANDALL | Murray | 1050046 | 9B | Ball Float | 1999-03-23 | FALSE | 1999-03-23 | FALSE | Currently in Use | Kerosene | 3000 | Epoxy | 1999-03-23 | Fiberglass Reinforced Plastic | Pressurized
FLOYD PIKE ELECT CONTR INC | US HWY 411 NORTH | ETON | Murray | 1050048 | 1 | [5 empty] | Removed from Ground | Diesel | 10000 | Fiberglass | 1985-05-08 | Galvanized Steel
FLOYD PIKE ELECT CONTR INC | US HWY 411 NORTH | ETON | Murray | 1050048 | 2 |  |  | TRUE |  | TRUE | Removed from Ground | Used Oil | 500 | Bare Steel | 1978-05-10 | Bare Steel
GALAXY HEAT SET DIV | DUVALL RD | CHATSWORTH | Murray | 1050049 | 1 | [5 empty] | Removed from Ground | Diesel | 10000 | Bare Steel | 1977-01-03 | Bare Steel
FAVORITE MARKET #11 |  | ETON | Murray | 1050050 | R | [5 empty] | Removed from Ground | Gas (Historical Use) | 8000 | Bare Steel | 1973-01-04 | Galvanized Steel
FAVORITE MARKET #11 |  | ETON | Murray | 1050050 | UL | [5 empty] | Removed from Ground | Gas (Historical Use) | 8000 | Bare Steel | 1973-01-04 | Galvanized Steel
ARNOLDS #2 | US HWY 411 NORTH | CHATSWORTH | Murray | 1050052 | 1 |  |  | FALSE |  | FALSE | Removed from Ground | Gas (Historical Use) | 6000 | Bare Steel | 1958-05-15 | Galvanized Steel
ARNOLDS #2 | US HWY 411 NORTH | CHATSWORTH | Murray | 1050052 | 10 |  | 1991-08-01 |  | 1991-08-01 |  | Removed from Ground | Gas (Historical Use) | 6000 | Composite | 1991-01-01 | Fiberglass Reinforced Plastic | Suction (American)
ARNOLDS #2 | US HWY 411 NORTH | CHATSWORTH | Murray | 1050052 | 2 |  |  | FALSE |  | FALSE | Removed from Ground | Gas (Historical Use) | 0 | Bare Steel | 1956-05-15 | Galvanized Steel
ARNOLDS #2 | US HWY 411 NORTH | CHATSWORTH | Murray | 1050052 | 3 | [5 empty] | Removed from Ground | Gas (Historical Use) | 6000 | Bare Steel | 1966-05-13 | Galvanized Steel
ARNOLDS #2 | US HWY 411 NORTH | CHATSWORTH | Murray | 1050052 | 4 | [5 empty] | Removed from Ground | Diesel | 1000 | Bare Steel | 1975-05-11 | Galvanized Steel
ARNOLDS #2 | US HWY 411 NORTH | CHATSWORTH | Murray | 1050052 | 5 | [5 empty] | Removed from Ground | Diesel | 4000 | Bare Steel | 1979-05-10 | Galvanized Steel
ARNOLDS #2 | US HWY 411 NORTH | CHATSWORTH | Murray | 1050052 | 6 | [5 empty] | Removed from Ground | Diesel | 4000 | Bare Steel | 1983-05-09 | Galvanized Steel
ARNOLDS #2 | US HWY 411 NORTH | CHATSWORTH | Murray | 1050052 | 7 | [5 empty] | Removed from Ground | Gas (Historical Use) | 3000 | Bare Steel | 1998-08-31 | Bare Steel | Suction (American)
ARNOLDS #2 | US HWY 411 NORTH | CHATSWORTH | Murray | 1050052 | 8 |  | 1991-08-01 |  | 1991-08-01 |  | Removed from Ground | Gas (Historical Use) | 6000 | Composite | 1991-01-01 | Fiberglass Reinforced Plastic | Suction (American)
ARNOLDS #2 | US HWY 411 NORTH | CHATSWORTH | Murray | 1050052 | 9 |  | 1991-08-01 |  | 1991-08-01 |  | Removed from Ground | Gas (Historical Use) | 6000 | Composite | 1991-01-01 | Fiberglass Reinforced Plastic | Suction (American)
ARNOLDS SERV STA | US HWY 411 SOUTH P O BOX 241 | CHATSWORTH | Murray | 1050053 | 1 | [5 empty] | Removed from Ground | Gas (Historical Use) | 1 | Bare Steel | 1958-05-15 | Galvanized Steel
ARNOLDS SERV STA | US HWY 411 SOUTH P O BOX 241 | CHATSWORTH | Murray | 1050053 | 2 | [5 empty] | Removed from Ground | Gas (Historical Use) | 1 | Bare Steel | 1958-05-15 | Galvanized Steel
ARNOLDS SERV STA | US HWY 411 SOUTH P O BOX 241 | CHATSWORTH | Murray | 1050053 | 3 | [5 empty] | Removed from Ground | Gas (Historical Use) | 1 | Bare Steel | 1958-05-15 | Galvanized Steel
ARNOLDS SERV STA | US HWY 411 SOUTH P O BOX 241 | CHATSWORTH | Murray | 1050053 | 4 | [5 empty] | Removed from Ground | Gas (Historical Use) | 1 | Bare Steel | 1958-05-15 | Galvanized Steel
C D GOSWICK GROCERY | GA HWY 286 | CHATSWORTH | Murray | 1050054 | 1 | [5 empty] | Removed from Ground | Gas (Historical Use) | 1000 | Bare Steel | 1966-05-18 | Galvanized Steel
C D GOSWICK GROCERY | GA HWY 286 | CHATSWORTH | Murray | 1050054 | 2 | [5 empty] | Removed from Ground | Gas (Historical Use) | 550 | Bare Steel | 1966-05-18 | Galvanized Steel
H&K SUPERETTE | US HWY 76 | CHATSWORTH | Murray | 1050055 | 1 | [5 empty] | Removed from Ground | Empty | 1000 | Bare Steel | 1974-05-16 | Galvanized Steel
H&K SUPERETTE | US HWY 76 | CHATSWORTH | Murray | 1050055 | 2 | [5 empty] | Removed from Ground | Empty | 1000 | Bare Steel | 1974-05-16 | Galvanized Steel
H&K SUPERETTE | US HWY 76 | CHATSWORTH | Murray | 1050055 | 3 | [5 empty] | Removed from Ground | Empty | 1000 | Bare Steel | 1974-05-16 | Galvanized Steel
MAPCO EXPRESS 3610 | 1010 NORTH THIRD AVE | CHATSWORTH | Murray | 1050057 | 1 | Ball Float | 1996-01-08 | FALSE | 1996-01-08 | FALSE | Currently in Use | Regular | 10000 | Steel-Impressed Current | 1986-06-19 | Steel (Impressed Current) | Pressurized
MAPCO EXPRESS 3610 | 1010 NORTH THIRD AVE | CHATSWORTH | Murray | 1050057 | 2 | Ball Float | 1996-01-08 | FALSE | 1996-01-08 | FALSE | Currently in Use | Plus | 10000 | Steel-Impressed Current | 1986-06-19 | Steel (Impressed Current) | Pressurized
MAPCO EXPRESS 3610 | 1010 NORTH THIRD AVE | CHATSWORTH | Murray | 1050057 | 3 | Ball Float | 1996-01-08 | FALSE | 1996-01-08 | FALSE | Currently in Use | Premium | 10000 | Steel-Impressed Current | 1986-06-19 | Steel (Impressed Current) | Pressurized
MAPCO EXPRESS 3610 | 1010 NORTH THIRD AVE | CHATSWORTH | Murray | 1050057 | 4 | Flapper Valve | 1996-01-08 | FALSE | 1996-01-08 | FALSE | Currently in Use | Kerosene | 2000 | Steel-Impressed Current | 1986-06-19 | Steel (Impressed Current) | Pressurized
MAPCO EXPRESS 3628 | 3405 US HWY 411 @ GA HWY 286 | ETON | Murray | 1050058 | 1 | Ball Float | 1994-05-26 | FALSE | 1994-05-26 | FALSE | Currently in Use | Regular | 10000 | Steel-Impressed Current | 1986-06-19 | Steel (Impressed Current) | Pressurized
MAPCO EXPRESS 3628 | 3405 US HWY 411 @ GA HWY 286 | ETON | Murray | 1050058 | 2 | Ball Float | 1994-05-26 | FALSE | 1994-05-26 | FALSE | Currently in Use | Plus | 10000 | Steel-Impressed Current | 1986-06-19 | Steel (Impressed Current) | Pressurized
MAPCO EXPRESS 3628 | 3405 US HWY 411 @ GA HWY 286 | ETON | Murray | 1050058 | 3 | Ball Float | 1994-05-26 | FALSE | 1994-05-26 | FALSE | Currently in Use | Premium | 10000 | Steel-Impressed Current | 1986-06-19 | Steel (Impressed Current) | Pressurized
MAPCO EXPRESS 3628 | 3405 US HWY 411 @ GA HWY 286 | ETON | Murray | 1050058 | 4 | Flapper Valve | 1994-05-26 | FALSE | 1994-05-26 | FALSE | Temporarily out of use | Kerosene | 2000 | Steel-Impressed Current | 1986-06-19 | Steel (Impressed Current) | Pressurized
GLADDEN SPRINGS SUPERETTE | RT 2 | CHATSWORTH | Murray | 1050060 | 1 | [5 empty] | Removed from Ground | Empty | 4000 | Bare Steel | 1981-05-22 | Galvanized Steel
GLADDEN SPRINGS SUPERETTE | RT 2 | CHATSWORTH | Murray | 1050060 | 2 | [5 empty] | Removed from Ground | Empty | 4000 | Bare Steel | 1981-05-22 | Galvanized Steel
BEAULIEU CARPETS | GA HWY 225 SOUTH/SPRINGS PLACE | CHATSWORTH | Murray | 1050061 | 1 | [5 empty] | Removed from Ground | Gas (Historical Use) | 1000 | Bare Steel | 1975-01-01 | Galvanized Steel | Pressurized
AST GROUP USA INC DBA COUNTRY CORNER | 5339 HWY 411 SOUTH | CHATSWORTH | Murray | 1050062 | 3101 | Flapper Valve | 1987-01-01 |  | 1998-11-01 |  | Currently in Use | Gas (Historical Use) | 10000 | Fiberglass | 1987-01-01 | Fiberglass Reinforced Plastic | Pressurized
AST GROUP USA INC DBA COUNTRY CORNER | 5339 HWY 411 SOUTH | CHATSWORTH | Murray | 1050062 | 3102 | Flapper Valve | 1987-01-01 |  | 1998-11-01 |  | Currently in Use | Gas (Historical Use) | 10000 | Fiberglass | 1987-01-01 | Fiberglass Reinforced Plastic | Pressurized
AST GROUP USA INC DBA COUNTRY CORNER | 5339 HWY 411 SOUTH | CHATSWORTH | Murray | 1050062 | 3103 | Flapper Valve | 1987-01-01 |  | 1998-11-01 |  | Currently in Use | Gas (Historical Use) | 8000 | Fiberglass | 1987-01-01 | Fiberglass Reinforced Plastic | Pressurized
AST GROUP USA INC DBA COUNTRY CORNER | 5339 HWY 411 SOUTH | CHATSWORTH | Murray | 1050062 | 3104 | Flapper Valve | 1987-01-01 |  | 1998-11-01 |  | Currently in Use | Diesel | 10000 | Fiberglass | 1987-01-01 | Fiberglass Reinforced Plastic | Pressurized
AST GROUP USA INC DBA COUNTRY CORNER | 5339 HWY 411 SOUTH | CHATSWORTH | Murray | 1050062 | 3105 | Flapper Valve | 1987-01-01 |  | 1998-11-01 |  | Currently in Use | Kerosene | 2000 | Fiberglass | 1987-01-01 | Fiberglass Reinforced Plastic | Pressurized
GA0104 | 102 S 3RD ST | CHATSWORTH | Murray | 1050064 | 1 | Flapper Valve | 1998-01-01 | FALSE | 1998-01-01 | FALSE | Currently in Use | Premium | 10000 | Steel-Impressed Current | 1979-01-03 | Steel (Impressed Current) | Pressurized
GA0104 | 102 S 3RD ST | CHATSWORTH | Murray | 1050064 | 2 | Flapper Valve | 1998-01-01 | FALSE | 1998-01-01 | FALSE | Currently in Use | Regular | 10000 | Steel-Impressed Current | 1979-01-03 | Steel (Impressed Current) | Pressurized
GA0104 | 102 S 3RD ST | CHATSWORTH | Murray | 1050064 | 3 | Flapper Valve | 1998-01-01 | FALSE | 1998-01-01 | FALSE | Currently in Use | Plus | 10000 | Steel-Impressed Current | 1979-01-03 | Steel (Impressed Current) | Pressurized
GA0104 | 102 S 3RD ST | CHATSWORTH | Murray | 1050064 | 4 | Flapper Valve | 1998-01-01 | FALSE | 1998-01-01 | FALSE | Currently in Use | Kerosene | 2000 | Steel-Impressed Current | 1986-01-01 | Fiberglass Reinforced Plastic | Pressurized
A 1 Food Mart | 1317 HWY 76 | CHATSWORTH | Murray | 1052000 | 3801 | Ball Float | 1987-11-01 | FALSE | 1998-10-01 | FALSE | Currently in Use | Regular | 10000 | Galvanic (STIP-3) | 1987-11-04 | Fiberglass Reinforced Plastic | Pressurized
A 1 Food Mart | 1317 HWY 76 | CHATSWORTH | Murray | 1052000 | 3802 | Ball Float | 1987-11-01 | FALSE | 1998-10-01 | FALSE | Currently in Use | Regular | 10000 | Galvanic (STIP-3) | 1987-11-04 | Fiberglass Reinforced Plastic | Pressurized
A 1 Food Mart | 1317 HWY 76 | CHATSWORTH | Murray | 1052000 | 3803 | Ball Float | 1987-11-01 | FALSE | 1998-10-01 | FALSE | Currently in Use | Premium | 8000 | Galvanic (STIP-3) | 1987-11-04 | Fiberglass Reinforced Plastic | Pressurized
SEARS #1145 | 3012 MACON RD | COLUMBUS | Muscogee | 1060005 | 1 | [5 empty] | Removed from Ground | Gas (Historical Use) | 10000 | Bare Steel | 1982-05-08 | Galvanized Steel
SEARS #1145 | 3012 MACON RD | COLUMBUS | Muscogee | 1060005 | 2 | [5 empty] | Removed from Ground | Gas (Historical Use) | 10000 | Bare Steel | 1982-05-08 | Galvanized Steel
SEARS #1145 | 3012 MACON RD | COLUMBUS | Muscogee | 1060005 | 4 |  |  | TRUE |  | TRUE | Removed from Ground | Used Oil | 500 | Marked Unknown | 1968-01-01 | Unknown
COLUMBUS MILLS | 4600 RIVER RD | COLUMBUS | Muscogee | 1060007 | 1 | [5 empty] | Removed from Ground | Gas (Historical Use) | 5000 | Bare Steel | 1966-05-13 | Unknown
COLUMBUS MILLS | 4600 RIVER RD | COLUMBUS | Muscogee | 1060007 | 2 | [5 empty] | Removed from Ground | Diesel | 1000 | Bare Steel | 1971-05-12 | Unknown
COLUMBUS MILLS | 4600 RIVER RD | COLUMBUS | Muscogee | 1060007 | 3 | [5 empty] | Removed from Ground | Diesel | 2000 | Bare Steel | 1971-05-12 | Unknown
COLUMBUS MILLS | 4600 RIVER RD | COLUMBUS | Muscogee | 1060007 | 4 |  | 1999-02-08 |  | 1999-02-08 |  | Removed from Ground | Diesel | 10000 | Cathodically Protected Steel | 1990-12-01 | Double Walled | Suction (American)
MORNINGSIDE TEXACO | 4545 WARM SPRINGS RD | COLUMBUS | Muscogee | 1060008 | 1 | [5 empty] | Removed from Ground | Gas (Historical Use) | 2000 | Bare Steel | 1956-05-15 | Galvanized Steel
MORNINGSIDE TEXACO | 4545 WARM SPRINGS RD | COLUMBUS | Muscogee | 1060008 | 2 | [5 empty] | Removed from Ground | Gas (Historical Use) | 3000 | Bare Steel | 1956-05-15 | Galvanized Steel
MORNINGSIDE TEXACO | 4545 WARM SPRINGS RD | COLUMBUS | Muscogee | 1060008 | 3 | [5 empty] | Removed from Ground | Gas (Historical Use) | 4000 | Bare Steel | 1956-05-15 | Galvanized Steel
MORNINGSIDE TEXACO | 4545 WARM SPRINGS RD | COLUMBUS | Muscogee | 1060008 | 4 | [5 empty] | Removed from Ground | Diesel | 3000 | Bare Steel | 1973-05-11 | Galvanized Steel
MORNINGSIDE TEXACO | 4545 WARM SPRINGS RD | COLUMBUS | Muscogee | 1060008 | 5 |  |  | TRUE |  | TRUE | Removed from Ground | Used Oil | 560 | Bare Steel | 1992-11-09 | Not Marked | Gravity Fed
BST/BAKER VILLAGE CO R3204 | 1104 BENNING DR | COLUMBUS | Muscogee | 106001 | 1 | [5 empty] | Removed from Ground | Diesel | 1000 | Bare Steel | 1980-01-03 | Copper | Suction (American)
METROPOLITAN TRACTOR CO/METRAC | 2400 VICTORY DR | COLUMBUS | Muscogee | 1060010 | 1 | [5 empty] | Removed from Ground | Gas (Historical Use) | 1000 | Marked Unknown | 1993-02-11 | Not Marked
METROPOLITAN TRACTOR CO/METRAC | 2400 VICTORY DR | COLUMBUS | Muscogee | 1060010 | 2 | [5 empty] | Removed from Ground | Diesel | 1000 | Marked Unknown | 1993-02-11 | Not Marked
JAY & GENES CPD INC | 1800 BOX RD | COLUMBUS | Muscogee | 1060011 | 1 |  |  | TRUE |  | TRUE | Removed from Ground | Used Oil | 500 | Bare Steel | 1979-01-03 | Bare Steel
BILL HEARD CHEVROLET CO | 3615 NORTH MANCHESTER EXWY | COLUMBUS | Muscogee | 1060012 | 1 | [5 empty] | Removed from Ground | Gas (Historical Use) | 10000 | Bare Steel | 1975-05-11 | Unknown
BILL HEARD CHEVROLET CO | 3615 NORTH MANCHESTER EXWY | COLUMBUS | Muscogee | 1060012 | 2 | [5 empty] | Removed from Ground | Gas (Historical Use) | 10000 | Bare Steel | 1975-05-11 | Unknown
BILL HEARD CHEVROLET CO | 3615 NORTH MANCHESTER EXWY | COLUMBUS | Muscogee | 1060012 | 3 |  |  | TRUE |  | TRUE | Removed from Ground | Used Oil | 2000 | Bare Steel | 1975-05-11 | Unknown
BILL HEARD CHEVROLET CO | 3615 NORTH MANCHESTER EXWY | COLUMBUS | Muscogee | 1060012 | 4 |  |  | TRUE |  | TRUE | Removed from Ground | Used Oil | 2000 | Bare Steel | 1975-05-11 | Unknown
BILL HEARD CHEVROLET CO | 3615 NORTH MANCHESTER EXWY | COLUMBUS | Muscogee | 1060012 | 5 | [5 empty] | Removed from Ground | Other | 2000 | Bare Steel | 1975-05-11 | Unknown
BILL HEARD CHEVROLET CO | 3615 NORTH MANCHESTER EXWY | COLUMBUS | Muscogee | 1060012 | 6 | [5 empty] | Removed from Ground | Other | 2000 | Bare Steel | 1975-05-11 | Unknown
BILL HEARD CHEVROLET CO | 3615 NORTH MANCHESTER EXWY | COLUMBUS | Muscogee | 1060012 | 7 | [5 empty] | Removed from Ground | Other | 2000 | Bare Steel | 1975-05-11 | Unknown
BILL HEARD CHEVROLET CO | 3615 NORTH MANCHESTER EXWY | COLUMBUS | Muscogee | 1060012 | 8 | [5 empty] | Removed from Ground | Other | 2000 | Bare Steel | 1975-05-11 | Unknown
BILL HEARD CHEVROLET CO | 3615 NORTH MANCHESTER EXWY | COLUMBUS | Muscogee | 1060012 | 9 | [5 empty] | Removed from Ground | Other | 2000 | Bare Steel | 1975-05-11 | Unknown
RUTLEDGE STATE PRISON | 7175 MANOR RD | COLUMBUS | Muscogee | 1060014 | 1 | [5 empty] | Removed from Ground | Gas (Historical Use) | 2005 | Marked Unknown | 1975-01-04 | Unknown | Suction (American)
RUTLEDGE STATE PRISON | 7175 MANOR RD | COLUMBUS | Muscogee | 1060014 | 2 |  |  | FALSE |  | FALSE | Removed from Ground | Diesel | 1500 | Marked Unknown | 1997-05-30 | Unknown | Safe Suction (Euro)
RUTLEDGE STATE PRISON | 7175 MANOR RD | COLUMBUS | Muscogee | 1060014 | 3 | Flapper Valve | 1997-06-01 | TRUE | 1997-06-01 | FALSE | Currently in Use | Regular | 2500 | Fiberglass Double Walled | 1997-06-01 | Fiberglass Reinforced Plastic | Safe Suction (Euro)
RUTLEDGE STATE PRISON | 7175 MANOR RD | COLUMBUS | Muscogee | 1060014 | 4 | Flapper Valve | 1997-06-01 | TRUE | 1997-06-01 | FALSE | Currently in Use | Diesel | 1000 | Fiberglass Double Walled | 1997-06-01 | Fiberglass Reinforced Plastic | Safe Suction (Euro)
RUTLEDGE STATE PRISON | 7175 MANOR RD | COLUMBUS | Muscogee | 1060014 | 5 | Flapper Valve | 1997-06-01 | TRUE | 1997-06-01 | FALSE | Currently in Use | Diesel | 1000 | Fiberglass Double Walled | 1997-06-01 | Copper | Safe Suction (Euro)
COLUMBUS DISTRICT OPERATING HEAD | 3610 GENETIAN BLVD | COLUMBUS | Muscogee | 1060015 | 1 | [5 empty] | Closed in Ground | Gas (Historical Use) | 10000 | Bare Steel | 1981-05-08 | Galvanized Steel
COLUMBUS DISTRICT OPERATING HEAD | 3610 GENETIAN BLVD | COLUMBUS | Muscogee | 1060015 | 2 | [5 empty] | Closed in Ground | Gas (Historical Use) | 6000 | Bare Steel | 1966-05-12 | Bare Steel
COLUMBUS DISTRICT OPERATING HEAD | 3610 GENETIAN BLVD | COLUMBUS | Muscogee | 1060015 | 3 | [5 empty] | Closed in Ground | Gas (Historical Use) | 6000 | Bare Steel | 1966-05-12 | Bare Steel
COLUMBUS DISTRICT OPERATING HEAD | 3610 GENETIAN BLVD | COLUMBUS | Muscogee | 1060015 | 4 | [5 empty] | Permanently Out of Use - historical purposes | Diesel | 10 | Bare Steel | 1982-05-08
COLUMBUS DISTRICT OPERATING HEAD | 3610 GENETIAN BLVD | COLUMBUS | Muscogee | 1060015 | 5 |  |  | TRUE |  | TRUE | Permanently Out of Use - historical purposes | Used Oil | 0 | Bare Steel | 1966-05-12
COLUMBUS DISTRICT OPERATING HEAD | 3610 GENETIAN BLVD | COLUMBUS | Muscogee | 1060015 | 5# |  |  | TRUE |  | TRUE | Removed from Ground | Used Oil | 270 | Bare Steel | 1987-01-01
COLUMBUS DISTRICT OPERATING HEAD | 3610 GENETIAN BLVD | COLUMBUS | Muscogee | 1060015 | DIESEL | [5 empty] | Removed from Ground | Diesel | 10000 | Bare Steel | 1975-01-01 | Galvanized Steel | Pressurized
COLUMBUS DISTRICT OPERATING HEAD | 3610 GENETIAN BLVD | COLUMBUS | Muscogee | 1060015 | L235027 | Ball Float | 1990-07-02 | FALSE | 1990-07-02 | FALSE | Removed from Ground | Diesel | 10000 | Composite | 1990-08-02 | Fiberglass Reinforced Plastic | Pressurized
COLUMBUS DISTRICT OPERATING HEAD | 3610 GENETIAN BLVD | COLUMBUS | Muscogee | 1060015 | L235029 | Ball Float | 1990-07-02 | FALSE | 1990-07-20 | FALSE | Removed from Ground | Gas (Historical Use) | 10000 | Composite | 1990-08-02 | Fiberglass Reinforced Plastic | Pressurized
SPEED PETRO LLC | 1916 MANCHESTER EXPY | COLUMBUS | Muscogee | 10002802 | 1 | Overfill Alarm | 2018-01-09 | FALSE |  | FALSE | Currently in Use | Regular | 12000 | Tank Jacket Double Walled | 2018-01-01 | Double-Walled Fiberglass | Pressurized
SPEED PETRO LLC | 1916 MANCHESTER EXPY | COLUMBUS | Muscogee | 10002802 | 2A | Overfill Alarm | 2018-01-09 | FALSE |  | FALSE | Currently in Use | Premium | 6000 | Tank Jacket Double Walled | 2018-01-09 | Double-Walled Fiberglass | Pressurized
SPEED PETRO LLC | 1916 MANCHESTER EXPY | COLUMBUS | Muscogee | 10002802 | 2B | Overfill Alarm | 2018-01-09 | FALSE |  | FALSE | Currently in Use | Diesel | 6000 | Tank Jacket Double Walled | 2018-01-09 | Double-Walled Fiberglass | Pressurized
Floyd Rd Sunoco | 2121 Floyd Rd. | Columbus | Muscogee | 10002765 | 1 | Ball Float | 2016-09-26 | FALSE | 2016-09-26 | FALSE | Currently in Use | Regular | 12000 | Tank Jacket Double Walled | 2016-09-26 | Double-Walled Fiberglass | Pressurized
Floyd Rd Sunoco | 2121 Floyd Rd. | Columbus | Muscogee | 10002765 | 2A | Ball Float | 2016-09-26 | FALSE | 2016-09-26 | FALSE | Currently in Use | Premium | 4000 | Tank Jacket Double Walled | 2016-09-26 | Double-Walled Fiberglass | Pressurized
Floyd Rd Sunoco | 2121 Floyd Rd. | Columbus | Muscogee | 10002765 | 2B | Ball Float | 2016-09-26 | FALSE | 2016-09-26 | FALSE | Currently in Use | Diesel | 4000 | Tank Jacket Double Walled | 2016-09-26 | Double-Walled Fiberglass | Pressurized
SYNOVUS TECHNOLOGY CENTER | 7300 MOON Road | COLUMBUS | Muscogee | 10002746 | 1 | Flapper Valve | 2009-01-01 | FALSE | 2009-01-01 | FALSE | Currently in Use | Diesel | 30000 | Fiberglass Double Walled | 2008-01-01 | Double-Walled Fiberglass | Pressurized
SPEEDTRACK STORE | 800 9TH St. | COLUMBUS | Muscogee | 10002707 | 1 | Overfill Alarm | 2016-09-15 | FALSE | 2016-09-15 | FALSE | Currently in Use | Regular | 15000 | Tank Jacket Double Walled | 2016-09-15 | Double-Walled Fiberglass | Pressurized
SPEEDTRACK STORE | 800 9TH St. | COLUMBUS | Muscogee | 10002707 | 2 | Overfill Alarm | 2016-09-15 | FALSE | 2016-09-15 | FALSE | Currently in Use | Premium | 4000 | Tank Jacket Double Walled | 2016-09-15 | Double-Walled Fiberglass | Pressurized
SPEEDTRACK STORE | 800 9TH St. | COLUMBUS | Muscogee | 10002707 | 3 | Overfill Alarm | 2016-09-15 | FALSE | 2016-09-15 | FALSE | Currently in Use | Diesel | 4000 | Tank Jacket Double Walled | 2016-09-15 | Double-Walled Fiberglass | Pressurized
LITTLE BOBS | 3864 SAINT MARYS RD | COLUMBUS | Muscogee | 10002594 | 1 | Overfill Alarm | 2017-07-13 | FALSE | 2017-07-13 | FALSE | Currently in Use | Regular | 15000 | Tank Jacket | 2017-07-13 | Double-Walled Fiberglass | Pressurized
LITTLE BOBS | 3864 SAINT MARYS RD | COLUMBUS | Muscogee | 10002594 | 2 | Overfill Alarm | 2017-07-13 | FALSE | 2017-07-13 | FALSE | Currently in Use | Premium | 4000 | Tank Jacket | 2017-07-13 | Double-Walled Fiberglass | Pressurized
LITTLE BOBS | 3864 SAINT MARYS RD | COLUMBUS | Muscogee | 10002594 | 3 | Overfill Alarm | 2017-07-13 | FALSE | 2017-07-13 | FALSE | Currently in Use | Diesel | 4000 | Tank Jacket | 2017-07-13 | Double-Walled Fiberglass | Pressurized
WALMART SUPERCENTER #1338 | 3515 VICTORY DR | COLUMBUS | Muscogee | 10002572 | 1 | Ball Float | 2016-02-23 | FALSE | 2016-02-23 | FALSE | Currently in Use | Regular | 20000 | Fiberglass Double Walled | 2015-12-02 | Double-Walled Fiberglass | Pressurized
WALMART SUPERCENTER #1338 | 3515 VICTORY DR | COLUMBUS | Muscogee | 10002572 | 2A | Ball Float | 2016-02-23 | FALSE | 2016-02-23 | FALSE | Currently in Use | Premium | 12000 | Fiberglass Double Walled | 2015-12-02 | Double-Walled Fiberglass | Pressurized
WALMART SUPERCENTER #1338 | 3515 VICTORY DR | COLUMBUS | Muscogee | 10002572 | 2B | Ball Float | 2016-02-23 | FALSE | 2016-02-23 | FALSE | Currently in Use | Diesel | 8000 | Fiberglass Double Walled | 2015-12-02 | Double-Walled Fiberglass | Pressurized
FORMER UST SYSTEM | 3960 CUSSETA RD | COLUMBUS | Muscogee | 10002577 | 1 |  |  | FALSE |  | FALSE | Removed from Ground | Not Marked/Tank Removed | 0 | Unknown |  | Unknown
ABANDONED UST | 951 TALBOTTON RD | COLUMBUS | Muscogee | 10002650 | 1 |  |  | FALSE |  | FALSE | Removed from Ground | Gas (Historical Use) | 3000 | Bare Steel | 2017-01-05
ABANDONED UST | 951 TALBOTTON RD | COLUMBUS | Muscogee | 10002650 | 2 |  |  | FALSE |  | FALSE | Removed from Ground | Gas (Historical Use) | 3000 | Bare Steel | 2017-01-05
ABANDONED UST | 951 TALBOTTON RD | COLUMBUS | Muscogee | 10002650 | 3 |  |  | FALSE |  | FALSE | Removed from Ground | Gas (Historical Use) | 3000 | Bare Steel | 2017-01-06
ABANDONED UST | 951 TALBOTTON RD | COLUMBUS | Muscogee | 10002650 | 4 |  |  | FALSE |  | FALSE | Removed from Ground | Gas (Historical Use) | 3000 | Bare Steel | 2017-01-06
WHATLEY OIL & AUTO PTS | 400 WHITAKER AVE | COLUMBUS | Muscogee | 10002669 | 1 | Flapper Valve | 2017-04-01 | FALSE | 2007-04-01 | FALSE | Currently in Use | Regular | 10000 | Epoxy | 2007-04-01 | Fiberglass Reinforced Plastic | Pressurized
PAPCO MART | 1045 FLOYD ROAD | COLUMBUS | Muscogee | 10002696 | 1 | Ball Float | 2017-04-18 | FALSE | 2017-04-18 | FALSE | Currently in Use | Regular | 12000 | Composite Double Walled | 2017-04-18 | Double-Walled Fiberglass | Pressurized
PAPCO MART | 1045 FLOYD ROAD | COLUMBUS | Muscogee | 10002696 | 2 | Ball Float | 2017-04-18 | FALSE | 2017-04-18 | FALSE | Currently in Use | Premium | 4000 | Composite Double Walled | 2017-04-18 | Double-Walled Fiberglass | Pressurized
PAPCO MART | 1045 FLOYD ROAD | COLUMBUS | Muscogee | 10002696 | 3 | Ball Float | 2017-04-18 | FALSE | 2017-04-18 | FALSE | Currently in Use | Diesel | 4000 | Composite Double Walled | 2017-04-18 | Double-Walled Fiberglass | Pressurized
WIL-VET CONVENIENCE STORE | 7845 VETERANS PKWY Parkway | COLUMBUS | Muscogee | 10002675 | 1 | Overfill Alarm | 2015-03-06 | FALSE | 2015-03-06 | FALSE | Currently in Use | Regular | 15000 | Composite Double Walled | 2015-03-06 | Double-Walled Fiberglass | Pressurized
WIL-VET CONVENIENCE STORE | 7845 VETERANS PKWY Parkway | COLUMBUS | Muscogee | 10002675 | 2A | Overfill Alarm | 2015-03-06 | FALSE | 2015-03-06 | FALSE | Currently in Use | Premium | 6000 | Composite Double Walled | 2015-03-06 | Double-Walled Fiberglass
WIL-VET CONVENIENCE STORE | 7845 VETERANS PKWY Parkway | COLUMBUS | Muscogee | 10002675 | 2B | Overfill Alarm | 1996-03-18 | FALSE | 2015-03-06 | FALSE | Currently in Use | Diesel | 6000 | Composite Double Walled | 2015-03-06 | Double-Walled Fiberglass
Piedmont Columbus Regional Midtown | 616 19TH ST | COLUMBUS | Muscogee | 10002332 | 1 |  | 1991-12-31 | FALSE | 2014-09-01 | FALSE | Currently in Use | Diesel | 3000 | Fiberglass Double Walled | 1991-01-01 | Fiberglass Reinforced Plastic | Pressurized
VETERANS PKWY BP | 2317 VETERANS PKWY | COLUMBUS | Muscogee | 10002358 | 1 | Ball Float | 2014-04-25 | FALSE | 2014-04-25 | FALSE | Currently in Use | Premium | 4000 | Tank Jacket Double Walled | 2014-04-25 | Double-Walled Fiberglass | Pressurized
VETERANS PKWY BP | 2317 VETERANS PKWY | COLUMBUS | Muscogee | 10002358 | 2 | Ball Float | 2014-04-25 | FALSE | 2014-04-25 | FALSE | Currently in Use | Regular | 12000 | Tank Jacket Double Walled | 2014-04-25 | Double-Walled Fiberglass | Pressurized
VETERANS PKWY BP | 2317 VETERANS PKWY | COLUMBUS | Muscogee | 10002358 | E | Ball Float | 2014-04-25 | FALSE | 2014-04-25 | FALSE | Currently in Use | Diesel | 4000 | Tank Jacket Double Walled | 2014-04-25 | Double-Walled Fiberglass | Pressurized
FORMER VERI BEST DONUT COMPANY | 1155 TALBOTTON ROAD | COLUMBUS | Muscogee | 10002450 | 1 |  |  | FALSE |  | FALSE | Removed from Ground | Not Marked/Tank Removed | 0 | Unknown
WALMART NEIGHBORHOOD MARKET $4421 | 7400 BLACKMON RD | COLUMBUS | Muscogee | 10002514 | 1 | Ball Float | 2015-08-13 | FALSE | 2015-08-13 | FALSE | Currently in Use | Premium | 15000 | Fiberglass Double Walled | 2015-08-13 | Double-Walled Flex | Pressurized
WALMART NEIGHBORHOOD MARKET $4421 | 7400 BLACKMON RD | COLUMBUS | Muscogee | 10002514 | 2A | Ball Float | 2015-08-13 | FALSE | 2015-08-13 | FALSE | Currently in Use | Regular | 8000 | Fiberglass Double Walled | 2015-08-13 | Double-Walled Flex | Pressurized
WALMART NEIGHBORHOOD MARKET $4421 | 7400 BLACKMON RD | COLUMBUS | Muscogee | 10002514 | 2B | Ball Float | 2015-08-13 | FALSE | 2015-08-13 | FALSE | Currently in Use | Diesel | 7000 | Fiberglass Double Walled | 2015-08-13 | Double-Walled Flex | Pressurized
SHIV COLUMBUS HOTEL | 1325 VETERANS PARKWAY | COLUMBUS | Muscogee | 10002540 | 1 |  |  | FALSE |  | FALSE | Removed from Ground | Diesel | 2000 | Bare Steel | 2016-02-16 | Bare Steel
WALMART NEIGHBORHOOD MARKET #4426 | 1042 MANCHESTER EXPRESSWAY | COLUMBUS | Muscogee | 10002530 | 1 | Ball Float | 2015-10-15 | FALSE | 2015-10-15 | FALSE | Currently in Use | Regular | 15000 | Fiberglass Double Walled | 2015-08-20 | Double-Walled Flex | Pressurized
WALMART NEIGHBORHOOD MARKET #4426 | 1042 MANCHESTER EXPRESSWAY | COLUMBUS | Muscogee | 10002530 | 2A | Ball Float | 2015-10-15 | FALSE | 2015-10-15 | FALSE | Currently in Use | Diesel | 8000 | Fiberglass Double Walled | 2015-08-20 | Double-Walled Flex | Pressurized
WALMART NEIGHBORHOOD MARKET #4426 | 1042 MANCHESTER EXPRESSWAY | COLUMBUS | Muscogee | 10002530 | 2B | Ball Float | 2015-10-15 | FALSE | 2015-10-15 | FALSE | Currently in Use | Premium | 7000 | Fiberglass Double Walled | 2015-08-20 | Double-Walled Flex | Pressurized
TODD'S AUTO CLINIC | 4739 14TH AVENUE | COLUMBUS | Muscogee | 10002887 | 1 |  |  | FALSE |  | FALSE | Removed from Ground | New Oil | 500
TODD'S AUTO CLINIC | 4739 14TH AVENUE | COLUMBUS | Muscogee | 10002887 | 2 |  |  | FALSE |  | FALSE | Removed from Ground | Used Oil | 500
Talbotton Plaza | 1120 Talbotton Rd. Suite A | Columbus | Muscogee | 10002889 | 1 | Flapper Valve | 2016-06-02 | FALSE | 2016-06-02 | FALSE | Currently in Use | Regular | 15000 | Composite Double Walled | 2016-06-02 | Double-Walled Fiberglass | Pressurized
Talbotton Plaza | 1120 Talbotton Rd. Suite A | Columbus | Muscogee | 10002889 | 2A | Flapper Valve | 2016-06-02 | FALSE | 2016-06-02 | FALSE | Currently in Use | Premium | 4000 | Composite Double Walled | 2016-06-02 | Double-Walled Fiberglass | Pressurized
Talbotton Plaza | 1120 Talbotton Rd. Suite A | Columbus | Muscogee | 10002889 | 2B | Flapper Valve | 2016-06-02 | FALSE | 2016-06-02 | FALSE | Currently in Use | Diesel | 4000 | Composite Double Walled | 2016-06-02 | Double-Walled Fiberglass | Pressurized
Liberty on Williams Rd | 3001 Williams Rd. | Columbus | Muscogee | 10002875 | 1 | Overfill Alarm | 2018-10-05 | FALSE | 2018-04-23 | FALSE | Currently in Use | Regular | 15000 | Tank Jacket Double Walled | 2018-04-20 | Double-Walled Fiberglass | Pressurized
Liberty on Williams Rd | 3001 Williams Rd. | Columbus | Muscogee | 10002875 | 2A | Overfill Alarm | 2018-10-05 | FALSE | 2018-04-23 | FALSE | Currently in Use | Premium | 5000 | Tank Jacket Double Walled | 2018-04-20 | Double-Walled Fiberglass | Pressurized
Liberty on Williams Rd | 3001 Williams Rd. | Columbus | Muscogee | 10002875 | 2B | Overfill Alarm | 2018-10-05 | FALSE | 2018-04-23 | FALSE | Currently in Use | E-0 | 5000 | Tank Jacket Double Walled | 2018-04-20 | Double-Walled Fiberglass | Pressurized
Liberty on Williams Rd | 3001 Williams Rd. | Columbus | Muscogee | 10002875 | 2C | Overfill Alarm | 2018-10-05 | FALSE | 2018-04-23 | FALSE | Currently in Use | Diesel | 5000 | Tank Jacket Double Walled | 2018-04-20 | Double-Walled Fiberglass | Pressurized
VACANT WAREHOUSE | 1052 MARTIN LUTHER KING JR BLVD | COLUMBUS | Muscogee | 10002918 | 1 |  |  | FALSE |  | FALSE | Removed from Ground | Gas (Historical Use) | 1000 | Bare Steel
Victory Food Mart | 3232 Victory Dr | Columbus | Muscogee | 10002975 | 1A | Flapper Valve | 2019-01-15 | FALSE | 2019-01-15 | FALSE | Currently in Use | Regular | 12000 | Composite Double Walled | 2019-01-15 | Double-Walled Fiberglass | Pressurized
Victory Food Mart | 3232 Victory Dr | Columbus | Muscogee | 10002975 | 1B | Flapper Valve | 2019-01-15 | FALSE | 2019-01-15 | FALSE | Currently in Use | Premium | 3000 | Composite Double Walled | 2019-01-15 | Double-Walled Fiberglass | Pressurized
St Mary's Convenience Store | 4108 St Marys Rd | Columbus | Muscogee | 10003037 | 1 | Overfill Alarm | 2018-05-03 | FALSE | 2018-05-03 | FALSE | Currently in Use | Regular | 12000 | Tank Jacket Double Walled | 2018-04-27 | Double-Walled Fiberglass | Pressurized
St Mary's Convenience Store | 4108 St Marys Rd | Columbus | Muscogee | 10003037 | 2A | Overfill Alarm | 2018-05-03 | FALSE | 2018-05-03 | FALSE | Currently in Use | Premium | 4000 | Tank Jacket Double Walled | 2018-04-27 | Double-Walled Fiberglass | Pressurized
St Mary's Convenience Store | 4108 St Marys Rd | Columbus | Muscogee | 10003037 | 2B | Overfill Alarm | 2018-05-03 | FALSE | 2018-05-03 | FALSE | Currently in Use | Diesel | 4000 | Tank Jacket Double Walled | 2018-04-27 | Double-Walled Fiberglass | Pressurized
Ivy Park Market | 9501 Veterans Pkwy | Midland | Muscogee | 10003043 | 1A | Overfill Alarm | 2020-02-03 | FALSE | 2020-01-15 | FALSE | Currently in Use | Premium | 4000 | Tank Jacket Double Walled | 2020-01-10 | Double-Walled Fiberglass | Pressurized
Ivy Park Market | 9501 Veterans Pkwy | Midland | Muscogee | 10003043 | 1B | Overfill Alarm | 2020-02-03 | FALSE | 2020-01-15 | FALSE | Currently in Use | Diesel | 4000 | Tank Jacket Double Walled | 2020-01-10 | Double-Walled Fiberglass | Pressurized
Ivy Park Market | 9501 Veterans Pkwy | Midland | Muscogee | 10003043 | 2 | Overfill Alarm | 2020-02-03 | FALSE | 2020-01-15 | FALSE | Currently in Use | Regular | 12000 | Tank Jacket Double Walled | 2020-01-10 | Double-Walled Fiberglass | Pressurized
FORMER AUTO REPAIR FACILITY | 3914 BUENA VISTA RD | COLUMBUS | Muscogee | 10003064 | 1 |  |  | FALSE |  | FALSE | Removed from Ground | Used Oil | 500
FORMER AUTO REPAIR FACILITY | 3914 BUENA VISTA RD | COLUMBUS | Muscogee | 10003064 | 2 |  |  | FALSE |  | FALSE | Removed from Ground | Used Oil | 500
SPECTRUM #54 | 313 FOURTH ST | COLUMBUS | Muscogee | 1030312 | 1 |  | 1996-08-26 |  | 1996-08-26 |  | Removed from Ground | Gas (Historical Use) | 20000 | Steel-Impressed Current | 1972-05-11 | Fiberglass Reinforced Plastic | Safe Suction (Euro)
SPECTRUM #54 | 313 FOURTH ST | COLUMBUS | Muscogee | 1030312 | 2 |  | 1996-08-26 |  | 1996-08-26 |  | Removed from Ground | Gas (Historical Use) | 20000 | Steel-Impressed Current | 1972-05-11 | Fiberglass Reinforced Plastic | Safe Suction (Euro)
SPECTRUM #54 | 313 FOURTH ST | COLUMBUS | Muscogee | 1030312 | 3 |  | 1996-08-26 |  | 1996-08-26 |  | Removed from Ground | Gas (Historical Use) | 8000 | Steel-Impressed Current | 1972-05-11 | Fiberglass Reinforced Plastic | Safe Suction (Euro)
US POSTAL SERVICE COLUMBUS VECHI | 3916 MILGEN RD | COLUMBUS | Muscogee | 1060017 | 1 | [5 empty] | Removed from Ground | Gas (Historical Use) | 5000 | Bare Steel | 1975-01-04 | Galvanized Steel
US POSTAL SERVICE COLUMBUS VECHI | 3916 MILGEN RD | COLUMBUS | Muscogee | 1060017 | 2 | [5 empty] | Removed from Ground | Gas (Historical Use) | 5000 | Bare Steel | 1975-01-04 | Galvanized Steel
US POSTAL SERVICE COLUMBUS VECHI | 3916 MILGEN RD | COLUMBUS | Muscogee | 1060017 | 3 | [5 empty] | Removed from Ground | Other | 1000 | Bare Steel | 1975-01-04 | Galvanized Steel
US POSTAL SERVICE COLUMBUS VECHI | 3916 MILGEN RD | COLUMBUS | Muscogee | 1060017 | 4 |  |  | TRUE |  | TRUE | Removed from Ground | Used Oil | 1000 | Bare Steel | 1975-01-04 | Galvanized Steel
US POSTAL SERVICE COLUMBUS VECHI | 3916 MILGEN RD | COLUMBUS | Muscogee | 1060017 | 5 | [5 empty] | Removed from Ground | Gas (Historical Use) | 12000 | Double Walled | 1991-05-01 | Fiberglass Reinforced Plastic | Pressurized
US POSTAL SERVICE COLUMBUS VECHI | 3916 MILGEN RD | COLUMBUS | Muscogee | 1060017 | 6 |  |  | TRUE |  | TRUE | Removed from Ground | Used Oil | 1000 | Double Walled | 1991-05-01 | Fiberglass Reinforced Plastic | Pressurized
US POSTAL SERVICE COLUMBUS VECHI | 3916 MILGEN RD | COLUMBUS | Muscogee | 1060017 | 7 | [5 empty] | Removed from Ground | Other | 1000 | Double Walled | 1991-05-01 | Fiberglass Reinforced Plastic | Pressurized
OLD VMF/1858 MIDTOWN DR | 1858 MIDTOWN DR | COLUMBUS | Muscogee | 1060018 | 1 | [5 empty] | Removed from Ground | Empty | 4000 | Bare Steel | 1967-01-06 | Galvanized Steel
OLD VMF/1858 MIDTOWN DR | 1858 MIDTOWN DR | COLUMBUS | Muscogee | 1060018 | 2 | [5 empty] | Removed from Ground | Empty | 4000 | Bare Steel | 1967-01-06 | Galvanized Steel
OLD VMF/1858 MIDTOWN DR | 1858 MIDTOWN DR | COLUMBUS | Muscogee | 1060018 | 3 | [5 empty] | Removed from Ground | Empty | 4000 | Bare Steel | 1967-01-06 | Galvanized Steel
BST/COLUMBUS MAIN R3208 | 1324 FOURTH AVE | COLUMBUS | Muscogee | 106002 | 1 | [5 empty] | Closed in Ground | Other | 30000 | Bare Steel | 1971-01-05 | Copper | Suction (American)
BST/COLUMBUS MAIN R3208 | 1324 FOURTH AVE | COLUMBUS | Muscogee | 106002 | 2 |  |  | TRUE |  | TRUE | Removed from Ground | Used Oil | 280 | Bare Steel | 1971-01-05 | Galvanized Steel | Suction (American)
BST/COLUMBUS MAIN R3208 | 1324 FOURTH AVE | COLUMBUS | Muscogee | 106002 | 3 | [5 empty] | Closed in Ground | Diesel | 1500 | Bare Steel | 1970-01-01 | Galvanized Steel | Suction (American)
BST/COLUMBUS MAIN R3208 | 1324 FOURTH AVE | COLUMBUS | Muscogee | 106002 | 4 |  | 1998-04-20 |  | 1998-04-20 |  | Removed from Ground | Diesel | 8000 | Double Walled | 1994-03-15 | Copper | Suction (American)
BST/COLUMBUS MAIN R3208 | 1324 FOURTH AVE | COLUMBUS | Muscogee | 106002 | 5 | [5 empty] | Permanently Out Of Use | Diesel | 10000 | Not Marked/Unknown | 1994-10-31 | Not Marked
BST/COLUMBUS MAIN R3208 | 1324 FOURTH AVE | COLUMBUS | Muscogee | 106002 | 6 | [5 empty] | Removed from Ground | Gas (Historical Use) | 550 | Not Marked/Unknown | 1995-03-15 | Not Marked
BST/COLUMBUS MAIN R3208 | 1324 FOURTH AVE | COLUMBUS | Muscogee | 106002 | 7 | Flapper Valve | 2002-07-12 | FALSE | 2002-07-12 | FALSE | Currently in Use | Diesel | 15000 | Fiberglass Double Walled | 2002-07-12 | Copper | Safe Suction (Euro)
FREEWAY RD INC | 2025 BOX RD | COLUMBUS | Muscogee | 1060020 | 1 | [5 empty] | Removed from Ground | Gas (Historical Use) | 500 | Marked Unknown | 1976-05-24 | Unknown
FREEWAY RD INC | 2025 BOX RD | COLUMBUS | Muscogee | 1060020 | 2 | [5 empty] | Removed from Ground | Other | 0 | Marked Unknown | 1992-03-20 | Unknown
B + M Super C | 2997 BUENA VISTA RD | COLUMBUS | Muscogee | 1060021 | 1 | Flapper Valve | 1995-04-01 |  | 1995-04-01 |  | Removed from Ground | Gas (Historical Use) | 10000 | Steel-Impressed Current | 1966-05-13 | Steel (Impressed Current) | Pressurized
B + M Super C | 2997 BUENA VISTA RD | COLUMBUS | Muscogee | 1060021 | 2 | Flapper Valve | 1995-04-01 |  | 1995-04-01 |  | Removed from Ground | Gas (Historical Use) | 10000 | Steel-Impressed Current | 1966-05-13 | Steel (Impressed Current) | Pressurized
B + M Super C | 2997 BUENA VISTA RD | COLUMBUS | Muscogee | 1060021 | 3 | [5 empty] | Removed from Ground | Gas (Historical Use) | 3000 | Bare Steel | 1976-05-10 | Fiberglass Reinforced Plastic | Pressurized
B + M Super C | 2997 BUENA VISTA RD | COLUMBUS | Muscogee | 1060021 | 4 | [5 empty] | Removed from Ground | Diesel | 1000 | Bare Steel | 1966-05-13 | Galvanized Steel
B + M Super C | 2997 BUENA VISTA RD | COLUMBUS | Muscogee | 1060021 | 5 |  |  | TRUE |  | TRUE | Removed from Ground | Used Oil | 560 | Bare Steel | 1994-12-14 | Galvanized Steel
B + M Super C | 2997 BUENA VISTA RD | COLUMBUS | Muscogee | 1060021 | 6A | Ball Float | 2005-01-21 | FALSE | 2005-01-21 | FALSE | Currently in Use | Regular | 8000 | Composite | 2005-01-21 | Fiberglass Reinforced Plastic | Pressurized
B + M Super C | 2997 BUENA VISTA RD | COLUMBUS | Muscogee | 1060021 | 6B | Ball Float | 2005-01-21 | FALSE | 2005-01-21 | FALSE | Currently in Use | Premium | 4000 | Composite | 2005-01-21 | Fiberglass Reinforced Plastic | Pressurized
SHELL FOOD #208 | 4500 RIVER RD | COLUMBUS | Muscogee | 1060022 | 1 | Flapper Valve | 1996-08-01 | FALSE | 1996-08-01 | FALSE | Currently in Use | Regular | 10000 | Steel-Impressed Current | 1985-05-08 | Steel (Impressed Current) | Pressurized
SHELL FOOD #208 | 4500 RIVER RD | COLUMBUS | Muscogee | 1060022 | 2 | Flapper Valve | 1996-08-01 | FALSE | 1996-08-01 | FALSE | Currently in Use | Plus | 10000 | Steel-Impressed Current | 1985-05-08 | Steel (Impressed Current) | Pressurized
SHELL FOOD #208 | 4500 RIVER RD | COLUMBUS | Muscogee | 1060022 | 3 | Flapper Valve | 1996-08-01 | FALSE | 1996-08-01 | FALSE | Currently in Use | Premium | 10000 | Steel-Impressed Current | 1985-05-08 | Steel (Impressed Current) | Pressurized
SHELL FOOD #208 | 4500 RIVER RD | COLUMBUS | Muscogee | 1060022 | 4 | Flapper Valve | 1996-08-01 | FALSE | 1996-08-01 | FALSE | Currently in Use | Diesel | 10000 | Steel-Impressed Current | 1985-05-08 | Steel (Impressed Current) | Pressurized
Super C Food Store | 1538 FORT BENNING RD | COLUMBUS | Muscogee | 1060023 | 1 | Flapper Valve | 1996-08-01 | FALSE | 1996-08-01 | FALSE | Currently in Use | Regular | 10000 | Steel-Impressed Current | 1982-05-09 | Fiberglass Reinforced Plastic | Pressurized
Super C Food Store | 1538 FORT BENNING RD | COLUMBUS | Muscogee | 1060023 | 2 | Flapper Valve | 1996-08-01 | FALSE | 1996-08-01 | FALSE | Currently in Use | Premium | 10000 | Steel-Impressed Current | 1982-05-09 | Fiberglass Reinforced Plastic | Pressurized
Super C Food Store | 1538 FORT BENNING RD | COLUMBUS | Muscogee | 1060023 | 3 | Flapper Valve | 1996-08-01 | FALSE | 1996-08-01 | FALSE | Currently in Use | Diesel | 10000 | Steel-Impressed Current | 1982-05-09 | Fiberglass Reinforced Plastic | Pressurized
Shay's Mart | 2936 NORTH LUMPKIN RD | COLUMBUS | Muscogee | 1060025 | 1 |  | 1996-08-01 |  | 1996-08-01 |  | Removed from Ground | Gas (Historical Use) | 6000 | Steel-Impressed Current | 1971-05-12 | Cathodically Protected | Safe Suction (Euro)
Shay's Mart | 2936 NORTH LUMPKIN RD | COLUMBUS | Muscogee | 1060025 | 2 |  | 1996-08-01 |  | 1996-08-01 |  | Removed from Ground | Gas (Historical Use) | 8000 | Steel-Impressed Current | 1971-05-12 | Cathodically Protected | Safe Suction (Euro)
Shay's Mart | 2936 NORTH LUMPKIN RD | COLUMBUS | Muscogee | 1060025 | 3 |  | 1996-08-01 |  | 1996-08-01 |  | Removed from Ground | Gas (Historical Use) | 6000 | Steel-Impressed Current | 1971-05-12 | Cathodically Protected | Safe Suction (Euro)
Shay's Mart | 2936 NORTH LUMPKIN RD | COLUMBUS | Muscogee | 1060025 | 4A | Ball Float | 2004-11-05 | FALSE | 2004-11-05 | FALSE | Currently in Use | Gas (Historical Use) | 8000 | Composite | 2004-11-05 | Double-Walled Fiberglass | Pressurized
Shay's Mart | 2936 NORTH LUMPKIN RD | COLUMBUS | Muscogee | 1060025 | 4B | Ball Float | 2004-11-05 | FALSE | 2004-11-05 | FALSE | Currently in Use | Gas (Historical Use) | 4000 | Composite | 2004-11-05 | Double-Walled Fiberglass | Pressurized
CITGO FOOD MART 2-01 | 2362 S LUMPKIN RD | COLUMBUS | Muscogee | 1060026 | 1 | Flapper Valve | 1998-10-01 |  | 1998-10-01 |  | Removed from Ground | Gas (Historical Use) | 8000 | Steel-Impressed Current | 1971-05-12 | Steel (Impressed Current) | Suction (American)
CITGO FOOD MART 2-01 | 2362 S LUMPKIN RD | COLUMBUS | Muscogee | 1060026 | 2 | Flapper Valve | 1998-10-01 |  | 1998-10-01 |  | Removed from Ground | Gas (Historical Use) | 8000 | Steel-Impressed Current | 1971-05-12 | Steel (Impressed Current) | Suction (American)
CITGO FOOD MART 2-01 | 2362 S LUMPKIN RD | COLUMBUS | Muscogee | 1060026 | 3 | Flapper Valve | 1998-10-01 |  | 1998-10-01 |  | Removed from Ground | Gas (Historical Use) | 8000 | Steel-Impressed Current | 1971-05-12 | Steel (Impressed Current) | Suction (American)
CITGO FOOD MART 2-01 | 2362 S LUMPKIN RD | COLUMBUS | Muscogee | 1060026 | 4 | Ball Float | 2007-05-15 | FALSE | 2014-08-05 | FALSE | Currently in Use | Regular | 12000 | Composite Double Walled | 2007-05-15 | Double-Walled Fiberglass | Pressurized
CITGO FOOD MART 2-01 | 2362 S LUMPKIN RD | COLUMBUS | Muscogee | 1060026 | 5 | Ball Float | 2007-05-15 | FALSE | 2014-08-05 | FALSE | Currently in Use | Plus | 4000 | Composite Double Walled | 2007-05-15 | Double-Walled Fiberglass | Pressurized
CITGO FOOD MART 2-01 | 2362 S LUMPKIN RD | COLUMBUS | Muscogee | 1060026 | 6 | Ball Float | 2007-05-15 | FALSE | 2014-08-05 | FALSE | Currently in Use | Diesel | 4000 | Composite Double Walled | 2007-05-15 | Double-Walled Fiberglass | Pressurized
CITGO FUEL TECH | 314 5TH ST | COLUMBUS | Muscogee | 1060027 | 1 | Flapper Valve | 1998-12-12 | FALSE | 1992-01-01 | FALSE | Currently in Use | Premium | 10000 | Steel-Impressed Current | 1976-05-10 | Steel (Impressed Current) | Safe Suction (Euro)
CITGO FUEL TECH | 314 5TH ST | COLUMBUS | Muscogee | 1060027 | 2 | Flapper Valve | 1998-12-12 | FALSE | 1992-01-01 | FALSE | Currently in Use | Regular | 8000 | Steel-Impressed Current | 1976-05-10 | Steel (Impressed Current) | Safe Suction (Euro)
CITGO FUEL TECH | 314 5TH ST | COLUMBUS | Muscogee | 1060027 | 3 | Flapper Valve | 1998-12-12 | FALSE | 1992-01-01 | FALSE | Currently in Use | Regular | 8000 | Steel-Impressed Current | 1976-05-10 | Steel (Impressed Current) | Safe Suction (Euro)
CITGO FUEL TECH | 314 5TH ST | COLUMBUS | Muscogee | 1060027 | 4 | Flapper Valve | 1998-12-12 | FALSE | 1998-11-20 | FALSE | Temporarily out of use | Kerosene | 6000 | Steel-Impressed Current | 1976-05-10 | Steel (Impressed Current) | Suction (American)
MYSTIK FOOD MART | 645 BROWN AVE | COLUMBUS | Muscogee | 1060028 | 1 | Flapper Valve | 1998-09-03 | FALSE | 1998-09-03 | FALSE | Currently in Use | Empty | 6000 | Steel-Impressed Current | 1986-05-08 | Steel (Impressed Current) | Suction (American)
MYSTIK FOOD MART | 645 BROWN AVE | COLUMBUS | Muscogee | 1060028 | 2 | Flapper Valve | 1998-09-03 | FALSE | 1998-09-03 | FALSE | Currently in Use | Empty | 6000 | Steel-Impressed Current | 1986-05-08 | Steel (Impressed Current) | Suction (American)
MYSTIK FOOD MART | 645 BROWN AVE | COLUMBUS | Muscogee | 1060028 | 3 | Flapper Valve | 1998-09-03 |  | 1998-09-03 |  | Temporarily out of use | Gas (Historical Use) | 6000 | Steel-Impressed Current | 1986-05-08 | Steel (Impressed Current) | Suction (American)
COUNTRY CORNER | 2117 MORRIS RD | COLUMBUS | Muscogee | 1060029 | 1 | Overfill Alarm | 1991-08-01 | FALSE | 1991-08-01 | FALSE | Currently in Use | Premium | 6000 | Galvanic (STIP-3) | 1976-05-10 | Fiberglass Reinforced Plastic | Pressurized
COUNTRY CORNER | 2117 MORRIS RD | COLUMBUS | Muscogee | 1060029 | 2 | Overfill Alarm | 1991-08-01 | FALSE | 1991-08-01 | FALSE | Currently in Use | Regular | 10000 | Galvanic (STIP-3) | 1976-05-10 | Fiberglass Reinforced Plastic | Pressurized
COUNTRY CORNER | 2117 MORRIS RD | COLUMBUS | Muscogee | 1060029 | 3 | Overfill Alarm | 1991-08-01 | FALSE | 1991-08-01 | FALSE | Currently in Use | Regular | 10000 | Galvanic (STIP-3) | 1976-05-10 | Fiberglass Reinforced Plastic | Pressurized
COUNTRY CORNER | 2117 MORRIS RD | COLUMBUS | Muscogee | 1060029 | 4 | Overfill Alarm | 1992-06-01 | FALSE | 1992-06-01 | FALSE | Currently in Use | Diesel | 6000 | Galvanic (STIP-3) | 1976-05-10 | Fiberglass Reinforced Plastic | Pressurized
BST/MEADOWWOOD/R3236 | 2682 REESE RD | COLUMBUS | Muscogee | 106003 | 1 | [5 empty] | Removed from Ground | Diesel | 1000 | Bare Steel | 1963-01-01 | Copper | Suction (American)
BST/MEADOWWOOD/R3236 | 2682 REESE RD | COLUMBUS | Muscogee | 106003 | 2 | Flapper Valve | 1997-08-29 | FALSE | 1997-08-29 | FALSE | Currently in Use | Diesel | 2500 | Tank Jacket | 1994-11-01 | Copper | Suction (American)
COLUMBUS FOUNDRIES INC | 1600 NORTHSIDE IND BLVD | COLUMBUS | Muscogee | 1060032 | 1 | [5 empty] | Removed from Ground | Diesel | 10000 | Bare Steel | 1978-05-10 | Unknown
COLUMBUS FOUNDRIES INC | 1600 NORTHSIDE IND BLVD | COLUMBUS | Muscogee | 1060032 | 2 | [5 empty] | Removed from Ground | Gas (Historical Use) | 1000 | Bare Steel | 1978-05-10 | Unknown
COLUMBUS FOUNDRIES INC | 1600 NORTHSIDE IND BLVD | COLUMBUS | Muscogee | 1060032 | 3 | [5 empty] | Removed from Ground | Gas (Historical Use) | 1000 | Bare Steel | 1978-05-10 | Unknown
COLUMBUS FOUNDRIES INC | 1600 NORTHSIDE IND BLVD | COLUMBUS | Muscogee | 1060032 | 4 | [5 empty] | Removed from Ground | Empty | 1000 | Bare Steel | 1978-05-10 | Unknown
COLUMBUS FOUNDRIES INC | 1600 NORTHSIDE IND BLVD | COLUMBUS | Muscogee | 1060032 | 5 | [5 empty] | Removed from Ground | Empty | 1000 | Bare Steel | 1978-05-10 | Unknown
COLUMBUS WATER WORKS SERVICE CEN | 1420 FIFTYFOURTH ST | COLUMBUS | Muscogee | 1060033 | 1 | [5 empty] | Removed from Ground | Gas (Historical Use) | 12000 | Bare Steel | 1976-05-10 | Galvanized Steel
COLUMBUS WATER WORKS SERVICE CEN | 1420 FIFTYFOURTH ST | COLUMBUS | Muscogee | 1060033 | 2 | [5 empty] | Removed from Ground | Gas (Historical Use) | 8000 | Bare Steel | 1976-05-10 | Galvanized Steel
COLUMBUS WATER WORKS SERVICE CEN | 1420 FIFTYFOURTH ST | COLUMBUS | Muscogee | 1060033 | 3 | [5 empty] | Removed from Ground | Diesel | 2000 | Bare Steel | 1976-05-10 | Galvanized Steel
COLUMBUS WATER WORKS SERVICE CEN | 1420 FIFTYFOURTH ST | COLUMBUS | Muscogee | 1060033 | 4 |  | 1991-01-01 |  | 1991-01-01 | TRUE | Currently in Use | Gas (Historical Use) | 10000 | Galvanic (STIP-3) | 1991-04-01 | Fiberglass Reinforced Plastic | Safe Suction (Euro)
COLUMBUS WATER WORKS SERVICE CEN | 1420 FIFTYFOURTH ST | COLUMBUS | Muscogee | 1060033 | 5 |  | 1991-01-01 |  | 1991-01-01 | TRUE | Currently in Use | Gas (Historical Use) | 10000 | Galvanic (STIP-3) | 1991-04-01 | Fiberglass Reinforced Plastic | Safe Suction (Euro)
COLUMBUS WATER WORKS SERVICE CEN | 1420 FIFTYFOURTH ST | COLUMBUS | Muscogee | 1060033 | 6 |  | 1991-01-01 |  | 1991-01-01 | TRUE | Currently in Use | Diesel | 2000 | Galvanic (STIP-3) | 1991-04-01 | Fiberglass Reinforced Plastic | Safe Suction (Euro)
COLUMBUS WATER WORKS SERVICE CEN | 1420 FIFTYFOURTH ST | COLUMBUS | Muscogee | 1060033 | 7 |  |  | TRUE |  | TRUE | Removed from Ground | Used Oil | 500 | Bare Steel | 1976-05-10 | Galvanized Steel | Gravity Fed
DANIELS SERVICE STATION | 2336 CUSSETA RD | COLUMBUS | Muscogee | 1060034 | 1 |  |  | TRUE |  | TRUE | Removed from Ground | Used Oil | 750 | Bare Steel | 1993-03-02 | Unknown
DANIELS SERVICE STATION | 2336 CUSSETA RD | COLUMBUS | Muscogee | 1060034 | 2 | [5 empty] | Removed from Ground | Kerosene | 2000 | Bare Steel | 1956-05-15 | Unknown
DANIELS SERVICE STATION | 2336 CUSSETA RD | COLUMBUS | Muscogee | 1060034 | 3 | [5 empty] | Removed from Ground | Gas (Historical Use) | 6000 | Bare Steel | 1956-05-15 | Unknown
DANIELS SERVICE STATION | 2336 CUSSETA RD | COLUMBUS | Muscogee | 1060034 | 4 | [5 empty] | Removed from Ground | Gas (Historical Use) | 6000 | Bare Steel | 1956-05-15 | Unknown
PREMIUM OIL STATION | 4641 WARM SPRINGS RD | COLUMBUS | Muscogee | 1060035 | 1 | [5 empty] | Closed in Ground | Gas (Historical Use) | 1000 | Bare Steel | 1956-05-15 | Galvanized Steel
PREMIUM OIL STATION | 4641 WARM SPRINGS RD | COLUMBUS | Muscogee | 1060035 | 2 | [5 empty] | Closed in Ground | Gas (Historical Use) | 500 | Bare Steel | 1956-05-15 | Galvanized Steel
PREMIUM OIL STATION | 4641 WARM SPRINGS RD | COLUMBUS | Muscogee | 1060035 | 3 | [5 empty] | Closed in Ground | Gas (Historical Use) | 1000 | Bare Steel | 1956-05-15 | Galvanized Steel
PREMIUM OIL STATION | 4641 WARM SPRINGS RD | COLUMBUS | Muscogee | 1060035 | 4 | [5 empty] | Closed in Ground | Gas (Historical Use) | 1000 | Bare Steel | 1956-05-15 | Galvanized Steel
CLOSED PREMIUM OIL STATION INC | 4222 RIVER RD | COLUMBUS | Muscogee | 1060036 | 1 | [5 empty] | Removed from Ground | Gas (Historical Use) | 4000 | Bare Steel | 1951-05-17 | Galvanized Steel
CLOSED PREMIUM OIL STATION INC | 4222 RIVER RD | COLUMBUS | Muscogee | 1060036 | 2 | [5 empty] | Removed from Ground | Gas (Historical Use) | 1000 | Bare Steel | 1951-05-17 | Galvanized Steel
CLOSED PREMIUM OIL STATION INC | 4222 RIVER RD | COLUMBUS | Muscogee | 1060036 | 3 | [5 empty] | Removed from Ground | Diesel | 3000 | Bare Steel | 1951-05-17 | Unknown
CLOSED PREMIUM OIL STATION INC | 4222 RIVER RD | COLUMBUS | Muscogee | 1060036 | 4 | [5 empty] | Removed from Ground | Gas (Historical Use) | 3000 | Bare Steel | 1951-05-17 | Galvanized Steel
PREMIUM OIL STATION | 5096 FORREST RD | COLUMBUS | Muscogee | 1060037 | 1 | [5 empty] | Removed from Ground | Gas (Historical Use) | 6000 | Bare Steel | 1970-05-12 | Galvanized Steel
PREMIUM OIL STATION | 5096 FORREST RD | COLUMBUS | Muscogee | 1060037 | 2 | [5 empty] | Removed from Ground | Gas (Historical Use) | 6000 | Bare Steel | 1970-05-12 | Galvanized Steel
PREMIUM OIL STATION | 5096 FORREST RD | COLUMBUS | Muscogee | 1060037 | 3 | [5 empty] | Removed from Ground | Gas (Historical Use) | 6000 | Bare Steel | 1970-05-12 | Galvanized Steel
B LEROY BURNHAM | 1716 FIRST AVE | COLUMBUS | Muscogee | 1060038 | 1 | [5 empty] | Removed from Ground | Diesel | 6000 | Bare Steel | 1999-04-13 | Bare Steel
B LEROY BURNHAM | 1716 FIRST AVE | COLUMBUS | Muscogee | 1060038 | 2 | [5 empty] | Removed from Ground | Diesel | 6000 | Bare Steel | 1999-04-13 | Bare Steel
B LEROY BURNHAM | 1716 FIRST AVE | COLUMBUS | Muscogee | 1060038 | 3 |  |  | TRUE |  | TRUE | Removed from Ground | Used Oil | 550 | Bare Steel | 1999-04-13 | Bare Steel
B LEROY BURNHAM | 1716 FIRST AVE | COLUMBUS | Muscogee | 1060038 | DUMMY | [5 empty] | Currently in Use | Other | 0 | Not Marked/Unknown |  | Not Marked
UNIJAX INC | 1553 BLANCHARD BLVD | COLUMBUS | Muscogee | 1060039 | 1 | [5 empty] | Removed from Ground | Diesel | 1000 | Marked Unknown | 1968-05-12 | Unknown
MONEY BACK #6 | 1539 FOURTH AVE | COLUMBUS | Muscogee | 1060042 | 1 |  | 1995-10-16 |  | 1995-10-16 |  | Removed from Ground | Gas (Historical Use) | 10000 | Steel-Impressed Current | 1984-05-08 | Cathodically Protected | Pressurized
MONEY BACK #6 | 1539 FOURTH AVE | COLUMBUS | Muscogee | 1060042 | 2 |  | 1995-10-16 |  | 1995-10-16 |  | Removed from Ground | Gas (Historical Use) | 10000 | Steel-Impressed Current | 1984-05-08 | Cathodically Protected | Pressurized
MONEY BACK #6 | 1539 FOURTH AVE | COLUMBUS | Muscogee | 1060042 | 3 |  | 1995-10-16 |  | 1995-10-16 |  | Removed from Ground | Gas (Historical Use) | 10000 | Steel-Impressed Current | 1984-05-08 | Steel (Impressed Current) | Pressurized
CITY OF COLUMBUS | 4546 WARM SPRINGS RD | COLUMBUS | Muscogee | 1060043 | 1 | [5 empty] | Removed from Ground | Gas (Historical Use) | 5000 | Cathodically Protected Steel | 1981-05-09 | Galvanized Steel
CITY OF COLUMBUS | 4546 WARM SPRINGS RD | COLUMBUS | Muscogee | 1060043 | 2 | [5 empty] | Removed from Ground | Gas (Historical Use) | 5000 | Cathodically Protected Steel | 1981-05-09 | Galvanized Steel
CITY OF COLUMBUS | 4546 WARM SPRINGS RD | COLUMBUS | Muscogee | 1060043 | 3 | [5 empty] | Removed from Ground | Gas (Historical Use) | 5000 | Cathodically Protected Steel | 1981-05-09 | Galvanized Steel
CITY OF COLUMBUS | 4546 WARM SPRINGS RD | COLUMBUS | Muscogee | 1060043 | 4 | [5 empty] | Removed from Ground | Gas (Historical Use) | 5000 | Cathodically Protected Steel | 1981-05-09 | Galvanized Steel
CITY OF COLUMBUS | 4546 WARM SPRINGS RD | COLUMBUS | Muscogee | 1060043 | 5 | [5 empty] | Removed from Ground | Gas (Historical Use) | 10000 | Cathodically Protected Steel | 1985-05-08 | Galvanized Steel
SHELL FOOD MART | 401 VETERANS PKWY | COLUMBUS | Muscogee | 1060044 | 1 | Ball Float | 1996-06-10 | FALSE | 1996-06-10 | FALSE | Currently in Use | Premium | 10000 | Steel-Impressed Current | 1985-05-08 | Double-Walled Fiberglass | Pressurized
SHELL FOOD MART | 401 VETERANS PKWY | COLUMBUS | Muscogee | 1060044 | 2 | Ball Float | 1996-06-10 | FALSE | 1996-06-10 | FALSE | Currently in Use | Regular | 10000 | Steel-Impressed Current | 1985-05-08 | Double-Walled Fiberglass | Pressurized
SHELL FOOD MART | 401 VETERANS PKWY | COLUMBUS | Muscogee | 1060044 | 3 | Ball Float | 2000-02-23 | FALSE | 1996-06-10 | FALSE | Currently in Use | Diesel | 10000 | Steel-Impressed Current | 1985-05-08 | Double-Walled Fiberglass | Pressurized
HOP IN 100496 | 3021 MACON RD | COLUMBUS | Muscogee | 1060045 | 1 |  | 1996-06-10 |  | 1996-06-10 |  | Removed from Ground | Gas (Historical Use) | 10000 | Steel-Impressed Current | 1985-05-08 | Cathodically Protected | Pressurized
HOP IN 100496 | 3021 MACON RD | COLUMBUS | Muscogee | 1060045 | 2 |  | 1996-06-10 |  | 1996-06-10 |  | Removed from Ground | Gas (Historical Use) | 10000 | Steel-Impressed Current | 1985-05-08 | Cathodically Protected | Pressurized
HOP IN 100496 | 3021 MACON RD | COLUMBUS | Muscogee | 1060045 | 3 |  | 1996-06-10 |  | 1996-06-10 |  | Removed from Ground | Gas (Historical Use) | 10000 | Steel-Impressed Current | 1985-05-08 | Cathodically Protected | Pressurized
HOP IN 100496 | 3021 MACON RD | COLUMBUS | Muscogee | 1060045 | 4 | Ball Float | 2002-01-28 | FALSE | 2002-01-28 | FALSE | Currently in Use | Regular | 10000 | Fiberglass Double Walled | 2002-01-28 | Double-Walled Fiberglass | Pressurized
HOP IN 100496 | 3021 MACON RD | COLUMBUS | Muscogee | 1060045 | 5 | Ball Float | 2002-01-28 | FALSE | 2002-01-28 | FALSE | Currently in Use | Premium | 8000 | Fiberglass Double Walled | 2002-01-28 | Double-Walled Fiberglass | Pressurized
HOP IN 100496 | 3021 MACON RD | COLUMBUS | Muscogee | 1060045 | 6 | Ball Float | 2002-01-28 | FALSE | 2002-01-28 | FALSE | Currently in Use | Diesel | 8000 | Fiberglass Double Walled | 2002-01-28 | Double-Walled Fiberglass | Pressurized
MONEY BACK #11 | 4808 BUENA VISTA RD | COLUMBUS | Muscogee | 1060046 | 1 |  | 1996-06-10 |  | 1996-06-10 |  | Removed from Ground | Gas (Historical Use) | 10000 | Fiberglass | 1985-05-08 | Fiberglass Reinforced Plastic | Pressurized
MONEY BACK #11 | 4808 BUENA VISTA RD | COLUMBUS | Muscogee | 1060046 | 2 |  | 1996-06-10 |  | 1996-06-10 |  | Removed from Ground | Gas (Historical Use) | 10000 | Fiberglass | 1985-05-08 | Fiberglass Reinforced Plastic | Pressurized
MONEY BACK #11 | 4808 BUENA VISTA RD | COLUMBUS | Muscogee | 1060046 | 3 |  | 1996-06-10 |  | 1996-06-10 |  | Removed from Ground | Gas (Historical Use) | 10000 | Fiberglass | 1985-05-08 | Fiberglass Reinforced Plastic | Pressurized
RIGHT STOP FINA | 2061 FORT BENNING RD | COLUMBUS | Muscogee | 1060047 | 1 | [5 empty] | Permanently Out Of Use | Empty | 560 | Bare Steel | 1961-05-14 | Galvanized Steel
RIGHT STOP FINA | 2061 FORT BENNING RD | COLUMBUS | Muscogee | 1060047 | 2 | [5 empty] | Removed from Ground | Gas (Historical Use) | 4000 | Bare Steel | 1984-01-01 | Unknown | Pressurized
RIGHT STOP FINA | 2061 FORT BENNING RD | COLUMBUS | Muscogee | 1060047 | 3 | [5 empty] | Removed from Ground | Gas (Historical Use) | 4000 | Bare Steel | 1984-01-01 | Unknown | Pressurized
RIGHT STOP FINA | 2061 FORT BENNING RD | COLUMBUS | Muscogee | 1060047 | 4 | [5 empty] | Removed from Ground | Gas (Historical Use) | 4000 | Bare Steel | 1984-01-01 | Unknown | Pressurized
RIGHT STOP FINA | 2061 FORT BENNING RD | COLUMBUS | Muscogee | 1060047 | 5 | [5 empty] | Removed from Ground | Gas (Historical Use) | 4000 | Bare Steel | 1984-01-01 | Unknown | Pressurized
RIGHT STOP FINA | 2061 FORT BENNING RD | COLUMBUS | Muscogee | 1060047 | 6A | Ball Float | 1999-06-18 | FALSE | 1999-06-18 | FALSE | Currently in Use | Plus | 4000 | Composite | 1999-06-18 | Double-Walled Fiberglass | Pressurized
RIGHT STOP FINA | 2061 FORT BENNING RD | COLUMBUS | Muscogee | 1060047 | 6B | Ball Float | 1999-06-18 | FALSE | 1999-06-18 | FALSE | Currently in Use | Regular | 8000 | Composite | 1999-06-18 | Double-Walled Fiberglass | Pressurized
NATIONAL LINEN SERVICES | 905 15TH ST | COLUMBUS | Muscogee | 1060050 | 1 | [5 empty] | Removed from Ground | Diesel | 10000 | Bare Steel | 1962-05-13 | Not Marked | Safe Suction (Euro)
NATIONAL LINEN SERVICES | 905 15TH ST | COLUMBUS | Muscogee | 1060050 | 2 | [5 empty] | Removed from Ground | Diesel | 10000 | Bare Steel | 1978-05-09 | Not Marked | Safe Suction (Euro)
NATIONAL LINEN SERVICES | 905 15TH ST | COLUMBUS | Muscogee | 1060050 | 3 | [5 empty] | Removed from Ground | Gas (Historical Use) | 1000 | Bare Steel | 1993-01-15 | Bare Steel | Safe Suction (Euro)
NATIONAL LINEN SERVICES | 905 15TH ST | COLUMBUS | Muscogee | 1060050 | 4 | [5 empty] | Removed from Ground | Diesel | 10000 | Bare Steel | 1993-01-14 | Bare Steel | Safe Suction (Euro)
NATIONAL LINEN SERVICES | 905 15TH ST | COLUMBUS | Muscogee | 1060050 | 5 |  |  | TRUE |  | TRUE | Removed from Ground | Used Oil | 500 | Bare Steel | 1993-01-16 | Not Marked
NATIONAL LINEN SERVICES | 905 15TH ST | COLUMBUS | Muscogee | 1060050 | 6 | [5 empty] | Removed from Ground | Gas (Historical Use) | 12000 | Bare Steel | 1962-01-01 | Bare Steel | Safe Suction (Euro)
GA CROWN DISTRIBUTING CO | 7 CROWN CIRCLE | COLUMBUS | Muscogee | 1060051 | 1 | [5 empty] | Removed from Ground | Gas (Historical Use) | 2000 | Bare Steel | 1979-05-10 | Galvanized Steel
GA CROWN DISTRIBUTING CO | 7 CROWN CIRCLE | COLUMBUS | Muscogee | 1060051 | 2 | [5 empty] | Removed from Ground | Diesel | 10000 | Bare Steel | 1979-05-10 | Galvanized Steel
FRANKS AUTOMOTIVE | 3411 BUENA VISTA RD | COLUMBUS | Muscogee | 1060052 | 1 | [5 empty] | Removed from Ground | Gas (Historical Use) | 6000 | Bare Steel | 1986-05-08 | Cathodically Protected
FRANKS AUTOMOTIVE | 3411 BUENA VISTA RD | COLUMBUS | Muscogee | 1060052 | 2 | [5 empty] | Removed from Ground | Gas (Historical Use) | 6000 | Bare Steel | 1986-05-08 | Unknown
FRANKS AUTOMOTIVE | 3411 BUENA VISTA RD | COLUMBUS | Muscogee | 1060052 | 3 | [5 empty] | Removed from Ground | Diesel | 560 | Bare Steel | 1985-05-08 | Unknown
FRANKS AUTOMOTIVE | 3411 BUENA VISTA RD | COLUMBUS | Muscogee | 1060052 | 4 | [5 empty] | Removed from Ground | Empty | 6000 | Bare Steel | 1986-05-08 | Unknown
FRANKS AUTOMOTIVE | 3411 BUENA VISTA RD | COLUMBUS | Muscogee | 1060052 | 5 | [5 empty] | Removed from Ground | Empty | 6000 | Bare Steel | 1986-05-08 | Unknown
FRANKS AUTOMOTIVE | 3411 BUENA VISTA RD | COLUMBUS | Muscogee | 1060052 | 6 |  |  | FALSE |  | FALSE | Removed from Ground | Used Oil | 560 | Bare Steel | 2009-07-10 | Bare Steel | Gravity Fed
INTERFAITH FOOD BANK/SANS SOUCI | 5928 COCA-COLA BLVD | COLUMBUS | Muscogee | 1060053 | 1 | [5 empty] | Removed from Ground | Diesel | 4000 | Bare Steel | 1980-05-09 | Galvanized Steel | Safe Suction (Euro)
SOUTHEASTERN FREIGHT LINES | 1075 45TH ST | COLUMBUS | Muscogee | 1060055 | 1 | [5 empty] | Removed from Ground | Diesel | 10000 | Bare Steel | 1981-05-09 | Galvanized Steel
CENTRAL OF GA RWY CO | 1300 6TH AVE | COLUMBUS | Muscogee | 1060057 | 1 | [5 empty] | Removed from Ground | Gas (Historical Use) | 500 | Bare Steel | 1986-05-08 | Unknown
FLORIDA ROCK & TANK LINES INC | 5241 MILLER RD | COLUMBUS | Muscogee | 1060058 | 1 | [5 empty] | Removed from Ground | Diesel | 8000 | Bare Steel | 1975-05-09 | Double-Walled Flex
FLORIDA ROCK & TANK LINES INC | 5241 MILLER RD | COLUMBUS | Muscogee | 1060058 | 2 | Flapper Valve | 1991-10-01 | FALSE | 1991-10-01 | FALSE | Currently in Use | Diesel | 10000 | Composite | 1991-10-01 | Double-Walled Flex | Safe Suction (Euro)
FLORIDA ROCK & TANK LINES INC | 5241 MILLER RD | COLUMBUS | Muscogee | 1060058 | T1 |  | 1991-10-01 |  | 1991-10-01 |  | Removed from Ground | Diesel | 10000 | Composite | 1991-10-01 | Galvanized Steel | Safe Suction (Euro)
CHEVRON STATION #40225 | 1810 WYNNTON RD | COLUMBUS | Muscogee | 1060059 | 1 | [5 empty] | Removed from Ground | Gas (Historical Use) | 10000 | Fiberglass | 1983-04-24 | Fiberglass Reinforced Plastic
CHEVRON STATION #40225 | 1810 WYNNTON RD | COLUMBUS | Muscogee | 1060059 | 2 | [5 empty] | Removed from Ground | Gas (Historical Use) | 10000 | Fiberglass | 1983-04-24 | Fiberglass Reinforced Plastic
CHEVRON STATION #40225 | 1810 WYNNTON RD | COLUMBUS | Muscogee | 1060059 | 3 | [5 empty] | Removed from Ground | Gas (Historical Use) | 10000 | Fiberglass | 1983-04-24 | Fiberglass Reinforced Plastic
CHEVRON STATION #40225 | 1810 WYNNTON RD | COLUMBUS | Muscogee | 1060059 | 4 |  |  | TRUE |  | TRUE | Removed from Ground | Used Oil | 1000 | Fiberglass | 1983-04-24 | Fiberglass Reinforced Plastic
CHEVRON #40224 | 3782 BUENA VISTA RD | COLUMBUS | Muscogee | 1060060 | 1 | [5 empty] | Removed from Ground | Gas (Historical Use) | 10000 | Bare Steel | 1969-04-27 | Galvanized Steel
CHEVRON #40224 | 3782 BUENA VISTA RD | COLUMBUS | Muscogee | 1060060 | 2 | [5 empty] | Removed from Ground | Gas (Historical Use) | 10000 | Bare Steel | 1969-04-27 | Galvanized Steel
CHEVRON #40224 | 3782 BUENA VISTA RD | COLUMBUS | Muscogee | 1060060 | 3 | [5 empty] | Removed from Ground | Gas (Historical Use) | 5000 | Bare Steel | 1969-04-27 | Galvanized Steel
CHEVRON #40224 | 3782 BUENA VISTA RD | COLUMBUS | Muscogee | 1060060 | 4 |  |  | TRUE |  | TRUE | Removed from Ground | Used Oil | 550 | Bare Steel | 1969-04-27 | Galvanized Steel
CHEVRON STATION #40223 | 1246 Veteran Pkwy. | COLUMBUS | Muscogee | 1060061 | 1 | Ball Float | 1988-08-01 | FALSE | 1988-08-01 | FALSE | Currently in Use | Premium | 10000 | Fiberglass Double Walled | 2015-04-14 | Double-Walled Fiberglass | Pressurized
CHEVRON STATION #40223 | 1246 Veteran Pkwy. | COLUMBUS | Muscogee | 1060061 | 2 | Ball Float | 1988-08-01 | FALSE | 1988-08-01 | FALSE | Currently in Use | Regular | 10000 | Fiberglass Double Walled | 2015-04-14 | Double-Walled Fiberglass | Pressurized
CHEVRON STATION #40223 | 1246 Veteran Pkwy. | COLUMBUS | Muscogee | 1060061 | 3 |  | 1988-08-01 | FALSE | 1988-08-01 | FALSE | Currently in Use | Diesel | 10000 | Fiberglass Double Walled | 2015-04-14 | Double-Walled Fiberglass | Pressurized
CHEVRON STATION #40223 | 1246 Veteran Pkwy. | COLUMBUS | Muscogee | 1060061 | 4 |  | 1998-09-01 | TRUE | 1998-12-01 | TRUE | Removed from Ground | Used Oil | 1000 | Fiberglass Double Walled | 2015-07-15 | Double-Walled Fiberglass | Pressurized
WINDSOR PARK CHEVRON/#40222 | 4001 MILLER RD | COLUMBUS | Muscogee | 1060062 | 1 | [5 empty] | Removed from Ground | Gas (Historical Use) | 3000 | Cathodically Protected Steel | 1966-04-28 | Galvanized Steel
WINDSOR PARK CHEVRON/#40222 | 4001 MILLER RD | COLUMBUS | Muscogee | 1060062 | 10 | Ball Float | 1998-12-01 | TRUE | 1998-12-01 | TRUE | Currently in Use | Diesel | 1000 | Fiberglass Double Walled | 1989-11-17 | Fiberglass Reinforced Plastic | Pressurized
WINDSOR PARK CHEVRON/#40222 | 4001 MILLER RD | COLUMBUS | Muscogee | 1060062 | 2 | [5 empty] | Removed from Ground | Gas (Historical Use) | 3000 | Cathodically Protected Steel | 1966-04-28 | Galvanized Steel
WINDSOR PARK CHEVRON/#40222 | 4001 MILLER RD | COLUMBUS | Muscogee | 1060062 | 3 | [5 empty] | Removed from Ground | Gas (Historical Use) | 8000 | Cathodically Protected Steel | 1966-04-28 | Galvanized Steel
WINDSOR PARK CHEVRON/#40222 | 4001 MILLER RD | COLUMBUS | Muscogee | 1060062 | 4 | [5 empty] | Removed from Ground | Gas (Historical Use) | 3000 | Cathodically Protected Steel | 1966-04-28 | Galvanized Steel
WINDSOR PARK CHEVRON/#40222 | 4001 MILLER RD | COLUMBUS | Muscogee | 1060062 | 5 | [5 empty] | Removed from Ground | Gas (Historical Use) | 3000 | Cathodically Protected Steel | 1966-04-28 | Galvanized Steel
WINDSOR PARK CHEVRON/#40222 | 4001 MILLER RD | COLUMBUS | Muscogee | 1060062 | 6 |  |  | TRUE |  | TRUE | Removed from Ground | Used Oil | 550 | Cathodically Protected Steel | 1966-04-28 | Galvanized Steel
WINDSOR PARK CHEVRON/#40222 | 4001 MILLER RD | COLUMBUS | Muscogee | 1060062 | 7 | Ball Float | 1989-11-01 | FALSE | 1989-11-01 | FALSE | Currently in Use | Regular | 10000 | Fiberglass Double Walled | 1989-11-17 | Fiberglass Reinforced Plastic | Pressurized
WINDSOR PARK CHEVRON/#40222 | 4001 MILLER RD | COLUMBUS | Muscogee | 1060062 | 8 | Ball Float | 1989-11-01 | FALSE | 1989-11-01 | FALSE | Currently in Use | Premium | 10000 | Fiberglass Double Walled | 1989-11-17 | Fiberglass Reinforced Plastic | Pressurized
WINDSOR PARK CHEVRON/#40222 | 4001 MILLER RD | COLUMBUS | Muscogee | 1060062 | 9 | Ball Float | 1989-11-01 | FALSE | 1989-11-01 | FALSE | Currently in Use | Kerosene | 10000 | Fiberglass Double Walled | 1989-11-17 | Fiberglass Reinforced Plastic | Pressurized
RIVER ROAD CHEVRON | 5022 RIVER RD | COLUMBUS | Muscogee | 1060063 | 1 | [5 empty] | Removed from Ground | Gas (Historical Use) | 4000 | Cathodically Protected Steel | 1964-04-28 | Galvanized Steel
RIVER ROAD CHEVRON | 5022 RIVER RD | COLUMBUS | Muscogee | 1060063 | 2 | [5 empty] | Removed from Ground | Gas (Historical Use) | 10000 | Cathodically Protected Steel | 1970-04-27 | Galvanized Steel
RIVER ROAD CHEVRON | 5022 RIVER RD | COLUMBUS | Muscogee | 1060063 | 3 | [5 empty] | Removed from Ground | Gas (Historical Use) | 10000 | Cathodically Protected Steel | 1970-04-27 | Galvanized Steel
RIVER ROAD CHEVRON | 5022 RIVER RD | COLUMBUS | Muscogee | 1060063 | 4 |  |  | TRUE |  | TRUE | Removed from Ground | Used Oil | 550 | Cathodically Protected Steel | 1962-04-29 | Galvanized Steel
RIVER ROAD CHEVRON | 5022 RIVER RD | COLUMBUS | Muscogee | 1060063 | 5 | Ball Float | 1991-05-01 | FALSE | 1991-05-01 | FALSE | Currently in Use | Regular | 10000 | Galvanic (STIP-3) | 1991-05-01 | Fiberglass Reinforced Plastic | Pressurized
RIVER ROAD CHEVRON | 5022 RIVER RD | COLUMBUS | Muscogee | 1060063 | 6 | Ball Float | 1991-05-01 | FALSE | 1991-05-01 | FALSE | Currently in Use | Plus | 6000 | Galvanic (STIP-3) | 1991-05-01 | Fiberglass Reinforced Plastic | Pressurized
RIVER ROAD CHEVRON | 5022 RIVER RD | COLUMBUS | Muscogee | 1060063 | 7 | Ball Float | 1991-05-01 | FALSE | 1991-05-01 | FALSE | Currently in Use | Premium | 10000 | Galvanic (STIP-3) | 1991-05-01 | Fiberglass Reinforced Plastic | Pressurized
CIRCLE K 6684 | 2233 FT BENNING RD | COLUMBUS | Muscogee | 1060064 | 1 | Flapper Valve | 1985-04-01 | FALSE | 1985-04-01 | FALSE | Currently in Use | Premium | 10000 | Fiberglass | 1983-04-24 | Fiberglass Reinforced Plastic | Pressurized
CIRCLE K 6684 | 2233 FT BENNING RD | COLUMBUS | Muscogee | 1060064 | 2 | Flapper Valve | 1985-04-01 | FALSE | 1985-04-01 | FALSE | Currently in Use | Regular | 10000 | Fiberglass | 1983-04-24 | Fiberglass Reinforced Plastic | Pressurized
CIRCLE K 6684 | 2233 FT BENNING RD | COLUMBUS | Muscogee | 1060064 | 3 | Flapper Valve | 1985-04-01 | FALSE | 1985-04-01 | FALSE | Currently in Use | Plus | 10000 | Fiberglass | 1983-04-24 | Fiberglass Reinforced Plastic | Pressurized
CHEVRON TERMINAL | 5131 MILLER RD | COLUMBUS | Muscogee | 1060065 | 1 |  |  | TRUE |  | TRUE | Removed from Ground | Used Oil | 1000 | Fiberglass | 1984-04-23 | Galvanized Steel
CHEVRON TERMINAL | 5131 MILLER RD | COLUMBUS | Muscogee | 1060065 | 2 |  |  | TRUE |  | TRUE | Closed in Ground | Used Oil | 3000 | Bare Steel | 1971-04-27 | Not Marked
B&C AVIATION | 5290 A ARMOUR RD | COLUMBUS | Muscogee | 1060067 | 1 |  | 1995-07-31 | FALSE | 1995-07-31 | FALSE | Closed in Ground |  | 12000 | Fiberglass | 1984-03-05 | Fiberglass Reinforced Plastic | Pressurized
B&C AVIATION | 5290 A ARMOUR RD | COLUMBUS | Muscogee | 1060067 | 2 | Overfill Alarm | 1998-04-13 | FALSE | 1998-04-13 | FALSE | Currently in Use | Jet fuel | 12000 | Fiberglass Double Walled | 1998-04-12 | Double-Walled Flex | Safe Suction (Euro)
B&C AVIATION | 5290 A ARMOUR RD | COLUMBUS | Muscogee | 1060067 | 3 | Overfill Alarm | 1998-04-13 | FALSE | 1998-04-13 | FALSE | Currently in Use | Jet fuel | 12000 | Fiberglass Double Walled | 1998-04-12 | Double-Walled Flex | Safe Suction (Euro)
PENSKE TRUCK LEASING CO | 1100 MARTIN LUTHER KING JR BLVD | COLUMBUS | Muscogee | 1060068 | 1 | [5 empty] | Removed from Ground | Diesel | 8000 | Bare Steel | 1966-02-10 | Galvanized Steel
PENSKE TRUCK LEASING CO | 1100 MARTIN LUTHER KING JR BLVD | COLUMBUS | Muscogee | 1060068 | 2 | [5 empty] | Removed from Ground | Gas (Historical Use) | 2000 | Bare Steel | 1966-02-10 | Galvanized Steel
PENSKE TRUCK LEASING CO | 1100 MARTIN LUTHER KING JR BLVD | COLUMBUS | Muscogee | 1060068 | 3 |  |  | TRUE |  | TRUE | Removed from Ground | Used Oil | 1000 | Bare Steel | 1966-02-10 | Galvanized Steel
PENSKE TRUCK LEASING CO | 1100 MARTIN LUTHER KING JR BLVD | COLUMBUS | Muscogee | 1060068 | 4 | Ball Float | 1996-06-28 |  | 1996-06-28 |  | Removed from Ground | Diesel | 20000 | Composite | 1996-06-28 | Double-Walled Fiberglass | Pressurized
PENSKE TRUCK LEASING CO | 1100 MARTIN LUTHER KING JR BLVD | COLUMBUS | Muscogee | 1060068 | 5 | Ball Float | 1996-06-28 |  | 1996-06-28 |  | Removed from Ground | Gas (Historical Use) | 12000 | Composite | 1996-06-28 | Double-Walled Fiberglass | Pressurized
N R BOYD | 1332 17TH ST | COLUMBUS | Muscogee | 1060070 | 1 | [5 empty] | Removed from Ground | Empty | 1000 | Bare Steel | 1983-02-27 | Galvanized Steel | Suction (American)
COLUMBUS GOVERNMENT AUTOMOTIVE S | 1011 CUSSETA RD | COLUMBUS | Muscogee | 1060075 | 1 | [5 empty] | Removed from Ground | Empty | 10026 | Composite | 1980-01-30 | Galvanized Steel | Suction (American)
COLUMBUS GOVERNMENT AUTOMOTIVE S | 1011 CUSSETA RD | COLUMBUS | Muscogee | 1060075 | 10 | Flapper Valve | 1998-11-10 | FALSE | 1998-11-10 | FALSE | Currently in Use | Regular | 15000 | Composite | 1998-11-08 | Double-Walled Flex | Pressurized
COLUMBUS GOVERNMENT AUTOMOTIVE S | 1011 CUSSETA RD | COLUMBUS | Muscogee | 1060075 | 11 | Flapper Valve | 1998-11-10 | FALSE | 1998-11-10 | FALSE | Currently in Use | Regular | 15000 | Composite | 1998-11-08 | Double-Walled Flex | Pressurized
COLUMBUS GOVERNMENT AUTOMOTIVE S | 1011 CUSSETA RD | COLUMBUS | Muscogee | 1060075 | 12 | Flapper Valve | 1998-11-10 | FALSE | 1998-11-10 | FALSE | Currently in Use | Diesel | 15000 | Composite | 1998-11-08 | Double-Walled Flex | Pressurized
COLUMBUS GOVERNMENT AUTOMOTIVE S | 1011 CUSSETA RD | COLUMBUS | Muscogee | 1060075 | 2 | [5 empty] | Removed from Ground | Empty | 10026 | Composite | 1980-01-30 | Galvanized Steel | Suction (American)
COLUMBUS GOVERNMENT AUTOMOTIVE S | 1011 CUSSETA RD | COLUMBUS | Muscogee | 1060075 | 3 | [5 empty] | Removed from Ground | Empty | 10025 | Composite | 1980-01-30 | Galvanized Steel | Suction (American)
COLUMBUS GOVERNMENT AUTOMOTIVE S | 1011 CUSSETA RD | COLUMBUS | Muscogee | 1060075 | 4 | [5 empty] | Removed from Ground | Empty | 10026 | Composite | 1980-01-30 | Galvanized Steel | Suction (American)
COLUMBUS GOVERNMENT AUTOMOTIVE S | 1011 CUSSETA RD | COLUMBUS | Muscogee | 1060075 | 5 | [5 empty] | Removed from Ground | Gas (Historical Use) | 10026 | Composite | 1980-01-30 | Galvanized Steel | Suction (American)
COLUMBUS GOVERNMENT AUTOMOTIVE S | 1011 CUSSETA RD | COLUMBUS | Muscogee | 1060075 | 6 |  | 1993-05-01 |  | 1993-04-14 |  | Removed from Ground | Empty | 10026 | Composite | 1980-01-30 | Galvanized Steel | Suction (American)
COLUMBUS GOVERNMENT AUTOMOTIVE S | 1011 CUSSETA RD | COLUMBUS | Muscogee | 1060075 | 7 |  |  | TRUE |  | TRUE | Removed from Ground | Used Oil | 1500 | Composite | 1986-01-28 | Galvanized Steel
COLUMBUS GOVERNMENT AUTOMOTIVE S | 1011 CUSSETA RD | COLUMBUS | Muscogee | 1060075 | 8 |  |  | TRUE |  | TRUE | Removed from Ground | Used Oil | 1500 | Composite | 1986-01-28 | Galvanized Steel
COLUMBUS GOVERNMENT AUTOMOTIVE S | 1011 CUSSETA RD | COLUMBUS | Muscogee | 1060075 | 9 | Flapper Valve | 1998-11-10 | FALSE | 1998-11-10 | FALSE | Currently in Use | Regular | 15000 | Composite | 1998-11-08 | Double-Walled Flex | Pressurized
COLUMBUS CONSOLIDATED GOVERNMENT | 3950 SCHATULGA RD | COLUMBUS | Muscogee | 1060076 | 1 | [5 empty] | Removed from Ground | Diesel | 3500 | Bare Steel | 1976-01-31 | Galvanized Steel
COLUMBUS CONSOLIDATED GOVERNMENT | 3950 SCHATULGA RD | COLUMBUS | Muscogee | 1060076 | 2 | [5 empty] | Removed from Ground | Diesel | 3500 | Bare Steel | 1976-01-31 | Galvanized Steel
COLUMBUS CONSOLIDATED GOVERNMENT | 3950 SCHATULGA RD | COLUMBUS | Muscogee | 1060076 | 3 | Ball Float | 1999-06-01 | FALSE | 1999-06-01 | FALSE | Currently in Use | Regular | 12000 | Composite | 1999-06-01 | Double-Walled Flex | Pressurized
COLUMBUS CONSOLIDATED GOVERNMENT | 3950 SCHATULGA RD | COLUMBUS | Muscogee | 1060076 | 4 | Ball Float | 1999-06-01 | FALSE | 1999-06-01 | FALSE | Currently in Use | Diesel | 12000 | Composite | 1999-06-01 | Double-Walled Flex | Pressurized
COLUMBUS CONSOLIDATED GOVERNMENT | 3950 SCHATULGA RD | COLUMBUS | Muscogee | 1060076 | 5 | Ball Float | 1999-06-01 | FALSE | 1999-06-01 | FALSE | Currently in Use | Diesel | 12000 | Composite | 1999-06-01 | Double-Walled Flex | Pressurized
COLUMBUS FIRE STATION #1 | 205 TENTH STREET | COLUMBUS | Muscogee | 1060077 | 1D | [5 empty] | Removed from Ground | Diesel | 300 | Bare Steel | 1976-01-31 | Bare Steel | Safe Suction (Euro)
COLUMBUS FIRE STATION #2 | 1347 29TH ST | COLUMBUS | Muscogee | 1060078 | 1 | [5 empty] | Removed from Ground | Diesel | 500 | Bare Steel | 1971-02-01 | Galvanized Steel
COLUMBUS FIRE STATION #3 | 3402 6TH AVE | COLUMBUS | Muscogee | 1060079 | 1 | [5 empty] | Removed from Ground | Diesel | 300 | Bare Steel | 1971-02-01 | Galvanized Steel
COLUMBUS FIRE STATION #4 | 2630 OAKLEY AVE | COLUMBUS | Muscogee | 1060080 | 1 | [5 empty] | Removed from Ground | Diesel | 550 | Bare Steel | 1976-01-31 | Galvanized Steel
#5 COLUMBUS FIRE STATION | 6700 LYNCH RD | COLUMBUS | Muscogee | 1060081 | 1 | [5 empty] | Removed from Ground | Diesel | 500 | Bare Steel | 1983-01-29 | Galvanized Steel
COLUMBUS FIRE STATION #6 | 1126 BROWN AVE | COLUMBUS | Muscogee | 1060082 | 1 | [5 empty] | Removed from Ground | Diesel | 300 | Bare Steel | 1986-01-28 | Galvanized Steel
COLUMBUS FIRE STATION #7 | 2418 NORTH LUMPKIN RD | COLUMBUS | Muscogee | 1060083 | 1 | [5 empty] | Removed from Ground | Other | 300 | Not Marked/Unknown | 1993-09-08 | Not Marked
COLUMBUS FIRE STATION #8 | 5844 WHITESVILLE RD | COLUMBUS | Muscogee | 1060084 | 1 | [5 empty] | Removed from Ground | Diesel | 550 | Bare Steel | 1976-01-31 | Galvanized Steel
COLUMBUS FIRE STATION #9 | 4070 JAY ST | COLUMBUS | Muscogee | 1060085 | 1 | [5 empty] | Removed from Ground | Diesel | 300 | Not Marked/Unknown | 1995-04-24 | Not Marked
COLUMBUS FIRE STATION #10 | 2067 COMMERCE ST | COLUMBUS | Muscogee | 1060086 | 1 | [5 empty] | Removed from Ground | Diesel | 300 | Bare Steel | 1971-02-01 | Galvanized Steel
COLUMBUS FIRE STATION #11 | 4617 WARM SPRINGS RD | COLUMBUS | Muscogee | 1060087 | 1 | [5 empty] | Removed from Ground | Diesel | 550 | Bare Steel | 1974-01-31 | Galvanized Steel
GOVERNMENT CENTER | 100 TENTH ST | COLUMBUS | Muscogee | 1060088 | 1 | [5 empty] | Removed from Ground | Diesel | 10000 | Bare Steel | 1986-01-28 | Galvanized Steel
GOVERNMENT CENTER | 100 TENTH ST | COLUMBUS | Muscogee | 1060088 | 2 |  | 1999-01-28 |  | 1999-01-28 |  | Currently in Use | Diesel | 5000 | Composite | 1999-01-28 | Not Marked | Suction (American)
COLUMBUS TRANSIT FACILITY | 814 LINWOOD BLVD | COLUMBUS | Muscogee | 1060089 | 1 | Ball Float | 1990-11-07 | FALSE | 1990-11-07 | FALSE | Currently in Use | Diesel | 20000 | Fiberglass Double Walled | 1990-11-07 | Fiberglass Reinforced Plastic | Pressurized
COLUMBUS TRANSIT FACILITY | 814 LINWOOD BLVD | COLUMBUS | Muscogee | 1060089 | 2 | Ball Float | 1990-11-07 | FALSE | 1990-11-07 | FALSE | Currently in Use | Diesel | 20000 | Fiberglass Double Walled | 1990-11-07 | Double-Walled Fiberglass | Pressurized
COLUMBUS TRANSIT FACILITY | 814 LINWOOD BLVD | COLUMBUS | Muscogee | 1060089 | 3 | [5 empty] | Removed from Ground | Diesel | 20000 | Bare Steel | 1975-01-01 | Galvanized Steel
COLUMBUS TRANSIT FACILITY | 814 LINWOOD BLVD | COLUMBUS | Muscogee | 1060089 | 4 | [5 empty] | Removed from Ground | Diesel | 8000 | Bare Steel | 1975-01-01 | Galvanized Steel
COLUMBUS TRANSIT FACILITY | 814 LINWOOD BLVD | COLUMBUS | Muscogee | 1060089 | 5 | [5 empty] | Removed from Ground | Diesel | 8000 | Bare Steel | 1975-01-01 | Galvanized Steel
COLUMBUS TRANSIT FACILITY | 814 LINWOOD BLVD | COLUMBUS | Muscogee | 1060089 | 6 | [5 empty] | Removed from Ground | Diesel | 6000 | Bare Steel | 1971-02-01 | Galvanized Steel
COLUMBUS TRANSIT FACILITY | 814 LINWOOD BLVD | COLUMBUS | Muscogee | 1060089 | 7 | [5 empty] | Removed from Ground | Diesel | 6000 | Bare Steel | 1971-02-01 | Galvanized Steel
COLUMBUS TRANSIT FACILITY | 814 LINWOOD BLVD | COLUMBUS | Muscogee | 1060089 | 8 |  |  | TRUE |  | TRUE | Removed from Ground | Used Oil | 1500 | Bare Steel | 1971-02-01 | Galvanized Steel | Gravity Fed
COLUMBUS TRANSIT FACILITY | 814 LINWOOD BLVD | COLUMBUS | Muscogee | 1060089 | 9 | [5 empty] | Removed from Ground | Other | 1500 | Bare Steel | 1971-02-01 | Galvanized Steel | Gravity Fed
COLUMBUS TRANSIT FACILITY | 814 LINWOOD BLVD | COLUMBUS | Muscogee | 1060089 | OLD#1 | [5 empty] | Removed from Ground | Diesel | 15000 | Bare Steel | 1975-01-31 | Galvanized Steel
COLUMBUS TRANSIT FACILITY | 814 LINWOOD BLVD | COLUMBUS | Muscogee | 1060089 | OLD#2 | [5 empty] | Removed from Ground | Diesel | 5000 | Bare Steel | 1975-01-31 | Galvanized Steel
COLUMBUS TRANSIT FACILITY | 814 LINWOOD BLVD | COLUMBUS | Muscogee | 1060089 | OLD#3 | [5 empty] | Removed from Ground | Diesel | 3500 | Bare Steel | 1971-02-01 | Galvanized Steel
COLUMBUS TRANSIT FACILITY | 814 LINWOOD BLVD | COLUMBUS | Muscogee | 1060089 | OLD#4 | [5 empty] | Removed from Ground | Diesel | 3500 | Bare Steel | 1971-02-01 | Galvanized Steel | Suction (American)
COLUMBUS TRANSIT FACILITY | 814 LINWOOD BLVD | COLUMBUS | Muscogee | 1060089 | OLD#5 | [5 empty] | Removed from Ground | Diesel | 3500 | Bare Steel | 1971-02-01 | Galvanized Steel | Suction (American)
MUSCOGEE COUNTY JAIL | 700 10TH ST | COLUMBUS | Muscogee | 1060090 | 1 | [5 empty] | Removed from Ground | Diesel | 3000 | Bare Steel | 1984-01-29 | Galvanized Steel
MUSCOGEE COUNTY JAIL | 700 10TH ST | COLUMBUS | Muscogee | 1060090 | 2 | [5 empty] | Removed from Ground | Diesel | 1000 | Bare Steel | 1984-01-29 | Galvanized Steel
CRYSTAL VALLEY SHELL | 6005 MACON RD | COLUMBUS | Muscogee | 1060091 | 1 |  | 1998-07-28 |  | 1998-07-28 |  | Removed from Ground | Diesel | 6000 | Steel-Impressed Current | 1986-02-18 | Cathodically Protected | Pressurized
CRYSTAL VALLEY SHELL | 6005 MACON RD | COLUMBUS | Muscogee | 1060091 | 2 |  | 1998-07-28 |  | 1998-07-28 |  | Removed from Ground | Gas (Historical Use) | 6000 | Steel-Impressed Current | 1986-02-18 | Cathodically Protected | Pressurized
CRYSTAL VALLEY SHELL | 6005 MACON RD | COLUMBUS | Muscogee | 1060091 | 3 |  | 1998-07-28 |  | 1998-07-28 |  | Removed from Ground | Gas (Historical Use) | 8000 | Steel-Impressed Current | 1986-02-18 | Cathodically Protected | Pressurized
CRYSTAL VALLEY SHELL | 6005 MACON RD | COLUMBUS | Muscogee | 1060091 | 4 | [5 empty] | Removed from Ground | Gas (Historical Use) | 8000 | Steel-Impressed Current | 1986-02-18 | Galvanized Steel | Pressurized
GA PACIFIC CORP | 1401 BLANCHARD DR | COLUMBUS | Muscogee | 1060093 | 1 | [5 empty] | Removed from Ground | Diesel | 2000 | Bare Steel | 1971-03-09 | Galvanized Steel | Suction (American)
GA PACIFIC CORP | 1401 BLANCHARD DR | COLUMBUS | Muscogee | 1060093 | 2 | [5 empty] | Removed from Ground | Diesel | 10000 | Double Walled | 1993-03-20 | Fiberglass Reinforced Plastic | Suction (American)
GOLDEN'S FOUNDRY & MACHINE CO | 600 12TH ST | COLUMBUS | Muscogee | 1060094 | 1 | [5 empty] | Closed in Ground | Gas (Historical Use) | 1000 | Bare Steel | 1969-03-07 | Bare Steel | Safe Suction (Euro)
INDUSTRIAL METAL FABRICATOR INC | 4705 MILGEN RD | COLUMBUS | Muscogee | 1060095 | 1 | [5 empty] | Removed from Ground | Gas (Historical Use) | 5000 | Bare Steel | 1980-02-26 | Galvanized Steel
LEDGER-ENQUIRER GARAGE | 1339 3RD AVE | COLUMBUS | Muscogee | 1060096 | 1 | [5 empty] | Permanently Out of Use - historical purposes | Gas (Historical Use) | 2000 | Bare Steel | 1966-02-10 | Galvanized Steel
LEDGER-ENQUIRER GARAGE | 1339 3RD AVE | COLUMBUS | Muscogee | 1060096 | 2 | [5 empty] | Permanently Out of Use - historical purposes | Gas (Historical Use) | 8000 | Bare Steel | 1980-02-07 | Galvanized Steel
LEDGER-ENQUIRER GARAGE | 1339 3RD AVE | COLUMBUS | Muscogee | 1060096 | 3 |  |  | TRUE |  | TRUE | Permanently Out of Use - historical purposes | Used Oil | 300 | Bare Steel | 1966-02-10 | Galvanized Steel
DELTA #3098 (FORMER) | 4280 MACON RD | COLUMBUS | Muscogee | 1060097 | 1 | [5 empty] | Removed from Ground | Gas (Historical Use) | 10000 | Bare Steel | 1975-01-26 | Galvanized Steel
DELTA #3098 (FORMER) | 4280 MACON RD | COLUMBUS | Muscogee | 1060097 | 2 | [5 empty] | Removed from Ground | Gas (Historical Use) | 8000 | Bare Steel | 1975-01-26 | Galvanized Steel
DELTA #3098 (FORMER) | 4280 MACON RD | COLUMBUS | Muscogee | 1060097 | 3 | [5 empty] | Removed from Ground | Gas (Historical Use) | 8000 | Bare Steel | 1975-01-26 | Galvanized Steel
DELTA #2097 | 4104 BUENA VISTA RD | COLUMBUS | Muscogee | 1060098 | 1 | [5 empty] | Removed from Ground | Gas (Historical Use) | 10000 | Bare Steel | 1976-01-26 | Galvanized Steel
DELTA #2097 | 4104 BUENA VISTA RD | COLUMBUS | Muscogee | 1060098 | 2 | [5 empty] | Removed from Ground | Gas (Historical Use) | 8000 | Bare Steel | 1976-01-26 | Galvanized Steel
DELTA #2097 | 4104 BUENA VISTA RD | COLUMBUS | Muscogee | 1060098 | 3 | [5 empty] | Removed from Ground | Gas (Historical Use) | 8000 | Bare Steel | 1976-01-26 | Galvanized Steel
BAREFIELD CHEVRON | 3706 WOODRUFF RD | COLUMBUS | Muscogee | 1060101 | 1 |  | 1998-06-01 |  | 1998-06-01 |  | Removed from Ground | Gas (Historical Use) | 8000 | Steel-Impressed Current | 1975-06-01 | Steel (Impressed Current) | Suction (American)
BAREFIELD CHEVRON | 3706 WOODRUFF RD | COLUMBUS | Muscogee | 1060101 | 2 |  | 1998-06-01 |  | 1998-06-01 |  | Removed from Ground | Gas (Historical Use) | 8000 | Steel-Impressed Current | 1975-06-01 | Steel (Impressed Current) | Suction (American)
BAREFIELD CHEVRON | 3706 WOODRUFF RD | COLUMBUS | Muscogee | 1060101 | 3 |  | 1998-06-01 |  | 1998-06-01 |  | Removed from Ground | Gas (Historical Use) | 3000 | Steel-Impressed Current | 1975-06-01 | Steel (Impressed Current) | Suction (American)
BAREFIELD CHEVRON | 3706 WOODRUFF RD | COLUMBUS | Muscogee | 1060101 | 4 |  |  | TRUE |  | TRUE | Removed from Ground | Used Oil | 1000 | Steel-Impressed Current | 1960-03-12 | Steel (Impressed Current)
PEEK PAVEMENT MARKING INC | 4444 MILLER RD | COLUMBUS | Muscogee | 1060102 | 1 | [5 empty] | Removed from Ground | Gas (Historical Use) | 1000 | Bare Steel | 1974-02-22 | Galvanized Steel
PEEK PAVEMENT MARKING INC | 4444 MILLER RD | COLUMBUS | Muscogee | 1060102 | 2 | [5 empty] | Removed from Ground | Other | 1000 | Bare Steel | 1974-02-22 | Galvanized Steel
PEEK PAVEMENT MARKING INC | 4444 MILLER RD | COLUMBUS | Muscogee | 1060102 | 3 | [5 empty] | Closed in Ground | Other | 1500 | Concrete | 1974-02-22 | Not Marked
RICHARDSON TIRE & APP CENTER | 4214 HAMILTON RD | COLUMBUS | Muscogee | 1060103 | 1 | [5 empty] | Removed from Ground | Other | 300 | Bare Steel | 1946-03-06 | Bare Steel
RICHARDSON TIRE & APP CENTER | 4214 HAMILTON RD | COLUMBUS | Muscogee | 1060103 | 2 | [5 empty] | Removed from Ground | Other | 300 | Bare Steel | 1946-03-06 | Bare Steel
SOUTHERN FOODS CONTINENTAL GRAIN | 1616 MURRAY ST | COLUMBUS | Muscogee | 1060106 | 1 | [5 empty] | Removed from Ground | Diesel | 10000 | Cathodically Protected Steel | 1981-02-06 | Galvanized Steel | Safe Suction (Euro)
SOUTHERN FOODS CONTINENTAL GRAIN | 1616 MURRAY ST | COLUMBUS | Muscogee | 1060106 | 2 | [5 empty] | Closed in Ground | Gas (Historical Use) | 10000 | Cathodically Protected Steel | 1971-02-09 | Galvanized Steel
SOUTHERN FOODS CONTINENTAL GRAIN | 1616 MURRAY ST | COLUMBUS | Muscogee | 1060106 | 3 |  |  | TRUE |  | TRUE | Removed from Ground | Other | 250 | Cathodically Protected Steel | 1971-02-09 | Galvanized Steel
STARMOUNT FIRESTONE TIRE CENTER | 4013 BUENA VISTA RD | COLUMBUS | Muscogee | 1060107 | 1 |  |  | TRUE |  | TRUE | Removed from Ground | Used Oil | 300 | Bare Steel | 1972-03-01 | Unknown
KEEBLER SUNSHINE | 3700 VICTORY DR | COLUMBUS | Muscogee | 1060108 | 1 | [5 empty] | Removed from Ground | Diesel | 8000 | Bare Steel | 1985-12-27 | Bare Steel
KEEBLER SUNSHINE | 3700 VICTORY DR | COLUMBUS | Muscogee | 1060108 | 2 | [5 empty] | Removed from Ground | Diesel | 8000 | Bare Steel | 1953-01-04 | Bare Steel
KEEBLER SUNSHINE | 3700 VICTORY DR | COLUMBUS | Muscogee | 1060108 | 3 | [5 empty] | Removed from Ground | Diesel | 1000 | Bare Steel | 1958-01-03 | Bare Steel
KEEBLER SUNSHINE | 3700 VICTORY DR | COLUMBUS | Muscogee | 1060108 | 4 |  | 1989-01-18 |  | 1989-01-18 |  | Removed from Ground | Diesel | 6000 | Double Walled | 1989-01-18 | Fiberglass Reinforced Plastic | Suction (American)
TRANS POWER INC | 2201 VICTORY DR | COLUMBUS | Muscogee | 1060110 | 1 |  |  | TRUE |  | TRUE | Removed from Ground | Used Oil | 1000 | Bare Steel | 1983-02-05 | Galvanized Steel
TRANS POWER INC | 2201 VICTORY DR | COLUMBUS | Muscogee | 1060110 | 2 | [5 empty] | Removed from Ground | Other | 3000 | Bare Steel | 1983-02-05 | Galvanized Steel
UPS TRUCK LEASING | 4333 /4331 ALLIED DR | COLUMBUS | Muscogee | 1060112 | 1 | [5 empty] | Removed from Ground | Gas (Historical Use) | 10000 | Bare Steel | 1986-01-24 | Galvanized Steel | Pressurized
UPS TRUCK LEASING | 4333 /4331 ALLIED DR | COLUMBUS | Muscogee | 1060112 | 2 |  |  | TRUE |  | TRUE | Removed from Ground | Used Oil | 550 | Bare Steel | 1986-01-24 | Galvanized Steel | Safe Suction (Euro)
UPS TRUCK LEASING | 4333 /4331 ALLIED DR | COLUMBUS | Muscogee | 1060112 | 3 | [5 empty] | Removed from Ground | Other | 550 | Bare Steel | 1986-01-24 | Galvanized Steel
FLOWERS BAKING CO | 1080 MLK JR BLVD | COLUMBUS | Muscogee | 1060116 | 1 | [5 empty] | Removed from Ground | Empty | 10000 | Bare Steel | 1966-03-15 | Unknown
LITHO-KROME CO | 1039 13TH ST | COLUMBUS | Muscogee | 1060117 | 1 | [5 empty] | Removed from Ground | Hazardous Substance | 2000 | Composite | 1980-03-15 | Bare Steel
LITHO-KROME CO | 1039 13TH ST | COLUMBUS | Muscogee | 1060117 | 2 | [5 empty] | Removed from Ground | Hazardous Substance | 1000 | Composite | 1980-03-15 | Bare Steel
LITHO-KROME CO | 1039 13TH ST | COLUMBUS | Muscogee | 1060117 | 3 | [5 empty] | Removed from Ground | Hazardous Substance | 1000 | Composite | 1980-03-15 | Bare Steel
LITHO-KROME CO | 1039 13TH ST | COLUMBUS | Muscogee | 1060117 | 4 | [5 empty] | Removed from Ground | Hazardous Substance | 1000 | Composite | 1980-03-15 | Bare Steel
LITHO-KROME CO | 1039 13TH ST | COLUMBUS | Muscogee | 1060117 | 5 | [5 empty] | Removed from Ground | Hazardous Substance | 1000 | Composite | 1980-03-15 | Bare Steel
LIBITY FOOD MART | 2103 SOUTH LUMPKIN RD | COLUMBUS | Muscogee | 1060118 | 1 | [5 empty] | Removed from Ground | Gas (Historical Use) | 2000 | Bare Steel | 1956-03-14 | Galvanized Steel
LIBITY FOOD MART | 2103 SOUTH LUMPKIN RD | COLUMBUS | Muscogee | 1060118 | 2 | [5 empty] | Removed from Ground | Gas (Historical Use) | 8000 | Bare Steel | 1956-03-14 | Galvanized Steel
LIBITY FOOD MART | 2103 SOUTH LUMPKIN RD | COLUMBUS | Muscogee | 1060118 | 3 | [5 empty] | Removed from Ground | Gas (Historical Use) | 6000 | Bare Steel | 1956-03-14 | Galvanized Steel
LIBITY FOOD MART | 2103 SOUTH LUMPKIN RD | COLUMBUS | Muscogee | 1060118 | 4 | [5 empty] | Removed from Ground | Gas (Historical Use) | 3000 | Bare Steel | 1956-03-14 | Galvanized Steel
LIBITY FOOD MART | 2103 SOUTH LUMPKIN RD | COLUMBUS | Muscogee | 1060118 | 5 | [5 empty] | Removed from Ground | Gas (Historical Use) | 3000 | Bare Steel | 1956-03-14 | Galvanized Steel
LIBITY FOOD MART | 2103 SOUTH LUMPKIN RD | COLUMBUS | Muscogee | 1060118 | 6 |  |  | TRUE |  | TRUE | Removed from Ground | Used Oil | 500 | Bare Steel | 1956-03-14 | Galvanized Steel
LIBITY FOOD MART | 2103 SOUTH LUMPKIN RD | COLUMBUS | Muscogee | 1060118 | 7 |  | 1989-03-01 | FALSE | 1989-03-01 | FALSE | Currently in Use | Regular | 8000 | Fiberglass | 1989-03-01 | Fiberglass Reinforced Plastic | Pressurized
LIBITY FOOD MART | 2103 SOUTH LUMPKIN RD | COLUMBUS | Muscogee | 1060118 | 8 |  | 1989-03-01 | FALSE | 1989-03-01 | FALSE | Currently in Use | Premium | 8000 | Fiberglass | 1989-03-01 | Fiberglass Reinforced Plastic | Pressurized
LIBITY FOOD MART | 2103 SOUTH LUMPKIN RD | COLUMBUS | Muscogee | 1060118 | 9 |  | 1989-03-01 | FALSE | 1989-03-01 | FALSE | Temporarily out of use | Gas (Historical Use) | 8000 | Fiberglass | 1989-03-01 | Fiberglass Reinforced Plastic | Pressurized
COLUMBUS METROPOLITAN AIRPORT |  | COLUMBUS | Muscogee | 1060119 | 1 | [5 empty] | Removed from Ground | Other | 10000 | Bare Steel | 1978-03-19 | Not Marked | Pressurized
SHERMAN'S AUTOMOTIVE | 107 15TH ST | COLUMBUS | Muscogee | 1060120 | 1 |  |  | TRUE |  | TRUE | Removed from Ground | Used Oil | 0 | Marked Unknown | 1966-03-22 | Unknown
WORLD CARPETS/SPINNING | 2700 12TH AVE | COLUMBUS | Muscogee | 1060122 | 1 | [5 empty] | Removed from Ground | Empty | 1000 | Bare Steel | 1968-03-23 | Unknown
TRIPLE A CUSTOM BUILDERS INC | 4332 OLD CUSSETA RD | COLUMBUS | Muscogee | 1060124 | 1 | [5 empty] | Removed from Ground | Diesel | 1000 | Marked Unknown | 1976-03-21 | Galvanized Steel
TRIPLE A CUSTOM BUILDERS INC | 4332 OLD CUSSETA RD | COLUMBUS | Muscogee | 1060124 | 2 | [5 empty] | Removed from Ground | Gas (Historical Use) | 1000 | Marked Unknown | 1976-03-21 | Galvanized Steel
TRANSUS INC/COLUMBUS GA TERMINAL | 2500 BLANCHARD BLVD | COLUMBUS | Muscogee | 1060125 | 1 | [5 empty] | Removed from Ground | Diesel | 2000 | Bare Steel | 1972-04-18 | Galvanized Steel
TRANSUS INC/COLUMBUS GA TERMINAL | 2500 BLANCHARD BLVD | COLUMBUS | Muscogee | 1060125 | 2 | [5 empty] | Removed from Ground | Gas (Historical Use) | 2000 | Bare Steel | 1972-04-18 | Galvanized Steel
PETROL PANTRY #7 | 936 AMBER DR | COLUMBUS | Muscogee | 1060127 | 1 | [5 empty] | Permanently Out Of Use | Gas (Historical Use) | 8084 | Bare Steel | 1977-04-17 | Galvanized Steel
PETROL PANTRY #7 | 936 AMBER DR | COLUMBUS | Muscogee | 1060127 | 2 | [5 empty] | Permanently Out Of Use | Gas (Historical Use) | 8084 | Bare Steel | 1977-04-17 | Galvanized Steel
PETROL PANTRY #7 | 936 AMBER DR | COLUMBUS | Muscogee | 1060127 | 3 | [5 empty] | Permanently Out Of Use | Gas (Historical Use) | 5000 | Bare Steel | 1988-11-01 | Galvanized Steel
ENSMINGER CRANE SERVICE | 2300 WHITTLESEY RD | COLUMBUS | Muscogee | 1060129 | 1 | [5 empty] | Removed from Ground | Diesel | 1000 | Bare Steel | 1985-04-14 | Galvanized Steel
COLUMBUS TECHNICAL INSTITUTE | 928 MANCHESTER EXPY | COLUMBUS | Muscogee | 1060130 | 3 |  |  | TRUE |  | TRUE | Removed from Ground | Used Oil | 500 | Bare Steel | 1975-04-24 | Not Marked
COLUMBUS TECHNICAL INSTITUTE | 928 MANCHESTER EXPY | COLUMBUS | Muscogee | 1060130 | 4 |  |  | TRUE |  | TRUE | Removed from Ground | Used Oil | 500 | Bare Steel | 1975-04-24 | Not Marked
DEPT OF PLANT SERVICES | 5908 WHITESVILLE RD | COLUMBUS | Muscogee | 1060131 | 1 | [5 empty] | Removed from Ground | Diesel | 2500 | Bare Steel | 1976-04-23 | Galvanized Steel
DEPT OF PLANT SERVICES | 5908 WHITESVILLE RD | COLUMBUS | Muscogee | 1060131 | 2 | [5 empty] | Removed from Ground | Diesel | 2000 | Bare Steel | 1976-04-23 | Galvanized Steel
MUSCOGEE COUNTY SCHOOL DISTRICT | 5908 WHITESVILLE RD | COLUMBUS | Muscogee | 1060132 | 1 | [5 empty] | Removed from Ground | Gas (Historical Use) | 6045 | Bare Steel | 1968-04-25 | Galvanized Steel | Suction (American)
MUSCOGEE COUNTY SCHOOL DISTRICT | 5908 WHITESVILLE RD | COLUMBUS | Muscogee | 1060132 | 2 | [5 empty] | Removed from Ground | Gas (Historical Use) | 6045 | Bare Steel | 1968-04-25 | Galvanized Steel
MUSCOGEE COUNTY SCHOOL DISTRICT | 5908 WHITESVILLE RD | COLUMBUS | Muscogee | 1060132 | 3 | [5 empty] | Removed from Ground | Gas (Historical Use) | 6045 | Bare Steel | 1968-04-25 | Fiberglass Reinforced Plastic | Suction (American)
MUSCOGEE COUNTY SCHOOL DISTRICT | 5908 WHITESVILLE RD | COLUMBUS | Muscogee | 1060132 | 4 | [5 empty] | Removed from Ground | Gas (Historical Use) | 12000 | Bare Steel | 1977-04-23 | Galvanized Steel | Suction (American)
MUSCOGEE COUNTY SCHOOL DISTRICT | 5908 WHITESVILLE RD | COLUMBUS | Muscogee | 1060132 | 5 | [5 empty] | Removed from Ground | Diesel | 15000 | Bare Steel | 1981-04-22 | Fiberglass Reinforced Plastic | Suction (American)
MUSCOGEE COUNTY SCHOOL DISTRICT | 5908 WHITESVILLE RD | COLUMBUS | Muscogee | 1060132 | 6 |  |  | TRUE |  | TRUE | Removed from Ground | Used Oil | 2000 | Bare Steel | 1968-04-25 | Galvanized Steel
MUSCOGEE COUNTY SCHOOL DISTRICT | 5908 WHITESVILLE RD | COLUMBUS | Muscogee | 1060132 | 7 | Flapper Valve | 1998-07-01 | FALSE | 1998-07-01 | FALSE | Currently in Use | Gas (Historical Use) | 15000 | Fiberglass | 1998-07-27 | Fiberglass Reinforced Plastic | Safe Suction (Euro)
MUSCOGEE COUNTY SCHOOL DISTRICT | 5908 WHITESVILLE RD | COLUMBUS | Muscogee | 1060132 | 8 | Flapper Valve | 1998-07-01 | FALSE | 1998-07-01 | FALSE | Currently in Use | Diesel | 20000 | Fiberglass | 1998-07-27 | Fiberglass Reinforced Plastic | Safe Suction (Euro)
MUSCOGEE COUNTY SCHOOL DISTRICT | 5908 WHITESVILLE RD | COLUMBUS | Muscogee | 1060132 | 9 | Exempted | 2009-04-21 | TRUE | 1998-07-27 | FALSE | Currently in Use | Used Oil | 500 | Fiberglass | 1998-07-27 | Fiberglass Reinforced Plastic | Gravity
INSTRUCTIONAL MATERIAL CENTER | 2412 13TH AVE | COLUMBUS | Muscogee | 1060133 | 1 | [5 empty] | Removed from Ground | Gas (Historical Use) | 1000 | Bare Steel | 1969-04-25 | Galvanized Steel
CIRCLE K 6713 | 1408 VETERANS PKWY | COLUMBUS | Muscogee | 1060134 | 1 | [5 empty] | Removed from Ground | Diesel | 550 | Not Marked/Unknown | 1996-11-16 | Not Marked
CIRCLE K 6713 | 1408 VETERANS PKWY | COLUMBUS | Muscogee | 1060134 | 2 | [5 empty] | Removed from Ground | Gas (Historical Use) | 1000 | Bare Steel | 1994-01-13 | Galvanized Steel | Suction (American)
CIRCLE K 6713 | 1408 VETERANS PKWY | COLUMBUS | Muscogee | 1060134 | 3 |  |  | TRUE |  | TRUE | Removed from Ground | Used Oil | 1000 | Bare Steel | 1994-01-13 | Galvanized Steel | Gravity Fed
CIRCLE K 6713 | 1408 VETERANS PKWY | COLUMBUS | Muscogee | 1060134 | 4 | Flapper Valve | 1998-09-25 | FALSE | 1998-09-25 | FALSE | Currently in Use | Regular | 12000 | Composite | 1998-09-25 | Double-Walled Flex | Pressurized
CIRCLE K 6713 | 1408 VETERANS PKWY | COLUMBUS | Muscogee | 1060134 | 5 | Flapper Valve | 1998-09-25 | FALSE | 1998-09-25 | FALSE | Currently in Use | Premium | 15000 | Composite | 1998-09-25 | Double-Walled Flex | Pressurized
FUSSELL ENTERPRISES | 1111 4TH ST | COLUMBUS | Muscogee | 1060135 | 1 | [5 empty] | Permanently Out of Use - historical purposes | Gas (Historical Use) | 8200 | Bare Steel | 1970-04-15 | Galvanized Steel
FUSSELL ENTERPRISES | 1111 4TH ST | COLUMBUS | Muscogee | 1060135 | 2 | [5 empty] | Permanently Out of Use - historical purposes | Diesel | 8200 | Bare Steel | 1970-04-15 | Galvanized Steel
FUSSELL ENTERPRISES | 1111 4TH ST | COLUMBUS | Muscogee | 1060135 | 3 |  |  | TRUE |  | TRUE | Permanently Out of Use - historical purposes | Used Oil | 1000 | Bare Steel | 1970-04-15 | Galvanized Steel
CSG ATCT E/G | COLUMBUS AIRPORT | COLUMBUS | Muscogee | 1060136 | 1 | [5 empty] | Removed from Ground | Diesel | 1000 | Bare Steel | 1975-04-26 | Galvanized Steel
RADAR SITE | AIRPORT THRUWAY 3100 | COLUMBUS | Muscogee | 1060137 | 1 | [5 empty] | Removed from Ground | Diesel | 1000 | Bare Steel | 1978-04-25 | Galvanized Steel | Safe Suction (Euro)
COLUMBUS GA RCAG | OLD RIVER RD | FORTSON | Muscogee | 1060138 | 1 | [5 empty] | Removed from Ground | Gas (Historical Use) | 1000 | Bare Steel | 1970-04-27 | Bare Steel
LIBERTY ON FORT BENNING RD | 1103 FORT BENNING RD | COLUMBUS | Muscogee | 1060139 | 1 | Flapper Valve | 1988-06-01 | FALSE | 1988-06-01 | FALSE | Currently in Use | Regular | 10000 | Fiberglass | 1983-04-18 | Fiberglass Reinforced Plastic | Pressurized
LIBERTY ON FORT BENNING RD | 1103 FORT BENNING RD | COLUMBUS | Muscogee | 1060139 | 2 | Flapper Valve | 1988-06-01 | FALSE | 1988-06-01 | FALSE | Currently in Use | Plus | 10000 | Fiberglass | 1983-04-18 | Fiberglass Reinforced Plastic | Pressurized
LIBERTY ON FORT BENNING RD | 1103 FORT BENNING RD | COLUMBUS | Muscogee | 1060139 | 3 | Flapper Valve | 1988-06-01 | FALSE | 1988-06-01 | FALSE | Currently in Use | Premium | 10000 | Fiberglass | 1983-04-18 | Fiberglass Reinforced Plastic | Pressurized
YATES GARAGE & BODY WORKS | 1696 SOUTH LUMPKIN RD | COLUMBUS | Muscogee | 1060140 | 1 |  |  | TRUE |  | TRUE | Removed from Ground | Used Oil | 500 | Bare Steel | 1977-04-20 | Galvanized Steel
LIBERTY FOOD MART | 2650 MANCHESTER EXPWY | COLUMBUS | Muscogee | 1060141 | 1 | [5 empty] | Removed from Ground | Gas (Historical Use) | 4000 | Bare Steel | 1958-04-28 | Unknown
LIBERTY FOOD MART | 2650 MANCHESTER EXPWY | COLUMBUS | Muscogee | 1060141 | 2 | [5 empty] | Removed from Ground | Gas (Historical Use) | 3000 | Bare Steel | 1958-04-28 | Unknown
LIBERTY FOOD MART | 2650 MANCHESTER EXPWY | COLUMBUS | Muscogee | 1060141 | 3 | [5 empty] | Removed from Ground | Gas (Historical Use) | 3000 | Bare Steel | 1958-04-28 | Unknown
LIBERTY FOOD MART | 2650 MANCHESTER EXPWY | COLUMBUS | Muscogee | 1060141 | 4 |  |  | TRUE |  | TRUE | Removed from Ground | Used Oil | 560 | Bare Steel | 1958-04-28 | Unknown
LIBERTY FOOD MART | 2650 MANCHESTER EXPWY | COLUMBUS | Muscogee | 1060141 | 5A | Ball Float | 1997-05-13 | FALSE | 1997-05-13 | FALSE | Currently in Use | Regular | 12000 | Composite | 1997-05-13 | Fiberglass Reinforced Plastic | Pressurized
LIBERTY FOOD MART | 2650 MANCHESTER EXPWY | COLUMBUS | Muscogee | 1060141 | 5B | Ball Float | 1997-05-13 | FALSE | 1997-05-13 | FALSE | Currently in Use | Premium | 8000 | Composite | 1997-05-13 | Fiberglass Reinforced Plastic | Pressurized
COX & SONS SVC STA | 2119 SOUTH LUMPKIN RD | COLUMBUS | Muscogee | 1060142 | 1 | [5 empty] | Removed from Ground | Gas (Historical Use) | 3000 | Bare Steel | 1957-04-28 | Unknown
COX & SONS SVC STA | 2119 SOUTH LUMPKIN RD | COLUMBUS | Muscogee | 1060142 | 2 | [5 empty] | Removed from Ground | Gas (Historical Use) | 3000 | Bare Steel | 1957-04-28 | Unknown
COX & SONS SVC STA | 2119 SOUTH LUMPKIN RD | COLUMBUS | Muscogee | 1060142 | 3 | [5 empty] | Removed from Ground | Gas (Historical Use) | 4000 | Bare Steel | 1957-04-28 | Unknown
COX & SONS SVC STA | 2119 SOUTH LUMPKIN RD | COLUMBUS | Muscogee | 1060142 | 4 |  |  | TRUE |  | TRUE | Removed from Ground | Used Oil | 560 | Bare Steel | 1957-04-28 | Unknown
LOWTHER'S SVC STA | 4307 VICTORY DR | COLUMBUS | Muscogee | 1060143 | 1 | [5 empty] | Removed from Ground | Diesel | 1000 | Bare Steel | 1957-04-28 | Unknown
LOWTHER'S SVC STA | 4307 VICTORY DR | COLUMBUS | Muscogee | 1060143 | 2 | [5 empty] | Removed from Ground | Gas (Historical Use) | 3000 | Bare Steel | 1957-04-28 | Unknown
LOWTHER'S SVC STA | 4307 VICTORY DR | COLUMBUS | Muscogee | 1060143 | 3 | [5 empty] | Removed from Ground | Gas (Historical Use) | 3000 | Bare Steel | 1957-04-28 | Unknown
LOWTHER'S SVC STA | 4307 VICTORY DR | COLUMBUS | Muscogee | 1060143 | 4 | [5 empty] | Removed from Ground | Gas (Historical Use) | 3000 | Bare Steel | 1957-04-28 | Unknown
LOWTHER'S SVC STA | 4307 VICTORY DR | COLUMBUS | Muscogee | 1060143 | 5 | [5 empty] | Removed from Ground | Gas (Historical Use) | 4000 | Bare Steel | 1957-04-28 | Unknown
LOWTHER'S SVC STA | 4307 VICTORY DR | COLUMBUS | Muscogee | 1060143 | 6 |  |  | TRUE |  | TRUE | Removed from Ground | Used Oil | 560 | Bare Steel | 1957-04-28 | Unknown
ROBINSON'S STA | 4104 FORREST RD | COLUMBUS | Muscogee | 1060144 | 1 | [5 empty] | Removed from Ground | Diesel | 3000 | Bare Steel | 1957-04-28 | Unknown
ROBINSON'S STA | 4104 FORREST RD | COLUMBUS | Muscogee | 1060144 | 2 | [5 empty] | Removed from Ground | Gas (Historical Use) | 3000 | Bare Steel | 1957-04-28 | Unknown
ROBINSON'S STA | 4104 FORREST RD | COLUMBUS | Muscogee | 1060144 | 3 | [5 empty] | Removed from Ground | Gas (Historical Use) | 3000 | Bare Steel | 1957-04-28 | Unknown
ROBINSON'S STA | 4104 FORREST RD | COLUMBUS | Muscogee | 1060144 | 4 | [5 empty] | Removed from Ground | Gas (Historical Use) | 3000 | Bare Steel | 1957-04-28 | Unknown
ROBINSON'S STA | 4104 FORREST RD | COLUMBUS | Muscogee | 1060144 | 5 |  |  | TRUE |  | TRUE | Removed from Ground | Used Oil | 560 | Bare Steel | 1957-04-28 | Unknown
TRUITT OIL & GAS CO INC | 3400 BUENA VISTA RD | COLUMBUS | Muscogee | 1060145 | 1 | [5 empty] | Removed from Ground | Gas (Historical Use) | 4000 | Bare Steel | 1957-04-28 | Unknown
TRUITT OIL & GAS CO INC | 3400 BUENA VISTA RD | COLUMBUS | Muscogee | 1060145 | 2 | [5 empty] | Removed from Ground | Gas (Historical Use) | 3000 | Bare Steel | 1957-04-28 | Unknown
TRUITT OIL & GAS CO INC | 3400 BUENA VISTA RD | COLUMBUS | Muscogee | 1060145 | 3 |  |  | TRUE |  | TRUE | Removed from Ground | Used Oil | 3000 | Bare Steel | 1957-04-28 | Galvanized Steel
TRUITT OIL & GAS CO INC | 3400 BUENA VISTA RD | COLUMBUS | Muscogee | 1060145 | 4 | [5 empty] | Removed from Ground | Kerosene | 4000 | Marked Unknown | 1994-04-01 | Unknown
TRUITT OIL & GAS CO INC | 3400 BUENA VISTA RD | COLUMBUS | Muscogee | 1060145 | 5 |  |  | TRUE |  | TRUE | Removed from Ground | Used Oil | 550 | Marked Unknown | 1994-04-01 | Unknown
TRUITT OIL & GAS CO INC | 3400 BUENA VISTA RD | COLUMBUS | Muscogee | 1060145 | 6 | [5 empty] | Removed from Ground | Gas (Historical Use) | 300 | Marked Unknown |  | Unknown
KINNETT DAIRIES INC | 1243 6TH AVE | COLUMBUS | Muscogee | 1060148 | 1 | [5 empty] | Permanently Out of Use - historical purposes | Gas (Historical Use) | 10000 | Bare Steel | 1976-04-13 | Galvanized Steel
KINNETT DAIRIES INC | 1243 6TH AVE | COLUMBUS | Muscogee | 1060148 | 2 | [5 empty] | Permanently Out of Use - historical purposes | Diesel | 10000 | Bare Steel | 1976-04-13 | Galvanized Steel
KINNETT DAIRIES INC | 1243 6TH AVE | COLUMBUS | Muscogee | 1060148 | 3 | [5 empty] | Permanently Out of Use - historical purposes | Gas (Historical Use) | 10000 | Bare Steel | 1976-04-13 | Galvanized Steel
KINNETT DAIRIES INC | 2925 MANCHESTER EXWY | COLUMBUS | Muscogee | 1060149 | 1 | [5 empty] | Permanently Out of Use - historical purposes | Gas (Historical Use) | 19000 | Bare Steel | 1966-04-16 | Galvanized Steel
KINNETT DAIRIES INC | 2925 MANCHESTER EXWY | COLUMBUS | Muscogee | 1060149 | 2 | [5 empty] | Permanently Out of Use - historical purposes | Diesel | 6000 | Bare Steel | 1966-04-16 | Galvanized Steel
KINNETT DAIRIES INC | 2925 MANCHESTER EXWY | COLUMBUS | Muscogee | 1060149 | 3 | [5 empty] | Permanently Out of Use - historical purposes | Diesel | 7500 | Bare Steel | 1966-04-16 | Galvanized Steel
KINNETT DAIRIES INC | 2925 MANCHESTER EXWY | COLUMBUS | Muscogee | 1060149 | 4 | [5 empty] | Permanently Out of Use - historical purposes | Gas (Historical Use) | 2000 | Bare Steel | 1966-04-16 | Galvanized Steel
KINNETT DAIRIES INC | 2925 MANCHESTER EXWY | COLUMBUS | Muscogee | 1060149 | 5 |  |  | TRUE |  | TRUE | Removed from Ground | Used Oil | 500 | Bare Steel | 1966-04-16 | Galvanized Steel
MCCULLOH'S CHEVRON/#43370 | 3161 MACON RD | COLUMBUS | Muscogee | 1060151 | 1 | Ball Float | 1985-04-01 | FALSE | 1985-04-01 | FALSE | Currently in Use | Premium | 10000 | Fiberglass | 1985-04-23 | Fiberglass Reinforced Plastic | Pressurized
MCCULLOH'S CHEVRON/#43370 | 3161 MACON RD | COLUMBUS | Muscogee | 1060151 | 2 | Ball Float | 1985-04-01 | FALSE | 1985-04-01 | FALSE | Currently in Use | Plus | 10000 | Fiberglass | 1985-04-23 | Fiberglass Reinforced Plastic | Pressurized
MCCULLOH'S CHEVRON/#43370 | 3161 MACON RD | COLUMBUS | Muscogee | 1060151 | 3 | Ball Float | 1985-04-01 | FALSE | 1985-04-01 | FALSE | Currently in Use | Regular | 10000 | Fiberglass | 1985-04-23 | Fiberglass Reinforced Plastic | Pressurized
WEATHERLY'S CHEVRON/#43374 | 3711 MACON RD | COLUMBUS | Muscogee | 1060152 | 1 | Ball Float | 1988-04-01 | FALSE | 1988-04-01 | FALSE | Currently in Use | Regular | 10000 | Fiberglass | 1983-04-24 | Fiberglass Reinforced Plastic | Pressurized
WEATHERLY'S CHEVRON/#43374 | 3711 MACON RD | COLUMBUS | Muscogee | 1060152 | 2 | Ball Float | 1988-04-01 | FALSE | 1988-04-01 | FALSE | Currently in Use | Premium | 10000 | Fiberglass | 1983-04-24 | Fiberglass Reinforced Plastic | Pressurized
WEATHERLY'S CHEVRON/#43374 | 3711 MACON RD | COLUMBUS | Muscogee | 1060152 | 3 | Ball Float | 1988-04-01 | FALSE | 1988-04-01 | FALSE | Currently in Use | Plus | 10000 | Fiberglass | 1983-04-24 | Fiberglass Reinforced Plastic | Pressurized
WEATHERLY'S CHEVRON/#43374 | 3711 MACON RD | COLUMBUS | Muscogee | 1060152 | 4 |  |  | TRUE |  | TRUE | Removed from Ground | Used Oil | 1000 | Fiberglass | 1983-04-24 | Fiberglass Reinforced Plastic
BUFFALO ROCK CO | 4356 ALLIED DR | COLUMBUS | Muscogee | 1060154 | 1 | [5 empty] | Removed from Ground | Gas (Historical Use) | 2000 | Bare Steel | 1982-04-24 | Galvanized Steel
BUFFALO ROCK CO | 4356 ALLIED DR | COLUMBUS | Muscogee | 1060154 | 2 | [5 empty] | Removed from Ground | Gas (Historical Use) | 2000 | Bare Steel | 1982-04-24 | Galvanized Steel
BUFFALO ROCK CO | 4356 ALLIED DR | COLUMBUS | Muscogee | 1060154 | 3 | [5 empty] | Removed from Ground | Diesel | 2000 | Bare Steel | 1982-04-24 | Galvanized Steel
GA FC/COLUMBUS OFFICE | 6250 WARM SPRINGS RD | COLUMBUS | Muscogee | 1060155 | 1 | [5 empty] | Removed from Ground | Gas (Historical Use) | 2000 | Bare Steel | 1979-08-01 | Galvanized Steel | Safe Suction (Euro)
GA FC/COLUMBUS OFFICE | 6250 WARM SPRINGS RD | COLUMBUS | Muscogee | 1060155 | 212516 |  | 1993-06-23 |  | 1993-06-23 |  | Removed from Ground | Gas (Historical Use) | 1000 | Galvanic (STIP-3) | 1993-06-23 | Cathodically Protected | Safe Suction (Euro)
KMART 4198 | 3200 MACON RD | COLUMBUS | Muscogee | 1060157 | 1 |  |  | TRUE |  | TRUE | Removed from Ground | Used Oil | 1000 | Bare Steel | 1967-04-09 | Galvanized Steel
PEKOR PUMPS INC | 1000 EAST 9TH ST | COLUMBUS | Muscogee | 1060159 | 1 | [5 empty] | Removed from Ground | Empty | 500 | Bare Steel | 1985-04-10 | Galvanized Steel
LIBERTY ON BUENA VISTA RD | 3365 BUENA VISTA RD | COLUMBUS | Muscogee | 1060160 | 1 | Flapper Valve | 1989-12-01 | FALSE | 1989-12-01 | FALSE | Currently in Use | Regular | 15060 | Steel-Impressed Current | 1978-04-06 | Fiberglass Reinforced Plastic | Pressurized
LIBERTY ON BUENA VISTA RD | 3365 BUENA VISTA RD | COLUMBUS | Muscogee | 1060160 | 2 | Flapper Valve | 1989-12-01 | FALSE | 1989-12-01 | FALSE | Currently in Use | Regular | 15060 | Steel-Impressed Current | 1974-04-07 | Fiberglass Reinforced Plastic | Pressurized
LIBERTY ON BUENA VISTA RD | 3365 BUENA VISTA RD | COLUMBUS | Muscogee | 1060160 | 3 | Flapper Valve | 1989-12-01 | FALSE | 1989-12-01 | FALSE | Currently in Use | Premium | 15060 | Steel-Impressed Current | 1974-04-07 | Fiberglass Reinforced Plastic | Pressurized
DEPARTMENT OF TRANSPORTATION #10 | IND PK RD/TRANSPORT BLVD | COLUMBUS | Muscogee | 1060163 | 326D1 | [5 empty] | Removed from Ground | Diesel | 1000 | Bare Steel | 1982-04-30 | Bare Steel | Safe Suction (Euro)
DEPARTMENT OF TRANSPORTATION #10 | IND PK RD/TRANSPORT BLVD | COLUMBUS | Muscogee | 1060163 | 326G1 | [5 empty] | Removed from Ground | Gas (Historical Use) | 557 | Bare Steel | 1982-04-30 | Bare Steel | Safe Suction (Euro)
DEPARTMENT OF TRANSPORTATION #10 | IND PK RD/TRANSPORT BLVD | COLUMBUS | Muscogee | 1060163 | 326G2 | [5 empty] | Removed from Ground | Gas (Historical Use) | 1000 | Bare Steel | 1982-04-30 | Bare Steel | Safe Suction (Euro)
CROWN CENTRAL/COLUMBUS TERMINAL | 4840 MILLER RD @ WARM SPRINGS RD | COLUMBUS | Muscogee | 1060164 | 1 | [5 empty] | Removed from Ground | Diesel | 6000 | Bare Steel | 1975-04-07 | Bare Steel | Safe Suction (Euro)
CROWN CENTRAL/COLUMBUS TERMINAL | 4840 MILLER RD @ WARM SPRINGS RD | COLUMBUS | Muscogee | 1060164 | 2 | [5 empty] | Permanently Out of Use - historical purposes | Other | 550 | Bare Steel | 1983-01-01 | Bare Steel
CROWN CENTRAL/COLUMBUS TERMINAL | 4840 MILLER RD @ WARM SPRINGS RD | COLUMBUS | Muscogee | 1060164 | 3 | [5 empty] | Permanently Out of Use - historical purposes | Other | 3000 | Unknown | 1989-01-01 | Galvanized Steel
CROWN CENTRAL/COLUMBUS TERMINAL | 4840 MILLER RD @ WARM SPRINGS RD | COLUMBUS | Muscogee | 1060164 | 4 | [5 empty] | Removed from Ground | Gas (Historical Use) | 1000 | Bare Steel | 1982-04-05 | Galvanized Steel
CROWN CENTRAL/COLUMBUS TERMINAL | 4840 MILLER RD @ WARM SPRINGS RD | COLUMBUS | Muscogee | 1060164 | 5 | [5 empty] | Removed from Ground | Other | 285 | Bare Steel | 1991-04-01 | Galvanized Steel
CROWN CENTRAL/COLUMBUS TERMINAL | 4840 MILLER RD @ WARM SPRINGS RD | COLUMBUS | Muscogee | 1060164 | 6 | [5 empty] | Removed from Ground | Other | 1000 | Bare Steel | 1994-01-19 | Bare Steel
WYNNTON SHELL #390 | 2001 WYNNTON RD | COLUMBUS | Muscogee | 1060165 | 1 |  | 1989-11-01 |  | 1989-11-01 |  | Closed in Ground | Gas (Historical Use) | 10270 | Steel-Impressed Current | 1980-04-05 | Fiberglass Reinforced Plastic | Pressurized
WYNNTON SHELL #390 | 2001 WYNNTON RD | COLUMBUS | Muscogee | 1060165 | 2 |  | 1989-11-01 |  | 1989-11-04 |  | Closed in Ground | Gas (Historical Use) | 10270 | Steel-Impressed Current | 1980-04-05 | Fiberglass Reinforced Plastic | Pressurized
WYNNTON SHELL #390 | 2001 WYNNTON RD | COLUMBUS | Muscogee | 1060165 | 3 |  | 1989-11-01 |  | 1989-11-01 |  | Closed in Ground | Gas (Historical Use) | 10270 | Steel-Impressed Current | 1980-04-05 | Fiberglass Reinforced Plastic | Pressurized
WYNNTON SHELL #390 | 2001 WYNNTON RD | COLUMBUS | Muscogee | 1060165 | 4 |  | 1989-11-01 |  | 1989-11-01 |  | Closed in Ground | Diesel | 10270 | Steel-Impressed Current | 1980-04-05 | Fiberglass Reinforced Plastic | Pressurized
WYNNTON SHELL #390 | 2001 WYNNTON RD | COLUMBUS | Muscogee | 1060165 | 5 | Ball Float | 2007-11-07 | TRUE | 2007-11-07 | TRUE | Currently in Use | Regular | 12000 | Tank Jacket | 2008-03-10 | Double-Walled Fiberglass | Pressurized
WYNNTON SHELL #390 | 2001 WYNNTON RD | COLUMBUS | Muscogee | 1060165 | 6 | Ball Float | 2007-11-07 | TRUE | 2007-11-07 | TRUE | Currently in Use | Plus | 10000 | Tank Jacket | 2008-03-10 | Double-Walled Fiberglass | Pressurized
WYNNTON SHELL #390 | 2001 WYNNTON RD | COLUMBUS | Muscogee | 1060165 | 7 | Ball Float | 2007-11-07 | TRUE | 2007-11-07 | TRUE | Currently in Use | Diesel | 4000 | Tank Jacket | 2008-03-10 | Double-Walled Fiberglass | Pressurized
CIRCLE K 6750 | 2525 AIRPORT THRUWAY & I-185 | COLUMBUS | Muscogee | 1060166 | 1 | [5 empty] | Removed from Ground | Gas (Historical Use) | 10270 | Bare Steel | 1980-04-05 | Galvanized Steel | Pressurized
CIRCLE K 6750 | 2525 AIRPORT THRUWAY & I-185 | COLUMBUS | Muscogee | 1060166 | 1A | Flapper Valve | 1995-05-10 | FALSE | 1995-05-10 | FALSE | Currently in Use | Plus | 12000 | Fiberglass | 1995-05-05 | Fiberglass Reinforced Plastic | Pressurized
CIRCLE K 6750 | 2525 AIRPORT THRUWAY & I-185 | COLUMBUS | Muscogee | 1060166 | 2 | [5 empty] | Removed from Ground | Gas (Historical Use) | 10270 | Bare Steel | 1980-04-05 | Galvanized Steel | Pressurized
CIRCLE K 6750 | 2525 AIRPORT THRUWAY & I-185 | COLUMBUS | Muscogee | 1060166 | 2A | Flapper Valve | 1995-05-10 | FALSE | 1995-05-10 | FALSE | Currently in Use | Premium | 10000 | Fiberglass | 1995-05-05 | Fiberglass Reinforced Plastic | Pressurized
CIRCLE K 6750 | 2525 AIRPORT THRUWAY & I-185 | COLUMBUS | Muscogee | 1060166 | 3 | [5 empty] | Removed from Ground | Gas (Historical Use) | 10270 | Bare Steel | 1980-04-05 | Galvanized Steel | Pressurized
CIRCLE K 6750 | 2525 AIRPORT THRUWAY & I-185 | COLUMBUS | Muscogee | 1060166 | 3A | Flapper Valve | 1995-05-10 | FALSE | 1995-05-10 | FALSE | Currently in Use | Regular | 10000 | Fiberglass | 1995-05-05 | Fiberglass Reinforced Plastic | Pressurized
CIRCLE K 6750 | 2525 AIRPORT THRUWAY & I-185 | COLUMBUS | Muscogee | 1060166 | 4 | [5 empty] | Removed from Ground | Gas (Historical Use) | 10270 | Bare Steel | 1980-04-05 | Galvanized Steel | Pressurized
CIRCLE K 6749 | 1715 S LUMPKIN RD | COLUMBUS | Muscogee | 1060167 | 1 | [5 empty] | Removed from Ground | Gas (Historical Use) | 10270 | Bare Steel | 1978-04-06 | Galvanized Steel
CIRCLE K 6749 | 1715 S LUMPKIN RD | COLUMBUS | Muscogee | 1060167 | 2 | [5 empty] | Removed from Ground | Gas (Historical Use) | 15060 | Bare Steel | 1974-04-07 | Galvanized Steel | Pressurized
CIRCLE K 6749 | 1715 S LUMPKIN RD | COLUMBUS | Muscogee | 1060167 | 3 | [5 empty] | Removed from Ground | Gas (Historical Use) | 15060 | Bare Steel | 1974-04-07 | Galvanized Steel | Pressurized
CIRCLE K 6749 | 1715 S LUMPKIN RD | COLUMBUS | Muscogee | 1060167 | 4 | Flapper Valve | 1996-07-25 | FALSE | 1996-07-25 | FALSE | Currently in Use | Premium | 15000 | Fiberglass | 1996-06-20 | Fiberglass Reinforced Plastic | Pressurized
CIRCLE K 6749 | 1715 S LUMPKIN RD | COLUMBUS | Muscogee | 1060167 | 5 | Flapper Valve | 1996-07-25 | FALSE | 1996-07-25 | FALSE | Currently in Use | Regular | 15000 | Fiberglass | 1996-06-20 | Fiberglass Reinforced Plastic | Pressurized
CIRCLE K 6749 | 1715 S LUMPKIN RD | COLUMBUS | Muscogee | 1060167 | 6 | Flapper Valve | 1996-07-25 | FALSE | 1996-07-25 | FALSE | Currently in Use | Diesel | 10000 | Fiberglass | 1996-06-20 | Fiberglass Reinforced Plastic | Pressurized
CIRCLE K 6749 | 1715 S LUMPKIN RD | COLUMBUS | Muscogee | 1060167 | F | Flapper Valve | 1996-07-25 | FALSE | 1996-07-25 | FALSE | Currently in Use | Kerosene | 4000 | Fiberglass | 1996-06-20 | Fiberglass Reinforced Plastic | Pressurized
CIRCLE K 6748 | 1445 VETERANS PKWY | COLUMBUS | Muscogee | 1060168 | 1 | Flapper Valve | 1989-11-01 | FALSE | 1989-11-01 | FALSE | Currently in Use | Premium | 10270 | Steel-Impressed Current | 1977-04-06 | Fiberglass Reinforced Plastic | Pressurized
CIRCLE K 6748 | 1445 VETERANS PKWY | COLUMBUS | Muscogee | 1060168 | 2 | Flapper Valve | 1989-11-01 | FALSE | 1989-11-01 | FALSE | Currently in Use | Regular | 10270 | Steel-Impressed Current | 1977-04-06 | Fiberglass Reinforced Plastic | Pressurized
CIRCLE K 6748 | 1445 VETERANS PKWY | COLUMBUS | Muscogee | 1060168 | 3 | Flapper Valve | 1989-11-01 | FALSE | 1989-11-01 | FALSE | Currently in Use | Regular | 10270 | Steel-Impressed Current | 1977-04-06 | Fiberglass Reinforced Plastic | Pressurized
CIRCLE K 6748 | 1445 VETERANS PKWY | COLUMBUS | Muscogee | 1060168 | 4 | Flapper Valve | 1989-11-01 | FALSE | 1989-11-01 | FALSE | Currently in Use | Plus | 10270 | Steel-Impressed Current | 1977-04-06 | Fiberglass Reinforced Plastic | Pressurized
RAY RENTS INC | 5310 BEALLWOOD CONNECTOR | COLUMBUS | Muscogee | 1060170 | 1 | [5 empty] | Removed from Ground | Gas (Historical Use) | 1000 | Bare Steel | 1975-03-31 | Galvanized Steel
WESTVACO CORP | 4847 CARGO DR | COLUMBUS | Muscogee | 1060171 | 1 | [5 empty] | Removed from Ground | Diesel | 20000 | Bare Steel | 1982-03-29 | Not Marked
COLUMBUS RECYCLING INC | 756 LINDSEY DR | COLUMBUS | Muscogee | 1060172 | 1 | [5 empty] | Removed from Ground | Gas (Historical Use) | 500 | Bare Steel | 1986-03-28 | Galvanized Steel | Safe Suction (Euro)
COLUMBUS RECYCLING INC | 756 LINDSEY DR | COLUMBUS | Muscogee | 1060172 | 2 | [5 empty] | Removed from Ground | Diesel | 500 | Bare Steel | 1986-03-28 | Galvanized Steel | Safe Suction (Euro)
SUNRAY CLEANERS INC | 2410 HAMILTON RD | COLUMBUS | Muscogee | 1060175 | 1 | [5 empty] | Removed from Ground | Other | 500 | Bare Steel | 1971-04-27 | Galvanized Steel | Gravity Fed
SUNRAY CLEANERS INC | 2410 HAMILTON RD | COLUMBUS | Muscogee | 1060175 | 2 | [5 empty] | Closed in Ground | Other | 500 | Bare Steel | 1971-04-27 | Galvanized Steel | Gravity Fed
SUNRAY CLEANERS INC | 2410 HAMILTON RD | COLUMBUS | Muscogee | 1060175 | 3 | [5 empty] | Closed in Ground | Other | 500 | Bare Steel | 1971-04-27 | Galvanized Steel | Gravity Fed
SPECTORS CLEANERS INC | 1707 SOUTH LUMPKIN RD | COLUMBUS | Muscogee | 1060177 | 1 | [5 empty] | Permanently Out of Use - historical purposes | Other | 1000 | Bare Steel | 1982-04-24 | Galvanized Steel
SPECTORS CLEANERS INC | 1707 SOUTH LUMPKIN RD | COLUMBUS | Muscogee | 1060177 | 2 | [5 empty] | Permanently Out of Use - historical purposes | Other | 1000 | Bare Steel | 1971-04-27 | Galvanized Steel
SUNRAY CLEANERS INC | 3502 VICTORY DR | COLUMBUS | Muscogee | 1060178 | 1 | [5 empty] | Closed in Ground | Empty | 560 | Bare Steel | 1966-04-28 | Galvanized Steel | Gravity Fed
SUNRAY CLEANERS INC | 3502 VICTORY DR | COLUMBUS | Muscogee | 1060178 | 2 | [5 empty] | Removed from Ground | Other | 560 | Bare Steel | 1971-04-27 | Galvanized Steel | Gravity Fed
SUNRAY CLEANERS INC | 3502 VICTORY DR | COLUMBUS | Muscogee | 1060178 | 3 | [5 empty] | Closed in Ground | Other | 560 | Bare Steel | 1971-04-27 | Galvanized Steel | Gravity Fed
SUNRAY CLEANERS INC | 3502 VICTORY DR | COLUMBUS | Muscogee | 1060178 | 4 | [5 empty] | Removed from Ground | Other | 560 | Bare Steel | 1971-04-27 | Galvanized Steel | Gravity Fed
WATKINS MOTOR LINES INC | 222 22ND AVE | COLUMBUS | Muscogee | 1060179 | 1 | [5 empty] | Removed from Ground | Diesel | 10000 | Bare Steel | 1970-04-26 | Unknown
WATKINS MOTOR LINES INC | 222 22ND AVE | COLUMBUS | Muscogee | 1060179 | 2 | [5 empty] | Removed from Ground | Diesel | 10000 | Bare Steel | 1970-04-26 | Unknown
REESES | 2047 WARM SPRINGS RD | COLUMBUS | Muscogee | 1060181 | 1 |  |  | FALSE |  | FALSE | Closed in Ground | Gas (Historical Use) | 4000 | Bare Steel | 1961-05-07 | Galvanized Steel | Safe Suction (Euro)
REESES | 2047 WARM SPRINGS RD | COLUMBUS | Muscogee | 1060181 | 2 |  |  | FALSE |  | FALSE | Closed in Ground | Gas (Historical Use) | 4000 | Bare Steel | 1961-05-07 | Galvanized Steel | Safe Suction (Euro)
REESES | 2047 WARM SPRINGS RD | COLUMBUS | Muscogee | 1060181 | 3 |  |  | FALSE |  | FALSE | Closed in Ground | Gas (Historical Use) | 4000 | Bare Steel | 1961-05-07 | Galvanized Steel | Safe Suction (Euro)
REESES | 2047 WARM SPRINGS RD | COLUMBUS | Muscogee | 1060181 | 4 |  |  | FALSE |  | FALSE | Closed in Ground | Gas (Historical Use) | 4000 | Bare Steel | 1961-05-07 | Galvanized Steel | Safe Suction (Euro)
REESES | 2047 WARM SPRINGS RD | COLUMBUS | Muscogee | 1060181 | 5 |  |  | FALSE |  | FALSE | Closed in Ground | Gas (Historical Use) | 4000 | Bare Steel | 1961-05-07 | Galvanized Steel | Safe Suction (Euro)
REESES | 2047 WARM SPRINGS RD | COLUMBUS | Muscogee | 1060181 | 6 | Flapper Valve | 1988-01-01 | FALSE | 1988-01-01 | FALSE | Currently in Use | Empty | 6000 | Galvanic (STIP-3) | 1988-01-15 | Fiberglass Reinforced Plastic | Pressurized
REESES | 2047 WARM SPRINGS RD | COLUMBUS | Muscogee | 1060181 | 7 | Flapper Valve | 1988-01-01 | FALSE | 1988-01-01 | FALSE | Currently in Use | Empty | 4000 | Galvanic (STIP-3) | 1988-01-15 | Fiberglass Reinforced Plastic | Pressurized
REESES | 2047 WARM SPRINGS RD | COLUMBUS | Muscogee | 1060181 | 8 | Flapper Valve | 1988-01-01 | FALSE | 1988-01-01 | FALSE | Currently in Use | Empty | 4000 | Galvanic (STIP-3) | 1988-01-15 | Fiberglass Reinforced Plastic | Pressurized
STARMOUNT CITGO | 3911 BUENA VISTA RD | COLUMBUS | Muscogee | 1060182 | 1 | [5 empty] | Removed from Ground | Gas (Historical Use) | 6000 | Bare Steel | 1969-05-10 | Galvanized Steel | Pressurized
STARMOUNT CITGO | 3911 BUENA VISTA RD | COLUMBUS | Muscogee | 1060182 | 2 | [5 empty] | Removed from Ground | Gas (Historical Use) | 6000 | Bare Steel | 1969-05-10 | Galvanized Steel | Pressurized
STARMOUNT CITGO | 3911 BUENA VISTA RD | COLUMBUS | Muscogee | 1060182 | 3 | [5 empty] | Removed from Ground | Gas (Historical Use) | 4000 | Bare Steel | 1969-05-10 | Galvanized Steel | Pressurized
STARMOUNT CITGO | 3911 BUENA VISTA RD | COLUMBUS | Muscogee | 1060182 | 5 | [5 empty] | Removed from Ground | Diesel | 500 | Bare Steel | 1969-05-10 | Galvanized Steel
ORKIN PEST CONTROL #248 | 3709 BUENA VISTA RD | COLUMBUS | Muscogee | 1060184 | 1 | [5 empty] | Removed from Ground | Gas (Historical Use) | 8000 | Bare Steel | 1965-01-01 | Galvanized Steel
WALL TIRE/TEXACO | 1509 WYNNTON RD | COLUMBUS | Muscogee | 1060192 | 1 | [5 empty] | Removed from Ground | Gas (Historical Use) | 4000 | Marked Unknown | 1990-04-01 | Unknown
WALL TIRE/TEXACO | 1509 WYNNTON RD | COLUMBUS | Muscogee | 1060192 | 2 | [5 empty] | Removed from Ground | Gas (Historical Use) | 4000 | Marked Unknown | 1990-04-01 | Unknown
WALL TIRE/TEXACO | 1509 WYNNTON RD | COLUMBUS | Muscogee | 1060192 | 3 | [5 empty] | Removed from Ground | Gas (Historical Use) | 4000 | Marked Unknown | 1990-04-01 | Unknown
WALL TIRE/TEXACO | 1509 WYNNTON RD | COLUMBUS | Muscogee | 1060192 | 4 | [5 empty] | Removed from Ground | Gas (Historical Use) | 4000 | Marked Unknown | 1990-04-01 | Unknown
WALL TIRE/TEXACO | 1509 WYNNTON RD | COLUMBUS | Muscogee | 1060192 | 5 |  |  | TRUE |  | TRUE | Removed from Ground | Used Oil | 550 | Marked Unknown |  | Unknown
TEXACO | 3639 VICTORY DR | COLUMBUS | Muscogee | 1060193 | 1 | [5 empty] | Removed from Ground | Gas (Historical Use) | 4000 | Marked Unknown |  | Unknown
TEXACO | 3639 VICTORY DR | COLUMBUS | Muscogee | 1060193 | 2 | [5 empty] | Removed from Ground | Gas (Historical Use) | 4000 | Marked Unknown |  | Unknown
TEXACO | 3639 VICTORY DR | COLUMBUS | Muscogee | 1060193 | 3 | [5 empty] | Removed from Ground | Gas (Historical Use) | 4000 | Marked Unknown |  | Unknown
TEXACO | 3639 VICTORY DR | COLUMBUS | Muscogee | 1060193 | 4 | [5 empty] | Removed from Ground | Gas (Historical Use) | 4000 | Marked Unknown |  | Unknown
TEXACO | 3639 VICTORY DR | COLUMBUS | Muscogee | 1060193 | 5 | [5 empty] | Removed from Ground | Gas (Historical Use) | 4000 | Marked Unknown |  | Unknown
TEXACO | 3639 VICTORY DR | COLUMBUS | Muscogee | 1060193 | 6 |  |  | TRUE |  | TRUE | Removed from Ground | Used Oil | 550 | Marked Unknown |  | Unknown
BAREFIELD SERVICE STATION | 5114 RIVER RD | COLUMBUS | Muscogee | 1060195 | 1 | Flapper Valve | 1997-06-01 | FALSE | 1997-06-01 | FALSE | Currently in Use | Diesel | 3000 | Steel-Impressed Current | 1966-05-05 | Steel (Impressed Current) | Safe Suction (Euro)
BAREFIELD SERVICE STATION | 5114 RIVER RD | COLUMBUS | Muscogee | 1060195 | 2 | Flapper Valve | 1997-06-01 | FALSE | 1997-06-01 | FALSE | Currently in Use | Regular | 5000 | Steel-Impressed Current | 1966-05-05 | Steel (Impressed Current) | Safe Suction (Euro)
BAREFIELD SERVICE STATION | 5114 RIVER RD | COLUMBUS | Muscogee | 1060195 | 3 | Flapper Valve | 1997-06-01 | FALSE | 1997-06-01 | FALSE | Currently in Use | Premium | 5000 | Steel-Impressed Current | 1966-05-05 | Steel (Impressed Current) | Safe Suction (Euro)
BAREFIELD SERVICE STATION | 5114 RIVER RD | COLUMBUS | Muscogee | 1060195 | 4 | Flapper Valve | 1997-06-01 | FALSE | 1997-06-01 | FALSE | Currently in Use | Plus | 6000 | Steel-Impressed Current | 1966-05-05 | Steel (Impressed Current) | Safe Suction (Euro)
BAREFIELD SERVICE STATION | 5114 RIVER RD | COLUMBUS | Muscogee | 1060195 | 5 |  |  | TRUE |  | TRUE | Closed in Ground | Used Oil | 550 | Bare Steel | 1966-05-05 | Galvanized Steel | Suction (American)
VULCAN/BARIN QUARRY | 9201 FORTSON RD | COLUMBUS | Muscogee | 1060197 | 1 | [5 empty] | Removed from Ground | Gas (Historical Use) | 1000 | Bare Steel | 1977-05-03 | Galvanized Steel | Safe Suction (Euro)
VULCAN/BARIN QUARRY | 9201 FORTSON RD | COLUMBUS | Muscogee | 1060197 | 2 | [5 empty] | Removed from Ground | Gas (Historical Use) | 1000 | Bare Steel | 1975-05-04 | Galvanized Steel | Safe Suction (Euro)
VULCAN/BARIN QUARRY | 9201 FORTSON RD | COLUMBUS | Muscogee | 1060197 | 3 | [5 empty] | Removed from Ground | Diesel | 12000 | Bare Steel | 1959-05-08 | Galvanized Steel | Safe Suction (Euro)
VULCAN/BARIN QUARRY | 9201 FORTSON RD | COLUMBUS | Muscogee | 1060197 | 4 | [5 empty] | Removed from Ground | Diesel | 10000 | Bare Steel | 1974-05-04 | Galvanized Steel | Safe Suction (Euro)
COLUMBUS TOWEL MILL | 1412 FRONT AVE | COLUMBUS | Muscogee | 1060199 | 1 | [5 empty] | Removed from Ground | Other | 18000 | Bare Steel | 1956-05-06 | Galvanized Steel
COLUMBUS TOWEL MILL | 1412 FRONT AVE | COLUMBUS | Muscogee | 1060199 | 2 | [5 empty] | Removed from Ground | Other | 18000 | Bare Steel | 1956-05-06 | Galvanized Steel
COLUMBUS TOWEL MILL | 1412 FRONT AVE | COLUMBUS | Muscogee | 1060199 | 3 | [5 empty] | Removed from Ground | Other | 18000 | Bare Steel | 1956-05-06 | Galvanized Steel
COLUMBUS TOWEL MILL | 1412 FRONT AVE | COLUMBUS | Muscogee | 1060199 | 4 | [5 empty] | Removed from Ground | Other | 18000 | Bare Steel | 1956-05-06 | Galvanized Steel
COLUMBUS TOWEL MILL | 1412 FRONT AVE | COLUMBUS | Muscogee | 1060199 | 5 | [5 empty] | Removed from Ground | Other | 18000 | Bare Steel | 1956-05-06 | Galvanized Steel
COLUMBUS TOWEL MILL | 1412 FRONT AVE | COLUMBUS | Muscogee | 1060199 | 6 | [5 empty] | Removed from Ground | Other | 18000 | Bare Steel | 1956-05-06 | Galvanized Steel
COLUMBUS TOWEL MILL | 1412 FRONT AVE | COLUMBUS | Muscogee | 1060199 | 7 | [5 empty] | Removed from Ground | Other | 30000 | Bare Steel | 1966-05-04 | Galvanized Steel
COLUMBUS TOWEL MILL | 1412 FRONT AVE | COLUMBUS | Muscogee | 1060199 | 8 | [5 empty] | Removed from Ground | Other | 30000 | Bare Steel | 1966-05-04 | Galvanized Steel
COLUMBUS TOWEL MILL | 1412 FRONT AVE | COLUMBUS | Muscogee | 1060199 | 9 | [5 empty] | Removed from Ground | Other | 500 | Bare Steel | 1966-05-04 | Galvanized Steel
SWIFT SPINNING MILL INC | 3224 SECOND AVE | COLUMBUS | Muscogee | 1060200 | 1 | [5 empty] | Closed in Ground | Gas (Historical Use) | 10000 | Bare Steel | 1966-05-04 | Bare Steel
SWIFT SPINNING MILL INC | 3224 SECOND AVE | COLUMBUS | Muscogee | 1060200 | 2 | [5 empty] | Removed from Ground | Gas (Historical Use) | 550 | Bare Steel | 1962-05-05 | Bare Steel
SWIFT SPINNING MILL INC | 3224 SECOND AVE | COLUMBUS | Muscogee | 1060200 | 3 | [5 empty] | Removed from Ground | Gas (Historical Use) | 125 | Bare Steel | 1950-05-08 | Copper
EAGLE-PHENIX PLANT | 1412 FRONT AVE | COLUMBUS | Muscogee | 1060201 | 1 | [5 empty] | Currently in Use | Diesel | 30000 | Bare Steel | 1971-05-03 | Galvanized Steel
EAGLE-PHENIX PLANT | 1412 FRONT AVE | COLUMBUS | Muscogee | 1060201 | 2 | [5 empty] | Currently in Use | Diesel | 30000 | Bare Steel | 1971-05-03 | Galvanized Steel
EAGLE-PHENIX PLANT | 1412 FRONT AVE | COLUMBUS | Muscogee | 1060201 | 3 | [5 empty] | Currently in Use | Diesel | 30000 | Bare Steel | 1971-05-03 | Galvanized Steel
EAGLE-PHENIX PLANT | 1412 FRONT AVE | COLUMBUS | Muscogee | 1060201 | 4 | [5 empty] | Removed from Ground | Diesel | 5000 | Bare Steel | 1966-05-04 | Galvanized Steel
EAGLE-PHENIX PLANT | 1412 FRONT AVE | COLUMBUS | Muscogee | 1060201 | 5 | [5 empty] | Removed from Ground | Diesel | 15000 | Bare Steel | 1966-05-04 | Galvanized Steel
EAGLE-PHENIX PLANT | 1412 FRONT AVE | COLUMBUS | Muscogee | 1060201 | 6 | [5 empty] | Currently in Use | Diesel | 8000 | Bare Steel | 1956-05-06 | Galvanized Steel
EAGLE-PHENIX PLANT | 1412 FRONT AVE | COLUMBUS | Muscogee | 1060201 | 7 | [5 empty] | Currently in Use | Diesel | 8000 | Bare Steel | 1956-05-06 | Galvanized Steel
EAGLE-PHENIX PLANT | 1412 FRONT AVE | COLUMBUS | Muscogee | 1060201 | 8 | [5 empty] | Removed from Ground | Gas (Historical Use) | 1000 | Bare Steel | 1956-05-06 | Galvanized Steel
CITGO FOOD MART 208 | 2500 WYNNTON RD | COLUMBUS | Muscogee | 1060202 | 1 |  | 1998-09-01 |  | 1998-09-01 |  | Removed from Ground | Gas (Historical Use) | 10000 | Steel-Impressed Current | 1980-04-30 | Cathodically Protected | Pressurized
CITGO FOOD MART 208 | 2500 WYNNTON RD | COLUMBUS | Muscogee | 1060202 | 2 |  | 1998-09-01 |  | 1998-09-01 |  | Removed from Ground | Gas (Historical Use) | 10000 | Steel-Impressed Current | 1980-04-30 | Cathodically Protected | Pressurized
CITGO FOOD MART 208 | 2500 WYNNTON RD | COLUMBUS | Muscogee | 1060202 | 3 |  | 1998-09-01 |  | 1998-09-01 |  | Removed from Ground | Gas (Historical Use) | 10000 | Steel-Impressed Current | 1980-04-30 | Cathodically Protected | Pressurized
CITGO FOOD MART 208 | 2500 WYNNTON RD | COLUMBUS | Muscogee | 1060202 | 4 |  | 1998-09-01 |  | 1998-09-01 |  | Removed from Ground | Gas (Historical Use) | 10000 | Steel-Impressed Current | 1980-04-30 | Cathodically Protected | Pressurized
ROYAL CROWN BOTTLING CO OF COLUM | 2429 VICTORY DR | COLUMBUS | Muscogee | 1060203 | 1 |  | 1990-06-01 |  | 1990-06-01 |  | Removed from Ground | Gas (Historical Use) | 1500 | Bare Steel | 1957-04-03 | Fiberglass Reinforced Plastic | Suction (American)
ROYAL CROWN BOTTLING CO OF COLUM | 2429 VICTORY DR | COLUMBUS | Muscogee | 1060203 | 2 |  | 1990-06-01 |  | 1990-06-01 |  | Removed from Ground | Diesel | 10000 | Bare Steel | 1972-03-30 | Unknown | Suction (American)
ROYAL CROWN BOTTLING CO OF COLUM | 2429 VICTORY DR | COLUMBUS | Muscogee | 1060203 | 3 | [5 empty] | Removed from Ground | Gas (Historical Use) | 10000 | Not Marked/Unknown | 1972-01-01 | Not Marked
ROYAL CROWN BOTTLING CO OF COLUM | WYNNTON RD | COLUMBUS | Muscogee | 1060204 | 1 | [5 empty] | Removed from Ground | Gas (Historical Use) | 500 | Bare Steel | 1954-04-04 | Unknown
ROYAL CROWN BOTTLING CO OF COLUM | WYNNTON RD | COLUMBUS | Muscogee | 1060204 | 2 |  | 1990-06-01 |  | 1990-06-01 |  | Removed from Ground | Diesel | 10000 | Bare Steel | 1981-03-28 | Unknown
TOMS FOODS INC | 900 EIGHTH ST | COLUMBUS | Muscogee | 1060207 | 1 | [5 empty] | Removed from Ground | Diesel | 10000 | Bare Steel | 1972-04-05 | Galvanized Steel
TOMS FOODS INC | 900 EIGHTH ST | COLUMBUS | Muscogee | 1060207 | 10 | [5 empty] | Removed from Ground | Gas (Historical Use) | 1000 | Marked Unknown | 1966-04-07 | Unknown
TOMS FOODS INC | 900 EIGHTH ST | COLUMBUS | Muscogee | 1060207 | 11 |  | 1992-10-15 |  | 1992-10-15 |  | Removed from Ground | Diesel | 15000 | Double Walled | 1992-01-01 | Fiberglass Reinforced Plastic | Suction (American)
TOMS FOODS INC | 900 EIGHTH ST | COLUMBUS | Muscogee | 1060207 | 12 |  | 1992-10-15 |  | 1992-10-15 |  | Removed from Ground | Gas (Historical Use) | 1000 | Double Walled | 1992-01-01 | Fiberglass Reinforced Plastic | Suction (American)
TOMS FOODS INC | 900 EIGHTH ST | COLUMBUS | Muscogee | 1060207 | 13 |  |  | TRUE | 1992-10-15 | TRUE | Removed from Ground | Used Oil | 600 | Double Walled | 1992-01-01 | Fiberglass Reinforced Plastic | Suction (American)
TOMS FOODS INC | 900 EIGHTH ST | COLUMBUS | Muscogee | 1060207 | 2 | [5 empty] | Removed from Ground | Diesel | 10000 | Bare Steel | 1974-04-05 | Galvanized Steel
TOMS FOODS INC | 900 EIGHTH ST | COLUMBUS | Muscogee | 1060207 | 3 |  |  | TRUE |  | TRUE | Removed from Ground | Used Oil | 500 | Bare Steel | 1972-04-05 | Galvanized Steel
TOMS FOODS INC | 900 EIGHTH ST | COLUMBUS | Muscogee | 1060207 | 4 | [5 empty] | Removed from Ground | Gas (Historical Use) | 500 | Bare Steel | 1976-04-04 | Galvanized Steel
TOMS FOODS INC | 900 EIGHTH ST | COLUMBUS | Muscogee | 1060207 | 5 | [5 empty] | Removed from Ground | Gas (Historical Use) | 1000 | Bare Steel | 1976-04-04 | Galvanized Steel
TOMS FOODS INC | 900 EIGHTH ST | COLUMBUS | Muscogee | 1060207 | 6 | [5 empty] | Removed from Ground | Gas (Historical Use) | 1000 | Marked Unknown | 1986-04-02 | Unknown
TOMS FOODS INC | 900 EIGHTH ST | COLUMBUS | Muscogee | 1060207 | 7 | [5 empty] | Removed from Ground | Gas (Historical Use) | 1 | Marked Unknown | 1986-04-02 | Unknown
TOMS FOODS INC | 900 EIGHTH ST | COLUMBUS | Muscogee | 1060207 | 8 | [5 empty] | Removed from Ground | Gas (Historical Use) | 1 | Marked Unknown | 1986-04-02 | Unknown
TOMS FOODS INC | 900 EIGHTH ST | COLUMBUS | Muscogee | 1060207 | 9 | [5 empty] | Removed from Ground | Gas (Historical Use) | 1000 | Marked Unknown | 1966-04-07 | Unknown
BPI | 3921 BUENA VISTA RD | COLUMBUS | Muscogee | 1060209 | 1 |  |  | TRUE |  | TRUE | Removed from Ground | Used Oil | 550 | Bare Steel | 1973-03-29 | Not Marked
BPI | 3921 BUENA VISTA RD | COLUMBUS | Muscogee | 1060209 | 2 | Flapper Valve | 1987-07-13 | FALSE | 1987-07-13 | FALSE | Currently in Use | Premium | 8000 | Steel-Impressed Current | 1987-07-13 | Steel (Impressed Current) | Pressurized
BPI | 3921 BUENA VISTA RD | COLUMBUS | Muscogee | 1060209 | 3 | Flapper Valve | 1987-07-13 | FALSE | 1987-07-13 | FALSE | Temporarily out of use | Empty | 8000 | Steel-Impressed Current | 1987-07-13 | Steel (Impressed Current) | Pressurized
BPI | 3921 BUENA VISTA RD | COLUMBUS | Muscogee | 1060209 | 4 | Flapper Valve | 1987-07-13 | FALSE | 1987-07-13 | FALSE | Currently in Use | Regular | 8000 | Steel-Impressed Current | 1987-07-13 | Steel (Impressed Current) | Pressurized
FIRESTONE STORE #6381 | 1221 4TH AVE | COLUMBUS | Muscogee | 1060210 | 1 |  |  | TRUE |  | TRUE | Removed from Ground | Used Oil | 800 | Bare Steel | 1959-04-02 | Unknown
FIRESTONE STORE #6381 | 1221 4TH AVE | COLUMBUS | Muscogee | 1060210 | 2 | [5 empty] | Removed from Ground | Gas (Historical Use) | 800 | Bare Steel | 1959-04-02 | Unknown
FIRESTONE STORE #6381 | 1221 4TH AVE | COLUMBUS | Muscogee | 1060210 | 3 | [5 empty] | Removed from Ground | Gas (Historical Use) | 800 | Bare Steel | 1959-04-02 | Unknown
STEREO WORLD | 3305 VICTORY DR | COLUMBUS | Muscogee | 1060211 | 1 | [5 empty] | Removed from Ground | Empty | 1500 | Bare Steel | 1972-04-03 | Galvanized Steel
STEREO WORLD | 3305 VICTORY DR | COLUMBUS | Muscogee | 1060211 | 2 | [5 empty] | Removed from Ground | Empty | 1500 | Bare Steel | 1972-04-03 | Galvanized Steel
FIRESTONE STORE #05F6/014818 | 3050 MACON RD | COLUMBUS | Muscogee | 1060212 | 1 |  |  | TRUE |  | TRUE | Removed from Ground | Used Oil | 550 | Bare Steel | 1965-04-09 | Bare Steel
FIRESTONE STORE #05F6/014818 | 3050 MACON RD | COLUMBUS | Muscogee | 1060212 | 2 | [5 empty] | Closed in Ground | Gas (Historical Use) | 10000 | Bare Steel | 1965-04-09 | Bare Steel
FIRESTONE STORE #05F6/014818 | 3050 MACON RD | COLUMBUS | Muscogee | 1060212 | 3 | [5 empty] | Closed in Ground | Gas (Historical Use) | 10000 | Bare Steel | 1965-04-09 | Bare Steel
FIRESTONE STORE #05F6/014818 | 3050 MACON RD | COLUMBUS | Muscogee | 1060212 | 4 |  |  | FALSE |  | FALSE | Removed from Ground | Gas (Historical Use) | 8000 | Unknown | 2002-01-30 | Unknown
R&W AUTO SVC/WALTER VINYARD | 3673 VICTORY DR | COLUMBUS | Muscogee | 1060213 | 1 | [5 empty] | Removed from Ground | Gas (Historical Use) | 6000 | Bare Steel | 1962-04-06 | Unknown | Suction (American)
R&W AUTO SVC/WALTER VINYARD | 3673 VICTORY DR | COLUMBUS | Muscogee | 1060213 | 2 | [5 empty] | Removed from Ground | Gas (Historical Use) | 6000 | Bare Steel | 1962-04-06 | Unknown
R&W AUTO SVC/WALTER VINYARD | 3673 VICTORY DR | COLUMBUS | Muscogee | 1060213 | 3 | [5 empty] | Removed from Ground | Gas (Historical Use) | 3000 | Bare Steel | 1962-04-06 | Unknown
R&W AUTO SVC/WALTER VINYARD | 3673 VICTORY DR | COLUMBUS | Muscogee | 1060213 | 4 |  |  | TRUE |  | TRUE | Removed from Ground | Used Oil | 500 | Bare Steel | 1962-04-06 | Unknown
MIDTOWN SHOPPING CENTER/PHOTO ON | 1870 MIDTOWN DR | COLUMBUS | Muscogee | 1060214 | 1 | [5 empty] | Closed in Ground | Gas (Historical Use) | 500 | Marked Unknown | 1986-04-01 | Unknown
BURNHAM SERVICE CORP/VAN SUPPLY | 5000 BURNHAM BLVD | COLUMBUS | Muscogee | 1060216 | 1 | [5 empty] | Removed from Ground | Diesel | 10000 | Bare Steel | 1973-04-26 | Galvanized Steel | Suction (American)
BURNHAM SERVICE CORP/VAN SUPPLY | 5000 BURNHAM BLVD | COLUMBUS | Muscogee | 1060216 | 2 | [5 empty] | Removed from Ground | Gas (Historical Use) | 10000 | Bare Steel | 1973-04-26 | Galvanized Steel | Suction (American)
BURNHAM SERVICE CORP/VAN SUPPLY | 5000 BURNHAM BLVD | COLUMBUS | Muscogee | 1060216 | 3 | [5 empty] | Removed from Ground | Gas (Historical Use) | 10000 | Bare Steel | 1966-04-28 | Galvanized Steel | Suction (American)
BURNHAM SERVICE CORP/VAN SUPPLY | 5000 BURNHAM BLVD | COLUMBUS | Muscogee | 1060216 | 4 |  |  | TRUE |  | TRUE | Removed from Ground | Used Oil | 2000 | Bare Steel | 1973-04-26 | Galvanized Steel | Gravity Fed
BURNHAM SERVICE CORP/VAN SUPPLY | 5000 BURNHAM BLVD | COLUMBUS | Muscogee | 1060216 | 5 | [5 empty] | Removed from Ground | Other | 5000 | Bare Steel | 1973-04-26 | Galvanized Steel | Gravity Fed
KING LUBE #1 | 3422 VERTERANS PARKWAY | COLUMBUS | Muscogee | 1060218 | 1 |  |  | TRUE |  | TRUE | Removed from Ground | Used Oil | 2000 | Bare Steel | 1980-07-11 | Galvanized Steel
KING LUBE #1 | 3422 VERTERANS PARKWAY | COLUMBUS | Muscogee | 1060218 | 2 | [5 empty] | Removed from Ground | Other | 1000 | Bare Steel | 1980-07-11 | Galvanized Steel
KING LUBE #1 | 3422 VERTERANS PARKWAY | COLUMBUS | Muscogee | 1060218 | 3 |  |  | TRUE |  | TRUE | Removed from Ground | Used Oil | 2000 | Bare Steel | 1981-04-24 | Galvanized Steel
KING LUBE #1 | 3422 VERTERANS PARKWAY | COLUMBUS | Muscogee | 1060218 | 4 | [5 empty] | Removed from Ground | Other | 560 | Cathodically Protected Steel | 1987-07-13 | Galvanized Steel
KING LUBE #1 | 3422 VERTERANS PARKWAY | COLUMBUS | Muscogee | 1060218 | 5 | [5 empty] | Removed from Ground | Other | 560 | Cathodically Protected Steel | 1987-07-13 | Galvanized Steel
KING LUBE #1 | 3422 VERTERANS PARKWAY | COLUMBUS | Muscogee | 1060218 | 6 | [5 empty] | Removed from Ground | Other | 560 | Cathodically Protected Steel | 1987-07-13 | Galvanized Steel
KING LUBE #1 | 3422 VERTERANS PARKWAY | COLUMBUS | Muscogee | 1060218 | 7 | [5 empty] | Removed from Ground | Other | 560 | Cathodically Protected Steel | 1987-07-13 | Galvanized Steel
PHILLIPS ON WEEMS B&C MINI MARKE | 3651 WEEMS RD | COLUMBUS | Muscogee | 1060220 | 1 | [5 empty] | Removed from Ground | Gas (Historical Use) | 2000 | Fiberglass | 1983-04-30 | Galvanized Steel
PHILLIPS ON WEEMS B&C MINI MARKE | 3651 WEEMS RD | COLUMBUS | Muscogee | 1060220 | 2 | [5 empty] | Removed from Ground | Gas (Historical Use) | 2000 | Fiberglass | 1986-04-29 | Galvanized Steel
PHILLIPS ON WEEMS B&C MINI MARKE | 3651 WEEMS RD | COLUMBUS | Muscogee | 1060220 | 3 | [5 empty] | Removed from Ground | Gas (Historical Use) | 2000 | Fiberglass | 1986-04-29 | Galvanized Steel
PHILLIPS ON WEEMS B&C MINI MARKE | 3651 WEEMS RD | COLUMBUS | Muscogee | 1060220 | 4 | Ball Float | 1993-05-14 | FALSE | 1993-05-14 | FALSE | Currently in Use | Regular | 5000 | Galvanic (STIP-3) | 1993-05-14 | Fiberglass Reinforced Plastic | Pressurized
PHILLIPS ON WEEMS B&C MINI MARKE | 3651 WEEMS RD | COLUMBUS | Muscogee | 1060220 | 5 | Ball Float | 1993-05-14 | FALSE | 1993-05-14 | FALSE | Currently in Use | Plus | 4000 | Galvanic (STIP-3) | 1993-05-14 | Fiberglass Reinforced Plastic | Pressurized
PHILLIPS ON WEEMS B&C MINI MARKE | 3651 WEEMS RD | COLUMBUS | Muscogee | 1060220 | 6 | Ball Float | 1993-05-14 | FALSE | 1993-05-14 | FALSE | Currently in Use | Premium | 4000 | Galvanic (STIP-3) | 1993-05-14 | Fiberglass Reinforced Plastic | Pressurized
GREYHOUND LINES INC | 818 FOURTH AVE | COLUMBUS | Muscogee | 1060221 | 1 | [5 empty] | Removed from Ground | Diesel | 8068 | Bare Steel | 1967-05-04 | Galvanized Steel
LAFARGE BUILDING MATERIALS INC | 5118 MILLER RD | COLUMBUS | Muscogee | 1060224 | 1 | [5 empty] | Removed from Ground | Gas (Historical Use) | 6000 | Bare Steel | 1968-04-27 | Galvanized Steel
LAFARGE BUILDING MATERIALS INC | 5118 MILLER RD | COLUMBUS | Muscogee | 1060224 | 2 | [5 empty] | Removed from Ground | Diesel | 8000 | Bare Steel | 1968-04-27 | Galvanized Steel
LAFARGE BUILDING MATERIALS INC | 5118 MILLER RD | COLUMBUS | Muscogee | 1060224 | 3 |  | 2001-09-18 |  | 2001-09-18 |  | Closed in Ground | Diesel | 12000 | Composite | 2001-09-17 | Flex | Safe Suction (Euro)
BASS SMALL ENGINES | 2685 -B REESE RD | COLUMBUS | Muscogee | 1060225 | 1 |  |  | TRUE |  | TRUE | Removed from Ground | Used Oil | 180 | Bare Steel | 1967-05-04 | Galvanized Steel
B&B BEVERAGE CO | 6401 WEST HAMILTON PARK DR | COLUMBUS | Muscogee | 1060226 | 1G | [5 empty] | Removed from Ground | Gas (Historical Use) | 10000 | Epoxy | 1981-04-30 | Galvanized Steel | Suction (American)
B&B BEVERAGE CO | 6401 WEST HAMILTON PARK DR | COLUMBUS | Muscogee | 1060226 | 2D | [5 empty] | Removed from Ground | Diesel | 10000 | Epoxy | 1981-04-30 | Galvanized Steel | Suction (American)
BOBBY STEVENS HAULING CO INC | 3223 SMITH RD | FORTSON | Muscogee | 1060227 | 1 | [5 empty] | Removed from Ground | Diesel | 0 | Bare Steel | 1972-04-26 | Galvanized Steel
BOBBY STEVENS HAULING CO INC | 3223 SMITH RD | FORTSON | Muscogee | 1060227 | 2 | [5 empty] | Removed from Ground | Gas (Historical Use) | 0 | Bare Steel | 1972-04-26 | Galvanized Steel
BOBBY STEVENS HAULING CO INC | 3223 SMITH RD | FORTSON | Muscogee | 1060227 | 3A | Flapper Valve | 1999-01-25 | FALSE | 1999-01-25 | FALSE | Currently in Use | Diesel | 10000 | Composite | 1999-01-25 | Fiberglass Reinforced Plastic | Safe Suction (Euro)
BOBBY STEVENS HAULING CO INC | 3223 SMITH RD | FORTSON | Muscogee | 1060227 | 3B | Flapper Valve | 1999-01-25 | FALSE | 1999-01-25 | FALSE | Currently in Use | Regular | 2000 | Composite | 1999-01-25 | Fiberglass Reinforced Plastic | Safe Suction (Euro)
RIVERSIDE BUICK CADILLAC INC | 1501 FIRST AVE | COLUMBUS | Muscogee | 1060229 | 1 | [5 empty] | Removed from Ground | Gas (Historical Use) | 5000 | Bare Steel | 1963-04-29 | Unknown
RIVERSIDE BUICK CADILLAC INC | 1501 FIRST AVE | COLUMBUS | Muscogee | 1060229 | 2 | [5 empty] | Removed from Ground | Gas (Historical Use) | 500 | Bare Steel | 1963-04-29 | Unknown
RIVERSIDE BUICK CADILLAC INC | 1501 FIRST AVE | COLUMBUS | Muscogee | 1060229 | 3 | [5 empty] | Removed from Ground | Empty | 250 | Bare Steel | 1963-04-29 | Unknown
RIVERSIDE BUICK CADILLAC INC | 1501 FIRST AVE | COLUMBUS | Muscogee | 1060229 | 4 | [5 empty] | Removed from Ground | Gas (Historical Use) | 500 | Bare Steel | 1963-04-29 | Galvanized Steel
RIVERSIDE BUICK CADILLAC INC | 1501 FIRST AVE | COLUMBUS | Muscogee | 1060229 | 5 | [5 empty] | Removed from Ground | Other | 5000 | Not Marked/Unknown | 1997-07-09 | Not Marked
RIVERSIDE BUICK CADILLAC INC | 1501 FIRST AVE | COLUMBUS | Muscogee | 1060229 | 6 | [5 empty] | Removed from Ground | Other | 5000 | Not Marked/Unknown | 1997-07-09 | Not Marked
COLONIAL BAKING CO | 1038 13TH ST | COLUMBUS | Muscogee | 1060230 | 1 | [5 empty] | Removed from Ground | Gas (Historical Use) | 10000 | Fiberglass | 1973-05-02 | Fiberglass Reinforced Plastic
COLONIAL BAKING CO | 1038 13TH ST | COLUMBUS | Muscogee | 1060230 | 2 | [5 empty] | Removed from Ground | Diesel | 10000 | Fiberglass | 1973-05-02 | Fiberglass Reinforced Plastic
COLONIAL BAKING CO | 1038 13TH ST | COLUMBUS | Muscogee | 1060230 | 3 | [5 empty] | Removed from Ground | Diesel | 10000 | Fiberglass | 1974-05-02 | Fiberglass Reinforced Plastic
COLONIAL BAKING CO | 1038 13TH ST | COLUMBUS | Muscogee | 1060230 | 4 | [5 empty] | Removed from Ground | Gas (Historical Use) | 10000 | Bare Steel | 1974-05-02 | Bare Steel
COLONIAL BAKING CO | 1038 13TH ST | COLUMBUS | Muscogee | 1060230 | 5 |  |  | TRUE |  | TRUE | Currently in Use | Used Oil | 560 | Bare Steel | 1974-05-02 | Bare Steel
ROYAL OLDS MOBILE ISUZU | 1300 5TH AVE | COLUMBUS | Muscogee | 1060232 | 1 | [5 empty] | Closed in Ground | Gas (Historical Use) | 4000 | Bare Steel | 1979-05-01 | Galvanized Steel
ROYAL OLDS MOBILE ISUZU | 1300 5TH AVE | COLUMBUS | Muscogee | 1060232 | 2 | [5 empty] | Closed in Ground | Diesel | 2000 | Bare Steel | 1976-05-01 | Galvanized Steel
ROYAL OLDS MOBILE ISUZU | 1300 5TH AVE | COLUMBUS | Muscogee | 1060232 | 3 |  |  | TRUE |  | TRUE | Closed in Ground | Used Oil | 1000 | Bare Steel | 1976-05-01 | Galvanized Steel
ROBINSON OIL CO | 3139 VICTORY DR | COLUMBUS | Muscogee | 1060233 | 1 | [5 empty] | Removed from Ground | Gas (Historical Use) | 4000 | Bare Steel | 1961-05-05 | Galvanized Steel
ROBINSON OIL CO | 3139 VICTORY DR | COLUMBUS | Muscogee | 1060233 | 2 | [5 empty] | Removed from Ground | Gas (Historical Use) | 4000 | Bare Steel | 1961-05-05 | Galvanized Steel
ROBINSON OIL CO | 3139 VICTORY DR | COLUMBUS | Muscogee | 1060233 | 3 | [5 empty] | Removed from Ground | Gas (Historical Use) | 4000 | Bare Steel | 1961-05-05 | Galvanized Steel
ROBINSON OIL CO | 3139 VICTORY DR | COLUMBUS | Muscogee | 1060233 | 4 | [5 empty] | Removed from Ground | Diesel | 1000 | Cathodically Protected Steel | 1985-04-29 | Galvanized Steel
ROBINSON OIL CO | 3139 VICTORY DR | COLUMBUS | Muscogee | 1060233 | 5 |  |  | TRUE |  | TRUE | Removed from Ground | Used Oil | 560 | Not Marked/Unknown | 1995-07-25 | Unknown
GETZ EXTERMINATORS OF GA INC | 3902 HAMILTON RD | COLUMBUS | Muscogee | 1060235 | 2 | [5 empty] | Removed from Ground | Gas (Historical Use) | 1000 | Bare Steel | 1966-01-01 | Bare Steel
CIRCLE K 6741 | 2102 WYNNTON RD | COLUMBUS | Muscogee | 1060238 | 1 | Ball Float | 1998-07-01 | FALSE | 1998-07-01 | FALSE | Currently in Use | Premium | 8000 | Steel-Impressed Current | 1980-03-18 | Fiberglass Reinforced Plastic | Pressurized
CIRCLE K 6741 | 2102 WYNNTON RD | COLUMBUS | Muscogee | 1060238 | 2 |  | 1998-07-01 | FALSE | 1998-07-01 | FALSE | Currently in Use | Diesel | 10000 | Steel-Impressed Current | 1980-03-18 | Fiberglass Reinforced Plastic | Pressurized
CIRCLE K 6741 | 2102 WYNNTON RD | COLUMBUS | Muscogee | 1060238 | 3 | Ball Float | 1998-07-01 | FALSE | 1998-07-01 | FALSE | Currently in Use | Regular | 12000 | Steel-Impressed Current | 1980-03-18 | Fiberglass Reinforced Plastic | Pressurized
CIRCLE K 6741 | 2102 WYNNTON RD | COLUMBUS | Muscogee | 1060238 | 4 | Ball Float | 1998-07-01 | FALSE | 1998-07-01 | FALSE | Currently in Use | E-10 | 12000 | Steel-Impressed Current | 1980-03-18 | Fiberglass Reinforced Plastic | Pressurized
ONE STOP CONVENIENCE | 3701 BUENA VISTA RD | COLUMBUS | Muscogee | 1060239 | 1 | Flapper Valve | 1996-07-01 | FALSE | 1996-07-01 | FALSE | Removed from Ground | Kerosene | 3000 | Steel-Impressed Current | 1982-03-18 | Fiberglass Reinforced Plastic | Safe Suction (Euro)
ONE STOP CONVENIENCE | 3701 BUENA VISTA RD | COLUMBUS | Muscogee | 1060239 | 2 | Flapper Valve | 1996-07-01 | FALSE | 1996-07-01 | FALSE | Removed from Ground | Diesel | 8000 | Steel-Impressed Current | 1982-03-18 | Fiberglass Reinforced Plastic | Pressurized
ONE STOP CONVENIENCE | 3701 BUENA VISTA RD | COLUMBUS | Muscogee | 1060239 | 3 | Flapper Valve | 1996-07-01 | FALSE | 1996-07-01 | FALSE | Removed from Ground | Regular | 8000 | Steel-Impressed Current | 1982-03-18 | Fiberglass Reinforced Plastic | Pressurized
ONE STOP CONVENIENCE | 3701 BUENA VISTA RD | COLUMBUS | Muscogee | 1060239 | 4 | Flapper Valve | 1996-07-01 | FALSE | 1996-07-01 | FALSE | Removed from Ground | Regular | 12000 | Steel-Impressed Current | 1982-03-18 | Fiberglass Reinforced Plastic | Pressurized
ONE STOP CONVENIENCE | 3701 BUENA VISTA RD | COLUMBUS | Muscogee | 1060239 | 5 | Flapper Valve | 1996-07-01 | FALSE | 1996-07-01 | FALSE | Removed from Ground | Premium | 12000 | Steel-Impressed Current | 1982-03-18 | Fiberglass Reinforced Plastic | Pressurized
CIRCLE K 6743 | 5435 FORREST RD | COLUMBUS | Muscogee | 1060240 | 1 |  | 1998-07-01 |  | 1998-07-01 |  | Removed from Ground | Gas (Historical Use) | 8000 | Steel-Impressed Current | 1982-03-18 | Fiberglass Reinforced Plastic | Pressurized
CIRCLE K 6743 | 5435 FORREST RD | COLUMBUS | Muscogee | 1060240 | 2 |  | 1998-07-01 |  | 1998-07-01 |  | Removed from Ground | Diesel | 10000 | Steel-Impressed Current | 1982-03-18 | Fiberglass Reinforced Plastic | Pressurized
CIRCLE K 6743 | 5435 FORREST RD | COLUMBUS | Muscogee | 1060240 | 3 |  | 1998-07-01 |  | 1998-07-01 |  | Removed from Ground | Gas (Historical Use) | 12000 | Steel-Impressed Current | 1982-03-18 | Fiberglass Reinforced Plastic | Pressurized
CIRCLE K 6743 | 5435 FORREST RD | COLUMBUS | Muscogee | 1060240 | 4 |  | 1998-07-01 |  | 1998-07-01 |  | Removed from Ground | Gas (Historical Use) | 12000 | Steel-Impressed Current | 1982-03-18 | Fiberglass Reinforced Plastic | Pressurized
GA NATIONAL GUARD | 2505 VICTORY DRIVE | COLUMBUS | Muscogee | 1060241 | 1 | [5 empty] | Permanently Out of Use - historical purposes | Diesel | 1000 | Bare Steel | 1956-05-08 | Unknown
GA NATIONAL GUARD | 2505 VICTORY DRIVE | COLUMBUS | Muscogee | 1060241 | 2 | [5 empty] | Permanently Out of Use - historical purposes | Diesel | 1200 | Bare Steel | 1966-05-06 | Unknown
LIVINGSTON STORAGE & TRANSFER CO | 4301 ALLIED DR | COLUMBUS | Muscogee | 1060243 | 1 | [5 empty] | Removed from Ground | Gas (Historical Use) | 8000 | Bare Steel | 1961-05-07 | Galvanized Steel
LIVINGSTON STORAGE & TRANSFER CO | 4301 ALLIED DR | COLUMBUS | Muscogee | 1060243 | 2 | [5 empty] | Removed from Ground | Diesel | 8000 | Bare Steel | 1961-05-07 | Galvanized Steel
CIRCLE K 6692 | 3841 MILLER RD | COLUMBUS | Muscogee | 1060247 | 1 | [5 empty] | Removed from Ground | Gas (Historical Use) | 10000 | Bare Steel | 1971-05-11 | Galvanized Steel
CIRCLE K 6692 | 3841 MILLER RD | COLUMBUS | Muscogee | 1060247 | 2 | [5 empty] | Removed from Ground | Gas (Historical Use) | 8000 | Bare Steel | 1950-01-07 | Galvanized Steel
CIRCLE K 6692 | 3841 MILLER RD | COLUMBUS | Muscogee | 1060247 | 3 | [5 empty] | Removed from Ground | Gas (Historical Use) | 6000 | Bare Steel | 1971-05-11 | Galvanized Steel
CIRCLE K 6692 | 3841 MILLER RD | COLUMBUS | Muscogee | 1060247 | 4 |  |  | TRUE |  | TRUE | Removed from Ground | Used Oil | 550 | Bare Steel | 1971-05-11 | Galvanized Steel
CIRCLE K 6692 | 3841 MILLER RD | COLUMBUS | Muscogee | 1060247 | 5 | Ball Float | 1990-03-05 | FALSE | 1990-03-05 | FALSE | Currently in Use | Regular | 10000 | Galvanic (STIP-3) | 1990-01-11 | Fiberglass Reinforced Plastic | Pressurized
CIRCLE K 6692 | 3841 MILLER RD | COLUMBUS | Muscogee | 1060247 | 6 | Ball Float | 1990-03-05 | FALSE | 1990-03-05 | FALSE | Currently in Use | Plus | 10000 | Galvanic (STIP-3) | 1990-01-11 | Fiberglass Reinforced Plastic | Pressurized
CIRCLE K 6692 | 3841 MILLER RD | COLUMBUS | Muscogee | 1060247 | 7 | Ball Float | 1990-03-05 | FALSE | 1990-03-05 | FALSE | Currently in Use | Premium | 10000 | Galvanic (STIP-3) | 1990-01-11 | Fiberglass Reinforced Plastic | Pressurized
MIKE COLLINS NISSAN | 1829 MIDTOWN DR | COLUMBUS | Muscogee | 1060248 | 2 | [5 empty] | Temporarily out of use | Gas (Historical Use) | 1000 | Not Marked/Unknown | 1973-01-01 | Not Marked
MIKE COLLINS NISSAN | 1829 MIDTOWN DR | COLUMBUS | Muscogee | 1060248 | 3 | [5 empty] | Removed from Ground | Used Oil | 550 | Not Marked/Unknown | 1973-01-01 | Not Marked
STEWART'S AUTOMOTIVE | 1347 SIXTH AVE | COLUMBUS | Muscogee | 1060253 | 1 | [5 empty] | Closed in Ground | Gas (Historical Use) | 1000 | Bare Steel | 1961-05-11 | Galvanized Steel
STEWART'S AUTOMOTIVE | 1347 SIXTH AVE | COLUMBUS | Muscogee | 1060253 | 2 | [5 empty] | Closed in Ground | Gas (Historical Use) | 1000 | Bare Steel | 1961-05-11 | Galvanized Steel
STEWART'S AUTOMOTIVE | 1347 SIXTH AVE | COLUMBUS | Muscogee | 1060253 | 3 | [5 empty] | Closed in Ground | Gas (Historical Use) | 1000 | Bare Steel | 1961-05-11 | Galvanized Steel
STEWART'S AUTOMOTIVE | 1347 SIXTH AVE | COLUMBUS | Muscogee | 1060253 | 4 |  |  | TRUE |  | TRUE | Closed in Ground | Used Oil | 500 | Bare Steel | 1961-05-11 | Galvanized Steel
STEWART'S AUTOMOTIVE | 1347 SIXTH AVE | COLUMBUS | Muscogee | 1060253 | 5 |  | 1990-04-30 |  | 1990-04-30 |  | Removed from Ground | Gas (Historical Use) | 4000 | Cathodically Protected Steel | 1990-10-02 | Cathodically Protected | Pressurized
STEWART'S AUTOMOTIVE | 1347 SIXTH AVE | COLUMBUS | Muscogee | 1060253 | 6 |  | 1990-04-30 |  | 1990-04-30 |  | Removed from Ground | Gas (Historical Use) | 4000 | Cathodically Protected Steel | 1990-10-02 | Cathodically Protected | Pressurized
STEWART'S AUTOMOTIVE | 1347 SIXTH AVE | COLUMBUS | Muscogee | 1060253 | 7 |  | 1991-10-29 |  | 1991-10-29 |  | Removed from Ground | Gas (Historical Use) | 4000 | Cathodically Protected Steel | 1991-10-29 | Cathodically Protected | Pressurized
STEWART'S AUTOMOTIVE | 1347 SIXTH AVE | COLUMBUS | Muscogee | 1060253 | 8 |  |  | TRUE |  | TRUE | Closed in Ground | Used Oil | 500 | Not Marked/Unknown | 2000-02-08 | Not Marked
WASTE AWAY GROUP INC | 3941 CUSSETA RD | COLUMBUS | Muscogee | 1060254 | 1 | [5 empty] | Removed from Ground | Diesel | 10000 | Bare Steel | 1979-05-07 | Bare Steel
WASTE AWAY GROUP INC | 3941 CUSSETA RD | COLUMBUS | Muscogee | 1060254 | 2 | [5 empty] | Removed from Ground | Diesel | 2000 | Bare Steel | 1973-05-08 | Bare Steel
WASTE AWAY GROUP INC | 3941 CUSSETA RD | COLUMBUS | Muscogee | 1060254 | 3 |  |  | TRUE |  | TRUE | Removed from Ground | Used Oil | 2000 | Bare Steel | 1973-05-08 | Bare Steel
U HAUL #77968 | 1700 BOX RD | COLUMBUS | Muscogee | 1060255 | 1 | [5 empty] | Removed from Ground | Gas (Historical Use) | 4000 | Fiberglass | 1985-05-05 | Bare Steel
U HAUL #77968 | 1700 BOX RD | COLUMBUS | Muscogee | 1060255 | 2 | [5 empty] | Removed from Ground | Gas (Historical Use) | 4000 | Fiberglass | 1985-05-05 | Bare Steel
U HAUL #77968 | 1700 BOX RD | COLUMBUS | Muscogee | 1060255 | 3 | [5 empty] | Removed from Ground | Diesel | 550 | Bare Steel |  | Unknown
U HAUL #77968 | 1700 BOX RD | COLUMBUS | Muscogee | 1060255 | 4 | [5 empty] | Removed from Ground | Diesel | 1000 | Bare Steel |  | Unknown
U HAUL #77953 | 930 TENTH AVE | COLUMBUS | Muscogee | 1060256 | 1 | [5 empty] | Removed from Ground | Gas (Historical Use) | 10000 | Bare Steel | 1977-05-07 | Bare Steel
BRYANTS GROCERY & SVC STATION | 3125 SCHATULGA RD | COLUMBUS | Muscogee | 1060266 | 1 | [5 empty] | Removed from Ground | Diesel | 1000 | Not Marked/Unknown | 1974-05-11 | Not Marked
BRYANTS GROCERY & SVC STATION | 3125 SCHATULGA RD | COLUMBUS | Muscogee | 1060266 | 2 | [5 empty] | Removed from Ground | Gas (Historical Use) | 500 | Not Marked/Unknown | 1974-05-11 | Not Marked
TYLERS GRP & S S/JACK TYLER GROC | RT 2 6869 BUENA VISTA | COLUMBUS | Muscogee | 1060267 | 1 | [5 empty] | Removed from Ground | Gas (Historical Use) | 550 | Bare Steel | 1974-05-11 | Galvanized Steel
TYLERS GRP & S S/JACK TYLER GROC | RT 2 6869 BUENA VISTA | COLUMBUS | Muscogee | 1060267 | 2 | [5 empty] | Removed from Ground | Gas (Historical Use) | 550 | Bare Steel | 1974-05-11 | Galvanized Steel
TYLERS GRP & S S/JACK TYLER GROC | RT 2 6869 BUENA VISTA | COLUMBUS | Muscogee | 1060267 | 3 | [5 empty] | Removed from Ground | Gas (Historical Use) | 550 | Bare Steel | 1974-05-11 | Galvanized Steel
BIBB CITY SVC STATION | 301 38TH ST | COLUMBUS | Muscogee | 1060268 | 1 | [5 empty] | Removed from Ground | Gas (Historical Use) | 6000 | Bare Steel | 1974-05-11 | Bare Steel
BIBB CITY SVC STATION | 301 38TH ST | COLUMBUS | Muscogee | 1060268 | 2 | [5 empty] | Removed from Ground | Gas (Historical Use) | 3000 | Bare Steel | 1974-05-11 | Bare Steel
BIBB CITY SVC STATION | 301 38TH ST | COLUMBUS | Muscogee | 1060268 | 3 | [5 empty] | Removed from Ground | Gas (Historical Use) | 3000 | Bare Steel | 1974-05-11 | Bare Steel
BIBB CITY SVC STATION | 301 38TH ST | COLUMBUS | Muscogee | 1060268 | 4 | [5 empty] | Removed from Ground | Gas (Historical Use) | 0 | Bare Steel | 1991-04-30 | Bare Steel
WYNNTON UNION 76 STATION/CLOSED | 2331 WYNNTON RD | COLUMBUS | Muscogee | 1060269 | 1 | [5 empty] | Removed from Ground | Diesel | 5200 | Bare Steel | 1972-05-11 | Galvanized Steel
WYNNTON UNION 76 STATION/CLOSED | 2331 WYNNTON RD | COLUMBUS | Muscogee | 1060269 | 2 | [5 empty] | Removed from Ground | Gas (Historical Use) | 5200 | Bare Steel | 1972-05-11 | Galvanized Steel
WYNNTON UNION 76 STATION/CLOSED | 2331 WYNNTON RD | COLUMBUS | Muscogee | 1060269 | 3 | [5 empty] | Removed from Ground | Diesel | 2000 | Bare Steel | 1982-05-09 | Galvanized Steel
WYNNTON UNION 76 STATION/CLOSED | 2331 WYNNTON RD | COLUMBUS | Muscogee | 1060269 | 4 |  |  | TRUE |  | TRUE | Removed from Ground | Used Oil | 1000 | Bare Steel | 1982-05-09 | Galvanized Steel
EASTWAY UNION 76 | 4822 BUENA VISTA RD | COLUMBUS | Muscogee | 1060270 | 1 | [5 empty] | Removed from Ground | Gas (Historical Use) | 10000 | Bare Steel | 1976-05-10 | Galvanized Steel
EASTWAY UNION 76 | 4822 BUENA VISTA RD | COLUMBUS | Muscogee | 1060270 | 2 | [5 empty] | Removed from Ground | Gas (Historical Use) | 10000 | Bare Steel | 1976-05-10 | Galvanized Steel
EASTWAY UNION 76 | 4822 BUENA VISTA RD | COLUMBUS | Muscogee | 1060270 | 3 | [5 empty] | Removed from Ground | Gas (Historical Use) | 3000 | Bare Steel | 1984-05-08 | Galvanized Steel
EASTWAY UNION 76 | 4822 BUENA VISTA RD | COLUMBUS | Muscogee | 1060270 | 4 | [5 empty] | Removed from Ground | Diesel | 1000 | Not Marked/Unknown | 1993-11-01 | Not Marked
EASTWAY UNION 76 | 4822 BUENA VISTA RD | COLUMBUS | Muscogee | 1060270 | 5 |  |  | TRUE |  | TRUE | Removed from Ground | Used Oil | 1000 | Not Marked/Unknown | 1993-11-01 | Not Marked
BURTON CONTRACTORS | 1257 METRO DR | COLUMBUS | Muscogee | 1060271 | 1 | [5 empty] | Removed from Ground | Gas (Historical Use) | 8000 | Bare Steel | 1978-05-10 | Galvanized Steel
BURTON CONTRACTORS | 1257 METRO DR | COLUMBUS | Muscogee | 1060271 | 2 | [5 empty] | Removed from Ground | Diesel | 8000 | Bare Steel | 1978-05-10 | Galvanized Steel
BURTON CONTRACTORS | 1257 METRO DR | COLUMBUS | Muscogee | 1060271 | 3 |  |  | FALSE |  | FALSE | Removed from Ground | Not Marked/Tank Removed | 1000 | Bare Steel | 2006-09-11 | Bare Steel
COLUMBUS CABINET CO | 1223 39TH ST | COLUMBUS | Muscogee | 1060272 | 1 | [5 empty] | Removed from Ground | Gas (Historical Use) | 560 | Bare Steel | 1976-05-10 | Bare Steel
BRASTON UNION 76 | 1954 MANCHESTER EXPRESSWAY | COLUMBUS | Muscogee | 1060273 | 1 | [5 empty] | Removed from Ground | Gas (Historical Use) | 10000 | Bare Steel | 1978-05-10 | Galvanized Steel | Pressurized
BRASTON UNION 76 | 1954 MANCHESTER EXPRESSWAY | COLUMBUS | Muscogee | 1060273 | 2 | [5 empty] | Removed from Ground | Gas (Historical Use) | 10000 | Bare Steel | 1978-05-10 | Galvanized Steel | Pressurized
BRASTON UNION 76 | 1954 MANCHESTER EXPRESSWAY | COLUMBUS | Muscogee | 1060273 | 3 | [5 empty] | Removed from Ground | Gas (Historical Use) | 6000 | Bare Steel | 1983-05-09 | Galvanized Steel | Pressurized
BRASTON UNION 76 | 1954 MANCHESTER EXPRESSWAY | COLUMBUS | Muscogee | 1060273 | 4 | [5 empty] | Removed from Ground | Diesel | 6000 | Bare Steel | 1983-05-09 | Galvanized Steel | Pressurized
BRASTON UNION 76 | 1954 MANCHESTER EXPRESSWAY | COLUMBUS | Muscogee | 1060273 | 5 |  |  | TRUE |  | TRUE | Removed from Ground | Used Oil | 1000 | Marked Unknown | 1995-08-22 | Unknown
BRASTON UNION 76 | 1954 MANCHESTER EXPRESSWAY | COLUMBUS | Muscogee | 1060273 | 6 |  |  | TRUE |  | TRUE | Removed from Ground | Used Oil | 550 | Marked Unknown | 1995-08-22 | Unknown
ALEXANDER CONTR CO INC | 453 OLD BUENA VISTA RD | COLUMBUS | Muscogee | 1060274 | 1 | [5 empty] | Removed from Ground | Gas (Historical Use) | 1 | Galvanic (STIP-3) | 1994-04-29
ALEXANDER CONTR CO INC | 453 OLD BUENA VISTA RD | COLUMBUS | Muscogee | 1060274 | 1#NEW | Ball Float | 1991-02-20 | FALSE | 1991-02-20 | FALSE | Removed from Ground | Diesel | 8000 | Galvanic (STIP-3) | 1991-02-20 | Fiberglass Reinforced Plastic | Pressurized
ALEXANDER CONTR CO INC | 453 OLD BUENA VISTA RD | COLUMBUS | Muscogee | 1060274 | 2 | [5 empty] | Removed from Ground | Gas (Historical Use) | 1 | Galvanic (STIP-3) | 1994-04-29
ALEXANDER CONTR CO INC | 453 OLD BUENA VISTA RD | COLUMBUS | Muscogee | 1060274 | 2#NEW | Ball Float | 1991-02-20 | FALSE | 1991-02-20 | FALSE | Removed from Ground | Gas (Historical Use) | 3000 | Galvanic (STIP-3) | 1991-02-20 | Fiberglass Reinforced Plastic | Pressurized
ALEXANDER CONTR CO INC | 453 OLD BUENA VISTA RD | COLUMBUS | Muscogee | 1060274 | 3 | Ball Float | 1994-02-14 | FALSE | 1995-02-14 | FALSE | Removed from Ground | Diesel | 2000 | Galvanic (STIP-3) | 1994-02-14 | Fiberglass Reinforced Plastic | Pressurized
CHAD'S INC | 1657 SOUTH LUMPKIN RD | COLUMBUS | Muscogee | 1060276 | 1 | [5 empty] | Removed from Ground | Gas (Historical Use) | 6000 | Bare Steel | 1977-05-10 | Galvanized Steel
CHAD'S INC | 1657 SOUTH LUMPKIN RD | COLUMBUS | Muscogee | 1060276 | 2 | [5 empty] | Removed from Ground | Diesel | 6000 | Bare Steel | 1977-05-10 | Galvanized Steel
CHAD'S INC | 1657 SOUTH LUMPKIN RD | COLUMBUS | Muscogee | 1060276 | 3 | [5 empty] | Removed from Ground | Gas (Historical Use) | 3000 | Bare Steel |  | Galvanized Steel
CHAD'S INC | 1657 SOUTH LUMPKIN RD | COLUMBUS | Muscogee | 1060276 | 5 |  |  | TRUE |  | TRUE | Removed from Ground | Used Oil | 550 | Bare Steel | 1960-01-01 | Galvanized Steel
CHAD'S INC | 1657 SOUTH LUMPKIN RD | COLUMBUS | Muscogee | 1060276 | MISS10 | [5 empty] | Removed from Ground | Gas (Historical Use) | 3000 | Bare Steel | 1986-05-08 | Galvanized Steel
BROGDON GULF STATION | 3436 VICTORY DR | COLUMBUS | Muscogee | 1060278 | 1 | [5 empty] | Removed from Ground | Gas (Historical Use) | 6000 | Bare Steel | 1966-05-13 | Galvanized Steel
BROGDON GULF STATION | 3436 VICTORY DR | COLUMBUS | Muscogee | 1060278 | 2 | [5 empty] | Removed from Ground | Gas (Historical Use) | 6000 | Bare Steel | 1966-05-13 | Galvanized Steel
BROGDON GULF STATION | 3436 VICTORY DR | COLUMBUS | Muscogee | 1060278 | 3 | [5 empty] | Removed from Ground | Gas (Historical Use) | 6000 | Bare Steel | 1966-05-13 | Galvanized Steel
BROGDON GULF STATION | 3436 VICTORY DR | COLUMBUS | Muscogee | 1060278 | 4 | [5 empty] | Removed from Ground | Gas (Historical Use) | 6000 | Bare Steel | 1966-05-13 | Galvanized Steel
BROGDON GULF STATION | 3436 VICTORY DR | COLUMBUS | Muscogee | 1060278 | 5 |  |  | TRUE |  | TRUE | Removed from Ground | Used Oil | 550 | Bare Steel | 1966-05-13 | Galvanized Steel
QUICK CHANGE #37 (M & P FOOD MART) | 4126 ST MARYS RD | COLUMBUS | Muscogee | 1060279 | 1 |  | 1998-12-08 |  | 1998-12-08 |  | Currently in Use | Gas (Historical Use) | 10000 | Steel-Impressed Current | 1973-05-11 | Steel (Impressed Current) | Pressurized
QUICK CHANGE #37 (M & P FOOD MART) | 4126 ST MARYS RD | COLUMBUS | Muscogee | 1060279 | 2 |  | 1998-12-08 |  | 1998-12-08 |  | Currently in Use | Gas (Historical Use) | 10000 | Steel-Impressed Current | 1973-05-11 | Steel (Impressed Current) | Pressurized
QUICK CHANGE #37 (M & P FOOD MART) | 4126 ST MARYS RD | COLUMBUS | Muscogee | 1060279 | 3 |  | 1998-12-08 |  | 1998-12-08 |  | Removed from Ground | Gas (Historical Use) | 10000 | Steel-Impressed Current | 1973-05-11 | Cathodically Protected | Pressurized
QUICK CHANGE #37 (M & P FOOD MART) | 4126 ST MARYS RD | COLUMBUS | Muscogee | 1060279 | 4 |  |  | TRUE |  | TRUE | Removed from Ground | Used Oil | 550 | Bare Steel | 1973-05-11 | Galvanized Steel
FARAHS FOOD EXPRESS | 5506 FORREST RD | COLUMBUS | Muscogee | 1060280 | 1 | [5 empty] | Removed from Ground | Gas (Historical Use) | 10000 | Bare Steel | 1973-05-11 | Galvanized Steel | Pressurized
FARAHS FOOD EXPRESS | 5506 FORREST RD | COLUMBUS | Muscogee | 1060280 | 2 | [5 empty] | Removed from Ground | Gas (Historical Use) | 10000 | Bare Steel | 1973-05-11 | Galvanized Steel | Pressurized
FARAHS FOOD EXPRESS | 5506 FORREST RD | COLUMBUS | Muscogee | 1060280 | 3 | [5 empty] | Removed from Ground | Gas (Historical Use) | 10000 | Bare Steel | 1973-05-11 | Galvanized Steel | Pressurized
FARAHS FOOD EXPRESS | 5506 FORREST RD | COLUMBUS | Muscogee | 1060280 | 4 |  |  | TRUE |  | TRUE | Removed from Ground | Used Oil | 550 | Bare Steel | 1973-05-11 | Galvanized Steel | Pressurized
FARAHS FOOD EXPRESS | 5506 FORREST RD | COLUMBUS | Muscogee | 1060280 | 5 | Ball Float | 1999-11-01 | FALSE | 1999-11-01 | FALSE | Currently in Use | Regular | 8000 | Composite | 1973-05-11 | Fiberglass Reinforced Plastic | Pressurized
FARAHS FOOD EXPRESS | 5506 FORREST RD | COLUMBUS | Muscogee | 1060280 | 6 | Ball Float | 1999-11-01 | FALSE | 1999-11-01 | FALSE | Currently in Use | Premium | 12000 | Composite | 1973-05-11 | Fiberglass Reinforced Plastic | Pressurized
BETTER BRANDS INC | 602 6TH ST | COLUMBUS | Muscogee | 1060281 | 1 | [5 empty] | Removed from Ground | Empty | 1000 | Bare Steel | 1966-05-13 | Galvanized Steel
COLUMBUS PAPER CO | 807 JOY RD | COLUMBUS | Muscogee | 1060282 | 1 | [5 empty] | Removed from Ground | Gas (Historical Use) | 1000 | Bare Steel | 1966-05-13 | Galvanized Steel
COLUMBUS PAPER CO | 807 JOY RD | COLUMBUS | Muscogee | 1060282 | 2 | [5 empty] | Removed from Ground | Diesel | 550 | Bare Steel | 1966-05-13 | Galvanized Steel
UNIJAX INC | 1553 BLANCHARD BLVD | COLUMBUS | Muscogee | 1060283 | 1 | [5 empty] | Removed from Ground | Diesel | 1 | Bare Steel | 1986-05-08 | Galvanized Steel
LESTERS BP GARAGE | 4229 CUSSETA RD | COLUMBUS | Muscogee | 1060285 | 1 | [5 empty] | Removed from Ground | Gas (Historical Use) | 5000 | Bare Steel | 1966-05-13 | Galvanized Steel
LESTERS BP GARAGE | 4229 CUSSETA RD | COLUMBUS | Muscogee | 1060285 | 2 | [5 empty] | Removed from Ground | Gas (Historical Use) | 5000 | Bare Steel | 1966-05-13 | Galvanized Steel
LESTERS BP GARAGE | 4229 CUSSETA RD | COLUMBUS | Muscogee | 1060285 | 3 | [5 empty] | Removed from Ground | Gas (Historical Use) | 5000 | Bare Steel | 1966-05-13 | Galvanized Steel
LESTERS BP GARAGE | 4229 CUSSETA RD | COLUMBUS | Muscogee | 1060285 | 4 | [5 empty] | Removed from Ground | Gas (Historical Use) | 6000 | Bare Steel | 1971-05-12 | Galvanized Steel
LESTERS BP GARAGE | 4229 CUSSETA RD | COLUMBUS | Muscogee | 1060285 | 5 |  |  | TRUE |  | TRUE | Removed from Ground | Used Oil | 550 | Bare Steel | 1966-05-13 | Galvanized Steel
BP/O&A AUTO SVC/ROOSEVELT RUGGS | 1216 MLK JR BLVD | COLUMBUS | Muscogee | 1060286 | 1 | [5 empty] | Removed from Ground | Gas (Historical Use) | 6000 | Bare Steel | 1966-05-13 | Galvanized Steel | Safe Suction (Euro)
BP/O&A AUTO SVC/ROOSEVELT RUGGS | 1216 MLK JR BLVD | COLUMBUS | Muscogee | 1060286 | 2 | [5 empty] | Removed from Ground | Gas (Historical Use) | 6000 | Bare Steel | 1966-05-13 | Galvanized Steel | Safe Suction (Euro)
BP/O&A AUTO SVC/ROOSEVELT RUGGS | 1216 MLK JR BLVD | COLUMBUS | Muscogee | 1060286 | 3 | [5 empty] | Removed from Ground | Gas (Historical Use) | 6000 | Bare Steel | 1966-05-13 | Galvanized Steel | Safe Suction (Euro)
BP/O&A AUTO SVC/ROOSEVELT RUGGS | 1216 MLK JR BLVD | COLUMBUS | Muscogee | 1060286 | 4 |  |  | TRUE |  | TRUE | Removed from Ground | Used Oil | 550 | Bare Steel | 1966-05-13 | Galvanized Steel | Gravity Fed
FLOCO INC DBA QUICK CHANGE FOOD (QUICK CHANGE #45) | 2750 MANCHESTER EXPY | COLUMBUS | Muscogee | 1060287 | 1 | Ball Float | 1997-06-01 |  | 1997-06-01 |  | Removed from Ground | Diesel | 10000 | Steel-Impressed Current | 1969-05-12 | Steel (Impressed Current) | Pressurized
FLOCO INC DBA QUICK CHANGE FOOD (QUICK CHANGE #45) | 2750 MANCHESTER EXPY | COLUMBUS | Muscogee | 1060287 | 2 | Ball Float | 1997-06-01 |  | 1997-06-01 |  | Removed from Ground | Gas (Historical Use) | 10000 | Steel-Impressed Current | 1969-05-12 | Steel (Impressed Current) | Pressurized
FLOCO INC DBA QUICK CHANGE FOOD (QUICK CHANGE #45) | 2750 MANCHESTER EXPY | COLUMBUS | Muscogee | 1060287 | 3 | Flapper Valve | 1997-06-01 |  | 1997-06-01 |  | Removed from Ground | Gas (Historical Use) | 10000 | Steel-Impressed Current | 1969-05-12 | Steel (Impressed Current) | Pressurized
FLOCO INC DBA QUICK CHANGE FOOD (QUICK CHANGE #45) | 2750 MANCHESTER EXPY | COLUMBUS | Muscogee | 1060287 | 4 | Flapper Valve | 1997-06-01 |  | 1997-06-01 |  | Removed from Ground | Gas (Historical Use) | 10000 | Composite | 1981-05-09 | Steel (Impressed Current) | Pressurized
FLOCO INC DBA QUICK CHANGE FOOD (QUICK CHANGE #45) | 2750 MANCHESTER EXPY | COLUMBUS | Muscogee | 1060287 | 5 |  |  | TRUE |  | TRUE | Removed from Ground | Used Oil | 1000 | Bare Steel | 1969-05-12 | Galvanized Steel
BILTMORE EXTERMINATING CO | 4323 HAMILTON RD | COLUMBUS | Muscogee | 1060288 | 1 | [5 empty] | Removed from Ground | Gas (Historical Use) | 2000 | Bare Steel | 1969-05-12 | Galvanized Steel
COLUMBUS ROOFING CO | 1375 JACQUELINE DR | COLUMBUS | Muscogee | 1060289 | 1 | [5 empty] | Removed from Ground | Gas (Historical Use) | 0 | Bare Steel | 1962-05-14 | Galvanized Steel
COLUMBUS ROOFING CO | 1375 JACQUELINE DR | COLUMBUS | Muscogee | 1060289 | G#CO | [5 empty] | Removed from Ground | Gas (Historical Use) | 0 | Bare Steel | 1986-05-08 | Galvanized Steel
FLOCO INC | 520 SIXTH AVE | COLUMBUS | Muscogee | 1060291 | 1 | [5 empty] | Removed from Ground | Gas (Historical Use) | 500 | Bare Steel | 1966-05-13 | Galvanized Steel
NAPPER'S GROCERY | MACON & SCHATULGA RDS | COLUMBUS | Muscogee | 1060292 | 1 | [5 empty] | Removed from Ground | Empty | 1000 | Bare Steel | 1970-05-12 | Galvanized Steel
NAPPER'S GROCERY | MACON & SCHATULGA RDS | COLUMBUS | Muscogee | 1060292 | 2 | [5 empty] | Removed from Ground | Empty | 500 | Bare Steel | 1956-05-15 | Galvanized Steel
CAMELLIA APARTMENTS MAINTENANCE | 88 MATHESON RD | COLUMBUS | Muscogee | 1060295 | 1 | [5 empty] | Removed from Ground | Gas (Historical Use) | 550 | Bare Steel | 1965-05-13 | Galvanized Steel
NORFOLK SOUTHERN/CARPENTER & HEN | 736 7TH ST | COLUMBUS | Muscogee | 1060297 | 1 | [5 empty] | Removed from Ground | Gas (Historical Use) | 550 | Bare Steel | 1970-05-12 | Galvanized Steel
NORFOLK SOUTHERN/CARPENTER & HEN | 736 7TH ST | COLUMBUS | Muscogee | 1060297 | 2 | [5 empty] | Removed from Ground | Gas (Historical Use) | 1000 | Not Marked/Unknown | 1994-11-10 | Not Marked
NORFOLK SOUTHERN/CARPENTER & HEN | 736 7TH ST | COLUMBUS | Muscogee | 1060297 | 3 | [5 empty] | Removed from Ground | Gas (Historical Use) | 1000 | Not Marked/Unknown | 1994-11-10 | Not Marked
GEORGE MCCASKILL | TWELFTH AVE & TWENTY SECOND ST | COLUMBUS | Muscogee | 1060298 | 1 | [5 empty] | Removed from Ground | Gas (Historical Use) | 6000 | Bare Steel | 1966-05-13 | Galvanized Steel
GEORGE MCCASKILL | TWELFTH AVE & TWENTY SECOND ST | COLUMBUS | Muscogee | 1060298 | 2 | [5 empty] | Removed from Ground | Gas (Historical Use) | 6000 | Bare Steel | 1966-05-13 | Galvanized Steel
GEORGE MCCASKILL | TWELFTH AVE & TWENTY SECOND ST | COLUMBUS | Muscogee | 1060298 | 3 | [5 empty] | Removed from Ground | Gas (Historical Use) | 3000 | Bare Steel | 1966-05-13 | Galvanized Steel
GEORGE MCCASKILL | TWELFTH AVE & TWENTY SECOND ST | COLUMBUS | Muscogee | 1060298 | 4 | [5 empty] | Removed from Ground | Gas (Historical Use) | 3000 | Bare Steel | 1966-05-13 | Galvanized Steel
GEORGE MCCASKILL | TWELFTH AVE & TWENTY SECOND ST | COLUMBUS | Muscogee | 1060298 | 5 |  |  | TRUE |  | TRUE | Removed from Ground | Used Oil | 550 | Bare Steel | 1966-05-13 | Galvanized Steel
BIG TOM'S 2 | 2101 WYNNTON RD | COLUMBUS | Muscogee | 1060300 | 1 | [5 empty] | Closed in Ground | Gas (Historical Use) | 1000 | Bare Steel | 1956-05-15 | Galvanized Steel
BIG TOM'S 2 | 2101 WYNNTON RD | COLUMBUS | Muscogee | 1060300 | 2 | [5 empty] | Closed in Ground | Gas (Historical Use) | 1000 | Bare Steel | 1956-05-15 | Galvanized Steel
BIG TOM'S 2 | 2101 WYNNTON RD | COLUMBUS | Muscogee | 1060300 | 3 | [5 empty] | Closed in Ground | Gas (Historical Use) | 3000 | Bare Steel | 1956-05-15 | Galvanized Steel
BIG TOM'S 2 | 2101 WYNNTON RD | COLUMBUS | Muscogee | 1060300 | 4 | [5 empty] | Closed in Ground | Gas (Historical Use) | 3000 | Bare Steel | 1956-05-15 | Galvanized Steel
BIG TOM'S 2 | 2101 WYNNTON RD | COLUMBUS | Muscogee | 1060300 | 5 |  |  | TRUE |  | TRUE | Closed in Ground | Used Oil | 550 | Bare Steel | 1956-05-15 | Galvanized Steel
FLOCO INC DBA QUICK CHANGE FOOD | 940 FOURTH AVE | COLUMBUS | Muscogee | 1060301 | 1 | [5 empty] | Removed from Ground | Gas (Historical Use) | 2000 | Bare Steel | 1961-05-14 | Galvanized Steel | Suction (American)
FLOCO INC DBA QUICK CHANGE FOOD | 940 FOURTH AVE | COLUMBUS | Muscogee | 1060301 | 2 | [5 empty] | Removed from Ground | Gas (Historical Use) | 2000 | Bare Steel | 1961-05-14 | Galvanized Steel | Suction (American)
FLOCO INC DBA QUICK CHANGE FOOD | 940 FOURTH AVE | COLUMBUS | Muscogee | 1060301 | 3 | [5 empty] | Removed from Ground | Gas (Historical Use) | 2000 | Bare Steel | 1961-05-14 | Galvanized Steel | Suction (American)
FLOCO INC DBA QUICK CHANGE FOOD | 940 FOURTH AVE | COLUMBUS | Muscogee | 1060301 | 4 | [5 empty] | Removed from Ground | Gas (Historical Use) | 3000 | Bare Steel | 1972-05-11 | Galvanized Steel | Suction (American)
FLOCO INC DBA QUICK CHANGE FOOD | 940 FOURTH AVE | COLUMBUS | Muscogee | 1060301 | 5 |  |  | TRUE |  | TRUE | Removed from Ground | Used Oil | 530 | Bare Steel | 1961-05-14 | Galvanized Steel
JAMES O WAGES | 3848 HAMILTON RD | COLUMBUS | Muscogee | 1060302 | 1 | [5 empty] | Removed from Ground | Gas (Historical Use) | 2000 | Bare Steel | 1976-05-10 | Galvanized Steel
JAMES O WAGES | 3848 HAMILTON RD | COLUMBUS | Muscogee | 1060302 | 2 | [5 empty] | Removed from Ground | Gas (Historical Use) | 1000 | Bare Steel | 1956-05-15 | Galvanized Steel
JAMES O WAGES | 3848 HAMILTON RD | COLUMBUS | Muscogee | 1060302 | 3 | [5 empty] | Removed from Ground | Gas (Historical Use) | 1000 | Bare Steel | 1956-05-15 | Galvanized Steel
JAMES O WAGES | 3848 HAMILTON RD | COLUMBUS | Muscogee | 1060302 | 4 | [5 empty] | Removed from Ground | Gas (Historical Use) | 1000 | Bare Steel | 1956-05-15 | Galvanized Steel
JAMES O WAGES | 3848 HAMILTON RD | COLUMBUS | Muscogee | 1060302 | 5 |  |  | TRUE |  | TRUE | Removed from Ground | Used Oil | 550 | Bare Steel | 1956-05-15 | Galvanized Steel
BIG TOM'S #3 | 4121 BUENA VISTA RD | COLUMBUS | Muscogee | 1060303 | 1 | [5 empty] | Closed in Ground | Gas (Historical Use) | 3000 | Bare Steel | 1966-05-13 | Galvanized Steel
BIG TOM'S #3 | 4121 BUENA VISTA RD | COLUMBUS | Muscogee | 1060303 | 2 | [5 empty] | Closed in Ground | Gas (Historical Use) | 3000 | Bare Steel | 1966-05-13 | Galvanized Steel
BIG TOM'S #3 | 4121 BUENA VISTA RD | COLUMBUS | Muscogee | 1060303 | 3 | [5 empty] | Closed in Ground | Gas (Historical Use) | 3000 | Bare Steel | 1966-05-13 | Galvanized Steel
BIG TOM'S #3 | 4121 BUENA VISTA RD | COLUMBUS | Muscogee | 1060303 | 4 | [5 empty] | Closed in Ground | Gas (Historical Use) | 3000 | Bare Steel | 1966-05-13 | Galvanized Steel
WYNNTON RD BP | 1519 WYNNTON RD | COLUMBUS | Muscogee | 1060304 | 1 | Flapper Valve | 1998-12-17 |  | 1998-12-17 |  | Removed from Ground | Gas (Historical Use) | 6000 | Steel-Impressed Current | 1966-05-13 | Steel (Impressed Current) | Pressurized
WYNNTON RD BP | 1519 WYNNTON RD | COLUMBUS | Muscogee | 1060304 | 2 | Flapper Valve | 1998-12-17 |  | 1998-12-17 |  | Removed from Ground | Gas (Historical Use) | 6000 | Steel-Impressed Current | 1966-05-13 | Steel (Impressed Current) | Pressurized
WYNNTON RD BP | 1519 WYNNTON RD | COLUMBUS | Muscogee | 1060304 | 3 | Flapper Valve | 1998-12-17 |  | 1998-12-17 |  | Removed from Ground | Gas (Historical Use) | 6000 | Steel-Impressed Current | 1966-05-13 | Steel (Impressed Current) | Pressurized
WYNNTON RD BP | 1519 WYNNTON RD | COLUMBUS | Muscogee | 1060304 | 4 | Flapper Valve | 1998-12-17 |  | 1998-12-17 |  | Removed from Ground | Gas (Historical Use) | 6000 | Steel-Impressed Current | 1966-05-13 | Steel (Impressed Current) | Pressurized
WYNNTON RD BP | 1519 WYNNTON RD | COLUMBUS | Muscogee | 1060304 | 5 |  |  | TRUE |  | TRUE | Removed from Ground | Used Oil | 550 | Steel-Impressed Current | 1966-05-13 | Steel (Impressed Current) | Gravity Fed
WARDLAW BP | 2037 BUENA VISTA RD | COLUMBUS | Muscogee | 1060305 | 1 | [5 empty] | Removed from Ground | Gas (Historical Use) | 8000 | Bare Steel | 1970-05-12 | Galvanized Steel
WARDLAW BP | 2037 BUENA VISTA RD | COLUMBUS | Muscogee | 1060305 | 2 | [5 empty] | Removed from Ground | Gas (Historical Use) | 6000 | Bare Steel | 1970-05-12 | Galvanized Steel
WARDLAW BP | 2037 BUENA VISTA RD | COLUMBUS | Muscogee | 1060305 | 3 | [5 empty] | Removed from Ground | Gas (Historical Use) | 2000 | Bare Steel | 1961-05-14 | Galvanized Steel
WARDLAW BP | 2037 BUENA VISTA RD | COLUMBUS | Muscogee | 1060305 | 4 | [5 empty] | Removed from Ground | Gas (Historical Use) | 2000 | Bare Steel | 1961-05-14 | Galvanized Steel
WARDLAW BP | 2037 BUENA VISTA RD | COLUMBUS | Muscogee | 1060305 | 5 | [5 empty] | Removed from Ground | Gas (Historical Use) | 4000 | Bare Steel | 1983-05-09 | Galvanized Steel
WARDLAW BP | 2037 BUENA VISTA RD | COLUMBUS | Muscogee | 1060305 | 6 |  |  | TRUE |  | TRUE | Removed from Ground | Used Oil | 550 | Bare Steel | 1970-05-12 | Galvanized Steel
GREEN ISLAND COUNTRY CLUB | 6501 STANDING BOY RD | COLUMBUS | Muscogee | 1060306 | 1 | [5 empty] | Removed from Ground | Gas (Historical Use) | 1000 | Bare Steel | 1974-05-11 | Galvanized Steel
GREEN ISLAND COUNTRY CLUB | 6501 STANDING BOY RD | COLUMBUS | Muscogee | 1060306 | 2 | [5 empty] | Removed from Ground | Gas (Historical Use) | 550 | Bare Steel | 1970-05-12 | Galvanized Steel
WALTER SHARP GULF SERVICE | 4200 VICTORY DR | COLUMBUS | Muscogee | 1060308 | 1 | [5 empty] | Removed from Ground | Gas (Historical Use) | 5000 | Bare Steel | 1962-05-14 | Galvanized Steel
WALTER SHARP GULF SERVICE | 4200 VICTORY DR | COLUMBUS | Muscogee | 1060308 | 2 | [5 empty] | Removed from Ground | Gas (Historical Use) | 5000 | Bare Steel | 1962-05-14 | Galvanized Steel
WALTER SHARP GULF SERVICE | 4200 VICTORY DR | COLUMBUS | Muscogee | 1060308 | 3 | [5 empty] | Removed from Ground | Gas (Historical Use) | 5000 | Bare Steel | 1962-05-14 | Galvanized Steel
WALTER SHARP GULF SERVICE | 4200 VICTORY DR | COLUMBUS | Muscogee | 1060308 | 4 | [5 empty] | Removed from Ground | Gas (Historical Use) | 6000 | Bare Steel | 1968-05-12 | Galvanized Steel
WALTER SHARP GULF SERVICE | 4200 VICTORY DR | COLUMBUS | Muscogee | 1060308 | 5 |  |  | TRUE |  | TRUE | Removed from Ground | Used Oil | 550 | Bare Steel | 1962-05-14 | Galvanized Steel
JONES TRUCK LINES | 709 SIXTH AVE | COLUMBUS | Muscogee | 1060309 | 1 | [5 empty] | Removed from Ground | Gas (Historical Use) | 1000 | Bare Steel | 1968-05-12 | Galvanized Steel
JONES TRUCK LINES | 709 SIXTH AVE | COLUMBUS | Muscogee | 1060309 | 2 | [5 empty] | Removed from Ground | Diesel | 1000 | Bare Steel | 1968-05-12 | Galvanized Steel
PCA 4 | US 80 12100 MACON RD | UPATOI | Muscogee | 1060311 | 1 | [5 empty] | Permanently Out of Use - historical purposes | Gas (Historical Use) | 560 | Bare Steel | 1986-01-01 | Galvanized Steel
PCA 4 | US 80 12100 MACON RD | UPATOI | Muscogee | 1060311 | 2 | [5 empty] | Permanently Out of Use - historical purposes | Gas (Historical Use) | 560 | Bare Steel | 1986-05-08 | Galvanized Steel
PCA 4 | US 80 12100 MACON RD | UPATOI | Muscogee | 1060311 | 3 | Ball Float | 1998-01-01 | FALSE | 1998-01-01 | FALSE | Temporarily out of use | Gas (Historical Use) | 4000 | Galvanic (STIP-3) | 1998-01-01 | Fiberglass Reinforced Plastic | Pressurized
PCA 4 | US 80 12100 MACON RD | UPATOI | Muscogee | 1060311 | 4 | Ball Float | 1998-01-01 | FALSE | 1998-01-01 | FALSE | Temporarily out of use | Gas (Historical Use) | 4000 | Galvanic (STIP-3) | 1998-01-01 | Fiberglass Reinforced Plastic | Pressurized
PCA 4 | US 80 12100 MACON RD | UPATOI | Muscogee | 1060311 | 5 | Ball Float | 1998-01-01 | FALSE | 1998-01-01 | FALSE | Temporarily out of use | Gas (Historical Use) | 2000 | Galvanic (STIP-3) | 1998-01-01 | Fiberglass Reinforced Plastic | Pressurized
PCA 4 | US 80 12100 MACON RD | UPATOI | Muscogee | 1060311 | 6 | Ball Float | 1998-01-01 | FALSE | 1998-01-01 | FALSE | Temporarily out of use | Diesel | 2000 | Galvanic (STIP-3) | 1998-01-01 | Fiberglass Reinforced Plastic | Pressurized
HUGHSTON SPORTS MEDICINE HOSPITA | 6260 HAMILTON RD 2319 | COLUMBUS | Muscogee | 1060313 | 1 | [5 empty] | Removed from Ground | Diesel | 12000 | Bare Steel | 1984-05-01 | Copper | Suction (American)
AT&T | 2501 OLD WHITTLESEY RD | COLUMBUS | Muscogee | 1060314 | 1 | [5 empty] | Removed from Ground | Gas (Historical Use) | 10000 | Marked Unknown | 1970-01-01 | Unknown
AT&T | 2501 OLD WHITTLESEY RD | COLUMBUS | Muscogee | 1060314 | 2 | [5 empty] | Removed from Ground | Empty | 600 | Bare Steel | 1970-01-01 | Bare Steel | Gravity Fed
COLUMBUS PLANT | FIRST AVE & 38TH ST | COLUMBUS | Muscogee | 1060315 | 1 | [5 empty] | Removed from Ground | Diesel | 30000 | Bare Steel | 1956-05-15 | Bare Steel
COLUMBUS PLANT | FIRST AVE & 38TH ST | COLUMBUS | Muscogee | 1060315 | 2 | [5 empty] | Removed from Ground | Hazardous Substance | 3000 | Bare Steel | 1982-05-09 | Not Marked
MERITAS YARNS DIVISION | 705 35TH STREET | COLUMBUS | Muscogee | 1060316 | 1 | [5 empty] | Removed from Ground | Diesel | 20000 | Bare Steel | 1956-05-15 | Galvanized Steel
MALOOF MOTOR CO | 1801 BOX RD | COLUMBUS | Muscogee | 1060317 | 1 | [5 empty] | Removed from Ground | Gas (Historical Use) | 500 | Bare Steel | 1972-05-05 | Unknown
MALOOF MOTOR CO | 1801 BOX RD | COLUMBUS | Muscogee | 1060317 | 2 |  |  | TRUE |  | TRUE | Removed from Ground | Used Oil | 500 | Bare Steel | 1972-05-05 | Unknown
THERMAL CONTRACTORS INC (CLOSED) | 2966 MLK JR BLVD | COLUMBUS | Muscogee | 1060318 | 1 | [5 empty] | Removed from Ground | Diesel | 1000 | Bare Steel | 1976-05-04 | Bare Steel | Safe Suction (Euro)
BLUE CROSS & BLUE SHIELD OF GA I | 2357 WARM SPRINGS RD | COLUMBUS | Muscogee | 1060319 | 1 | [5 empty] | Removed from Ground | Gas (Historical Use) | 5200 | Bare Steel | 1979-05-04 | Bare Steel | Safe Suction (Euro)
BLUE CROSS & BLUE SHIELD OF GA I | 2357 WARM SPRINGS RD | COLUMBUS | Muscogee | 1060319 | 2 | [5 empty] | Removed from Ground | Diesel | 2000 | Bare Steel | 1985-05-02 | Galvanized Steel
BLUE CROSS & BLUE SHIELD OF GA I | 2357 WARM SPRINGS RD | COLUMBUS | Muscogee | 1060319 | 3 | [5 empty] | Removed from Ground | Diesel | 200 | Bare Steel | 1978-05-04 | Galvanized Steel
BLUE CROSS & BLUE SHIELD OF GA I | 2357 WARM SPRINGS RD | COLUMBUS | Muscogee | 1060319 | 4 |  |  | TRUE |  | TRUE | Removed from Ground | Used Oil | 280 | Bare Steel | 1979-05-04 | Bare Steel | Gravity Fed
BLUE CROSS & BLUE SHIELD OF GA I | 2357 WARM SPRINGS RD | COLUMBUS | Muscogee | 1060319 | 5 |  | 2004-01-01 | FALSE | 2004-01-01 | FALSE | Temporarily out of use | Diesel | 2000 | Tank Jacket | 2004-01-01 | Double-Walled Flex | Safe Suction (Euro)
VACANT/R&S PUMP SERVICES | 902 10TH AVE | COLUMBUS | Muscogee | 1060321 | 1 | [5 empty] | Removed from Ground | Empty | 280 | Bare Steel | 1957-05-09 | Unknown
TRANSMISSION SHOP/SVC STA | 904 10TH AVE | COLUMBUS | Muscogee | 1060322 | 1 | [5 empty] | Removed from Ground | Empty | 5000 | Bare Steel | 1962-05-08 | Unknown
TRANSMISSION SHOP/SVC STA | 904 10TH AVE | COLUMBUS | Muscogee | 1060322 | 2 | [5 empty] | Removed from Ground | Empty | 5000 | Bare Steel | 1962-05-08 | Unknown
TRANSMISSION SHOP/SVC STA | 904 10TH AVE | COLUMBUS | Muscogee | 1060322 | 3 | [5 empty] | Removed from Ground | Empty | 2000 | Bare Steel | 1962-05-08 | Unknown
TRANSMISSION SHOP/SVC STA | 904 10TH AVE | COLUMBUS | Muscogee | 1060322 | 4 | [5 empty] | Removed from Ground | Empty | 1000 | Bare Steel | 1968-05-06 | Cathodically Protected
TRANSMISSION SHOP/SVC STA | 904 10TH AVE | COLUMBUS | Muscogee | 1060322 | 5 | [5 empty] | Removed from Ground | Empty | 500 | Bare Steel | 1962-05-08 | Unknown
CORNER CUPBOARD #3 | 3857 MILGEN RD | COLUMBUS | Muscogee | 1060323 | 1 | Flapper Valve | 1998-12-01 | FALSE | 1998-12-01 | FALSE | Currently in Use | Regular | 4000 | Steel-Impressed Current | 1985-05-02 | Steel (Impressed Current) | Pressurized
CORNER CUPBOARD #3 | 3857 MILGEN RD | COLUMBUS | Muscogee | 1060323 | 2 | Flapper Valve | 1998-12-01 | FALSE | 1998-12-01 | FALSE | Currently in Use | Plus | 4000 | Steel-Impressed Current | 1985-05-02 | Steel (Impressed Current) | Pressurized
CORNER CUPBOARD #3 | 3857 MILGEN RD | COLUMBUS | Muscogee | 1060323 | 3 | Flapper Valve | 1998-12-01 | FALSE | 1998-12-01 | FALSE | Currently in Use | Premium | 4000 | Steel-Impressed Current | 1985-05-02 | Steel (Impressed Current) | Pressurized
CORNER CUPBOARD #3 | 3857 MILGEN RD | COLUMBUS | Muscogee | 1060323 | 4 | Flapper Valve | 1998-12-01 | FALSE | 1998-12-01 | FALSE | Currently in Use | Diesel | 3000 | Steel-Impressed Current | 1985-05-02 | Steel (Impressed Current) | Pressurized
CORNER CUPBOARD #2 | 3475 VICTORY DR | COLUMBUS | Muscogee | 1060324 | 1 |  | 1998-12-01 |  | 1983-05-01 |  | Removed from Ground | Gas (Historical Use) | 10000 | Steel-Impressed Current | 1976-05-04 | Cathodically Protected
CORNER CUPBOARD #2 | 3475 VICTORY DR | COLUMBUS | Muscogee | 1060324 | 10 | Flapper Valve | 2001-04-19 | FALSE | 2001-04-19 | FALSE | Currently in Use | Regular | 6000 | Composite | 2001-04-05 | Fiberglass Reinforced Plastic | Pressurized
CORNER CUPBOARD #2 | 3475 VICTORY DR | COLUMBUS | Muscogee | 1060324 | 2 |  | 1998-12-01 |  | 1983-05-01 |  | Removed from Ground | Gas (Historical Use) | 10000 | Steel-Impressed Current | 1976-05-04 | Cathodically Protected
CORNER CUPBOARD #2 | 3475 VICTORY DR | COLUMBUS | Muscogee | 1060324 | 3 |  | 1998-12-01 |  | 1983-05-01 |  | Removed from Ground | Gas (Historical Use) | 10000 | Steel-Impressed Current | 1976-05-04 | Cathodically Protected
CORNER CUPBOARD #2 | 3475 VICTORY DR | COLUMBUS | Muscogee | 1060324 | 4 |  | 1998-12-01 |  | 1983-05-01 |  | Removed from Ground | Gas (Historical Use) | 10000 | Steel-Impressed Current | 1983-05-03 | Cathodically Protected
CORNER CUPBOARD #2 | 3475 VICTORY DR | COLUMBUS | Muscogee | 1060324 | 5 |  | 1998-12-01 |  | 1983-05-01 |  | Removed from Ground | Gas (Historical Use) | 10000 | Steel-Impressed Current | 1983-05-03 | Cathodically Protected
CORNER CUPBOARD #2 | 3475 VICTORY DR | COLUMBUS | Muscogee | 1060324 | 6 |  | 1998-12-01 |  | 1983-05-01 |  | Removed from Ground | Gas (Historical Use) | 10000 | Steel-Impressed Current | 1983-05-03 | Cathodically Protected
CORNER CUPBOARD #2 | 3475 VICTORY DR | COLUMBUS | Muscogee | 1060324 | 7 |  | 1998-12-01 |  | 1983-05-01 |  | Removed from Ground | Diesel | 3000 | Steel-Impressed Current | 1982-05-03 | Cathodically Protected
CORNER CUPBOARD #2 | 3475 VICTORY DR | COLUMBUS | Muscogee | 1060324 | 8 |  | 1998-12-01 |  | 1983-05-01 |  | Removed from Ground | Kerosene | 1000 | Steel-Impressed Current | 1983-05-03 | Cathodically Protected
CORNER CUPBOARD #2 | 3475 VICTORY DR | COLUMBUS | Muscogee | 1060324 | 9A | Flapper Valve | 2001-04-19 | FALSE | 2001-04-19 | FALSE | Currently in Use | Premium | 12000 | Composite | 2001-04-05 | Fiberglass Reinforced Plastic | Pressurized
CORNER CUPBOARD #2 | 3475 VICTORY DR | COLUMBUS | Muscogee | 1060324 | 9B | Ball Float | 2001-04-19 | FALSE | 2001-04-19 | FALSE | Currently in Use | Plus | 3000 | Composite | 2001-04-05 | Fiberglass Reinforced Plastic | Pressurized
CORNER CUPBOARD #2 | 3475 VICTORY DR | COLUMBUS | Muscogee | 1060324 | A | [5 empty] | Removed from Ground | Gas (Historical Use) | 1000 | Not Marked/Unknown | 2001-05-03 | Not Marked
CORNER CUPBOARD #2 | 3475 VICTORY DR | COLUMBUS | Muscogee | 1060324 | B | [5 empty] | Removed from Ground | Gas (Historical Use) | 1000 | Not Marked/Unknown | 2001-05-03 | Not Marked
CORNER CUPBOARD #2 | 3475 VICTORY DR | COLUMBUS | Muscogee | 1060324 | C | [5 empty] | Removed from Ground | Gas (Historical Use) | 1000 | Not Marked/Unknown | 2001-05-03 | Not Marked
CORNER CUPBOARD #1 | 1431 MARTIN LUTHER KING JR BLVD | COLUMBUS | Muscogee | 1060325 | 1 | Flapper Valve | 1998-12-01 |  | 1988-09-01 |  | Removed from Ground | Gas (Historical Use) | 3000 | Steel-Impressed Current | 1982-05-03 | Steel (Impressed Current) | Pressurized
CORNER CUPBOARD #1 | 1431 MARTIN LUTHER KING JR BLVD | COLUMBUS | Muscogee | 1060325 | 2 |  | 1998-12-01 |  | 1988-09-01 |  | Removed from Ground | Gas (Historical Use) | 5000 | Steel-Impressed Current | 1982-05-03 | Steel (Impressed Current) | Pressurized
CORNER CUPBOARD #1 | 1431 MARTIN LUTHER KING JR BLVD | COLUMBUS | Muscogee | 1060325 | 3 | Flapper Valve | 1998-12-01 |  | 1988-09-01 |  | Removed from Ground | Gas (Historical Use) | 5000 | Steel-Impressed Current | 1982-05-03 | Steel (Impressed Current) | Pressurized
CORNER CUPBOARD #1 | 1431 MARTIN LUTHER KING JR BLVD | COLUMBUS | Muscogee | 1060325 | 4 | Flapper Valve | 1998-12-01 |  | 1988-09-01 |  | Removed from Ground | Gas (Historical Use) | 6000 | Steel-Impressed Current | 1982-05-03 | Steel (Impressed Current) | Pressurized
CORNER CUPBOARD #1 | 1431 MARTIN LUTHER KING JR BLVD | COLUMBUS | Muscogee | 1060325 | 5A | Ball Float | 2013-10-15 | FALSE | 2013-10-15 | FALSE | Currently in Use | Regular | 8000 | Composite Double Walled | 2013-10-15 |  | Pressurized
CORNER CUPBOARD #1 | 1431 MARTIN LUTHER KING JR BLVD | COLUMBUS | Muscogee | 1060325 | 5B | Ball Float | 2013-10-15 | FALSE | 2013-10-15 | FALSE | Currently in Use | Premium | 4000 | Composite Double Walled | 2013-10-15 |  | Pressurized
CIRCLE K 6686 | 3274 VICTORY DR | COLUMBUS | Muscogee | 1060326 | 1 | Ball Float | 1996-10-15 | FALSE | 1996-10-15 | FALSE | Currently in Use | Regular | 10000 | Galvanic (STIP-3) | 1985-05-08 | Fiberglass Reinforced Plastic | Pressurized
CIRCLE K 6686 | 3274 VICTORY DR | COLUMBUS | Muscogee | 1060326 | 2 | Ball Float | 1996-10-15 | FALSE | 1996-10-15 | FALSE | Currently in Use | Plus | 10000 | Galvanic (STIP-3) | 1985-05-08 | Fiberglass Reinforced Plastic | Pressurized
CIRCLE K 6686 | 3274 VICTORY DR | COLUMBUS | Muscogee | 1060326 | 3 | Ball Float | 1996-10-15 | FALSE | 1996-10-15 | FALSE | Currently in Use | Premium | 10000 | Galvanic (STIP-3) | 1985-05-08 | Fiberglass Reinforced Plastic | Pressurized
CIRCLE K 6686 | 3274 VICTORY DR | COLUMBUS | Muscogee | 1060326 | 4 | Ball Float | 1996-10-15 | FALSE | 1996-10-15 | FALSE | Currently in Use | Diesel | 10000 | Galvanic (STIP-3) | 1985-05-08 | Fiberglass Reinforced Plastic | Pressurized
CIRCLE K 6686 | 3274 VICTORY DR | COLUMBUS | Muscogee | 1060326 | 5 | [5 empty] | Removed from Ground | Kerosene | 1000 | Cathodically Protected Steel | 1985-05-08 | Galvanized Steel | Pressurized
CIRCLE K 6686 | 3274 VICTORY DR | COLUMBUS | Muscogee | 1060326 | 6 | Ball Float | 1997-06-05 | FALSE | 1997-06-05 | FALSE | Currently in Use | Kerosene | 1000 | Galvanic (STIP-3) | 1997-06-01 | Fiberglass Reinforced Plastic | Suction (American)
CIRCLE K 6685 | 1645 MANCHESTER EXPY | COLUMBUS | Muscogee | 1060327 | 1 | Flapper Valve | 1996-08-23 |  | 1996-08-23 |  | Closed in Ground | Gas (Historical Use) | 10000 | Steel-Impressed Current | 1985-05-08 | Fiberglass Reinforced Plastic | Pressurized
CIRCLE K 6685 | 1645 MANCHESTER EXPY | COLUMBUS | Muscogee | 1060327 | 10 | Flapper Valve | 2010-02-01 | FALSE | 2010-02-01 | FALSE | Currently in Use | Premium | 8000 | Fiberglass Double Walled | 2010-02-01 | Double-Walled Fiberglass | Pressurized
CIRCLE K 6685 | 1645 MANCHESTER EXPY | COLUMBUS | Muscogee | 1060327 | 11 | Flapper Valve | 2010-02-01 | FALSE | 2010-02-01 | FALSE | Currently in Use | Diesel | 8000 | Fiberglass Double Walled | 2010-02-01 | Double-Walled Fiberglass | Pressurized
CIRCLE K 6685 | 1645 MANCHESTER EXPY | COLUMBUS | Muscogee | 1060327 | 2 | Flapper Valve | 1996-08-23 |  | 1996-08-23 |  | Closed in Ground | Gas (Historical Use) | 10000 | Steel-Impressed Current | 1985-05-08 | Fiberglass Reinforced Plastic | Pressurized
CIRCLE K 6685 | 1645 MANCHESTER EXPY | COLUMBUS | Muscogee | 1060327 | 3 | Flapper Valve | 1996-08-23 |  | 1996-08-23 |  | Closed in Ground | Gas (Historical Use) | 10000 | Steel-Impressed Current | 1985-05-08 | Fiberglass Reinforced Plastic | Pressurized
CIRCLE K 6685 | 1645 MANCHESTER EXPY | COLUMBUS | Muscogee | 1060327 | 4 | Flapper Valve | 1996-08-23 |  | 1996-08-23 |  | Closed in Ground | Gas (Historical Use) | 10000 | Steel-Impressed Current | 1985-05-08 | Steel (Impressed Current) | Pressurized
CIRCLE K 6685 | 1645 MANCHESTER EXPY | COLUMBUS | Muscogee | 1060327 | 5 | Flapper Valve | 1996-08-23 |  | 1996-08-23 |  | Closed in Ground | Diesel | 10000 | Steel-Impressed Current | 1985-05-08 | Steel (Impressed Current) | Pressurized
CIRCLE K 6685 | 1645 MANCHESTER EXPY | COLUMBUS | Muscogee | 1060327 | 6 | Flapper Valve | 1996-08-23 |  | 1996-08-23 |  | Closed in Ground | Gas (Historical Use) | 8000 | Steel-Impressed Current | 1985-05-08 | Steel (Impressed Current) | Pressurized
CIRCLE K 6685 | 1645 MANCHESTER EXPY | COLUMBUS | Muscogee | 1060327 | 7 | Flapper Valve | 1996-08-23 |  | 1996-08-23 |  | Closed in Ground | Gas (Historical Use) | 8000 | Steel-Impressed Current | 1985-05-08 | Steel (Impressed Current) | Pressurized
CIRCLE K 6685 | 1645 MANCHESTER EXPY | COLUMBUS | Muscogee | 1060327 | 8 | Flapper Valve | 1996-08-23 |  | 1996-08-23 |  | Removed from Ground | Kerosene | 1000 | Steel-Impressed Current | 1985-05-08 | Steel (Impressed Current) | Safe Suction (Euro)
CIRCLE K 6685 | 1645 MANCHESTER EXPY | COLUMBUS | Muscogee | 1060327 | 9 | Flapper Valve | 2010-02-01 | FALSE | 2010-02-01 | FALSE | Currently in Use | Regular | 12000 | Fiberglass Double Walled | 2010-02-01 | Double-Walled Fiberglass | Pressurized
CIRCLE K 6679 | 2536 AIRPORT THRUWAY | COLUMBUS | Muscogee | 1060328 | 1 | Flapper Valve | 1995-01-06 | FALSE | 1995-01-06 | FALSE | Currently in Use | Premium | 10000 | Steel-Impressed Current | 1984-05-08 | Fiberglass Reinforced Plastic | Pressurized
CIRCLE K 6679 | 2536 AIRPORT THRUWAY | COLUMBUS | Muscogee | 1060328 | 2 | Flapper Valve | 1995-01-06 | FALSE | 1995-01-06 | FALSE | Temporarily out of use | Plus | 10000 | Steel-Impressed Current | 1984-05-08 | Fiberglass Reinforced Plastic | Pressurized
CIRCLE K 6679 | 2536 AIRPORT THRUWAY | COLUMBUS | Muscogee | 1060328 | 3 | Ball Float | 1995-01-06 | FALSE | 1995-01-06 | FALSE | Temporarily out of use | Plus | 10000 | Steel-Impressed Current | 1984-05-08 | Fiberglass Reinforced Plastic | Pressurized
CIRCLE K 6679 | 2536 AIRPORT THRUWAY | COLUMBUS | Muscogee | 1060328 | 4 | Flapper Valve | 1995-01-06 | FALSE | 1995-01-06 | FALSE | Currently in Use | Regular | 10000 | Steel-Impressed Current | 1984-05-08 | Fiberglass Reinforced Plastic | Pressurized
CIRCLE K 6679 | 2536 AIRPORT THRUWAY | COLUMBUS | Muscogee | 1060328 | 5 | Flapper Valve | 1995-01-06 | FALSE | 1995-01-06 | FALSE | Currently in Use | Diesel | 10000 | Steel-Impressed Current | 1984-05-08 | Fiberglass Reinforced Plastic | Pressurized
CIRCLE K 6679 | 2536 AIRPORT THRUWAY | COLUMBUS | Muscogee | 1060328 | 6 | Flapper Valve | 1995-01-06 | FALSE | 1995-01-06 | FALSE | Currently in Use | Regular | 8000 | Steel-Impressed Current | 1984-05-08 | Steel (Impressed Current) | Pressurized
CIRCLE K 6679 | 2536 AIRPORT THRUWAY | COLUMBUS | Muscogee | 1060328 | 7 | Flapper Valve | 1995-01-06 | FALSE | 1995-01-06 | FALSE | Currently in Use | Premium | 8000 | Steel-Impressed Current | 1984-05-08 | Steel (Impressed Current) | Pressurized
SPECTRUM DISTRIBUTING | 601 9TH AVE | COLUMBUS | Muscogee | 1060330 | 1 | [5 empty] | Removed from Ground | Empty | 1065 | Bare Steel | 1966-05-13 | Galvanized Steel
SPECTRUM DISTRIBUTING | 601 9TH AVE | COLUMBUS | Muscogee | 1060330 | 2 | [5 empty] | Removed from Ground | Empty | 1065 | Fiberglass | 1966-05-13 | Galvanized Steel
SPECTRUM DISTRIBUTING | 601 9TH AVE | COLUMBUS | Muscogee | 1060330 | 3 | [5 empty] | Removed from Ground | Empty | 1065 | Bare Steel | 1966-05-13 | Galvanized Steel
SPECTRUM DISTRIBUTING | 601 9TH AVE | COLUMBUS | Muscogee | 1060330 | 4 | [5 empty] | Removed from Ground | Empty | 1990 | Bare Steel | 1966-05-13 | Galvanized Steel
SPECTRUM DISTRIBUTING | 601 9TH AVE | COLUMBUS | Muscogee | 1060330 | 5 | [5 empty] | Removed from Ground | Empty | 10000 | Bare Steel | 1966-05-13 | Galvanized Steel
FOURTH AVE CAR WASH | 1020 4TH AVE | COLUMBUS | Muscogee | 1060331 | 1 | [5 empty] | Removed from Ground | Gas (Historical Use) | 6000 | Bare Steel | 1971-05-12 | Galvanized Steel
FOURTH AVE CAR WASH | 1020 4TH AVE | COLUMBUS | Muscogee | 1060331 | 2 | [5 empty] | Removed from Ground | Gas (Historical Use) | 6000 | Bare Steel | 1971-05-12 | Galvanized Steel
FOURTH AVE CAR WASH | 1020 4TH AVE | COLUMBUS | Muscogee | 1060331 | 3 | [5 empty] | Removed from Ground | Gas (Historical Use) | 8000 | Bare Steel | 1971-05-12 | Galvanized Steel
FOURTH AVE CAR WASH | 1020 4TH AVE | COLUMBUS | Muscogee | 1060331 | 4 | [5 empty] | Removed from Ground | Diesel | 1000 | Bare Steel | 1981-05-09 | Galvanized Steel
PRESTON OIL CO | 6363 FLAT ROCK RD | COLUMBUS | Muscogee | 1060332 | 1 | [5 empty] | Removed from Ground | Gas (Historical Use) | 20000 | Bare Steel | 1981-05-09 | Galvanized Steel
PRESTON OIL CO | 6363 FLAT ROCK RD | COLUMBUS | Muscogee | 1060332 | 2 | [5 empty] | Removed from Ground | Gas (Historical Use) | 20000 | Bare Steel | 1981-05-09 | Galvanized Steel
PRESTON OIL CO | 6363 FLAT ROCK RD | COLUMBUS | Muscogee | 1060332 | 3 | [5 empty] | Removed from Ground | Gas (Historical Use) | 20000 | Bare Steel | 1981-05-09 | Galvanized Steel
PRESTON OIL CO | 6363 FLAT ROCK RD | COLUMBUS | Muscogee | 1060332 | 4 | [5 empty] | Removed from Ground | Diesel | 20000 | Bare Steel | 1981-05-09 | Galvanized Steel
PRESTON OIL CO | 6363 FLAT ROCK RD | COLUMBUS | Muscogee | 1060332 | 5 | [5 empty] | Removed from Ground | Kerosene | 4000 | Bare Steel | 1981-05-09 | Galvanized Steel
PRESTON OIL CO | 6363 FLAT ROCK RD | COLUMBUS | Muscogee | 1060332 | 6 | [5 empty] | Removed from Ground | Kerosene | 4000 | Bare Steel | 1982-05-09 | Galvanized Steel
PRESTON OIL CO | 6363 FLAT ROCK RD | COLUMBUS | Muscogee | 1060332 | 7 | [5 empty] | Removed from Ground | Other | 4000 | Bare Steel | 1982-05-09 | Galvanized Steel
PRESTON OIL CO | 6363 FLAT ROCK RD | COLUMBUS | Muscogee | 1060332 | 8 | [5 empty] | Removed from Ground | Other | 4000 | Bare Steel | 1982-05-09 | Not Marked
PRESTON OIL CO | 6363 FLAT ROCK RD | COLUMBUS | Muscogee | 1060332 | 9 |  |  | TRUE |  | TRUE | Removed from Ground | Used Oil | 1000 | Bare Steel | 1981-05-09 | Galvanized Steel
SNACK ATTACK #23 | 5426 VETERANS PKWY | COLUMBUS | Muscogee | 1060333 | 1 |  | 1999-12-01 |  | 1999-12-01 |  | Removed from Ground | Gas (Historical Use) | 6000 | Cathodically Protected Steel | 1981-05-09 | Double-Walled Fiberglass | Pressurized
SNACK ATTACK #23 | 5426 VETERANS PKWY | COLUMBUS | Muscogee | 1060333 | 2 |  | 1999-12-01 |  | 1999-12-01 |  | Removed from Ground | Gas (Historical Use) | 6000 | Cathodically Protected Steel | 1981-05-09 | Double-Walled Fiberglass | Pressurized
SNACK ATTACK #23 | 5426 VETERANS PKWY | COLUMBUS | Muscogee | 1060333 | 3 |  | 1999-12-01 |  | 1999-12-01 |  | Removed from Ground | Gas (Historical Use) | 8000 | Cathodically Protected Steel | 1981-05-09 | Double-Walled Fiberglass | Pressurized
SNACK ATTACK #23 | 5426 VETERANS PKWY | COLUMBUS | Muscogee | 1060333 | 4 |  | 1999-12-01 |  | 1999-12-01 |  | Removed from Ground | Diesel | 8000 | Cathodically Protected Steel | 1981-05-09 | Double-Walled Fiberglass | Pressurized
SNACK ATTACK #23 | 5426 VETERANS PKWY | COLUMBUS | Muscogee | 1060333 | 5 | [5 empty] | Closed in Ground | Diesel | 4000 | Bare Steel | 1981-05-09 | Galvanized Steel
SNACK ATTACK #23 | 5426 VETERANS PKWY | COLUMBUS | Muscogee | 1060333 | 6 | [5 empty] | Removed from Ground | Gas (Historical Use) | 560 | Bare Steel | 1999-12-21 | Unknown
CHAR-REN | 2240 FT BENNING RD | COLUMBUS | Muscogee | 1060334 | 1 | [5 empty] | Removed from Ground | Gas (Historical Use) | 4000 | Bare Steel | 1950-05-17 | Galvanized Steel
CHAR-REN | 2240 FT BENNING RD | COLUMBUS | Muscogee | 1060334 | 2 | [5 empty] | Removed from Ground | Gas (Historical Use) | 3000 | Bare Steel | 1950-05-17 | Galvanized Steel
CHAR-REN | 2240 FT BENNING RD | COLUMBUS | Muscogee | 1060334 | 3 | [5 empty] | Removed from Ground | Gas (Historical Use) | 3000 | Bare Steel | 1950-05-17 | Galvanized Steel
CHAR-REN | 2240 FT BENNING RD | COLUMBUS | Muscogee | 1060334 | 4 | [5 empty] | Removed from Ground | Gas (Historical Use) | 3000 | Bare Steel | 1970-05-12 | Galvanized Steel
BLACO FUEL TECH #1 | 1634 THIRTEENTH AVE | COLUMBUS | Muscogee | 1060335 | 1 |  | 1990-01-01 |  | 1990-01-01 |  | Removed from Ground | Gas (Historical Use) | 4000 | Cathodically Protected Steel | 1990-01-01 | Fiberglass Reinforced Plastic | Pressurized
BLACO FUEL TECH #1 | 1634 THIRTEENTH AVE | COLUMBUS | Muscogee | 1060335 | 2 |  | 1990-01-01 |  | 1990-01-01 |  | Removed from Ground | Gas (Historical Use) | 4000 | Cathodically Protected Steel | 1990-01-01 | Fiberglass Reinforced Plastic | Pressurized
BLACO FUEL TECH #1 | 1634 THIRTEENTH AVE | COLUMBUS | Muscogee | 1060335 | 3 |  | 1990-01-01 |  | 1990-01-01 |  | Removed from Ground | Gas (Historical Use) | 4000 | Cathodically Protected Steel | 1990-01-01 | Fiberglass Reinforced Plastic | Pressurized
BLACO FUEL TECH #1 | 1634 THIRTEENTH AVE | COLUMBUS | Muscogee | 1060335 | 4 |  | 1990-01-01 |  | 1990-01-01 |  | Removed from Ground | Diesel | 4000 | Cathodically Protected Steel | 1990-01-01 | Fiberglass Reinforced Plastic | Pressurized
BLACO FUEL TECH #1 | 1634 THIRTEENTH AVE | COLUMBUS | Muscogee | 1060335 | 5 | [5 empty] | Permanently Out of Use - historical purposes | Gas (Historical Use) | 2000 | Bare Steel | 1971-05-12 | Galvanized Steel
BLACO FUEL TECH #1 | 1634 THIRTEENTH AVE | COLUMBUS | Muscogee | 1060335 | 6 |  |  | TRUE |  | TRUE | Permanently Out of Use - historical purposes | Used Oil | 560 | Bare Steel | 1972-01-01 | Galvanized Steel
PETROL PANTRY | 4361 VICTORY DR | COLUMBUS | Muscogee | 1060336 | 1 | [5 empty] | Temporarily out of use | Gas (Historical Use) | 4000 | Bare Steel | 1971-05-12 | Galvanized Steel
PETROL PANTRY | 4361 VICTORY DR | COLUMBUS | Muscogee | 1060336 | 2 | [5 empty] | Temporarily out of use | Gas (Historical Use) | 4000 | Bare Steel | 1971-05-12 | Galvanized Steel
PETROL PANTRY | 4361 VICTORY DR | COLUMBUS | Muscogee | 1060336 | 3 | [5 empty] | Temporarily out of use | Gas (Historical Use) | 4000 | Bare Steel | 1971-05-12 | Galvanized Steel
PETROL PANTRY | 4361 VICTORY DR | COLUMBUS | Muscogee | 1060336 | 4 | [5 empty] | Permanently Out of Use - historical purposes | Gas (Historical Use) | 4000 | Bare Steel | 1971-05-12 | Galvanized Steel
PETROL PANTRY | 4361 VICTORY DR | COLUMBUS | Muscogee | 1060336 | 5 | [5 empty] | Removed from Ground | Diesel | 3000 | Bare Steel | 1984-05-08 | Galvanized Steel
PETROL PANTRY | 4361 VICTORY DR | COLUMBUS | Muscogee | 1060336 | 6 | [5 empty] | Removed from Ground | Kerosene | 560 | Bare Steel | 1984-05-08 | Galvanized Steel
PETROL PANTRY | 4361 VICTORY DR | COLUMBUS | Muscogee | 1060336 | 7 |  |  | TRUE |  | TRUE | Removed from Ground | Used Oil | 560 | Bare Steel | 1971-05-12 | Galvanized Steel
OIL SOUTH INC | 5041 MILLER RD | COLUMBUS | Muscogee | 1060338 | 4 |  | 1998-12-22 | FALSE | 1998-12-22 | FALSE | Removed from Ground |  | 20000 |  | 2013-05-07 |  | Pressurized
OIL SOUTH INC | 5041 MILLER RD | COLUMBUS | Muscogee | 1060338 | 5 |  | 1998-12-22 | FALSE | 1998-12-22 | FALSE | Removed from Ground |  | 20000 |  | 2013-05-07 |  | Pressurized
OIL SOUTH INC | 5041 MILLER RD | COLUMBUS | Muscogee | 1060338 | 6 |  | 1998-12-22 | FALSE | 1998-12-22 | FALSE | Removed from Ground |  | 20000 |  | 2013-05-07 |  | Pressurized
OIL SOUTH INC | 5041 MILLER RD | COLUMBUS | Muscogee | 1060338 | 7 |  | 1998-12-22 | FALSE | 1998-12-22 | FALSE | Removed from Ground |  | 20000 |  | 2013-05-07 |  | Pressurized
OIL SOUTH INC | 5041 MILLER RD | COLUMBUS | Muscogee | 1060338 | 8 |  |  | FALSE |  | FALSE | Removed from Ground | Kerosene | 10000 |  | 2013-05-07 | Galvanized Steel | Pressurized
OIL SOUTH INC | 5041 MILLER RD | COLUMBUS | Muscogee | 1060338 | 9 |  |  | FALSE |  | FALSE | Removed from Ground | Diesel | 10000 |  | 2013-05-07 | Galvanized Steel | Pressurized
SNACK ATTACH #21 | 5088 RIVER RD | COLUMBUS | Muscogee | 1060339 | 1 | [5 empty] | Temporarily out of use | Gas (Historical Use) | 3000 | Bare Steel | 1971-05-12 | Galvanized Steel
SNACK ATTACH #21 | 5088 RIVER RD | COLUMBUS | Muscogee | 1060339 | 2 | [5 empty] | Temporarily out of use | Gas (Historical Use) | 3000 | Bare Steel | 1971-05-12 | Galvanized Steel
SNACK ATTACH #21 | 5088 RIVER RD | COLUMBUS | Muscogee | 1060339 | 3 |  | 1999-01-01 |  | 1999-01-01 |  | Temporarily out of use | Gas (Historical Use) | 6000 | Composite | 1975-05-11 | Fiberglass Reinforced Plastic | Pressurized
SNACK ATTACH #21 | 5088 RIVER RD | COLUMBUS | Muscogee | 1060339 | 4 | [5 empty] | Temporarily out of use | Gas (Historical Use) | 4000 | Bare Steel | 1971-05-12 | Galvanized Steel
SNACK ATTACH #21 | 5088 RIVER RD | COLUMBUS | Muscogee | 1060339 | 5 | [5 empty] | Temporarily out of use | Diesel | 3000 | Bare Steel | 1971-05-12 | Galvanized Steel
SNACK ATTACH #21 | 5088 RIVER RD | COLUMBUS | Muscogee | 1060339 | 6 |  |  | TRUE |  | TRUE | Permanently Out Of Use | Used Oil | 560 | Bare Steel | 1971-05-12 | Galvanized Steel
PHILLIPS ON MACON RD | 4206 MACON RD | COLUMBUS | Muscogee | 1060340 | 1 | Flapper Valve | 1998-11-28 | FALSE | 1998-11-12 | FALSE | Currently in Use | Regular | 10000 | Steel-Impressed Current | 1978-05-10 | Fiberglass Reinforced Plastic | Pressurized
PHILLIPS ON MACON RD | 4206 MACON RD | COLUMBUS | Muscogee | 1060340 | 2 | Flapper Valve | 1998-11-28 | FALSE | 1998-11-12 | FALSE | Currently in Use | Premium | 10000 | Steel-Impressed Current | 1978-05-10 | Fiberglass Reinforced Plastic | Pressurized
PHILLIPS ON MACON RD | 4206 MACON RD | COLUMBUS | Muscogee | 1060340 | 3 | Flapper Valve | 1998-11-28 | FALSE | 1998-11-12 | FALSE | Currently in Use | Plus | 10000 | Steel-Impressed Current | 1978-05-10 | Fiberglass Reinforced Plastic | Pressurized
PHILLIPS ON MACON RD | 4206 MACON RD | COLUMBUS | Muscogee | 1060340 | 4 | Flapper Valve | 1998-11-28 | FALSE | 1997-12-15 | FALSE | Currently in Use | Diesel | 2000 | Steel-Impressed Current | 1986-05-08 | Fiberglass Reinforced Plastic | Pressurized
PHILLIPS ON MACON RD | 4206 MACON RD | COLUMBUS | Muscogee | 1060340 | 5 | Flapper Valve | 1998-11-28 | FALSE | 1998-11-12 | FALSE | Temporarily out of use | Kerosene | 550 | Steel-Impressed Current | 1986-05-08 | Fiberglass Reinforced Plastic | Safe Suction (Euro)
SHELL MART | 5900 VETERANS PKWY | COLUMBUS | Muscogee | 1060341 | 1 | [5 empty] | Removed from Ground | Gas (Historical Use) | 4000 | Bare Steel | 1982-05-09 | Galvanized Steel
SHELL MART | 5900 VETERANS PKWY | COLUMBUS | Muscogee | 1060341 | 2 | [5 empty] | Removed from Ground | Gas (Historical Use) | 4000 | Bare Steel | 1982-05-09 | Galvanized Steel
SHELL MART | 5900 VETERANS PKWY | COLUMBUS | Muscogee | 1060341 | 3 | [5 empty] | Removed from Ground | Gas (Historical Use) | 4000 | Bare Steel | 1982-05-09 | Galvanized Steel
SHELL MART | 5900 VETERANS PKWY | COLUMBUS | Muscogee | 1060341 | 4 | Ball Float | 1994-09-16 | FALSE | 1994-09-16 | FALSE | Currently in Use | Regular | 10000 | Galvanic (STIP-3) | 1994-09-16 | Fiberglass Reinforced Plastic | Pressurized
SHELL MART | 5900 VETERANS PKWY | COLUMBUS | Muscogee | 1060341 | 5 | Ball Float | 1994-09-16 | FALSE | 1994-09-16 | FALSE | Currently in Use | Premium | 8000 | Galvanic (STIP-3) | 1994-09-16 | Fiberglass Reinforced Plastic | Pressurized
SHELL MART | 5900 VETERANS PKWY | COLUMBUS | Muscogee | 1060341 | 6 | Ball Float | 1994-09-16 | FALSE | 1994-09-16 | FALSE | Currently in Use | Diesel | 6000 | Galvanic (STIP-3) | 1994-09-14 | Fiberglass Reinforced Plastic | Pressurized
GOO GOO CAR WASH | 3101 MERCURY DR | COLUMBUS | Muscogee | 1060342 | 1 | Flapper Valve | 2004-11-18 |  | 1996-07-24 |  | Removed from Ground | Gas (Historical Use) | 5000 | Steel-Impressed Current | 1976-05-10 | Steel (Impressed Current) | Pressurized
GOO GOO CAR WASH | 3101 MERCURY DR | COLUMBUS | Muscogee | 1060342 | 2 | Flapper Valve | 2004-11-18 |  | 1996-07-24 |  | Removed from Ground | Gas (Historical Use) | 5000 | Steel-Impressed Current | 1976-05-10 | Steel (Impressed Current) | Pressurized
GOO GOO CAR WASH | 3101 MERCURY DR | COLUMBUS | Muscogee | 1060342 | 3 | Flapper Valve | 2004-11-18 |  | 1996-07-24 |  | Removed from Ground | Gas (Historical Use) | 5000 | Steel-Impressed Current | 1976-05-10 | Steel (Impressed Current) | Pressurized
GOO GOO CAR WASH | 3101 MERCURY DR | COLUMBUS | Muscogee | 1060342 | 4 | Flapper Valve | 2004-11-18 |  | 1996-07-24 |  | Removed from Ground | Diesel | 5000 | Steel-Impressed Current | 1976-05-10 | Steel (Impressed Current) | Pressurized
MCCARLEY MOVING & STORAGE INC | 4245 MILGEN RD | COLUMBUS | Muscogee | 1060344 | 1 | [5 empty] | Removed from Ground | Gas (Historical Use) | 1000 | Bare Steel | 1974-05-11 | Galvanized Steel | Suction (American)
EMILIOS AUTO REPAIR | 1714 WARM SPRINGS RD | COLUMBUS | Muscogee | 1060345 | 1 | [5 empty] | Removed from Ground | Gas (Historical Use) | 1000 | Bare Steel | 1973-05-11 | Galvanized Steel
EMILIOS AUTO REPAIR | 1714 WARM SPRINGS RD | COLUMBUS | Muscogee | 1060345 | 1#NEW |  | 1990-03-08 |  | 1990-03-08 |  | Removed from Ground | Gas (Historical Use) | 2000 | Galvanic (STIP-3) | 1990-03-08 | Fiberglass Reinforced Plastic | Pressurized
EMILIOS AUTO REPAIR | 1714 WARM SPRINGS RD | COLUMBUS | Muscogee | 1060345 | 2 | [5 empty] | Removed from Ground | Gas (Historical Use) | 1000 | Bare Steel | 1973-05-11 | Galvanized Steel
EMILIOS AUTO REPAIR | 1714 WARM SPRINGS RD | COLUMBUS | Muscogee | 1060345 | 2#NEW |  | 1990-03-08 |  | 1990-03-08 |  | Removed from Ground | Gas (Historical Use) | 2000 | Galvanic (STIP-3) | 1990-03-08 | Fiberglass Reinforced Plastic | Pressurized
EMILIOS AUTO REPAIR | 1714 WARM SPRINGS RD | COLUMBUS | Muscogee | 1060345 | 3 | [5 empty] | Removed from Ground | Gas (Historical Use) | 1000 | Bare Steel | 1973-05-11 | Galvanized Steel
EMILIOS AUTO REPAIR | 1714 WARM SPRINGS RD | COLUMBUS | Muscogee | 1060345 | 3#NEW |  | 1990-03-08 |  | 1990-03-08 |  | Removed from Ground | Gas (Historical Use) | 3000 | Galvanic (STIP-3) | 1990-03-08 | Fiberglass Reinforced Plastic
TORCH HILL SHELL | 2303 FORT BENNING RD | COLUMBUS | Muscogee | 1060346 | 1 | [5 empty] | Removed from Ground | Gas (Historical Use) | 6000 | Bare Steel | 1974-05-11 | Galvanized Steel
TORCH HILL SHELL | 2303 FORT BENNING RD | COLUMBUS | Muscogee | 1060346 | 1#NEW | [5 empty] | Removed from Ground | Gas (Historical Use) | 2000 | Cathodically Protected Steel | 1991-07-10 | Fiberglass Reinforced Plastic
TORCH HILL SHELL | 2303 FORT BENNING RD | COLUMBUS | Muscogee | 1060346 | 2 | [5 empty] | Removed from Ground | Gas (Historical Use) | 6000 | Bare Steel | 1974-05-11 | Galvanized Steel
TORCH HILL SHELL | 2303 FORT BENNING RD | COLUMBUS | Muscogee | 1060346 | 2#NEW | [5 empty] | Removed from Ground | Gas (Historical Use) | 3000 | Cathodically Protected Steel | 1991-07-10 | Fiberglass Reinforced Plastic | Safe Suction (Euro)
TORCH HILL SHELL | 2303 FORT BENNING RD | COLUMBUS | Muscogee | 1060346 | 3 | [5 empty] | Removed from Ground | Gas (Historical Use) | 2000 | Bare Steel | 1974-05-11 | Galvanized Steel
TORCH HILL SHELL | 2303 FORT BENNING RD | COLUMBUS | Muscogee | 1060346 | 3#NEW | [5 empty] | Removed from Ground | Gas (Historical Use) | 4000 | Cathodically Protected Steel | 1991-07-10 | Fiberglass Reinforced Plastic | Safe Suction (Euro)
ROBERT CLEVELAND PROPERTY | 408 ANDREWS RD | COLUMBUS | Muscogee | 1060348 | 1 | [5 empty] | Removed from Ground | Gas (Historical Use) | 1000 | Bare Steel | 1973-05-11 | Galvanized Steel
ROBERT CLEVELAND PROPERTY | 408 ANDREWS RD | COLUMBUS | Muscogee | 1060348 | 2 | [5 empty] | Removed from Ground | Gas (Historical Use) | 1000 | Bare Steel | 1973-05-11 | Galvanized Steel
DOT/45TH ST SHELL | 4490 RIVER RD | COLUMBUS | Muscogee | 1060349 | 1 | [5 empty] | Removed from Ground | Gas (Historical Use) | 2000 | Bare Steel | 1972-05-11 | Galvanized Steel
DOT/45TH ST SHELL | 4490 RIVER RD | COLUMBUS | Muscogee | 1060349 | 2 | [5 empty] | Removed from Ground | Gas (Historical Use) | 2000 | Bare Steel | 1972-05-11 | Galvanized Steel
DOT/45TH ST SHELL | 4490 RIVER RD | COLUMBUS | Muscogee | 1060349 | 3 | [5 empty] | Removed from Ground | Gas (Historical Use) | 2000 | Bare Steel | 1972-05-11 | Galvanized Steel
MCKESSON WINE & SPIRITS | 829 12TH ST | COLUMBUS | Muscogee | 1060351 | 1 | [5 empty] | Removed from Ground | Gas (Historical Use) | 1000 | Bare Steel | 1975-01-01 | Galvanized Steel
BROWN AVE SHELL | 2052 WYNNTON RD | COLUMBUS | Muscogee | 1060352 | 1 | [5 empty] | Removed from Ground | Gas (Historical Use) | 6000 | Bare Steel | 1975-05-11 | Galvanized Steel | Safe Suction (Euro)
BROWN AVE SHELL | 2052 WYNNTON RD | COLUMBUS | Muscogee | 1060352 | 2 | [5 empty] | Removed from Ground | Gas (Historical Use) | 6000 | Bare Steel | 1975-05-11 | Galvanized Steel | Safe Suction (Euro)
BROWN AVE SHELL | 2052 WYNNTON RD | COLUMBUS | Muscogee | 1060352 | 3 | [5 empty] | Removed from Ground | Gas (Historical Use) | 2000 | Bare Steel | 1975-05-11 | Galvanized Steel | Safe Suction (Euro)
BROWN AVE SHELL | 2052 WYNNTON RD | COLUMBUS | Muscogee | 1060352 | 4 | [5 empty] | Removed from Ground | Diesel | 560 | Bare Steel | 1975-05-11 | Galvanized Steel | Safe Suction (Euro)
BROWN AVE SHELL | 2052 WYNNTON RD | COLUMBUS | Muscogee | 1060352 | 5 |  |  | TRUE |  | TRUE | Removed from Ground | Used Oil | 560 | Bare Steel | 1975-05-11 | Galvanized Steel | Safe Suction (Euro)
LUMMUS INDUSTRIES INC | 712 TENTH AVE | COLUMBUS | Muscogee | 1060353 | 1 | [5 empty] | Removed from Ground | Gas (Historical Use) | 1000 | Bare Steel | 1974-10-23 | Bare Steel | Suction (American)
E J KNIGHT SCRAP MATERIAL CO | 440 TENTH AVE | COLUMBUS | Muscogee | 1060354 | 1 | [5 empty] | Closed in Ground | Diesel | 1000 | Bare Steel | 1985-05-08 | Galvanized Steel
E J KNIGHT SCRAP MATERIAL CO | 440 TENTH AVE | COLUMBUS | Muscogee | 1060354 | 2 | [5 empty] | Closed in Ground | Gas (Historical Use) | 560 | Bare Steel | 1976-05-10 | Galvanized Steel
HARVEY LUMBER CO | 800 15TH ST | COLUMBUS | Muscogee | 1060356 | 1 | [5 empty] | Removed from Ground | Gas (Historical Use) | 1000 | Bare Steel | 1976-05-10 | Galvanized Steel
CLOSED MIDWAY SHELL | 1300 MIDWAY DR | COLUMBUS | Muscogee | 1060357 | 1 | [5 empty] | Currently in Use | Gas (Historical Use) | 2000 | Bare Steel | 1974-05-11 | Galvanized Steel
CLOSED MIDWAY SHELL | 1300 MIDWAY DR | COLUMBUS | Muscogee | 1060357 | 2 | [5 empty] | Currently in Use | Gas (Historical Use) | 2000 | Bare Steel | 1974-05-11 | Galvanized Steel
CLOSED MIDWAY SHELL | 1300 MIDWAY DR | COLUMBUS | Muscogee | 1060357 | 3 | [5 empty] | Currently in Use | Gas (Historical Use) | 2000 | Bare Steel | 1974-05-11 | Galvanized Steel
GUYS SERVICE CENTER | 400 38TH ST | COLUMBUS | Muscogee | 1060358 | 1 | [5 empty] | Removed from Ground | Gas (Historical Use) | 2000 | Bare Steel | 1975-05-11 | Galvanized Steel | Suction (American)
GUYS SERVICE CENTER | 400 38TH ST | COLUMBUS | Muscogee | 1060358 | 2 | [5 empty] | Removed from Ground | Gas (Historical Use) | 1000 | Bare Steel | 1975-05-11 | Bare Steel | Suction (American)
GUYS SERVICE CENTER | 400 38TH ST | COLUMBUS | Muscogee | 1060358 | 3 | [5 empty] | Removed from Ground | Gas (Historical Use) | 2000 | Bare Steel | 1975-05-11 | Bare Steel | Suction (American)
FASTEE FOOD MART | 3933 BUENA VISTA RD | COLUMBUS | Muscogee | 1060361 | 1 | [5 empty] | Removed from Ground | Gas (Historical Use) | 2000 | Bare Steel | 1978-05-10 | Galvanized Steel
FASTEE FOOD MART | 3933 BUENA VISTA RD | COLUMBUS | Muscogee | 1060361 | 1#NEW |  | 1990-04-19 |  | 1990-04-19 |  | Removed from Ground | Gas (Historical Use) | 2000 | Cathodically Protected Steel | 1990-04-19 | Galvanized Steel | Safe Suction (Euro)
FASTEE FOOD MART | 3933 BUENA VISTA RD | COLUMBUS | Muscogee | 1060361 | 1A | Ball Float | 2003-03-21 | FALSE | 2003-03-21 | FALSE | Removed from Ground | Regular | 8000 | Fiberglass | 2003-03-21 | Fiberglass Reinforced Plastic | Pressurized
FASTEE FOOD MART | 3933 BUENA VISTA RD | COLUMBUS | Muscogee | 1060361 | 1B | Ball Float | 2003-03-21 | FALSE | 2003-03-21 | FALSE | Removed from Ground | Premium | 4000 | Fiberglass | 2003-03-21 | Fiberglass Reinforced Plastic | Pressurized
FASTEE FOOD MART | 3933 BUENA VISTA RD | COLUMBUS | Muscogee | 1060361 | 2 | [5 empty] | Removed from Ground | Gas (Historical Use) | 4000 | Bare Steel | 1978-05-10 | Galvanized Steel
FASTEE FOOD MART | 3933 BUENA VISTA RD | COLUMBUS | Muscogee | 1060361 | 2#NEW |  | 1990-04-19 |  | 1990-04-19 |  | Removed from Ground | Gas (Historical Use) | 3000 | Cathodically Protected Steel | 1990-04-19 | Galvanized Steel | Safe Suction (Euro)
FASTEE FOOD MART | 3933 BUENA VISTA RD | COLUMBUS | Muscogee | 1060361 | 3 | [5 empty] | Removed from Ground | Gas (Historical Use) | 2000 | Bare Steel | 1978-05-10 | Galvanized Steel
FASTEE FOOD MART | 3933 BUENA VISTA RD | COLUMBUS | Muscogee | 1060361 | 3#NEW |  | 1990-04-19 |  | 1990-04-19 |  | Removed from Ground | Gas (Historical Use) | 4000 | Cathodically Protected Steel | 1990-04-19 | Galvanized Steel | Safe Suction (Euro)
BEALLWOOD SHELL | 5403 VETERANS PKWY | COLUMBUS | Muscogee | 1060363 | 1 |  | 1998-07-27 |  | 1998-07-27 |  | Removed from Ground | Gas (Historical Use) | 5000 | Steel-Impressed Current | 1978-05-10 | Cathodically Protected | Suction (American)
BEALLWOOD SHELL | 5403 VETERANS PKWY | COLUMBUS | Muscogee | 1060363 | 2 |  | 1998-07-27 |  | 1998-07-27 |  | Removed from Ground | Gas (Historical Use) | 8000 | Steel-Impressed Current | 1978-05-10 | Cathodically Protected | Suction (American)
BEALLWOOD SHELL | 5403 VETERANS PKWY | COLUMBUS | Muscogee | 1060363 | 3 |  | 1998-07-27 |  | 1998-07-27 |  | Removed from Ground | Gas (Historical Use) | 5000 | Steel-Impressed Current | 1978-05-10 | Cathodically Protected | Suction (American)
QUICK CHANGE FOOD MARKET #43 | 2107 MANCHESTER EXWY | COLUMBUS | Muscogee | 1060365 | 1 |  | 1990-08-17 |  | 1990-08-17 |  | Removed from Ground | Gas (Historical Use) | 1000 | Bare Steel | 1975-05-11 | Galvanized Steel | Pressurized
QUICK CHANGE FOOD MARKET #43 | 2107 MANCHESTER EXWY | COLUMBUS | Muscogee | 1060365 | 2 | [5 empty] | Removed from Ground | Gas (Historical Use) | 2000 | Bare Steel | 1975-05-11 | Galvanized Steel
QUICK CHANGE FOOD MARKET #43 | 2107 MANCHESTER EXWY | COLUMBUS | Muscogee | 1060365 | 3 | [5 empty] | Removed from Ground | Gas (Historical Use) | 2000 | Bare Steel | 1975-05-11 | Cathodically Protected
QUICK CHANGE FOOD MARKET #43 | 2107 MANCHESTER EXWY | COLUMBUS | Muscogee | 1060365 | 4 | [5 empty] | Removed from Ground | Diesel | 1000 | Bare Steel | 1975-05-11 | Galvanized Steel
QUICK CHANGE FOOD MARKET #43 | 2107 MANCHESTER EXWY | COLUMBUS | Muscogee | 1060365 | 5 | Ball Float | 1990-08-17 | FALSE | 1990-08-17 | FALSE | Currently in Use | E-10 | 10000 | Galvanic (STIP-3) | 1990-08-17 | Fiberglass Reinforced Plastic | Pressurized
QUICK CHANGE FOOD MARKET #43 | 2107 MANCHESTER EXWY | COLUMBUS | Muscogee | 1060365 | 6 | Ball Float | 1990-08-17 | FALSE | 1990-08-17 | FALSE | Currently in Use | E-10 | 10000 | Galvanic (STIP-3) | 1990-08-17 | Fiberglass Reinforced Plastic | Pressurized
QUICK CHANGE FOOD MARKET #43 | 2107 MANCHESTER EXWY | COLUMBUS | Muscogee | 1060365 | 7 | Ball Float | 1990-08-17 | FALSE | 1990-08-17 | FALSE | Currently in Use | E-10 | 10000 | Galvanic (STIP-3) | 1990-08-17 | Fiberglass Reinforced Plastic | Pressurized
QUICK CHANGE FOOD MARKET #43 | 2107 MANCHESTER EXWY | COLUMBUS | Muscogee | 1060365 | 8 | Ball Float | 1990-08-17 | FALSE | 1990-08-17 | FALSE | Currently in Use | Diesel | 6000 | Galvanic (STIP-3) | 1990-08-17 | Fiberglass Reinforced Plastic | Pressurized
KEN THOMAS HONDA | 1620 BOXWOOD DR | COLUMBUS | Muscogee | 1060366 | 1 | [5 empty] | Removed from Ground | Gas (Historical Use) | 1000 | Bare Steel | 1980-05-09 | Galvanized Steel
KEN THOMAS HONDA | 1620 BOXWOOD DR | COLUMBUS | Muscogee | 1060366 | 2 | [5 empty] | Removed from Ground | Diesel | 1000 | Bare Steel | 1980-05-09 | Galvanized Steel
HAMILTON RD SVC STA | 3810 HAMILTON RD | COLUMBUS | Muscogee | 1060369 | 1 | [5 empty] | Removed from Ground | Gas (Historical Use) | 3000 | Bare Steel | 1976-05-10 | Galvanized Steel
HAMILTON RD SVC STA | 3810 HAMILTON RD | COLUMBUS | Muscogee | 1060369 | 2 | [5 empty] | Removed from Ground | Gas (Historical Use) | 3000 | Bare Steel | 1976-05-10 | Galvanized Steel
HAMILTON RD SVC STA | 3810 HAMILTON RD | COLUMBUS | Muscogee | 1060369 | 3 | [5 empty] | Removed from Ground | Gas (Historical Use) | 2000 | Bare Steel | 1976-05-10 | Galvanized Steel
HAMILTON RD SVC STA | 3810 HAMILTON RD | COLUMBUS | Muscogee | 1060369 | 4 |  | 1990-03-07 |  | 1990-03-07 |  | Removed from Ground | Gas (Historical Use) | 3000 | Cathodically Protected Steel | 1990-03-07 | Cathodically Protected | Suction (American)
HAMILTON RD SVC STA | 3810 HAMILTON RD | COLUMBUS | Muscogee | 1060369 | 5 |  | 1990-03-07 |  | 1990-03-07 |  | Removed from Ground | Gas (Historical Use) | 2000 | Cathodically Protected Steel | 1990-03-07 | Cathodically Protected | Suction (American)
HAMILTON RD SVC STA | 3810 HAMILTON RD | COLUMBUS | Muscogee | 1060369 | 6 |  | 1990-03-07 |  | 1990-03-07 |  | Removed from Ground | Gas (Historical Use) | 2000 | Steel-Impressed Current | 1990-03-07 | Cathodically Protected | Suction (American)
CLOSED SHELL STAT/LUMPKIN RD SHE | 1965 SOUTH LUMPKIN RD | COLUMBUS | Muscogee | 1060370 | 1 | [5 empty] | Removed from Ground | Gas (Historical Use) | 2000 | Bare Steel | 1975-05-11 | Galvanized Steel
CLOSED SHELL STAT/LUMPKIN RD SHE | 1965 SOUTH LUMPKIN RD | COLUMBUS | Muscogee | 1060370 | 2 | [5 empty] | Removed from Ground | Gas (Historical Use) | 2000 | Bare Steel | 1975-05-11 | Galvanized Steel
CLOSED SHELL STAT/LUMPKIN RD SHE | 1965 SOUTH LUMPKIN RD | COLUMBUS | Muscogee | 1060370 | 3 | [5 empty] | Removed from Ground | Gas (Historical Use) | 2000 | Bare Steel | 1975-05-11 | Galvanized Steel
VICTORY DRIVE SHELL | 3207 VICTORY DR | COLUMBUS | Muscogee | 1060371 | 1 | [5 empty] | Removed from Ground | Gas (Historical Use) | 3000 | Bare Steel | 1974-05-11 | Galvanized Steel
VICTORY DRIVE SHELL | 3207 VICTORY DR | COLUMBUS | Muscogee | 1060371 | 2 | [5 empty] | Removed from Ground | Gas (Historical Use) | 3000 | Bare Steel | 1974-05-11 | Galvanized Steel
VICTORY DRIVE SHELL | 3207 VICTORY DR | COLUMBUS | Muscogee | 1060371 | 3 | [5 empty] | Removed from Ground | Gas (Historical Use) | 3000 | Bare Steel | 1974-05-11 | Galvanized Steel
VICTORY DRIVE SHELL | 3207 VICTORY DR | COLUMBUS | Muscogee | 1060371 | 4 | [5 empty] | Removed from Ground | Diesel | 1000 | Bare Steel | 1986-05-08 | Galvanized Steel
VICTORY DRIVE SHELL | 3207 VICTORY DR | COLUMBUS | Muscogee | 1060371 | 5 | [5 empty] | Removed from Ground | Diesel | 560 | Bare Steel | 1986-05-08 | Galvanized Steel
VICTORY DRIVE SHELL | 3207 VICTORY DR | COLUMBUS | Muscogee | 1060371 | 6 |  |  | TRUE |  | TRUE | Removed from Ground | Used Oil | 560 | Bare Steel | 1999-02-01 | Not Marked
CIRCLE K 6725 | 1801 TWELFTH AVE | COLUMBUS | Muscogee | 1060372 | 1 | [5 empty] | Removed from Ground | Gas (Historical Use) | 2000 | Bare Steel | 1974-05-11 | Bare Steel
CIRCLE K 6725 | 1801 TWELFTH AVE | COLUMBUS | Muscogee | 1060372 | 2 | [5 empty] | Removed from Ground | Gas (Historical Use) | 2000 | Bare Steel | 1974-05-11 | Bare Steel
CIRCLE K 6725 | 1801 TWELFTH AVE | COLUMBUS | Muscogee | 1060372 | 3 | [5 empty] | Removed from Ground | Gas (Historical Use) | 2000 | Bare Steel | 1974-05-11 | Bare Steel
CIRCLE K 6725 | 1801 TWELFTH AVE | COLUMBUS | Muscogee | 1060372 | 4A | Ball Float | 1993-03-11 | FALSE | 1993-03-11 | FALSE | Currently in Use | Premium | 5000 | Steel-Impressed Current | 1993-03-11 | Fiberglass Reinforced Plastic | Pressurized
CIRCLE K 6725 | 1801 TWELFTH AVE | COLUMBUS | Muscogee | 1060372 | 4B | Ball Float | 1993-03-11 | FALSE | 1993-03-11 | FALSE | Currently in Use | Plus | 3000 | Steel-Impressed Current | 1993-03-11 | Fiberglass Reinforced Plastic | Pressurized
CIRCLE K 6725 | 1801 TWELFTH AVE | COLUMBUS | Muscogee | 1060372 | 5 | Ball Float | 1993-03-11 | FALSE | 1993-03-11 | FALSE | Currently in Use | Regular | 8000 | Steel-Impressed Current | 1993-03-11 | Fiberglass Reinforced Plastic | Pressurized
CIRCLE K 6725 | 1801 TWELFTH AVE | COLUMBUS | Muscogee | 1060372 | 6 | Ball Float | 1993-03-11 | FALSE | 1993-03-11 | FALSE | Currently in Use | Diesel | 6000 | Steel-Impressed Current | 1993-03-11 | Fiberglass Reinforced Plastic | Pressurized
W C BRADLEY CO | 1442 BELFAST AVE | COLUMBUS | Muscogee | 1060373 | 1 | [5 empty] | Removed from Ground | Gas (Historical Use) | 8000 | Bare Steel | 1974-05-10 | Galvanized Steel
RENTAL PROPERTY | 1200 10TH AVE | COLUMBUS | Muscogee | 1060374 | 1 | [5 empty] | Removed from Ground | Gas (Historical Use) | 1000 | Bare Steel | 1971-05-11 | Galvanized Steel
RENTAL PROPERTY | 1200 10TH AVE | COLUMBUS | Muscogee | 1060374 | 2 | [5 empty] | Removed from Ground | Diesel | 1000 | Bare Steel | 1971-05-11 | Galvanized Steel
JORDAN & BRADLEY BLDG SUPPLY INC | 5515 BEALLWOOD CONNECTOR | COLUMBUS | Muscogee | 1060375 | 1 | [5 empty] | Removed from Ground | Gas (Historical Use) | 10000 | Bare Steel | 1974-05-10 | Galvanized Steel
JORDAN & BRADLEY BLDG SUPPLY INC | 5515 BEALLWOOD CONNECTOR | COLUMBUS | Muscogee | 1060375 | 2 | [5 empty] | Removed from Ground | Gas (Historical Use) | 10000 | Bare Steel | 1974-05-10 | Galvanized Steel
JORDAN & BRADLEY BLDG SUPPLY INC | 5515 BEALLWOOD CONNECTOR | COLUMBUS | Muscogee | 1060375 | 3 | [5 empty] | Removed from Ground | Gas (Historical Use) | 20000 | Bare Steel | 1974-05-10 | Galvanized Steel
W C BRADLEY CO | 4501 RIVER RD | COLUMBUS | Muscogee | 1060376 | 1 | [5 empty] | Removed from Ground | Gas (Historical Use) | 0 | Marked Unknown | 1986-05-01 | Unknown
W C BRADLEY CO | 4501 RIVER RD | COLUMBUS | Muscogee | 1060376 | 2 | [5 empty] | Permanently Out of Use - historical purposes | Gas (Historical Use) | 0 | Marked Unknown | 1986-05-07 | Unknown
W C BRADLEY ENTERPRISES INC | 1455 BELFAST AVE | COLUMBUS | Muscogee | 1060377 | 1 | [5 empty] | Removed from Ground | Gas (Historical Use) | 1 | Marked Unknown | 1986-05-07 | Unknown
SEARS ROEBUCK & CO #8016 | 4307 OLD CUSSETA RD | COLUMBUS | Muscogee | 1060379 | 1 | [5 empty] | Removed from Ground | Gas (Historical Use) | 8000 | Bare Steel | 1966-05-12 | Galvanized Steel
AIR PRODUCTS AND CHEMICALS INC | 1236 MIDWAY DR | COLUMBUS | Muscogee | 1060381 | 1 | [5 empty] | Removed from Ground | Diesel | 1000 | Bare Steel | 1974-05-11 | Bare Steel
RYDER TS #0390A | 6303 W HAMILTON PK DR | COLUMBUS | Muscogee | 1060382 | 1 | [5 empty] | Removed from Ground | Gas (Historical Use) | 10000 | Bare Steel | 1979-05-09 | Bare Steel | Pressurized
RYDER TS #0390A | 6303 W HAMILTON PK DR | COLUMBUS | Muscogee | 1060382 | 2 | [5 empty] | Removed from Ground | Diesel | 15000 | Bare Steel | 1979-05-09 | Bare Steel | Pressurized
RYDER TS #0390A | 6303 W HAMILTON PK DR | COLUMBUS | Muscogee | 1060382 | 3 | [5 empty] | Removed from Ground | Diesel | 15000 | Bare Steel | 1979-05-09 | Not Marked
RYDER TS #0390A | 6303 W HAMILTON PK DR | COLUMBUS | Muscogee | 1060382 | 4 | [5 empty] | Removed from Ground | Other | 8000 | Bare Steel | 1979-05-09 | Bare Steel | Suction (American)
RYDER TS #0390A | 6303 W HAMILTON PK DR | COLUMBUS | Muscogee | 1060382 | 5 |  |  | TRUE |  | TRUE | Removed from Ground | Used Oil | 6000 | Bare Steel | 1975-05-09 | Bare Steel | Gravity Fed
RYDER TS #0390A | 6303 W HAMILTON PK DR | COLUMBUS | Muscogee | 1060382 | 6 | Flapper Valve | 1996-12-01 | FALSE | 1996-12-01 | FALSE | Currently in Use | Diesel | 20000 | Fiberglass Double Walled | 1996-12-01 | Double-Walled Fiberglass | Pressurized
GOODYEAR/LEASED FACILITY | 1542 MANCHESTER EXWY | COLUMBUS | Muscogee | 1060385 | 1 |  |  | TRUE |  | TRUE | Closed in Ground | Used Oil | 0 | Bare Steel | 1986-05-05 | Unknown
THONI OIL/MAGIC BENZOL GAS STA | 3324 BUENA VISTA RD | COLUMBUS | Muscogee | 1060386 | 1 | [5 empty] | Removed from Ground | Gas (Historical Use) | 3000 | Bare Steel | 1978-05-10 | Galvanized Steel
THONI OIL/MAGIC BENZOL GAS STA | 3324 BUENA VISTA RD | COLUMBUS | Muscogee | 1060386 | 2 | [5 empty] | Removed from Ground | Gas (Historical Use) | 3000 | Bare Steel | 1978-05-10 | Galvanized Steel
THONI OIL/MAGIC BENZOL GAS STA | 3324 BUENA VISTA RD | COLUMBUS | Muscogee | 1060386 | 3 | [5 empty] | Removed from Ground | Gas (Historical Use) | 3000 | Bare Steel | 1986-05-08 | Galvanized Steel
THONI OIL/MAGIC BENZOL GAS STA | 3324 BUENA VISTA RD | COLUMBUS | Muscogee | 1060386 | 4 | [5 empty] | Removed from Ground | Gas (Historical Use) | 4000 | Bare Steel | 1978-05-10 | Galvanized Steel
THONI OIL/MAGIC BENZOL GAS STA | 3324 BUENA VISTA RD | COLUMBUS | Muscogee | 1060386 | 5 | [5 empty] | Removed from Ground | Gas (Historical Use) | 3000 | Bare Steel | 1978-05-10 | Galvanized Steel
THONI OIL/MAGIC BENZOL GAS STA | 3324 BUENA VISTA RD | COLUMBUS | Muscogee | 1060386 | 6 |  |  | FALSE |  | FALSE | Removed from Ground | Used Oil | 550 | Bare Steel | 1991-07-11 | Bare Steel | Gravity Fed
THONI OIL MAGIC BENZOL GAS STATI | 2210 VICTORY DR | COLUMBUS | Muscogee | 1060387 | 1 | [5 empty] | Removed from Ground | Gas (Historical Use) | 6000 | Fiberglass | 1981-05-09 | Fiberglass Reinforced Plastic
THONI OIL MAGIC BENZOL GAS STATI | 2210 VICTORY DR | COLUMBUS | Muscogee | 1060387 | 2 | [5 empty] | Removed from Ground | Gas (Historical Use) | 10000 | Fiberglass | 1981-05-09 | Fiberglass Reinforced Plastic
THONI OIL MAGIC BENZOL GAS STATI | 2210 VICTORY DR | COLUMBUS | Muscogee | 1060387 | 3 | [5 empty] | Removed from Ground | Gas (Historical Use) | 10000 | Fiberglass | 1981-05-09 | Fiberglass Reinforced Plastic
THONI OIL MAGIC BENZOL GAS STATI | 2210 VICTORY DR | COLUMBUS | Muscogee | 1060387 | 4 | [5 empty] | Removed from Ground | Gas (Historical Use) | 10000 | Fiberglass | 1981-05-09 | Fiberglass Reinforced Plastic
THONI OIL MAGIC BENZOL GAS STATI | 2210 VICTORY DR | COLUMBUS | Muscogee | 1060387 | 5 | [5 empty] | Removed from Ground | Diesel | 3000 | Fiberglass | 1978-05-10 | Fiberglass Reinforced Plastic
THE LEWIS BEAR CO | 600 ANDREWS RD | COLUMBUS | Muscogee | 1060388 | 1 | [5 empty] | Removed from Ground | Diesel | 3000 | Bare Steel | 1980-05-07 | Galvanized Steel | Safe Suction (Euro)
SNO-WHITE LAUNDRY/COLUMBUS INC | 1100 WYNNTON RD | COLUMBUS | Muscogee | 1060389 | 1 | [5 empty] | Closed in Ground | Gas (Historical Use) | 1000 | Bare Steel | 1951-05-17 | Galvanized Steel
SNO-WHITE LAUNDRY/COLUMBUS INC | 1100 WYNNTON RD | COLUMBUS | Muscogee | 1060389 | 2 | [5 empty] | Closed in Ground | Other | 550 | Bare Steel | 1951-05-17 | Galvanized Steel
SNO-WHITE LAUNDRY/COLUMBUS INC | 1100 WYNNTON RD | COLUMBUS | Muscogee | 1060389 | 3 | [5 empty] | Closed in Ground | Other | 550 | Bare Steel | 1951-05-17 | Galvanized Steel
SNO-WHITE LAUNDRY/COLUMBUS INC | 1100 WYNNTON RD | COLUMBUS | Muscogee | 1060389 | 4 | [5 empty] | Removed from Ground | Diesel | 2000 | Bare Steel | 1951-05-17 | Galvanized Steel
SNO-WHITE LAUNDRY/COLUMBUS INC | 1100 WYNNTON RD | COLUMBUS | Muscogee | 1060389 | 5 | [5 empty] | Closed in Ground | Other | 550 | Bare Steel | 1951-05-17 | Galvanized Steel
RaceWay #6725 - Victory Drive | 4399 VICTORY DR | COLUMBUS | Muscogee | 1060390 | 1 |  | 1982-01-01 | FALSE | 1982-01-01 | FALSE | Removed from Ground | Gas (Historical Use) | 11600 | Fiberglass | 1982-05-09 | Fiberglass Reinforced Plastic | Pressurized
RaceWay #6725 - Victory Drive | 4399 VICTORY DR | COLUMBUS | Muscogee | 1060390 | 2 |  | 1982-01-01 | FALSE | 1982-01-01 | FALSE | Removed from Ground | Gas (Historical Use) | 11600 | Fiberglass | 1982-05-09 | Fiberglass Reinforced Plastic | Pressurized
RaceWay #6725 - Victory Drive | 4399 VICTORY DR | COLUMBUS | Muscogee | 1060390 | 3 |  | 1982-01-01 | FALSE | 1982-01-01 | FALSE | Removed from Ground | Gas (Historical Use) | 11600 | Fiberglass | 1982-05-09 | Fiberglass Reinforced Plastic | Pressurized
RaceWay #6725 - Victory Drive | 4399 VICTORY DR | COLUMBUS | Muscogee | 1060390 | 4 |  | 1982-01-01 | FALSE | 1982-01-01 | FALSE | Removed from Ground | Diesel | 11600 | Fiberglass | 1982-05-09 | Fiberglass Reinforced Plastic | Pressurized
RaceWay #6725 - Victory Drive | 4399 VICTORY DR | COLUMBUS | Muscogee | 1060390 | 5 | Overfill Alarm | 1996-06-01 | FALSE | 1996-06-01 | FALSE | Currently in Use | Regular | 15000 | Composite Double Walled | 1996-06-01 | Double-Walled Fiberglass | Pressurized
RaceWay #6725 - Victory Drive | 4399 VICTORY DR | COLUMBUS | Muscogee | 1060390 | 6 | Overfill Alarm | 1996-06-01 | FALSE | 1996-06-01 | FALSE | Currently in Use | Diesel | 12000 | Composite Double Walled | 1996-06-01 | Double-Walled Fiberglass | Pressurized
RaceWay #6725 - Victory Drive | 4399 VICTORY DR | COLUMBUS | Muscogee | 1060390 | 7 | Overfill Alarm | 1996-06-01 | FALSE | 1996-06-01 | FALSE | Currently in Use | Premium | 12000 | Composite Double Walled | 1996-06-01 | Double-Walled Fiberglass | Pressurized
PETROL PANTRY #6 | 4124 FORREST RD | COLUMBUS | Muscogee | 1060391 | 1 | [5 empty] | Removed from Ground | Empty | 8000 | Bare Steel | 1971-05-12 | Galvanized Steel
PETROL PANTRY #6 | 4124 FORREST RD | COLUMBUS | Muscogee | 1060391 | 2 | [5 empty] | Removed from Ground | Empty | 8000 | Bare Steel | 1971-05-12 | Galvanized Steel
PETROL PANTRY #6 | 4124 FORREST RD | COLUMBUS | Muscogee | 1060391 | 3 | [5 empty] | Removed from Ground | Empty | 6000 | Bare Steel | 1974-05-11 | Galvanized Steel
PETROL PANTRY #6 | 4124 FORREST RD | COLUMBUS | Muscogee | 1060391 | 4 | Flapper Valve | 1999-05-12 | FALSE | 1999-05-12 | FALSE | Currently in Use | Regular | 10000 | Composite | 1999-05-01 | Double-Walled Fiberglass | Pressurized
PETROL PANTRY #6 | 4124 FORREST RD | COLUMBUS | Muscogee | 1060391 | 5 | Flapper Valve | 1999-05-12 | FALSE | 1999-05-12 | FALSE | Currently in Use | Premium | 10000 | Composite | 1999-05-01 | Double-Walled Fiberglass | Pressurized
PETROL PANTRY #6 | 4124 FORREST RD | COLUMBUS | Muscogee | 1060391 | 6 | Flapper Valve | 2014-09-01 | FALSE | 2015-07-13 | FALSE | Currently in Use | Diesel | 4000 | Composite Double Walled | 2014-09-01 | Double-Walled Fiberglass
ABF FREIGHT SYSTEMS/FOUR STAR FR | 1059 CENTER ST | COLUMBUS | Muscogee | 1060392 | 1 | [5 empty] | Removed from Ground | Diesel | 8000 | Bare Steel | 1955-05-15 | Galvanized Steel
ABF FREIGHT SYSTEMS/FOUR STAR FR | 1059 CENTER ST | COLUMBUS | Muscogee | 1060392 | 2 | [5 empty] | Removed from Ground | Empty | 5000 | Bare Steel | 1955-05-15 | Galvanized Steel
ABF FREIGHT SYSTEMS/FOUR STAR FR | 1059 CENTER ST | COLUMBUS | Muscogee | 1060392 | 3 | [5 empty] | Removed from Ground | Empty | 4000 | Bare Steel | 1992-05-27 | Galvanized Steel
ABF FREIGHT SYSTEMS/FOUR STAR FR | 1059 CENTER ST | COLUMBUS | Muscogee | 1060392 | 4 | [5 empty] | Removed from Ground | Gas (Historical Use) | 1000 | Marked Unknown | 1992-05-27 | Unknown
ABF FREIGHT SYSTEMS/FOUR STAR FR | 1059 CENTER ST | COLUMBUS | Muscogee | 1060392 | 5 | [5 empty] | Removed from Ground | Gas (Historical Use) | 1000 | Marked Unknown | 1992-05-27 | Unknown
HOLT SERVICE CO | 4536 PEEK IND BLVD | COLUMBUS | Muscogee | 1060393 | 1 | [5 empty] | Removed from Ground | Gas (Historical Use) | 3000 | Bare Steel | 1978-11-20 | Galvanized Steel
HOLT SERVICE CO | 4536 PEEK IND BLVD | COLUMBUS | Muscogee | 1060393 | 2 | [5 empty] | Removed from Ground | Gas (Historical Use) | 3000 | Bare Steel | 1986-07-10 | Galvanized Steel
PETROL PANTRY INC | 2015 BENNING RD | COLUMBUS | Muscogee | 1060394 | 1 | [5 empty] | Removed from Ground | Gas (Historical Use) | 6000 | Epoxy | 1974-05-23 | Cathodically Protected | Pressurized
PETROL PANTRY INC | 2015 BENNING RD | COLUMBUS | Muscogee | 1060394 | 2 | [5 empty] | Removed from Ground | Gas (Historical Use) | 6000 | Epoxy | 1974-05-23 | Cathodically Protected | Pressurized
PETROL PANTRY INC | 2015 BENNING RD | COLUMBUS | Muscogee | 1060394 | 3 | [5 empty] | Removed from Ground | Gas (Historical Use) | 6000 | Epoxy | 1974-05-23 | Cathodically Protected | Pressurized
PETROL PANTRY INC | 2015 BENNING RD | COLUMBUS | Muscogee | 1060394 | 4 | [5 empty] | Removed from Ground | Kerosene | 2000 | Epoxy | 1974-05-23 | Cathodically Protected | Pressurized
PETROL PANTRY INC | 2015 BENNING RD | COLUMBUS | Muscogee | 1060394 | 5 | [5 empty] | Removed from Ground | Gas (Historical Use) | 6000 | Bare Steel | 1974-05-23 | Galvanized Steel
PETROL PANTRY INC | 2015 BENNING RD | COLUMBUS | Muscogee | 1060394 | 6 |  | 1988-10-01 | FALSE | 1988-10-01 | FALSE | Removed from Ground |  | 6000 | Galvanic (STIP-3) | 2014-03-18 | Cathodically Protected | Pressurized
PETROL PANTRY INC | 2015 BENNING RD | COLUMBUS | Muscogee | 1060394 | 7 |  | 1988-10-01 | FALSE | 1988-10-01 | FALSE | Removed from Ground |  | 6000 | Galvanic (STIP-3) | 2014-03-18 | Cathodically Protected | Pressurized
PETROL PANTRY INC | 2015 BENNING RD | COLUMBUS | Muscogee | 1060394 | 8 |  | 1988-10-01 | FALSE | 1988-10-01 | FALSE | Removed from Ground |  | 6000 | Galvanic (STIP-3) | 2014-03-18 | Cathodically Protected | Pressurized
PETROL PANTRY INC | 2015 BENNING RD | COLUMBUS | Muscogee | 1060394 | 9 |  | 1988-10-01 | FALSE | 1988-10-01 | FALSE | Removed from Ground | Kerosene | 2000 | Galvanic (STIP-3) | 2014-03-18 | Cathodically Protected | Pressurized
AFLAC AVIATION HANGER | 5290 B ARMOUR RD | COLUMBUS | Muscogee | 1060397 | 1 | Overfill Alarm | 1997-03-23 | FALSE | 1997-05-02 | FALSE | Currently in Use | Jet fuel | 15000 | Fiberglass | 1986-06-01 | Steel/FG Secondary containment | Safe Suction (Euro)
AFLAC AVIATION HANGER | 5290 B ARMOUR RD | COLUMBUS | Muscogee | 1060397 | 2 | Overfill Alarm | 2006-02-09 | FALSE | 2006-02-09 | FALSE | Currently in Use | Jet fuel | 25000 | Fiberglass Double Walled | 2006-02-09 | Steel/FG Secondary containment | Gravity
TWINS FOOD MART | 26 NORTHSTAR DR | COLUMBUS | Muscogee | 1060399 | 1 | Flapper Valve | 1998-10-18 |  | 1998-10-18 |  | Removed from Ground | Gas (Historical Use) | 10000 | Steel-Impressed Current | 1973-05-16 | Steel (Impressed Current) | Pressurized
TWINS FOOD MART | 26 NORTHSTAR DR | COLUMBUS | Muscogee | 1060399 | 2 | Flapper Valve | 1998-10-18 |  | 1998-10-18 |  | Removed from Ground | Gas (Historical Use) | 10000 | Steel-Impressed Current | 1973-05-16 | Steel (Impressed Current) | Pressurized
TWINS FOOD MART | 26 NORTHSTAR DR | COLUMBUS | Muscogee | 1060399 | 3 | Ball Float | 2013-04-23 | FALSE | 2013-04-23 | FALSE | Currently in Use | Regular | 12000 | Tank Jacket | 2013-04-23 | Double-Walled Fiberglass | Pressurized
TWINS FOOD MART | 26 NORTHSTAR DR | COLUMBUS | Muscogee | 1060399 | 4 | Ball Float | 2013-04-23 | FALSE | 2013-04-23 | FALSE | Currently in Use | Diesel | 4000 | Tank Jacket | 2013-04-23 | Double-Walled Fiberglass | Pressurized
TWINS FOOD MART | 26 NORTHSTAR DR | COLUMBUS | Muscogee | 1060399 | 5 | Ball Float | 2013-04-23 | FALSE | 2013-04-23 | FALSE | Currently in Use | Regular | 4000 | Tank Jacket | 2013-04-23 | Double-Walled Fiberglass | Pressurized
TWINS FOOD MART | 26 NORTHSTAR DR | COLUMBUS | Muscogee | 1060399 | 6 | Ball Float | 2013-04-23 | FALSE | 2013-04-23 | FALSE | Currently in Use | Premium | 4000 | Tank Jacket | 2013-04-23 | Double-Walled Fiberglass | Pressurized
COLUMBUS LUMBER CO INC | 2851 MLK JR BLVD | COLUMBUS | Muscogee | 1060400 | 1 | [5 empty] | Removed from Ground | Gas (Historical Use) | 550 | Bare Steel | 1966-05-21 | Galvanized Steel
COCA COLA BOTTLING CO CONSOLIDAT | 6055 COCA COLA BLVD | COLUMBUS | Muscogee | 1060402 | 1 |  | 1990-06-01 |  | 1990-06-01 |  | Removed from Ground | Gas (Historical Use) | 10000 | Double Walled | 1990-06-01 | Fiberglass Reinforced Plastic | Pressurized
COCA COLA BOTTLING CO CONSOLIDAT | 6055 COCA COLA BLVD | COLUMBUS | Muscogee | 1060402 | 2 |  | 1990-06-01 |  | 1990-06-01 |  | Removed from Ground | Diesel | 10000 | Double Walled | 1990-06-01 | Fiberglass Reinforced Plastic | Pressurized
COCA COLA BOTTLING CO CONSOLIDAT | 6055 COCA COLA BLVD | COLUMBUS | Muscogee | 1060402 | 3 | [5 empty] | Removed from Ground | Other | 1000 | Bare Steel | 1975-06-16 | Unknown
COCA COLA BOTTLING CO CONSOLIDAT | 6055 COCA COLA BLVD | COLUMBUS | Muscogee | 1060402 | 4 |  |  | TRUE |  | TRUE | Removed from Ground | Used Oil | 1000 | Bare Steel | 1975-06-16 | Unknown
COCA COLA BOTTLING CO CONSOLIDAT | 6055 COCA COLA BLVD | COLUMBUS | Muscogee | 1060402 | A | [5 empty] | Removed from Ground | Diesel | 10000 | Bare Steel | 1975-06-16 | Unknown
COCA COLA BOTTLING CO CONSOLIDAT | 6055 COCA COLA BLVD | COLUMBUS | Muscogee | 1060402 | B | [5 empty] | Removed from Ground | Diesel | 10000 | Bare Steel | 1975-06-16 | Unknown
COCA COLA BOTTLING CO CONSOLIDAT | 6055 COCA COLA BLVD | COLUMBUS | Muscogee | 1060402 | OLD1 | [5 empty] | Closed in Ground | Gas (Historical Use) | 10000 | Bare Steel | 1975-01-01 | Unknown
COCA COLA BOTTLING CO CONSOLIDAT | 6055 COCA COLA BLVD | COLUMBUS | Muscogee | 1060402 | OLD2 | [5 empty] | Closed in Ground | Diesel | 10000 | Bare Steel | 1975-01-01 | Unknown
COLUMBUS LIFT SERVICE | 1404 JACQUELINE DR | COLUMBUS | Muscogee | 1060405 | 1 | [5 empty] | Removed from Ground | Gas (Historical Use) | 1000 | Bare Steel | 1978-05-10 | Galvanized Steel
SHERMAN CONCRETE PIPE | 201 BRENNAN RD | COLUMBUS | Muscogee | 1060406 | 1 | [5 empty] | Removed from Ground | Gas (Historical Use) | 1000 | Bare Steel | 1961-04-29 | Bare Steel
SHERMAN CONCRETE PIPE | 201 BRENNAN RD | COLUMBUS | Muscogee | 1060406 | 2 | [5 empty] | Removed from Ground | Diesel | 2000 | Bare Steel | 1961-04-29 | Bare Steel
BATTLE PARK HOMES | #50 ARROWHEAD RD | FORT BENNING | Muscogee | 1060408 | 1 | [5 empty] | Removed from Ground | Gas (Historical Use) | 550 | Bare Steel | 1986-05-08 | Galvanized Steel
YELLOW FREIGHT SYSTEM INC (CBU) | 310 FORTY FIFTH ST | COLUMBUS | Muscogee | 1060409 | 1 | [5 empty] | Removed from Ground | Diesel | 10000 | Fiberglass | 1978-04-23 | Fiberglass Reinforced Plastic | Suction (American)
SUPERIOR ELECTRIC CO/COLUMBUS | 2218 12TH AVE | COLUMBUS | Muscogee | 1060410 | 1 | [5 empty] | Removed from Ground | Gas (Historical Use) | 1000 | Bare Steel | 1976-04-16 | Galvanized Steel
S COLUMBUS WPC PLANT | 2350 BROADMOOR DR | COLUMBUS | Muscogee | 1060411 | 1 | [5 empty] | Removed from Ground | Gas (Historical Use) | 4000 | Bare Steel | 1973-01-04 | Galvanized Steel
S COLUMBUS WPC PLANT | 2350 BROADMOOR DR | COLUMBUS | Muscogee | 1060411 | 2 | Flapper Valve | 2004-02-12 | FALSE | 1991-01-01 | FALSE | Currently in Use | Regular | 12000 | Fiberglass | 1988-01-01 | Fiberglass Reinforced Plastic | Pressurized
S COLUMBUS WPC PLANT | 2350 BROADMOOR DR | COLUMBUS | Muscogee | 1060411 | 3 | Flapper Valve | 1991-01-01 | FALSE | 1991-01-01 | FALSE | Currently in Use | Diesel | 6000 | Fiberglass | 1988-01-01 | Fiberglass Reinforced Plastic | Pressurized
S COLUMBUS WPC PLANT | 2350 BROADMOOR DR | COLUMBUS | Muscogee | 1060411 | 4 |  | 2003-07-08 | TRUE | 1991-01-01 | TRUE | Removed from Ground | Used Oil | 1000 | Fiberglass | 1988-01-01 | Fiberglass Reinforced Plastic | Gravity Fed
EDWARD'S BROTHER 66 | 1706 FLOYD RD | COLUMBUS | Muscogee | 1060412 | 1 | [5 empty] | Removed from Ground | Gas (Historical Use) | 8000 | Bare Steel | 1966-05-04 | Galvanized Steel
EDWARD'S BROTHER 66 | 1706 FLOYD RD | COLUMBUS | Muscogee | 1060412 | 2 | [5 empty] | Removed from Ground | Gas (Historical Use) | 8000 | Bare Steel | 1966-05-04 | Galvanized Steel
EDWARD'S BROTHER 66 | 1706 FLOYD RD | COLUMBUS | Muscogee | 1060412 | 3 | [5 empty] | Removed from Ground | Gas (Historical Use) | 8000 | Bare Steel | 1966-05-04 | Galvanized Steel
EDWARD'S BROTHER 66 | 1706 FLOYD RD | COLUMBUS | Muscogee | 1060412 | 4 |  |  | FALSE |  | FALSE | Removed from Ground | Used Oil | 560 | Unknown | 1994-01-01
UNITED OIL CO | MANCHESTER HWY | COLUMBUS | Muscogee | 1060413 | 1 | [5 empty] | Removed from Ground | Gas (Historical Use) | 10000 | Marked Unknown | 1986-04-29 | Galvanized Steel
UNITED OIL CO | MANCHESTER HWY | COLUMBUS | Muscogee | 1060413 | 1003 | [5 empty] | Removed from Ground | Gas (Historical Use) | 10000 | Marked Unknown | 1986-04-29 | Unknown
UNITED OIL CO | MANCHESTER HWY | COLUMBUS | Muscogee | 1060413 | 2 | [5 empty] | Removed from Ground | Gas (Historical Use) | 10000 | Marked Unknown | 1986-04-29 | Unknown
MCMATH TRUSSELL & TURNER CONST C | 135 BRENNAN RD | COLUMBUS | Muscogee | 1060415 | 1 | [5 empty] | Removed from Ground | Gas (Historical Use) | 10000 | Bare Steel | 1980-05-07 | Galvanized Steel
MCMATH TRUSSELL & TURNER CONST C | 135 BRENNAN RD | COLUMBUS | Muscogee | 1060415 | 2 | [5 empty] | Removed from Ground | Gas (Historical Use) | 12000 | Bare Steel | 1966-05-11 | Unknown
MCMATH TRUSSELL & TURNER CONST C | 135 BRENNAN RD | COLUMBUS | Muscogee | 1060415 | 3 | [5 empty] | Permanently Out of Use - historical purposes | Gas (Historical Use) | 1000 | Bare Steel | 1951-05-15 | Unknown
COLUMBUS TRACTOR & MACHINERY CO | 30 PARKMAN AVE | COLUMBUS | Muscogee | 1060416 | 1 | [5 empty] | Closed in Ground | Diesel | 1000 | Bare Steel | 1983-11-05 | Galvanized Steel
COLUMBUS TRACTOR & MACHINERY CO | 30 PARKMAN AVE | COLUMBUS | Muscogee | 1060416 | 2 |  |  | TRUE |  | TRUE | Closed in Ground | Used Oil | 1000 | Bare Steel | 1983-11-05 | Galvanized Steel
COLUMBUS TRACTOR & MACHINERY CO | 30 PARKMAN AVE | COLUMBUS | Muscogee | 1060416 | 3 | [5 empty] | Closed in Ground | Gas (Historical Use) | 1000 | Bare Steel | 1983-11-05 | Galvanized Steel
SUNRAY CLEANERS INC | 2312 FRANCIS ST | COLUMBUS | Muscogee | 106176 | 1 | [5 empty] | Removed from Ground | Other | 1000 | Bare Steel | 1971-04-27 | Galvanized Steel
SUNRAY CLEANERS INC | 2312 FRANCIS ST | COLUMBUS | Muscogee | 106176 | 2 | [5 empty] | Removed from Ground | Other | 500 | Bare Steel | 1971-04-27 | Galvanized Steel
SUNRAY CLEANERS INC | 2312 FRANCIS ST | COLUMBUS | Muscogee | 106176 | 3 | [5 empty] | Removed from Ground | Other | 500 | Bare Steel | 1971-04-27 | Galvanized Steel
ROBINSON PAVING CO | 5425 SCHATULGA RD | COLUMBUS | Muscogee | 106184 | 1 | Flapper Valve | 1998-12-17 | FALSE | 1998-12-17 | FALSE | Currently in Use | Premium | 8000 | Steel-Impressed Current | 1983-04-24 | Steel (Impressed Current) | Pressurized
ROBINSON PAVING CO | 5425 SCHATULGA RD | COLUMBUS | Muscogee | 106184 | 2 | Flapper Valve | 1998-12-17 | FALSE | 1998-12-17 | FALSE | Currently in Use | Diesel On Road | 6000 | Steel-Impressed Current | 1983-04-24 | Steel (Impressed Current) | Pressurized
ROBINSON PAVING CO | 5425 SCHATULGA RD | COLUMBUS | Muscogee | 106184 | 3 |  | 1998-12-17 | FALSE | 1998-12-17 | FALSE | Currently in Use | Diesel Off Road | 5000 | Steel-Impressed Current | 1983-04-24 | Steel (Impressed Current) | Pressurized
ROBINSON PAVING CO | 5425 SCHATULGA RD | COLUMBUS | Muscogee | 106184 | 4 |  |  | TRUE |  | TRUE | Removed from Ground | Used Oil | 560 | Steel-Impressed Current | 1983-04-24 | Galvanized Steel
ROBINSON PAVING CO | 5425 SCHATULGA RD | COLUMBUS | Muscogee | 106184 | 5 | Flapper Valve | 1998-12-17 | FALSE | 1998-12-17 | FALSE | Currently in Use | Diesel | 10000 | Steel-Impressed Current | 1995-11-06 | Steel (Impressed Current) | Pressurized
THE WHITE CO | 5252 HAMILTON RD 4750 | COLUMBUS | Muscogee | 106185 | 1 | [5 empty] | Removed from Ground | Gas (Historical Use) | 1000 | Marked Unknown | 1981-04-22 | Galvanized Steel
AAA COOPER TRANSPORTATION | 2420 BLANCHARD BLVD | COLUMBUS | Muscogee | 1062000 | 1 |  | 1991-04-30 |  | 1991-04-30 |  | Removed from Ground | Diesel | 10000 | Bare Steel | 1973-11-07 | Double Walled | Suction (American)
AAA COOPER TRANSPORTATION | 2420 BLANCHARD BLVD | COLUMBUS | Muscogee | 1062000 | 2 |  | 1991-04-30 |  | 1991-04-30 |  | Removed from Ground | Diesel | 10000 | Bare Steel | 1973-11-07 | Fiberglass Reinforced Plastic | Suction (American)
AAA COOPER TRANSPORTATION | 2420 BLANCHARD BLVD | COLUMBUS | Muscogee | 1062000 | 3 | Overfill Alarm | 1996-07-31 | TRUE | 1996-07-31 | TRUE | Removed from Ground | Diesel | 10000 | Fiberglass Double Walled | 1996-07-31 | Fiberglass Reinforced Plastic | Safe Suction (Euro)
AAA COOPER TRANSPORTATION | 2420 BLANCHARD BLVD | COLUMBUS | Muscogee | 1062000 | 4 | Flapper Valve | 2019-08-20 | FALSE | 2019-08-21 | FALSE | Currently in Use | Diesel On Road | 12000 | Composite Double Walled | 2019-08-19 | Double-Walled Fiberglass | Safe Suction (Euro)
REAVES WRECKING CO | 701 10TH ST | COLUMBUS | Muscogee | 106265 | 1 | [5 empty] | Removed from Ground | Gas (Historical Use) | 1000 | Bare Steel | 1975-05-11 | Galvanized Steel
CARMAX #6025 | 6463 VETERANS PKWY | COLUMBUS | Muscogee | 10002195 | 1 | Flapper Valve | 2013-02-01 | FALSE | 2013-02-01 | FALSE | Currently in Use | Regular | 12000 | Fiberglass Double Walled | 2013-02-01 | Double-Walled Fiberglass | Pressurized
CIRCLE A FOOD MART #1 | 6959 North Macon Rd | COLUMBUS | Muscogee | 10002234 | 1 | Flapper Valve | 2016-08-23 | FALSE | 2013-04-01 | FALSE | Currently in Use | Regular | 10000 | Composite Double Walled | 2013-01-01 | Double-Walled Fiberglass | Pressurized
CIRCLE A FOOD MART #1 | 6959 North Macon Rd | COLUMBUS | Muscogee | 10002234 | 2 | Flapper Valve | 2016-08-23 | FALSE | 2013-04-01 | FALSE | Currently in Use | Premium | 10000 | Composite Double Walled | 2013-01-01 | Double-Walled Fiberglass | Pressurized
CIRCLE A FOOD MART #1 | 6959 North Macon Rd | COLUMBUS | Muscogee | 10002234 | 3 | Flapper Valve | 2016-08-23 | FALSE | 2013-04-01 | FALSE | Currently in Use | Diesel | 5000 | Composite Double Walled | 2013-01-01 | Double-Walled Fiberglass | Pressurized
ZELMOS | 6600 FLAT ROCK RD | COLUMBUS | Muscogee | 10002245 | 1 | Overfill Alarm | 2013-07-01 | FALSE | 2013-07-01 | FALSE | Currently in Use | Regular | 15000 | Tank Jacket Double Walled | 2013-07-01 | Double-Walled Fiberglass | Pressurized
ZELMOS | 6600 FLAT ROCK RD | COLUMBUS | Muscogee | 10002245 | 2 | Overfill Alarm | 2013-07-01 | FALSE | 2013-07-01 | FALSE | Currently in Use | Premium | 7000 | Tank Jacket Double Walled | 2013-07-01 | Double-Walled Fiberglass | Pressurized
ZELMOS | 6600 FLAT ROCK RD | COLUMBUS | Muscogee | 10002245 | 3 | Overfill Alarm | 2013-07-01 | FALSE | 2013-07-01 | FALSE | Currently in Use | Diesel | 5000 | Tank Jacket Double Walled | 2013-07-01 | Double-Walled Fiberglass | Pressurized
C MART | 4206 VICTORY DR | COLUMBUS | Muscogee | 10001932 | 1 | Ball Float | 2007-09-13 | FALSE | 2007-09-13 | FALSE | Currently in Use | Regular | 10000 | Fiberglass | 2007-09-13 | Double-Walled Fiberglass | Pressurized
C MART | 4206 VICTORY DR | COLUMBUS | Muscogee | 10001932 | 2 | Ball Float | 2007-09-13 | FALSE | 2007-09-13 | FALSE | Currently in Use | Premium | 5000 | Fiberglass | 2007-09-13 | Double-Walled Fiberglass | Pressurized
C MART | 4206 VICTORY DR | COLUMBUS | Muscogee | 10001932 | 3 | Ball Float | 2007-09-13 | FALSE | 2007-09-13 | FALSE | Currently in Use | Diesel | 5000 | Fiberglass | 2007-09-13 | Double-Walled Fiberglass | Pressurized
COLUMBUS HOUSING AUTHORITY | 1100 27TH STREET | COLUMBUS | Muscogee | 10001963 | 1 |  |  | FALSE |  | FALSE | Removed from Ground |  | 0 | Unknown | 1929-01-01
COLUMBUS HOUSING AUTHORITY | 1100 27TH STREET | COLUMBUS | Muscogee | 10001963 | 2 |  |  | FALSE |  | FALSE | Removed from Ground |  | 0 | Unknown | 1929-01-01
LOTTO MART | 400 3RD AVE | COLUMBUS | Muscogee | 10001968 | 1 | Ball Float | 2010-11-18 | FALSE | 2010-11-18 | FALSE | Currently in Use | Premium | 12000 | Fiberglass Double Walled | 2010-11-18 | Double-Walled Fiberglass | Pressurized
LOTTO MART | 400 3RD AVE | COLUMBUS | Muscogee | 10001968 | 2 | Ball Float | 2010-11-18 | FALSE | 2010-11-18 | FALSE | Currently in Use | Diesel | 8000 | Fiberglass Double Walled | 2010-11-18 | Double-Walled Fiberglass | Pressurized
LOTTO MART | 400 3RD AVE | COLUMBUS | Muscogee | 10001968 | 3 | Ball Float | 2010-11-18 | FALSE | 2010-11-18 | FALSE | Currently in Use | Regular | 4000 | Fiberglass Double Walled | 2010-11-18 | Double-Walled Fiberglass | Pressurized
WARM SPRINGS RD CHEVRON | 4640 WARM SPRINGS RD | COLUMBUS | Muscogee | 10002009 | 1 | Flapper Valve | 2011-01-01 | FALSE | 2010-11-01 | FALSE | Currently in Use | Premium | 12000 | Composite Double Walled | 2010-11-01 | Double-Walled Fiberglass | Pressurized
WARM SPRINGS RD CHEVRON | 4640 WARM SPRINGS RD | COLUMBUS | Muscogee | 10002009 | 2 |  | 2011-01-01 | FALSE | 2010-11-01 | FALSE | Currently in Use | Regular | 6000 | Composite Double Walled | 2010-11-01 | Double-Walled Fiberglass | Pressurized
WARM SPRINGS RD CHEVRON | 4640 WARM SPRINGS RD | COLUMBUS | Muscogee | 10002009 | 3 | Flapper Valve | 2011-01-01 | FALSE | 2010-11-01 | FALSE | Currently in Use | Diesel | 6000 | Composite Double Walled | 2010-11-01 | Double-Walled Fiberglass | Pressurized
COLUMBUS WATER TREATMENT | 6709 COLE DRIVE | COLUMBUS | Muscogee | 10001868 | 1 |  |  | FALSE |  | FALSE | Removed from Ground | Diesel | 600 | Unknown | 2010-05-06 | Unknown
COLUMBUS WATER TREATMENT | 6709 COLE DRIVE | COLUMBUS | Muscogee | 10001868 | 2 |  |  | FALSE |  | FALSE | Removed from Ground | Diesel | 600 | Unknown | 2010-05-09
ADVANCE AUTO PARTS | 3593 VICTORY DR | COLUMBUS | Muscogee | 10001864 | 1 |  |  | FALSE |  | FALSE | Removed from Ground |  | 0 | Unknown
PALVI INC | 8328 VETERANS PKWY STE B | COLUMBUS | Muscogee | 10001643 | 1 | Ball Float | 2008-07-15 | FALSE | 2008-07-15 | FALSE | Currently in Use | Premium | 14000 | Tank Jacket Double Walled | 2008-07-15 | Double-Walled Fiberglass | Pressurized
PALVI INC | 8328 VETERANS PKWY STE B | COLUMBUS | Muscogee | 10001643 | 2 | Ball Float | 2008-07-15 | FALSE | 2008-07-15 | FALSE | Currently in Use | Regular | 6000 | Tank Jacket Double Walled | 2008-07-15 | Double-Walled Fiberglass | Pressurized
PALVI INC | 8328 VETERANS PKWY STE B | COLUMBUS | Muscogee | 10001643 | 3 | Ball Float | 2008-07-15 | FALSE | 2008-07-15 | FALSE | Currently in Use | Diesel | 6000 | Tank Jacket Double Walled | 2008-07-15 | Double-Walled Fiberglass | Pressurized
LAKE OLIVER MARINA | 5501 RIVER RD | COLUMBUS | Muscogee | 10001766 | 1 | Flapper Valve | 2008-08-22 | FALSE | 2008-08-22 | FALSE | Currently in Use | E-0 | 3000 | Fiberglass Double Walled | 2008-08-22 | Double-Walled Flex | Pressurized
FORMER PURE STATION | 3123 VICTORY DRIVE | COLUMBUS | Muscogee | 10001738 | 1 |  |  | FALSE |  | FALSE | Removed from Ground | Gas (Historical Use) | 6000 | Bare Steel | 2009-03-19
FORMER PURE STATION | 3123 VICTORY DRIVE | COLUMBUS | Muscogee | 10001738 | 2 |  |  | FALSE |  | FALSE | Removed from Ground | Gas (Historical Use) | 6000 | Bare Steel | 2009-06-19
FORMER PURE STATION | 3123 VICTORY DRIVE | COLUMBUS | Muscogee | 10001738 | 3 |  |  | FALSE |  | FALSE | Removed from Ground | Used Oil | 280 | Bare Steel | 2009-03-19
CONTINTENAL PET SALON | 2223 WYNNTON ROAD | COLUMBUS | Muscogee | 10001732 | 1 |  |  | FALSE |  | FALSE | Removed from Ground | Gas (Historical Use) | 2000 | Bare Steel | 2009-03-18
CONTINTENAL PET SALON | 2223 WYNNTON ROAD | COLUMBUS | Muscogee | 10001732 | 2 |  |  | FALSE |  | FALSE | Removed from Ground | Gas (Historical Use) | 2000 | Bare Steel | 2009-03-18
4191 MACON ROAD | 4191 MACON ROAD | COLUMBUS | Muscogee | 10001343 | 1 |  |  | FALSE |  | FALSE | Removed from Ground | Used Oil | 1000 | Bare Steel | 1982-01-01 | Bare Steel
BUILDING 10800 | CRAIG DRIVE | FORT BENNING | Muscogee | 10001303 | 1 |  |  | FALSE |  | FALSE | Removed from Ground | Used Oil | 275 | Bare Steel | 2006-06-07
SAMS CLUB #8213 | 5448 Whittlesey Blvd. Boulevard | COLUMBUS | Muscogee | 10001284 | 1 | Flapper Valve | 2006-12-12 | FALSE | 2006-12-12 | FALSE | Currently in Use | Gas (Historical Use) | 20000 | Fiberglass Double Walled | 2006-11-10 | Double-Walled Flex | Pressurized
SAMS CLUB #8213 | 5448 Whittlesey Blvd. Boulevard | COLUMBUS | Muscogee | 10001284 | 2 | Flapper Valve | 2006-12-12 | FALSE | 2006-12-12 | FALSE | Currently in Use | Gas (Historical Use) | 20000 | Fiberglass Double Walled | 2006-11-10 | Double-Walled Flex | Pressurized
SAMS CLUB #8213 | 5448 Whittlesey Blvd. Boulevard | COLUMBUS | Muscogee | 10001284 | 3A | Flapper Valve | 2006-12-12 | FALSE | 2006-12-12 | FALSE | Currently in Use | Gas (Historical Use) | 8000 | Fiberglass Double Walled | 2006-11-10 | Double-Walled Flex | Pressurized
SAMS CLUB #8213 | 5448 Whittlesey Blvd. Boulevard | COLUMBUS | Muscogee | 10001284 | 3B | Flapper Valve | 2006-12-12 | FALSE | 2006-12-12 | FALSE | Currently in Use | Diesel | 12000 | Fiberglass Double Walled | 2006-11-10 | Double-Walled Flex | Pressurized
MURPHY USA #7448 | 6475 GATEWAY RD | COLUMBUS | Muscogee | 10001648 | 1 | Ball Float | 2008-11-03 | FALSE | 2008-11-03 | FALSE | Currently in Use | Gas (Historical Use) | 20000 | Fiberglass Double Walled | 2008-09-18 | Double-Walled Fiberglass | Pressurized
MURPHY USA #7448 | 6475 GATEWAY RD | COLUMBUS | Muscogee | 10001648 | 2A | Ball Float | 2008-11-03 | FALSE | 2008-11-03 | FALSE | Currently in Use | Diesel | 12000 | Fiberglass Double Walled | 2008-12-10 | Double-Walled Fiberglass | Pressurized
MURPHY USA #7448 | 6475 GATEWAY RD | COLUMBUS | Muscogee | 10001648 | 2B | Ball Float | 2008-11-03 | FALSE | 2008-11-03 | FALSE | Currently in Use | Gas (Historical Use) | 8000 | Fiberglass Double Walled | 2008-09-18 | Double-Walled Fiberglass | Pressurized
CHEVRON FOOD MART | 7160 MOON RD | COLUMBUS | Muscogee | 10001543 | 1 | Ball Float | 2007-08-01 | FALSE | 2007-08-01 | FALSE | Currently in Use | Regular | 15000 | Composite | 2007-08-25 | Double-Walled Fiberglass | Pressurized
CHEVRON FOOD MART | 7160 MOON RD | COLUMBUS | Muscogee | 10001543 | 2 | Ball Float | 2007-08-25 | FALSE | 2007-08-25 | FALSE | Currently in Use | Premium | 6000 | Composite | 2007-08-25 | Double-Walled Fiberglass | Pressurized
CHEVRON FOOD MART | 7160 MOON RD | COLUMBUS | Muscogee | 10001543 | 3 | Ball Float | 2007-08-25 | FALSE | 2007-08-25 | FALSE | Currently in Use | Diesel | 6000 | Composite | 2007-08-25 | Double-Walled Fiberglass | Pressurized
SWIFT SPINNING MILLS INC | SW CORNER SECOND AVE & THIRY FIFTH ST | COLUMBUS | Muscogee | 10000304 | 1 |  |  | FALSE |  | FALSE | Removed from Ground | Not Marked/Tank Removed | 8000 | Unknown
SWIFT SPINNING MILLS INC | SW CORNER SECOND AVE & THIRY FIFTH ST | COLUMBUS | Muscogee | 10000304 | 2 |  |  | FALSE |  | FALSE | Removed from Ground | Not Marked/Tank Removed | 4000 | Unknown
SWIFT SPINNING MILLS INC | SW CORNER SECOND AVE & THIRY FIFTH ST | COLUMBUS | Muscogee | 10000304 | 3 |  |  | FALSE |  | FALSE | Removed from Ground | Not Marked/Tank Removed | 2000 | Unknown
COTT CONCENTRATES | 1000 TENTH AVENUE | COLUMBUS | Muscogee | 10000217 | 1 |  |  | FALSE |  | FALSE | Removed from Ground | Gas (Historical Use) | 550 | Unknown | 1993-11-15
FORMER ARCHER MILLS PROPERTY | MIDLAND AVE & TALBOTTON RD | COLUMBUS | Muscogee | 10000490 | 1 |  |  | FALSE |  | FALSE | Removed from Ground | Not Marked | 0 | Unknown | 2003-11-13
SUMMIT STORE NO #54 | 2218 VICTORY DR | COLUMBUS | Muscogee | 10000126 | 1 | Ball Float | 2002-07-31 | FALSE | 2002-07-31 | FALSE | Currently in Use | Regular | 20000 | Fiberglass Double Walled | 2002-07-31 | Double-Walled Fiberglass | Pressurized
SUMMIT STORE NO #54 | 2218 VICTORY DR | COLUMBUS | Muscogee | 10000126 | 2 | Ball Float | 2002-07-31 | FALSE | 2002-07-31 | FALSE | Currently in Use | Premium | 12000 | Fiberglass Double Walled | 2002-07-31 | Double-Walled Fiberglass | Pressurized
SUMMIT STORE NO #54 | 2218 VICTORY DR | COLUMBUS | Muscogee | 10000126 | 3 | Ball Float | 2002-07-31 | FALSE | 2002-07-31 | FALSE | Currently in Use | Diesel | 12000 | Fiberglass Double Walled | 2002-07-31 | Double-Walled Fiberglass | Pressurized
JOHNSTON MILL LOFTS | 3201 FIRST AVE | COLUMBUS | Muscogee | 10000108 | 1 |  |  | FALSE |  | FALSE | Removed from Ground | Diesel | 20000 | Bare Steel | 1970-01-01
WACHOVIA BANK | 101 13TH STREET | COLUMBUS | Muscogee | 10000767 | 1 |  |  | FALSE |  | FALSE | Removed from Ground | Not Marked/Tank Removed | 0 | Unknown
COLUMBUS CABINET COMPANY | 6047 COCA COLA BOULEVARD | COLUMBUS | Muscogee | 10000586 | 1 |  |  | FALSE |  | FALSE | Removed from Ground | Diesel | 900 | Bare Steel | 2003-10-02
SPUR STATION #1690 | 2301 EXPRESSWAY | COLUMBUS | Muscogee | 4260002 | 1 | [5 empty] | Removed from Ground | Gas (Historical Use) | 6063 | Bare Steel | 1966-01-09 | Galvanized Steel
SPUR STATION #1690 | 2301 EXPRESSWAY | COLUMBUS | Muscogee | 4260002 | 2 | [5 empty] | Removed from Ground | Diesel | 10027 | Bare Steel | 1977-01-09 | Galvanized Steel
SPUR STATION #1690 | 2301 EXPRESSWAY | COLUMBUS | Muscogee | 4260002 | 3 | [5 empty] | Removed from Ground | Gas (Historical Use) | 10153 | Bare Steel | 1966-01-09 | Galvanized Steel
SPUR STATION #1690 | 2301 EXPRESSWAY | COLUMBUS | Muscogee | 4260002 | 4 | [5 empty] | Removed from Ground | Gas (Historical Use) | 10153 | Bare Steel | 1966-01-09 | Galvanized Steel
SPUR STATION #1690 | 2301 EXPRESSWAY | COLUMBUS | Muscogee | 4260002 | 5 | [5 empty] | Removed from Ground | Diesel | 550 | Bare Steel | 1994-04-07 | Galvanized Steel
SMITH ROAD LLC | 2930 SMITH RD | COLUMBUS | Muscogee | 330590 | 1 | [5 empty] | Removed from Ground | Gas (Historical Use) | 6200 | Bare Steel | 1989-12-21 | Galvanized Steel
SMITH ROAD LLC | 2930 SMITH RD | COLUMBUS | Muscogee | 330590 | 2 | [5 empty] | Removed from Ground | Gas (Historical Use) | 10000 | Bare Steel | 1989-12-21 | Galvanized Steel
SMITH ROAD LLC | 2930 SMITH RD | COLUMBUS | Muscogee | 330590 | 3 | [5 empty] | Removed from Ground | Diesel | 10000 | Bare Steel | 1989-12-21 | Galvanized Steel
SMITH ROAD LLC | 2930 SMITH RD | COLUMBUS | Muscogee | 330590 | 34-U-D |  | 1989-12-20 |  | 1989-12-20 |  | Removed from Ground | Diesel | 8000 | Fiberglass | 1989-12-20 | Fiberglass Reinforced Plastic
SMITH ROAD LLC | 2930 SMITH RD | COLUMBUS | Muscogee | 330590 | 35-U-G |  | 1989-12-20 |  | 1989-12-20 |  | Removed from Ground | Gas (Historical Use) | 8000 | Fiberglass | 1989-12-20 | Fiberglass Reinforced Plastic
UTC PRATT & WHITNEY | 8801 MACON RD | COLUMBUS | Muscogee | 7106001 | UST-005 | [5 empty] | Removed from Ground | Gas (Historical Use) | 500 | Composite | 1984-01-01 | Fiberglass Reinforced Plastic
UTC PRATT & WHITNEY | 8801 MACON RD | COLUMBUS | Muscogee | 7106001 | UST-006 | [5 empty] | Removed from Ground | Diesel | 500 | Composite | 1984-01-01 | Fiberglass Reinforced Plastic
UTC PRATT & WHITNEY | 8801 MACON RD | COLUMBUS | Muscogee | 7106001 | UST-007 | [5 empty] | Removed from Ground | Other | 6000 | Composite | 1984-01-01 | Fiberglass Reinforced Plastic
CLOSED JENKINS UPHOLSTERY | 815 /817 FT BENNING RD | COLUMBUS | Muscogee | 7106002 | 1 | [5 empty] | Removed from Ground | Gas (Historical Use) | 5000 | Not Marked/Unknown | 1993-08-12 | Not Marked
CLOSED JENKINS UPHOLSTERY | 815 /817 FT BENNING RD | COLUMBUS | Muscogee | 7106002 | 2 | [5 empty] | Removed from Ground | Gas (Historical Use) | 3000 | Not Marked/Unknown | 1993-08-12 | Not Marked
PARKHILL CEMETERY | 4161 MACON RD | COLUMBUS | Muscogee | 7106003 | 1 | [5 empty] | Removed from Ground | Gas (Historical Use) | 275 | Bare Steel | 1993-03-24 | Galvanized Steel | Suction (American)
UPS COLUMBUS (UST) | 1343 BELFAST AVE | COLUMBUS | Muscogee | 9106001 | 1 | [5 empty] | Permanently Out of Use - historical purposes | Gas (Historical Use) | 10000 | Bare Steel | 1972-01-01 | Unknown
UPS COLUMBUS (UST) | 1343 BELFAST AVE | COLUMBUS | Muscogee | 9106001 | 2 |  |  | TRUE |  | TRUE | Permanently Out of Use - historical purposes | Used Oil | 500 | Bare Steel | 1972-01-01 | Unknown
UPS COLUMBUS (UST) | 1343 BELFAST AVE | COLUMBUS | Muscogee | 9106001 | 3 | Flapper Valve | 1995-02-28 | FALSE | 1995-02-28 | FALSE | Currently in Use | Diesel | 10000 | Fiberglass Double Walled | 1991-03-18 | Double-Walled Fiberglass | Pressurized
SERVICE STATION (FORMER) | 1043 FIRST AVE | COLUMBUS | Muscogee | 9106002 | 1 | [5 empty] | Removed from Ground | Diesel | 6000 | Not Marked/Unknown | 1990-10-30 | Not Marked
SERVICE STATION (FORMER) | 1043 FIRST AVE | COLUMBUS | Muscogee | 9106002 | 2 | [5 empty] | Removed from Ground | Gas (Historical Use) | 6000 | Not Marked/Unknown | 1990-10-30 | Not Marked
SERVICE STATION (FORMER) | 1043 FIRST AVE | COLUMBUS | Muscogee | 9106002 | 3 | [5 empty] | Removed from Ground | Gas (Historical Use) | 3000 | Not Marked/Unknown | 1990-10-30 | Not Marked
GNB INC | 3639 JOY RD | COLUMBUS | Muscogee | 9106003 | DUMMY | [5 empty] | Removed from Ground | Gas (Historical Use) | 0 | Not Marked/Unknown |  | Not Marked
AMOCO STATION (FORMER) | 1704 HAMILTON RD | COLUMBUS | Muscogee | 9106004 | 1 | [5 empty] | Removed from Ground | Other | 0 | Not Marked/Unknown |  | Not Marked
CIRCLE K 6744 | 5919 MILLER RD | COLUMBUS | Muscogee | 9106005 | 1 | Flapper Valve | 1998-08-01 | FALSE | 1998-08-01 | FALSE | Currently in Use | Kerosene | 4000 | Composite | 1986-03-17 | Fiberglass Reinforced Plastic | Pressurized
CIRCLE K 6744 | 5919 MILLER RD | COLUMBUS | Muscogee | 9106005 | 2 | Flapper Valve | 1998-08-01 | FALSE | 1998-08-01 | FALSE | Currently in Use | Diesel | 8000 | Composite | 1986-03-17 | Fiberglass Reinforced Plastic | Pressurized
CIRCLE K 6744 | 5919 MILLER RD | COLUMBUS | Muscogee | 9106005 | 3 | Flapper Valve | 1998-08-01 | FALSE | 1998-08-01 | FALSE | Currently in Use | E-0 | 8000 | Composite | 1986-03-17 | Fiberglass Reinforced Plastic | Pressurized
CIRCLE K 6744 | 5919 MILLER RD | COLUMBUS | Muscogee | 9106005 | 4 | Flapper Valve | 1998-08-01 | FALSE | 1998-08-01 | FALSE | Currently in Use | Premium | 10000 | Composite | 1986-03-17 | Fiberglass Reinforced Plastic | Pressurized
CIRCLE K 6744 | 5919 MILLER RD | COLUMBUS | Muscogee | 9106005 | 5 | Flapper Valve | 1998-08-01 | FALSE | 1998-08-01 | FALSE | Currently in Use | Regular | 10000 | Composite | 1986-03-17 | Fiberglass Reinforced Plastic | Pressurized
GA POWER/COLUMBUS DIST OFF | 1112 FOURTH AVE | COLUMBUS | Muscogee | 9106006 | 1 | [5 empty] | Closed in Ground | Gas (Historical Use) | 10000 | Bare Steel |  | Bare Steel | Pressurized
ST FRANCIS HOSPITAL | 2122 MANCHESTER HIGHWAY | COLUMBUS | Muscogee | 9106007 | 1 | [5 empty] | Removed from Ground | Diesel | 2000 | Marked Unknown | 1991-05-08 | Bare Steel
ST FRANCIS HOSPITAL | 2122 MANCHESTER HIGHWAY | COLUMBUS | Muscogee | 9106007 | 3 | [5 empty] | Removed from Ground | Diesel | 4000 | Fiberglass | 1987-08-01 | Copper | Safe Suction (Euro)
ST FRANCIS HOSPITAL | 2122 MANCHESTER HIGHWAY | COLUMBUS | Muscogee | 9106007 | 4 | Flapper Valve | 2006-01-05 | FALSE | 1998-08-07 | FALSE | Currently in Use | Diesel | 20000 | Fiberglass | 1998-08-07 | Double-Walled Flex | Safe Suction (Euro)
HOUSING AUTHORITY OF COLUMBUS G | 1000 WYNNTON RD | COLUMBUS | Muscogee | 9106008 | 1 | [5 empty] | Removed from Ground | Gas (Historical Use) | 500 | Bare Steel | 1960-01-01 | Unknown
PEEBLES CONSTRUCTION CO | 1126 VIRGINIA ST | COLUMBUS | Muscogee | 9106009 | 1 | [5 empty] | Removed from Ground | Gas (Historical Use) | 560 | Bare Steel | 1983-01-01 | Galvanized Steel
COLUMBUS HOUSING AUTHORITY | 1140 MLK JR BLVD | COLUMBUS | Muscogee | 9106010 | 1 | [5 empty] | Removed from Ground | Gas (Historical Use) | 1000 | Bare Steel | 1972-01-01 | Bare Steel
COLUMBUS HOUSING AUTHORITY | 1140 MLK JR BLVD | COLUMBUS | Muscogee | 9106010 | 2 | [5 empty] | Removed from Ground | Diesel | 1000 | Bare Steel | 1985-01-01 | Bare Steel
SMITH & NEPHEW PERRY | 1333 BELFAST AVE | COLUMBUS | Muscogee | 9106013 | 1 | [5 empty] | Removed from Ground | Diesel | 20000 | Fiberglass | 1988-01-01 | Cathodically Protected
SMITH & NEPHEW PERRY | 1333 BELFAST AVE | COLUMBUS | Muscogee | 9106013 | 2 | [5 empty] | Removed from Ground | Other | 8000 | Fiberglass | 1988-01-01 | Galvanized Steel
UNITED OIL 13TH ST STATION | 1339 13TH ST | COLUMBUS | Muscogee | 9106014 | 1 | [5 empty] | Removed from Ground | Gas (Historical Use) | 2000 | Bare Steel | 1974-05-11 | Galvanized Steel
UNITED OIL 13TH ST STATION | 1339 13TH ST | COLUMBUS | Muscogee | 9106014 | 2 | [5 empty] | Removed from Ground | Gas (Historical Use) | 2000 | Bare Steel | 1974-05-11 | Galvanized Steel
UNITED OIL 13TH ST STATION | 1339 13TH ST | COLUMBUS | Muscogee | 9106014 | 3 | [5 empty] | Removed from Ground | Gas (Historical Use) | 2000 | Bare Steel | 1974-05-11 | Galvanized Steel
SWIFT TEXTILES INC | 1410 SIXTH AVE | COLUMBUS | Muscogee | 9106015 | 1 |  |  |  | 1990-11-27 |  | Removed from Ground | Gas (Historical Use) | 1000 | Bare Steel | 1978-01-01 | Bare Steel | Suction (American)
UNKNOWN | 1800 WARM SPRINGS RD | COLUMBUS | Muscogee | 9106017 | 1 | [5 empty] | Removed from Ground | Gas (Historical Use) | 1000 | Bare Steel | 1979-01-01 | Not Marked
ADVANCED DISPOSAL | 2015 VETERANS PKWY | COLUMBUS | Muscogee | 9106018 | 1 | Flapper Valve | 1991-08-22 | FALSE | 1991-08-22 | FALSE | Currently in Use | Diesel | 10000 | Fiberglass Double Walled | 1991-01-01 | Fiberglass Reinforced Plastic | Safe Suction (Euro)
GATEWAY LINCOLN | 219 13TH ST | COLUMBUS | Muscogee | 9106019 | 1 | [5 empty] | Permanently Out of Use - historical purposes | Gas (Historical Use) | 1000 | Bare Steel | 1976-01-01 | Galvanized Steel
GATEWAY LINCOLN | 219 13TH ST | COLUMBUS | Muscogee | 9106019 | 2 | [5 empty] | Removed from Ground | Gas (Historical Use) | 560 | Bare Steel | 1961-01-01 | Bare Steel
TECH MANICS DIESEL LLC | 1301 BLANCHARD BLVD | COLUMBUS | Muscogee | 9106020 | 1 | [5 empty] | Removed from Ground | Gas (Historical Use) | 0 | Marked Unknown |  | Unknown
TECH MANICS DIESEL LLC | 1301 BLANCHARD BLVD | COLUMBUS | Muscogee | 9106020 | 2 |  | 1993-01-26 |  | 1993-01-26 |  | Removed from Ground | Diesel | 10000 | Cathodically Protected Steel | 1993-01-26 | Fiberglass Reinforced Plastic | Pressurized
OMS 5 | 2505 VICTORY DR | COLUMBUS | Muscogee | 9106021 | 1 | [5 empty] | Removed from Ground | Diesel | 1000 | Bare Steel | 1990-01-01 | Unknown
OMS 5 | 2505 VICTORY DR | COLUMBUS | Muscogee | 9106021 | 2 | [5 empty] | Removed from Ground | Gas (Historical Use) | 1200 | Bare Steel | 1990-01-01 | Unknown
CIRCLE K 6745 | 2514 MANCHESTER EXPY | COLUMBUS | Muscogee | 9106022 | 1 | Flapper Valve | 1989-12-01 | FALSE | 1989-12-01 | FALSE | Currently in Use | Diesel | 10270 | Steel-Impressed Current | 1978-01-01 | Fiberglass Reinforced Plastic | Pressurized
CIRCLE K 6745 | 2514 MANCHESTER EXPY | COLUMBUS | Muscogee | 9106022 | 2 | Flapper Valve | 1989-12-01 | FALSE | 1989-12-01 | FALSE | Currently in Use | Premium | 15060 | Steel-Impressed Current | 1974-01-01 | Fiberglass Reinforced Plastic | Pressurized
CIRCLE K 6745 | 2514 MANCHESTER EXPY | COLUMBUS | Muscogee | 9106022 | 3 | Flapper Valve | 1989-12-01 | FALSE | 1989-12-01 | FALSE | Currently in Use | Regular | 15060 | Steel-Impressed Current | 1974-01-01 | Fiberglass Reinforced Plastic | Pressurized
CIRCLE K 6701 | 3010 BUENA VISTA RD | COLUMBUS | Muscogee | 9106024 | 1 | Ball Float | 1990-03-05 | FALSE | 1990-03-05 | FALSE | Removed from Ground | Kerosene | 1000 | Galvanic (STIP-3) | 1990-01-01 | Fiberglass Reinforced Plastic | Pressurized
CIRCLE K 6701 | 3010 BUENA VISTA RD | COLUMBUS | Muscogee | 9106024 | 2 | Ball Float | 1990-03-05 | FALSE | 1990-03-05 | FALSE | Removed from Ground | Plus | 10000 | Galvanic (STIP-3) | 1990-01-01 | Fiberglass Reinforced Plastic | Pressurized
CIRCLE K 6701 | 3010 BUENA VISTA RD | COLUMBUS | Muscogee | 9106024 | 3 | Ball Float | 1990-03-05 | FALSE | 1990-03-05 | FALSE | Removed from Ground | Premium | 10000 | Galvanic (STIP-3) | 1990-01-01 | Fiberglass Reinforced Plastic | Pressurized
CIRCLE K 6701 | 3010 BUENA VISTA RD | COLUMBUS | Muscogee | 9106024 | 4 | Ball Float | 1990-03-05 | FALSE | 1990-03-05 | FALSE | Removed from Ground | Regular | 10000 | Galvanic (STIP-3) | 1990-01-01 | Fiberglass Reinforced Plastic | Pressurized
CIRCLE K 6701 | 3010 BUENA VISTA RD | COLUMBUS | Muscogee | 9106024 | 5 | Ball Float | 1990-03-05 | FALSE | 1990-03-05 | FALSE | Removed from Ground | Diesel | 10000 | Galvanic (STIP-3) | 1990-01-01 | Fiberglass Reinforced Plastic | Pressurized
CIRCLE K 6693 | 3720 MACON RD | COLUMBUS | Muscogee | 9106025 | 1 |  | 1996-08-26 |  | 1996-08-26 |  | Currently in Use | Gas (Historical Use) | 10000 | Steel-Impressed Current | 1988-01-01 | Steel (Impressed Current) | Pressurized
CIRCLE K 6693 | 3720 MACON RD | COLUMBUS | Muscogee | 9106025 | 2 |  | 1996-08-26 |  | 1996-08-26 |  | Currently in Use | Gas (Historical Use) | 10000 | Steel-Impressed Current | 1988-01-01 | Steel (Impressed Current) | Pressurized
CIRCLE K 6693 | 3720 MACON RD | COLUMBUS | Muscogee | 9106025 | 3 |  | 1988-08-26 |  | 1988-08-26 |  | Currently in Use | Gas (Historical Use) | 10000 | Steel-Impressed Current | 1988-01-01 | Steel (Impressed Current) | Pressurized
CIRCLE K 6693 | 3720 MACON RD | COLUMBUS | Muscogee | 9106025 | 4 |  | 1988-08-26 |  | 1988-08-26 |  | Currently in Use | Diesel | 5000 | Steel-Impressed Current | 1988-01-01 | Steel (Impressed Current) | Pressurized
CIRCLE K 6693 | 3720 MACON RD | COLUMBUS | Muscogee | 9106025 | 5 |  | 1988-08-26 |  | 1988-08-26 |  | Currently in Use | Kerosene | 1000 | Steel-Impressed Current | 1988-01-01 | Steel (Impressed Current) | Pressurized
SOUTHEASTERN FREIGHT LINES | 3200 WILLIAMS RD | COLUMBUS | Muscogee | 9106026 | 1 | Flapper Valve | 1990-06-01 | FALSE | 1990-06-01 | FALSE | Currently in Use | Diesel | 12000 | Composite Double Walled | 1998-07-15 | Double-Walled Fiberglass | Pressurized
SOUTHEASTERN FREIGHT LINES | 3200 WILLIAMS RD | COLUMBUS | Muscogee | 9106026 | 2 | Flapper Valve | 1990-05-28 | TRUE | 1990-06-01 | TRUE | Currently in Use | Used Oil | 550 | STIP-3/Impressed Current | 1998-07-15 | Galvanized Steel | Gravity
CITGO #203 | 3402 VETERANS PKWY | COLUMBUS | Muscogee | 9106027 | 1 | Ball Float | 1991-10-21 | FALSE | 1991-10-21 | FALSE | Currently in Use | E-10 | 10000 | Galvanic (STIP-3) | 1991-10-21 | Fiberglass Reinforced Plastic | Pressurized
CITGO #203 | 3402 VETERANS PKWY | COLUMBUS | Muscogee | 9106027 | 2 | Ball Float | 1991-10-21 | FALSE | 1991-10-21 | FALSE | Currently in Use | E-10 | 10000 | Galvanic (STIP-3) | 1991-01-01 | Fiberglass Reinforced Plastic | Pressurized
PENSKE TRUCK LEASING | 4346 ALLIED DR | COLUMBUS | Muscogee | 9106029 | 1 | [5 empty] | Removed from Ground | Gas (Historical Use) | 10000 | Cathodically Protected Steel | 1984-01-01 | Bare Steel | Pressurized
PENSKE TRUCK LEASING | 4346 ALLIED DR | COLUMBUS | Muscogee | 9106029 | 2 | [5 empty] | Removed from Ground | Diesel | 10000 | Cathodically Protected Steel | 1984-01-01 | Bare Steel | Pressurized
PENSKE TRUCK LEASING | 4346 ALLIED DR | COLUMBUS | Muscogee | 9106029 | 3 | [5 empty] | Removed from Ground | Other | 1000 | Bare Steel | 1984-01-01 | Bare Steel | Suction (American)
PENSKE TRUCK LEASING | 4346 ALLIED DR | COLUMBUS | Muscogee | 9106029 | 4 |  |  | TRUE |  | TRUE | Removed from Ground | Used Oil | 1000 | Bare Steel | 1984-01-01 | Bare Steel | Suction (American)
PENSKE TRUCK LEASING | 4346 ALLIED DR | COLUMBUS | Muscogee | 9106029 | 5 | Flapper Valve | 1997-01-21 | FALSE | 1997-01-21 | FALSE | Currently in Use | Diesel Off Road | 12000 | Fiberglass Double Walled | 1997-01-21 | Double-Walled Fiberglass | Pressurized
PENSKE TRUCK LEASING | 4346 ALLIED DR | COLUMBUS | Muscogee | 9106029 | 6 | Flapper Valve | 1997-01-21 | FALSE | 1997-01-21 | FALSE | Currently in Use | Regular | 5000 | Fiberglass Double Walled | 1997-01-21 | Double-Walled Fiberglass | Pressurized
SOL LOEB CO | 5427 ARMOUR RD | COLUMBUS | Muscogee | 9106030 | 1 |  | 1989-05-30 |  | 1989-05-30 |  | Removed from Ground | Gas (Historical Use) | 1000 | Cathodically Protected Steel | 1989-05-30 | Cathodically Protected
CULPEPPER VENDING | 5103 OLD CUSSETA RD | FORT BENNING | Muscogee | 9106031 | 1 | [5 empty] | Removed from Ground | Gas (Historical Use) | 1000 | Bare Steel | 1978-01-01 | Galvanized Steel | Suction (American)
PYRAMID FOOD MART | 3512 BUENA VISTA RD | COLUMBUS | Muscogee | 9106032 | 1 | Flapper Valve | 1999-12-01 | FALSE | 1999-12-01 | FALSE | Currently in Use | Regular | 10000 | Steel-Impressed Current | 2002-05-01 | Double-Walled Fiberglass | Pressurized
PYRAMID FOOD MART | 3512 BUENA VISTA RD | COLUMBUS | Muscogee | 9106032 | 2 | Flapper Valve | 1999-12-01 |  | 1999-12-01 |  | Closed in Ground | Diesel | 8000 | Steel-Impressed Current | 1974-01-01 | Double-Walled Fiberglass | Pressurized
PYRAMID FOOD MART | 3512 BUENA VISTA RD | COLUMBUS | Muscogee | 9106032 | 3 | Flapper Valve | 1999-12-01 | FALSE | 1999-12-01 | FALSE | Currently in Use | Regular | 8000 | Steel-Impressed Current | 2002-05-01 | Double-Walled Fiberglass | Pressurized
PYRAMID FOOD MART | 3512 BUENA VISTA RD | COLUMBUS | Muscogee | 9106032 | 4 | Flapper Valve | 1999-12-01 | FALSE | 1999-12-01 | FALSE | Currently in Use | Premium | 8000 | Steel-Impressed Current | 2002-05-01 | Double-Walled Fiberglass | Pressurized
PYRAMID FOOD MART | 3512 BUENA VISTA RD | COLUMBUS | Muscogee | 9106032 | 5 | Flapper Valve | 1999-12-01 |  | 1999-12-01 |  | Closed in Ground | Kerosene | 550 | Steel-Impressed Current | 1974-01-01 | Steel (Impressed Current) | Safe Suction (Euro)
DRYVIT SYSTEMS INC | 4843 MILGEN RD | COLUMBUS | Muscogee | 9106034 | 1 | [5 empty] | Removed from Ground | Empty | 1000 | Bare Steel | 1990-02-20 | Galvanized Steel
ITAPCO COLUMBUS INC | 5225 MILLER RD | COLUMBUS | Muscogee | 9106035 | 1 | [5 empty] | Removed from Ground | Other | 20000 | Bare Steel | 1997-09-23 | Bare Steel | Pressurized
SMITH & NEPHEW PERRY | 401 OLD BROWN AVE | COLUMBUS | Muscogee | 9106036 | 1 | [5 empty] | Removed from Ground | Diesel | 6000 | Bare Steel | 1975-01-01 | Galvanized Steel
SMITH & NEPHEW PERRY | 401 OLD BROWN AVE | COLUMBUS | Muscogee | 9106036 | 2 | [5 empty] | Removed from Ground | Gas (Historical Use) | 8000 | Bare Steel | 1975-01-01 | Galvanized Steel
SMITH & NEPHEW PERRY | 401 OLD BROWN AVE | COLUMBUS | Muscogee | 9106036 | 3 | [5 empty] | Removed from Ground | Diesel | 6000 | Bare Steel | 1975-01-01 | Galvanized Steel
METRAC | PO BOX 2448 | COLUMBUS | Muscogee | 9106037 | 1 | [5 empty] | Removed from Ground | Other | 1000 | Not Marked/Unknown | 1978-01-01 | Not Marked
METRAC | PO BOX 2448 | COLUMBUS | Muscogee | 9106037 | 2 | [5 empty] | Removed from Ground | Other | 1000 | Not Marked/Unknown | 1978-01-01 | Not Marked
COASTAL 2ND AVE | 3600 SECOND AVE | COLUMBUS | Muscogee | 9106038 | 1 | [5 empty] | Removed from Ground | Gas (Historical Use) | 6000 | Cathodically Protected Steel | 1988-01-01 | Galvanized Steel | Pressurized
COASTAL 2ND AVE | 3600 SECOND AVE | COLUMBUS | Muscogee | 9106038 | 2 | [5 empty] | Removed from Ground | Gas (Historical Use) | 8000 | Cathodically Protected Steel | 1988-01-01 | Galvanized Steel | Pressurized
COASTAL 2ND AVE | 3600 SECOND AVE | COLUMBUS | Muscogee | 9106038 | 3 | [5 empty] | Removed from Ground | Gas (Historical Use) | 8000 | Cathodically Protected Steel | 1988-01-01 | Galvanized Steel | Pressurized
COASTAL 2ND AVE | 3600 SECOND AVE | COLUMBUS | Muscogee | 9106038 | 4 | Ball Float | 2007-07-01 | FALSE | 2007-07-01 | FALSE | Currently in Use | Gas (Historical Use) | 12000 | Galvanic (STIP-3) | 2001-10-03 | Fiberglass Reinforced Plastic | Pressurized
COASTAL 2ND AVE | 3600 SECOND AVE | COLUMBUS | Muscogee | 9106038 | 5 | Ball Float | 2007-07-01 | FALSE | 2007-07-01 | FALSE | Currently in Use | Gas (Historical Use) | 10000 | Galvanic (STIP-3) | 2001-10-03 | Fiberglass Reinforced Plastic | Pressurized
NO FACILITY NAME | 3442 MACON RD | COLUMBUS | Muscogee | 9106039 | 1 | [5 empty] | Removed from Ground | Empty | 6000 | Bare Steel | 1970-01-01 | Galvanized Steel
NO FACILITY NAME | 3442 MACON RD | COLUMBUS | Muscogee | 9106039 | 2 | [5 empty] | Removed from Ground | Empty | 6000 | Bare Steel | 1970-01-01 | Galvanized Steel
NO FACILITY NAME | 3442 MACON RD | COLUMBUS | Muscogee | 9106039 | 3 | [5 empty] | Removed from Ground | Empty | 4000 | Bare Steel | 1970-01-01 | Galvanized Steel
NO FACILITY NAME | 3442 MACON RD | COLUMBUS | Muscogee | 9106039 | 4 | [5 empty] | Removed from Ground | Empty | 1000 | Bare Steel | 1970-01-01 | Galvanized Steel
NO FACILITY NAME | 3442 MACON RD | COLUMBUS | Muscogee | 9106039 | 5 |  |  | TRUE |  | TRUE | Removed from Ground | Used Oil | 500 | Bare Steel | 1970-01-01 | Galvanized Steel
MANCHESTER EXPWY SHELL | 3427 MANCHESTER EXPWY | COLUMBUS | Muscogee | 9106040 | 1 | [5 empty] | Removed from Ground | Empty | 6000 | Bare Steel | 1964-01-01 | Not Marked
MANCHESTER EXPWY SHELL | 3427 MANCHESTER EXPWY | COLUMBUS | Muscogee | 9106040 | 2 | [5 empty] | Removed from Ground | Empty | 2000 | Bare Steel | 1964-01-01 | Not Marked
MANCHESTER EXPWY SHELL | 3427 MANCHESTER EXPWY | COLUMBUS | Muscogee | 9106040 | 3 | [5 empty] | Removed from Ground | Empty | 4000 | Bare Steel | 1964-01-01 | Not Marked
MANCHESTER EXPWY SHELL | 3427 MANCHESTER EXPWY | COLUMBUS | Muscogee | 9106040 | 4 | [5 empty] | Removed from Ground | Empty | 550 | Not Marked/Unknown | 1974-01-01 | Not Marked
CIRCLE K 6700 | 5732 MILGEN RD | COLUMBUS | Muscogee | 9106041 | 1 | Ball Float | 1990-05-02 | FALSE | 1990-05-02 | FALSE | Removed from Ground | Gas (Historical Use) | 10000 | Galvanic (STIP-3) | 1990-05-02 | Fiberglass Reinforced Plastic | Pressurized
CIRCLE K 6700 | 5732 MILGEN RD | COLUMBUS | Muscogee | 9106041 | 2 | Ball Float | 1990-05-02 | FALSE | 1990-05-02 | FALSE | Removed from Ground | Premium | 10000 | Galvanic (STIP-3) | 1990-05-02 | Fiberglass Reinforced Plastic | Pressurized
CIRCLE K 6700 | 5732 MILGEN RD | COLUMBUS | Muscogee | 9106041 | 3 | Ball Float | 1990-05-02 | FALSE | 1990-05-02 | FALSE | Removed from Ground | Regular | 10000 | Galvanic (STIP-3) | 1990-05-02 | Fiberglass Reinforced Plastic | Pressurized
SOUTHWESTERN FENCE CO | 341 FARR RD | COLUMBUS | Muscogee | 9106042 | 1 | [5 empty] | Removed from Ground | Gas (Historical Use) | 1000 | Marked Unknown |  | Unknown
SOUTHWESTERN FENCE CO | 341 FARR RD | COLUMBUS | Muscogee | 9106042 | 2 | [5 empty] | Removed from Ground | Gas (Historical Use) | 1000 | Marked Unknown |  | Unknown
GROCERY SUPPLY CO | 5101 TRANSPORT RD | COLUMBUS | Muscogee | 9106043 | 1 |  | 1987-09-01 |  |  |  | Removed from Ground | Diesel | 10000 | Cathodically Protected Steel | 1987-09-01 | Cathodically Protected | Safe Suction (Euro)
TIMES SQUARE/MIKES STORE/CITY OF | 4600 WARM SPRINGS RD | COLUMBUS | Muscogee | 9106044 | 1 | [5 empty] | Removed from Ground | Gas (Historical Use) | 500 | Marked Unknown | 1949-01-01 | Unknown
TIMES SQUARE/MIKES STORE/CITY OF | 4600 WARM SPRINGS RD | COLUMBUS | Muscogee | 9106044 | 2 | [5 empty] | Removed from Ground | Gas (Historical Use) | 500 | Marked Unknown | 1949-01-01 | Unknown
TIMES SQUARE/MIKES STORE/CITY OF | 4600 WARM SPRINGS RD | COLUMBUS | Muscogee | 9106044 | 3 | [5 empty] | Removed from Ground | Gas (Historical Use) | 500 | Marked Unknown | 1949-01-01 | Unknown
TIMES SQUARE/MIKES STORE/CITY OF | 4600 WARM SPRINGS RD | COLUMBUS | Muscogee | 9106044 | 9238 | [5 empty] | Removed from Ground | Diesel | 4000 | Cathodically Protected Steel | 1989-06-06 | Galvanized Steel | Safe Suction (Euro)
TIMES SQUARE/MIKES STORE/CITY OF | 4600 WARM SPRINGS RD | COLUMBUS | Muscogee | 9106044 | 9239 | [5 empty] | Removed from Ground | Gas (Historical Use) | 4000 | Cathodically Protected Steel | 1989-05-15 | Galvanized Steel | Safe Suction (Euro)
TIMES SQUARE/MIKES STORE/CITY OF | 4600 WARM SPRINGS RD | COLUMBUS | Muscogee | 9106044 | 9240 | [5 empty] | Removed from Ground | Gas (Historical Use) | 4000 | Cathodically Protected Steel | 1989-05-15 | Galvanized Steel | Safe Suction (Euro)
TIMES SQUARE/MIKES STORE/CITY OF | 4600 WARM SPRINGS RD | COLUMBUS | Muscogee | 9106044 | 9241 | [5 empty] | Removed from Ground | Diesel | 4000 | Cathodically Protected Steel | 1989-05-15 | Galvanized Steel | Safe Suction (Euro)
TIMES SQUARE/MIKES STORE/CITY OF | 4600 WARM SPRINGS RD | COLUMBUS | Muscogee | 9106044 | 9242 |  |  | TRUE |  | TRUE | Removed from Ground | Kerosene | 1000 | Cathodically Protected Steel | 1989-05-15 | Galvanized Steel | Safe Suction (Euro)
SOUTHERN BELL/R3215 | 1251 13TH ST | COLUMBUS | Muscogee | 9106045 | 1 | [5 empty] | Permanently Out of Use - historical purposes | Other | 550 | Not Marked/Unknown | 1982-01-01 | Not Marked
CIRCLE K 6702 | 4420 SECOND AVE | COLUMBUS | Muscogee | 9106046 | 1 |  | 1990-03-05 | FALSE | 1990-03-05 | FALSE | Removed from Ground | Kerosene | 1000 | Galvanic (STIP-3) | 1990-01-01 | Fiberglass Reinforced Plastic | Pressurized
CIRCLE K 6702 | 4420 SECOND AVE | COLUMBUS | Muscogee | 9106046 | 2 |  | 1990-03-05 | FALSE | 1990-03-05 | FALSE | Removed from Ground | Gas (Historical Use) | 10000 | Galvanic (STIP-3) | 1990-01-01 | Fiberglass Reinforced Plastic | Pressurized
CIRCLE K 6702 | 4420 SECOND AVE | COLUMBUS | Muscogee | 9106046 | 3 |  | 1990-03-05 | FALSE | 1990-03-05 | FALSE | Removed from Ground | Gas (Historical Use) | 10000 | Galvanic (STIP-3) | 1990-01-01 | Fiberglass Reinforced Plastic | Pressurized
CIRCLE K 6702 | 4420 SECOND AVE | COLUMBUS | Muscogee | 9106046 | 4 |  | 1990-03-05 | FALSE | 1990-03-05 | FALSE | Removed from Ground | Gas (Historical Use) | 10000 | Galvanic (STIP-3) | 1990-01-01 | Fiberglass Reinforced Plastic | Pressurized
NORFOLK SOUTHERN/CENTRAL OF GA R | 10 TH ST & 8TH AVE | COLUMBUS | Muscogee | 9106047 | 1 | [5 empty] | Removed from Ground | Gas (Historical Use) | 3000 | Marked Unknown | 1992-04-06 | Unknown
FORMER BILLUPS STATION #7873 | 4432 HAMILTON RD | COLUMBUS | Muscogee | 9106048 | 0 | [5 empty] | Removed from Ground | Other | 0 | Not Marked/Unknown |  | Not Marked
MAJIC MARKET | 4509 REESE RD | COLUMBUS | Muscogee | 9106049 | 1 | Flapper Valve | 1998-10-15 | FALSE | 1998-10-15 | FALSE | Currently in Use | Regular | 10000 | Composite | 1998-10-15 | Fiberglass Reinforced Plastic | Pressurized
MAJIC MARKET | 4509 REESE RD | COLUMBUS | Muscogee | 9106049 | 2 |  | 1998-10-15 | FALSE | 1998-10-15 | FALSE | Currently in Use | Plus | 10000 | Composite | 1998-10-15 | Fiberglass Reinforced Plastic | Pressurized
MAJIC MARKET | 4509 REESE RD | COLUMBUS | Muscogee | 9106049 | 3 |  | 1998-10-15 | FALSE | 1998-10-15 | FALSE | Currently in Use | Premium | 10000 | Composite | 1984-10-01 | Fiberglass Reinforced Plastic | Pressurized
HARDAWAY CO | 335 ANDREWS RD | COLUMBUS | Muscogee | 9106051 | 1 | [5 empty] | Removed from Ground | Gas (Historical Use) | 500 | Marked Unknown | 1992-05-29 | Unknown
HARDAWAY CO | 335 ANDREWS RD | COLUMBUS | Muscogee | 9106051 | 2 | [5 empty] | Removed from Ground | Gas (Historical Use) | 1000 | Marked Unknown | 1992-05-29 | Unknown
GA FENCE WHOLESALE INC | 1617 BLANCHARD BLVD | COLUMBUS | Muscogee | 9106052 | T-1 | [5 empty] | Removed from Ground | Diesel | 1000 | Bare Steel | 1992-05-12 | Bare Steel | Safe Suction (Euro)
GA FENCE WHOLESALE INC | 1617 BLANCHARD BLVD | COLUMBUS | Muscogee | 9106052 | T-2 | [5 empty] | Removed from Ground | Gas (Historical Use) | 1000 | Bare Steel | 1992-05-12 | Bare Steel | Safe Suction (Euro)
UNITED CITIES GAS CO | 1003 BAY AVE | COLUMBUS | Muscogee | 9106053 | 1 | [5 empty] | Removed from Ground | Gas (Historical Use) | 0 | Not Marked/Unknown | 1991-10-16 | Not Marked
UNITED CITIES GAS CO | 1003 BAY AVE | COLUMBUS | Muscogee | 9106053 | 2 | [5 empty] | Removed from Ground | Gas (Historical Use) | 0 | Not Marked/Unknown | 1991-10-16 | Not Marked
UNITED CITIES GAS CO | 1003 BAY AVE | COLUMBUS | Muscogee | 9106053 | 3 | [5 empty] | Removed from Ground | Diesel | 0 | Not Marked/Unknown | 1991-10-16 | Not Marked
STAR PETROLEUM (FORMER) | 840 SIXTH AVE | COLUMBUS | Muscogee | 9106054 | 1 | [5 empty] | Removed from Ground | Gas (Historical Use) | 8000 | Not Marked/Unknown | 1993-12-01 | Not Marked
STAR PETROLEUM (FORMER) | 840 SIXTH AVE | COLUMBUS | Muscogee | 9106054 | 2 | [5 empty] | Removed from Ground | Gas (Historical Use) | 8000 | Not Marked/Unknown | 1993-12-01 | Not Marked
STAR PETROLEUM (FORMER) | 840 SIXTH AVE | COLUMBUS | Muscogee | 9106054 | 3 | [5 empty] | Removed from Ground | Gas (Historical Use) | 8000 | Not Marked/Unknown | 1993-12-01 | Not Marked
STAR PETROLEUM (FORMER) | 840 SIXTH AVE | COLUMBUS | Muscogee | 9106054 | 4 | [5 empty] | Removed from Ground | Gas (Historical Use) | 8000 | Not Marked/Unknown | 1993-12-01 | Not Marked
FLOWERS BAKERY THRIFT STORE | 1403 WARM SPRINGS RD | COLUMBUS | Muscogee | 9106055 | 1 | [5 empty] | Removed from Ground | Gas (Historical Use) | 1000 | Marked Unknown | 1992-01-24 | Unknown
NO FACILITY NAME GIVEN | 1415 10TH AVE | COLUMBUS | Muscogee | 9106056 | 1 | [5 empty] | Removed from Ground | Diesel | 20000 | Bare Steel | 1992-08-21 | Galvanized Steel | Safe Suction (Euro)
SERVICE STATION/FORMER | CUSSETA RD & 32ND AVE | COLUMBUS | Muscogee | 9106057 | 1 | [5 empty] | Removed from Ground | Other | 1 | Marked Unknown | 1993-01-01 | Unknown
BST/R4430 | 2424 WILLIAMS RD | COLUMBUS | Muscogee | 9106058 | 1 | [5 empty] | Removed from Ground | Gas (Historical Use) | 12000 | Cathodically Protected Steel | 1986-08-26 | Fiberglass Reinforced Plastic | Pressurized
BST/R4430 | 2424 WILLIAMS RD | COLUMBUS | Muscogee | 9106058 | 2 |  |  | TRUE |  | TRUE | Removed from Ground | Used Oil | 550 | Composite | 1986-08-26 | Fiberglass Reinforced Plastic | Gravity Fed
FULLER AUTO & TRUCK SHOP | 536 SIXTH AVE | COLUMBUS | Muscogee | 9106059 | 1 | [5 empty] | Removed from Ground | Gas (Historical Use) | 1000 | Marked Unknown | 1993-01-01 | Unknown
NO FACILITY NAME | 4200 MACON RD | COLUMBUS | Muscogee | 9106060 | 1 | [5 empty] | Removed from Ground | Gas (Historical Use) | 1000 | Bare Steel | 1992-11-14 | Bare Steel | Suction (American)
NO FACILITY NAME | 4200 MACON RD | COLUMBUS | Muscogee | 9106060 | 2 | [5 empty] | Removed from Ground | Gas (Historical Use) | 1000 | Bare Steel | 1992-11-14 | Bare Steel | Suction (American)
NO FACILITY NAME | 4200 MACON RD | COLUMBUS | Muscogee | 9106060 | 3 | [5 empty] | Removed from Ground | Gas (Historical Use) | 1000 | Bare Steel | 1992-11-14 | Bare Steel | Suction (American)
NO FACILITY NAME | 4200 MACON RD | COLUMBUS | Muscogee | 9106060 | 4 | [5 empty] | Removed from Ground | Gas (Historical Use) | 250 | Bare Steel | 1992-11-14 | Bare Steel | Suction (American)
ABANDONED GAS STATION | 2324 CUSSETA RD | COLUMBUS | Muscogee | 9106061 | 1 | [5 empty] | Removed from Ground | Gas (Historical Use) | 1000 | Bare Steel | 1993-03-02 | Galvanized Steel
ABANDONED GAS STATION | 2324 CUSSETA RD | COLUMBUS | Muscogee | 9106061 | 2 | [5 empty] | Removed from Ground | Gas (Historical Use) | 1000 | Bare Steel | 1993-03-02 | Unknown
NORTHSIDE FOREIGN CAR SVC | 4832 HAMILTON RD | COLUMBUS | Muscogee | 9106062 | 1 | [5 empty] | Removed from Ground | Gas (Historical Use) | 3000 | Bare Steel | 1992-10-28 | Bare Steel | Suction (American)
NORTHSIDE FOREIGN CAR SVC | 4832 HAMILTON RD | COLUMBUS | Muscogee | 9106062 | 2 | [5 empty] | Removed from Ground | Gas (Historical Use) | 3000 | Bare Steel | 1992-10-28 | Bare Steel | Suction (American)
NORTHSIDE FOREIGN CAR SVC | 4832 HAMILTON RD | COLUMBUS | Muscogee | 9106062 | 3 | [5 empty] | Removed from Ground | Gas (Historical Use) | 3000 | Bare Steel | 1992-10-28 | Bare Steel | Suction (American)
NOW BEAUTY SALON/SVC STA (FORMER | 3711 CUSSETA RD | COLUMBUS | Muscogee | 9106063 | 1 | [5 empty] | Removed from Ground | Gas (Historical Use) | 6000 | Marked Unknown | 1993-05-17 | Unknown
NOW BEAUTY SALON/SVC STA (FORMER | 3711 CUSSETA RD | COLUMBUS | Muscogee | 9106063 | 2 | [5 empty] | Removed from Ground | Gas (Historical Use) | 6000 | Marked Unknown | 1993-05-17 | Unknown
NOW BEAUTY SALON/SVC STA (FORMER | 3711 CUSSETA RD | COLUMBUS | Muscogee | 9106063 | 3 | [5 empty] | Removed from Ground | Gas (Historical Use) | 4000 | Marked Unknown | 1993-05-17 | Unknown
THE MEDICAL CENTER | 710 CENTER ST N SIDE OF BUILDING | COLUMBUS | Muscogee | 9106064 | 1 | [5 empty] | Removed from Ground | Diesel | 5000 | Not Marked/Unknown | 1992-11-16 | Not Marked
THE MEDICAL CENTER | 710 CENTER ST N SIDE OF BUILDING | COLUMBUS | Muscogee | 9106064 | 2 | [5 empty] | Removed from Ground | Diesel | 25000 | Bare Steel | 1981-01-01 | Bare Steel | Suction (American)
THE MEDICAL CENTER | 710 CENTER ST N SIDE OF BUILDING | COLUMBUS | Muscogee | 9106064 | 3 | Flapper Valve | 1993-10-28 | FALSE | 1993-10-28 | FALSE | Currently in Use | Diesel | 20000 | Fiberglass Double Walled | 1993-10-28 | Double-Walled Fiberglass | Pressurized
THE MEDICAL CENTER | 710 CENTER ST N SIDE OF BUILDING | COLUMBUS | Muscogee | 9106064 | 4 | [5 empty] | Removed from Ground | Diesel | 500 | Unknown | 1996-09-03 | Not Marked
THE MEDICAL CENTER | 710 CENTER ST N SIDE OF BUILDING | COLUMBUS | Muscogee | 9106064 | 5 | Flapper Valve | 1999-09-21 |  | 1999-09-21 |  | Closed in Ground | Diesel | 550 | Composite | 1996-09-10 | Double-Walled Flex | Safe Suction (Euro)
THE MEDICAL CENTER | 710 CENTER ST N SIDE OF BUILDING | COLUMBUS | Muscogee | 9106064 | 6 | Flapper Valve | 1996-09-10 |  | 1996-09-10 |  | Closed in Ground | Diesel | 550 | Composite | 1996-09-10 | Copper | Safe Suction (Euro)
STOP N GO CAR WASH | 3801 MACHESTER EXPWY | COLUMBUS | Muscogee | 9106065 | 1 | [5 empty] | Removed from Ground | Gas (Historical Use) | 0 | Marked Unknown | 1974-01-01 | Unknown
BELLSOUTH/FORMER SVC OPER FACILI | 5563 FORREST RD | COLUMBUS | Muscogee | 9106067 | 1 | [5 empty] | Removed from Ground | Gas (Historical Use) | 4000 | Marked Unknown | 1990-05-08 | Unknown
BELLSOUTH/FORMER SVC OPER FACILI | 5563 FORREST RD | COLUMBUS | Muscogee | 9106067 | 2 |  |  | TRUE |  | TRUE | Removed from Ground | Used Oil | 500 | Marked Unknown | 1993-08-30 | Unknown
BLACO FUELTECH #3 | 3867 MILGEN RD | COLUMBUS | Muscogee | 9106068 | 1 |  | 1990-01-01 |  | 1990-01-01 |  | Removed from Ground | Gas (Historical Use) | 4000 | Cathodically Protected Steel | 1990-01-01 | Fiberglass Reinforced Plastic | Pressurized
BLACO FUELTECH #3 | 3867 MILGEN RD | COLUMBUS | Muscogee | 9106068 | 2 |  | 1990-01-01 |  | 1990-01-01 |  | Removed from Ground | Gas (Historical Use) | 4000 | Cathodically Protected Steel | 1990-01-01 | Fiberglass Reinforced Plastic | Pressurized
BLACO FUELTECH #3 | 3867 MILGEN RD | COLUMBUS | Muscogee | 9106068 | 3 |  | 1990-01-01 |  | 1990-01-01 |  | Removed from Ground | Gas (Historical Use) | 4000 | Cathodically Protected Steel | 1990-01-01 | Fiberglass Reinforced Plastic | Pressurized
BLACO FUELTECH #3 | 3867 MILGEN RD | COLUMBUS | Muscogee | 9106068 | 4 |  | 1990-01-01 |  | 1990-01-01 |  | Removed from Ground | Diesel | 4000 | Cathodically Protected Steel | 1990-01-01 | Fiberglass Reinforced Plastic | Pressurized
CORNER CUPBOARD #6 | 1118 FARR RD | COLUMBUS | Muscogee | 9106069 | 1 | Flapper Valve | 1990-10-01 | FALSE | 1990-10-01 | FALSE | Currently in Use | Regular | 6000 | Galvanic (STIP-3) | 1990-10-01 | Fiberglass Reinforced Plastic | Pressurized
CORNER CUPBOARD #6 | 1118 FARR RD | COLUMBUS | Muscogee | 9106069 | 2 | Flapper Valve | 1990-10-01 | FALSE | 1990-10-01 | FALSE | Currently in Use | Premium | 6000 | Galvanic (STIP-3) | 1990-10-01 | Fiberglass Reinforced Plastic | Pressurized
CORNER CUPBOARD #6 | 1118 FARR RD | COLUMBUS | Muscogee | 9106069 | 3 | Flapper Valve | 1990-10-01 | FALSE | 1990-10-01 | FALSE | Currently in Use | Regular | 6000 | Galvanic (STIP-3) | 1990-10-01 | Fiberglass Reinforced Plastic | Pressurized
ABANDONED UST/HECHT REALTY CO | 445 ANDREWS RD | COLUMBUS | Muscogee | 9106070 | 1 | [5 empty] | Removed from Ground | Gas (Historical Use) | 8000 | Bare Steel | 1993-10-13 | Galvanized Steel | Safe Suction (Euro)
PINKY DINKY (CLOSED) | 513 /517 FIFTEENTH ST | COLUMBUS | Muscogee | 9106072 | 1 | [5 empty] | Removed from Ground | Gas (Historical Use) | 2000 | Bare Steel | 1993-10-05 | Bare Steel
NO FACILITY NAME | 2815 WEST BRITT DAVID RD | COLUMBUS | Muscogee | 9106073 | 1 | [5 empty] | Removed from Ground | Gas (Historical Use) | 3000 | Bare Steel | 1993-04-29 | Bare Steel | Safe Suction (Euro)
NO FACILITY NAME | 2815 WEST BRITT DAVID RD | COLUMBUS | Muscogee | 9106073 | 2 | [5 empty] | Removed from Ground | Gas (Historical Use) | 2000 | Bare Steel | 1993-04-29 | Bare Steel | Safe Suction (Euro)
NO FACILITY NAME | 2815 WEST BRITT DAVID RD | COLUMBUS | Muscogee | 9106073 | 3 | [5 empty] | Removed from Ground | Gas (Historical Use) | 2000 | Bare Steel | 1993-04-29 | Bare Steel | Safe Suction (Euro)
COLUMBUS FIRE & SAFETY EQUIP CO | 901 SIXTH AVE | COLUMBUS | Muscogee | 9106074 | 1 | [5 empty] | Removed from Ground | Gas (Historical Use) | 2000 | Bare Steel | 1993-11-04 | Galvanized Steel
RIBO CORP | 532 ANDREWS RD | COLUMBUS | Muscogee | 9106075 | 1 | [5 empty] | Removed from Ground | Diesel | 0 | Bare Steel | 1994-06-17 | Galvanized Steel
RIBO CORP | 532 ANDREWS RD | COLUMBUS | Muscogee | 9106075 | 2 | [5 empty] | Removed from Ground | Diesel | 0 | Bare Steel | 1994-06-17 | Galvanized Steel
RIBO CORP | 532 ANDREWS RD | COLUMBUS | Muscogee | 9106075 | 3 | [5 empty] | Removed from Ground | Gas (Historical Use) | 0 | Bare Steel | 1994-06-17 | Galvanized Steel
KEN THOMAS HONDA | 1620 BOXWOOD DR | COLUMBUS | Muscogee | 9106076 | 3 |  |  | TRUE |  | TRUE | Removed from Ground | Used Oil | 550 | Bare Steel | 1981-08-01 | Not Marked
TEXACO STATION(FORMER) | 801 FOURTH AVE | COLUMBUS | Muscogee | 9106077 | 1 | [5 empty] | Removed from Ground | Gas (Historical Use) | 4000 | Not Marked/Unknown | 1993-01-25 | Not Marked
TEXACO STATION(FORMER) | 801 FOURTH AVE | COLUMBUS | Muscogee | 9106077 | 2 | [5 empty] | Removed from Ground | Gas (Historical Use) | 4000 | Not Marked/Unknown | 1993-01-25 | Not Marked
FT BENNING ROAD LIBERTY STORE | 1628 FT BENNING RD | COLUMBUS | Muscogee | 9106078 | 1 | [5 empty] | Currently in Use | Gas (Historical Use) | 8000 | Not Marked/Unknown |  | Not Marked
FT BENNING ROAD LIBERTY STORE | 1628 FT BENNING RD | COLUMBUS | Muscogee | 9106078 | 2 | [5 empty] | Currently in Use | Gas (Historical Use) | 8000 | Not Marked/Unknown |  | Not Marked
FT BENNING ROAD LIBERTY STORE | 1628 FT BENNING RD | COLUMBUS | Muscogee | 9106078 | 3 | [5 empty] | Currently in Use | Gas (Historical Use) | 8000 | Not Marked/Unknown |  | Not Marked
FT BENNING ROAD LIBERTY STORE | 1628 FT BENNING RD | COLUMBUS | Muscogee | 9106078 | 4 | [5 empty] | Currently in Use | Gas (Historical Use) | 8000 | Not Marked/Unknown |  | Not Marked
FT BENNING ROAD LIBERTY STORE | 1628 FT BENNING RD | COLUMBUS | Muscogee | 9106078 | 5 | Overfill Alarm | 2016-08-22 | FALSE |  | FALSE | Currently in Use | Diesel | 4000 | Composite | 2016-08-22 | Double-Walled Fiberglass | Pressurized
FT BENNING ROAD LIBERTY STORE | 1628 FT BENNING RD | COLUMBUS | Muscogee | 9106078 | 6 | Overfill Alarm | 2016-08-22 | FALSE |  | FALSE | Currently in Use | Premium | 4000 | Composite | 2016-08-22 | Double-Walled Fiberglass | Pressurized
FT BENNING ROAD LIBERTY STORE | 1628 FT BENNING RD | COLUMBUS | Muscogee | 9106078 | 7 | Overfill Alarm | 2016-08-22 | FALSE |  | FALSE | Currently in Use | Regular | 15000 | Composite | 2016-08-22 | Double-Walled Fiberglass | Pressurized
SKINNER FURNITURE STORE | 3707 2ND AVE | COLUMBUS | Muscogee | 9106079 | 1 | [5 empty] | Removed from Ground | Gas (Historical Use) | 550 | Bare Steel | 1994-01-19 | Bare Steel | Safe Suction (Euro)
EASTERN SVC CORP | 2980 SMITH RD | COLUMBUS | Muscogee | 9106081 | 1 | [5 empty] | Removed from Ground | Diesel | 10000 | Cathodically Protected Steel | 1987-11-12 | Galvanized Steel | Pressurized
TEXACO ON WYNNTON | 1708 WYNNTON RD | COLUMBUS | Muscogee | 9106083 | 1 | Ball Float | 1991-07-17 | FALSE | 1991-07-17 | FALSE | Currently in Use | Regular | 10000 | Galvanic (STIP-3) | 1998-08-19 | Fiberglass Reinforced Plastic | Pressurized
TEXACO ON WYNNTON | 1708 WYNNTON RD | COLUMBUS | Muscogee | 9106083 | 2 | Ball Float | 1991-07-17 | FALSE | 1991-07-17 | FALSE | Currently in Use | Premium | 10000 | Galvanic (STIP-3) | 1998-08-19 | Fiberglass Reinforced Plastic | Pressurized
STAFFORDS GARAGE | 3914 ST MARY'S RD | COLUMBUS | Muscogee | 9106084 | 1 | [5 empty] | Removed from Ground | Gas (Historical Use) | 4500 | Not Marked/Unknown | 1992-12-18 | Bare Steel | Safe Suction (Euro)
STAFFORDS GARAGE | 3914 ST MARY'S RD | COLUMBUS | Muscogee | 9106084 | 2 | [5 empty] | Removed from Ground | Gas (Historical Use) | 4500 | Not Marked/Unknown | 1992-12-18 | Bare Steel | Safe Suction (Euro)
STAFFORDS GARAGE | 3914 ST MARY'S RD | COLUMBUS | Muscogee | 9106084 | 3 |  |  | TRUE |  | TRUE | Removed from Ground | Used Oil | 500 | Not Marked/Unknown | 1992-12-18 | Bare Steel | Safe Suction (Euro)
CLOSED PEIRSON ELECTRIC BLDG | 2974 MLK JR BLVD | COLUMBUS | Muscogee | 9106085 | 1 | [5 empty] | Removed from Ground | Gas (Historical Use) | 1000 | Bare Steel | 1994-05-09 | Galvanized Steel | Suction (American)
CROSS COUNTRY PLAZA SHOPPING CTR | 3230 -3240 MACON ROAD | COLUMBUS | Muscogee | 9106086 | 0 | [5 empty] | Removed from Ground | Gas (Historical Use) | 0 | Not Marked/Unknown |  | Not Marked
GULF OIL (CLOSED) | 3361 VICTORY DR | COLUMBUS | Muscogee | 9106089 | 1 | [5 empty] | Removed from Ground | Gas (Historical Use) | 8000 | Bare Steel | 1994-08-30 | Galvanized Steel
GULF OIL (CLOSED) | 3361 VICTORY DR | COLUMBUS | Muscogee | 9106089 | 2 | [5 empty] | Removed from Ground | Gas (Historical Use) | 6000 | Bare Steel | 1994-09-01 | Galvanized Steel
GULF OIL (CLOSED) | 3361 VICTORY DR | COLUMBUS | Muscogee | 9106089 | 3 | [5 empty] | Removed from Ground | Gas (Historical Use) | 6000 | Bare Steel | 1994-09-01 | Galvanized Steel
GULF OIL (CLOSED) | 3361 VICTORY DR | COLUMBUS | Muscogee | 9106089 | 4 |  |  | TRUE |  | TRUE | Removed from Ground | Used Oil | 1000 | Bare Steel | 1994-08-30 | Galvanized Steel
GULF OIL (CLOSED) | 3361 VICTORY DR | COLUMBUS | Muscogee | 9106089 | 5 | [5 empty] | Removed from Ground | Diesel | 275 | Bare Steel | 1994-09-01 | Galvanized Steel
CLOSED GULF OIL | 3233 CUSSETA RD | COLUMBUS | Muscogee | 9106090 | 1 | [5 empty] | Removed from Ground | Gas (Historical Use) | 560 | Bare Steel | 1994-12-01 | Bare Steel | Suction (American)
CLOSED GULF OIL | 3233 CUSSETA RD | COLUMBUS | Muscogee | 9106090 | 2 | [5 empty] | Removed from Ground | Gas (Historical Use) | 560 | Bare Steel | 1994-12-01 | Bare Steel | Suction (American)
CLOSED GULF OIL | 3233 CUSSETA RD | COLUMBUS | Muscogee | 9106090 | 3 |  |  | TRUE |  | TRUE | Removed from Ground | Used Oil | 560 | Bare Steel | 1994-12-01 | Bare Steel | Suction (American)
CIRCLE K 6723 | 4425 2ND AVE | COLUMBUS | Muscogee | 9106091 | 1 |  | 1993-11-01 |  | 1993-11-01 |  | Removed from Ground | Gas (Historical Use) | 10000 | Galvanic (STIP-3) | 1993-11-01 | Fiberglass Reinforced Plastic | Pressurized
CIRCLE K 6723 | 4425 2ND AVE | COLUMBUS | Muscogee | 9106091 | 2 |  | 1993-11-01 |  | 1993-11-01 |  | Removed from Ground | Gas (Historical Use) | 8000 | Galvanic (STIP-3) | 1993-11-01 | Fiberglass Reinforced Plastic | Pressurized
CIRCLE K 6723 | 4425 2ND AVE | COLUMBUS | Muscogee | 9106091 | 3 |  | 1993-11-01 |  | 1993-11-01 |  | Removed from Ground | Diesel | 3000 | Galvanic (STIP-3) | 1993-11-01 | Fiberglass Reinforced Plastic | Pressurized
CIRCLE K 6723 | 4425 2ND AVE | COLUMBUS | Muscogee | 9106091 | 4 |  | 1993-11-01 |  | 1993-11-01 |  | Removed from Ground | Kerosene | 3000 | Galvanic (STIP-3) | 1993-11-01 | Fiberglass Reinforced Plastic | Pressurized
COLUMBUS REGIONAL AIRPORT | 3250 BRITT DAVID ROAD | COLUMBUS | Muscogee | 9106092 | 1 | [5 empty] | Removed from Ground | Other | 1000 | Bare Steel | 1994-05-11 | Cathodically Protected | Suction (American)
COLUMBUS REGIONAL AIRPORT | 3250 BRITT DAVID ROAD | COLUMBUS | Muscogee | 9106092 | 10 | [5 empty] | Removed from Ground | Other | 10000 | Bare Steel | 1999-02-23 | Cathodically Protected | Suction (American)
COLUMBUS REGIONAL AIRPORT | 3250 BRITT DAVID ROAD | COLUMBUS | Muscogee | 9106092 | 2 | [5 empty] | Removed from Ground | Other | 20000 | Bare Steel | 1999-02-23 | Cathodically Protected | Suction (American)
COLUMBUS REGIONAL AIRPORT | 3250 BRITT DAVID ROAD | COLUMBUS | Muscogee | 9106092 | 3 | [5 empty] | Removed from Ground | Other | 20000 | Bare Steel | 1999-02-23 | Cathodically Protected | Suction (American)
COLUMBUS REGIONAL AIRPORT | 3250 BRITT DAVID ROAD | COLUMBUS | Muscogee | 9106092 | 4 | [5 empty] | Removed from Ground | Other | 20000 | Bare Steel | 1999-02-23 | Cathodically Protected | Suction (American)
COLUMBUS REGIONAL AIRPORT | 3250 BRITT DAVID ROAD | COLUMBUS | Muscogee | 9106092 | 5 | [5 empty] | Removed from Ground | Other | 20000 | Bare Steel | 1999-02-23 | Cathodically Protected | Suction (American)
COLUMBUS REGIONAL AIRPORT | 3250 BRITT DAVID ROAD | COLUMBUS | Muscogee | 9106092 | 6 | [5 empty] | Removed from Ground | Gas (Historical Use) | 10000 | Bare Steel | 1999-02-23 | Cathodically Protected | Suction (American)
COLUMBUS REGIONAL AIRPORT | 3250 BRITT DAVID ROAD | COLUMBUS | Muscogee | 9106092 | 7 | [5 empty] | Removed from Ground | Other | 10000 | Bare Steel | 1999-02-23 | Cathodically Protected | Suction (American)
COLUMBUS REGIONAL AIRPORT | 3250 BRITT DAVID ROAD | COLUMBUS | Muscogee | 9106092 | 8 | [5 empty] | Removed from Ground | Other | 550 | Bare Steel | 1999-02-23 | Cathodically Protected | Suction (American)
COLUMBUS STATE UNIV | 4225 UNIVERSITY AVE | COLUMBUS | Muscogee | 9106093 | 1 |  | 1991-05-09 |  | 1991-05-09 |  | Removed from Ground | Gas (Historical Use) | 3000 | Cathodically Protected Steel | 1991-05-09 | Double-Walled Fiberglass | Pressurized
COLUMBUS STATE UNIV | 4225 UNIVERSITY AVE | COLUMBUS | Muscogee | 9106093 | 2 |  | 1991-05-09 |  | 1991-05-09 |  | Removed from Ground | Diesel | 2000 | Cathodically Protected Steel | 1991-05-09 | Double-Walled Fiberglass | Pressurized
COLUMBUS STATE UNIV | 4225 UNIVERSITY AVE | COLUMBUS | Muscogee | 9106093 | 3 | Flapper Valve | 2003-02-28 | FALSE | 2003-02-28 | FALSE | Currently in Use | Regular | 2500 | Fiberglass Double Walled | 2003-02-24 | Fiberglass Reinforced Plastic | Safe Suction (Euro)
COLUMBUS STATE UNIV | 4225 UNIVERSITY AVE | COLUMBUS | Muscogee | 9106093 | 4 | Flapper Valve | 2003-02-28 | FALSE | 2003-02-28 | FALSE | Currently in Use | Diesel | 2500 | Fiberglass Double Walled | 2003-02-24 | Fiberglass Reinforced Plastic | Safe Suction (Euro)
PARISIAN #12 | 3131 E MANCHESTER EXPWY | COLUMBUS | Muscogee | 9106094 | 1 | [5 empty] | Currently in Use | Gas (Historical Use) | 100 | Bare Steel | 1987-01-01 | Bare Steel
INDUSTRIAL METAL FABRICATOR INC | 7007 FLATROCK RD | COLUMBUS | Muscogee | 9106098 | 1 | [5 empty] | Removed from Ground | Gas (Historical Use) | 3000 | Cathodically Protected Steel | 1988-04-27 | Galvanized Steel | Safe Suction (Euro)
SGT BUCKNERS CARWASH | 1530 FORT BENNING ROAD | COLUMBUS | Muscogee | 9106099 | 1 | [5 empty] | Removed from Ground | Gas (Historical Use) | 0 | Not Marked/Unknown | 1989-08-30 | Not Marked
FORMER UNILIFE BLDG | 1242 6TH AVE | COLUMBUS | Muscogee | 9106100 | 1 | [5 empty] | Removed from Ground | Gas (Historical Use) | 550 | Bare Steel | 1994-11-01 | Bare Steel | Suction (American)
FORMER GA ROOFING & SHEET METAL | 1074 MLK JR BLVD | COLUMBUS | Muscogee | 9106101 | 1 | [5 empty] | Removed from Ground | Gas (Historical Use) | 2000 | Bare Steel | 1981-01-01 | Bare Steel | Suction (American)
HOP IN 100506 | 7890 VETERANS PKWY | COLUMBUS | Muscogee | 9106102 | 1 | Ball Float | 1994-08-19 | FALSE | 1994-08-19 | FALSE | Currently in Use | Gas (Historical Use) | 10000 | Fiberglass | 1994-08-19 | Fiberglass Reinforced Plastic | Pressurized
HOP IN 100506 | 7890 VETERANS PKWY | COLUMBUS | Muscogee | 9106102 | 2 | Ball Float | 1994-08-19 | FALSE | 1994-08-19 | FALSE | Currently in Use | Gas (Historical Use) | 8000 | Fiberglass | 1994-08-19 | Fiberglass Reinforced Plastic | Pressurized
HOP IN 100506 | 7890 VETERANS PKWY | COLUMBUS | Muscogee | 9106102 | 3 | Ball Float | 1994-08-19 | FALSE | 1994-08-19 | FALSE | Currently in Use | Diesel | 8000 | Fiberglass | 1994-08-19 | Fiberglass Reinforced Plastic | Pressurized
DOT ROW/QUALITY POOLS & SPAS/FOR | 1901 NORTH EXPRESSWAY | COLUMBUS | Muscogee | 9106103 | 1 | [5 empty] | Removed from Ground | Gas (Historical Use) | 0 | Not Marked/Unknown | 1970-01-01 | Not Marked
DOT ROW/QUALITY POOLS & SPAS/FOR | 1901 NORTH EXPRESSWAY | COLUMBUS | Muscogee | 9106103 | 2 | [5 empty] | Removed from Ground | Gas (Historical Use) | 0 | Not Marked/Unknown | 1970-01-01 | Not Marked
SUMMIT STORE #17 | 1960 BUENA VISTA RD | COLUMBUS | Muscogee | 9106104 | 1 |  | 1996-06-10 |  | 1996-06-10 |  | Closed in Ground | Gas (Historical Use) | 10000 | Steel-Impressed Current | 1980-07-01 | Cathodically Protected | Pressurized
SUMMIT STORE #17 | 1960 BUENA VISTA RD | COLUMBUS | Muscogee | 9106104 | 2 |  | 1996-06-10 | FALSE | 1996-06-10 | FALSE | Removed from Ground | Gas (Historical Use) | 10000 | Steel-Impressed Current | 1980-07-01 | Cathodically Protected | Pressurized
SUMMIT STORE #17 | 1960 BUENA VISTA RD | COLUMBUS | Muscogee | 9106104 | 3 |  | 1996-06-10 |  | 1996-06-10 |  | Removed from Ground | Gas (Historical Use) | 10000 | Steel-Impressed Current | 1980-07-01 | Cathodically Protected | Pressurized
SUMMIT STORE #17 | 1960 BUENA VISTA RD | COLUMBUS | Muscogee | 9106104 | 4 |  | 1996-06-10 |  | 1996-06-10 |  | Removed from Ground | Gas (Historical Use) | 10000 | Steel-Impressed Current | 1980-07-01 | Cathodically Protected | Pressurized
BILL HEARD PARTS DEPT | 4747 HAMILTON RD | COLUMBUS | Muscogee | 9106105 | 1 |  | 1995-01-09 |  | 1995-01-09 |  | Removed from Ground | Gas (Historical Use) | 10000 | Cathodically Protected Steel | 1994-12-27 | Fiberglass Reinforced Plastic | Safe Suction (Euro)
BILL HEARD PARTS DEPT | 4747 HAMILTON RD | COLUMBUS | Muscogee | 9106105 | 2 |  | 1995-01-09 |  | 1995-01-09 |  | Removed from Ground | Diesel | 10000 | Cathodically Protected Steel | 1994-12-27 | Fiberglass Reinforced Plastic | Safe Suction (Euro)
GOODYEAR TIRE & SVC CTR #2153 | 3138 MACON RD | COLUMBUS | Muscogee | 9106106 | 500GALLON |  |  | TRUE |  | TRUE | Removed from Ground | Used Oil | 500 | Not Marked/Unknown | 1985-05-01 | Bare Steel | Gravity Fed
HAMILTON RD CHEVRON | 5731 VETERANS PKWY | COLUMBUS | Muscogee | 9106107 | 1 | Ball Float | 1995-02-18 | FALSE | 1995-02-18 | FALSE | Currently in Use | Gas (Historical Use) | 10000 | Composite | 1995-02-18 | Flex | Pressurized
HAMILTON RD CHEVRON | 5731 VETERANS PKWY | COLUMBUS | Muscogee | 9106107 | 2 | Ball Float | 1995-02-18 | FALSE | 1995-02-18 | FALSE | Currently in Use | Gas (Historical Use) | 10000 | Composite | 1995-02-18 | Flex | Pressurized
HAMILTON RD CHEVRON | 5731 VETERANS PKWY | COLUMBUS | Muscogee | 9106107 | 3 | Ball Float | 1995-02-18 | FALSE | 1995-02-18 | FALSE | Currently in Use | Diesel | 10000 | Composite | 1995-02-18 | Flex | Pressurized
CHARLES LEVY YUGO | 1101 4TH AVE | COLUMBUS | Muscogee | 9106108 | 1 |  |  | TRUE |  | TRUE | Removed from Ground | Used Oil | 560 | Marked Unknown | 1995-08-03 | Galvanized Steel | Gravity Fed
ANGUS TAYLOR | 220 THIRTY EIGHTH ST | COLUMBUS | Muscogee | 9106109 | 1 | [5 empty] | Removed from Ground | Gas (Historical Use) | 6000 | Bare Steel | 1968-05-01 | Galvanized Steel | Suction (American)
ANGUS TAYLOR | 220 THIRTY EIGHTH ST | COLUMBUS | Muscogee | 9106109 | 2 | [5 empty] | Removed from Ground | Gas (Historical Use) | 6000 | Bare Steel | 1968-05-01 | Galvanized Steel | Suction (American)
ANGUS TAYLOR | 220 THIRTY EIGHTH ST | COLUMBUS | Muscogee | 9106109 | 3 | [5 empty] | Removed from Ground | Gas (Historical Use) | 6000 | Bare Steel | 1968-05-01 | Galvanized Steel | Suction (American)
ANGUS TAYLOR | 220 THIRTY EIGHTH ST | COLUMBUS | Muscogee | 9106109 | 4 |  |  | TRUE |  | TRUE | Removed from Ground | Used Oil | 550 | Bare Steel | 1968-05-01 | Galvanized Steel | Suction (American)
ANGUS TAYLOR | 220 THIRTY EIGHTH ST | COLUMBUS | Muscogee | 9106109 | 5 |  |  | TRUE |  | TRUE | Removed from Ground | Used Oil | 550 | Bare Steel | 1968-05-01 | Galvanized Steel | Suction (American)
ANGUS TAYLOR | 220 THIRTY EIGHTH ST | COLUMBUS | Muscogee | 9106109 | 6 | [5 empty] | Removed from Ground | Kerosene | 550 | Bare Steel | 1968-05-01 | Bare Steel | Suction (American)
JAY SHYAMGIGEV INC | 4254 MILGEN RD | COLUMBUS | Muscogee | 9106110 | 1 | Flapper Valve | 1998-06-28 |  | 1989-06-28 |  | Closed in Ground | Gas (Historical Use) | 10000 | Galvanic (STIP-3) | 1989-06-28 | Fiberglass Reinforced Plastic | Pressurized
JAY SHYAMGIGEV INC | 4254 MILGEN RD | COLUMBUS | Muscogee | 9106110 | 2 |  | 1998-06-28 |  | 1989-06-28 |  | Closed in Ground | Gas (Historical Use) | 10000 | Galvanic (STIP-3) | 1989-06-28 | Fiberglass Reinforced Plastic | Pressurized
JAY SHYAMGIGEV INC | 4254 MILGEN RD | COLUMBUS | Muscogee | 9106110 | 3 | Flapper Valve | 1989-06-28 | FALSE | 1989-06-28 | FALSE | Currently in Use | Diesel | 10000 | Galvanic (STIP-3) | 1989-06-28 | Fiberglass Reinforced Plastic | Pressurized
JAY SHYAMGIGEV INC | 4254 MILGEN RD | COLUMBUS | Muscogee | 9106110 | 4A | Ball Float | 2009-11-01 | FALSE | 2009-11-01 | FALSE | Currently in Use | Gas (Historical Use) | 8000 | Fiberglass Double Walled | 2009-11-01 | Fiberglass Reinforced Plastic | Pressurized
JAY SHYAMGIGEV INC | 4254 MILGEN RD | COLUMBUS | Muscogee | 9106110 | 4B | Ball Float | 2009-11-01 | FALSE | 2009-11-01 | FALSE | Currently in Use | Gas (Historical Use) | 4000 | Fiberglass Double Walled | 2009-11-01 | Fiberglass Reinforced Plastic | Pressurized
KK Food Mart | 4688 Buena Vista Rd. | COLUMBUS | Muscogee | 9106111 | 1 |  |  | TRUE |  | TRUE | Removed from Ground | Used Oil | 550 | Marked Unknown | 1995-08-02 | Bare Steel | Gravity Fed
KK Food Mart | 4688 Buena Vista Rd. | COLUMBUS | Muscogee | 9106111 | 2A | Ball Float | 2017-10-10 | FALSE | 2017-08-28 | FALSE | Currently in Use | Regular | 11000 | Tank Jacket Double Walled | 2017-08-23 | Double-Walled Fiberglass | Pressurized
KK Food Mart | 4688 Buena Vista Rd. | COLUMBUS | Muscogee | 9106111 | 2B | Ball Float | 2017-10-10 | FALSE | 2017-08-28 | FALSE | Currently in Use | Premium | 4000 | Tank Jacket Double Walled | 2017-08-23 | Double-Walled Fiberglass | Pressurized
ROBERT MICHAELS INC | 5100 RIVER RD | COLUMBUS | Muscogee | 9106112 | 1 |  | 1998-01-13 | FALSE | 1998-01-13 | FALSE | Closed in Ground |  | 8000 | Steel-Impressed Current | 1998-01-13 |  | Pressurized
ROBERT MICHAELS INC | 5100 RIVER RD | COLUMBUS | Muscogee | 9106112 | 2 |  | 1998-01-13 | FALSE | 1998-01-13 | FALSE | Closed in Ground |  | 8000 | Steel-Impressed Current | 1998-01-13 |  | Pressurized
KING LUBE #4 | 6028 VETERANS PARKWAY | COLUMBUS | Muscogee | 9106113 | 1 |  |  | TRUE |  | TRUE | Removed from Ground | Used Oil | 2000 | Cathodically Protected Steel | 1988-03-28 | Galvanized Steel
KING LUBE #4 | 6028 VETERANS PARKWAY | COLUMBUS | Muscogee | 9106113 | 2 |  |  | TRUE |  | TRUE | Removed from Ground | Used Oil | 1000 | Cathodically Protected Steel | 1988-03-28 | Galvanized Steel
KING LUBE #4 | 6028 VETERANS PARKWAY | COLUMBUS | Muscogee | 9106113 | 3 | [5 empty] | Removed from Ground | Empty | 1000 | Cathodically Protected Steel | 1988-03-28 | Galvanized Steel
KING LUBE #4 | 6028 VETERANS PARKWAY | COLUMBUS | Muscogee | 9106113 | 4 | [5 empty] | Removed from Ground | Gas (Historical Use) | 560 | Cathodically Protected Steel | 1988-03-28 | Galvanized Steel
KING LUBE #4 | 6028 VETERANS PARKWAY | COLUMBUS | Muscogee | 9106113 | 5 | [5 empty] | Removed from Ground | Diesel | 560 | Cathodically Protected Steel | 1988-03-28 | Galvanized Steel
KING LUBE #4 | 6028 VETERANS PARKWAY | COLUMBUS | Muscogee | 9106113 | 6 | [5 empty] | Removed from Ground | Kerosene | 560 | Not Marked/Unknown | 1988-03-28 | Not Marked
KING LUBE #4 | 6028 VETERANS PARKWAY | COLUMBUS | Muscogee | 9106113 | 7 | [5 empty] | Removed from Ground | Gas (Historical Use) | 560 | Not Marked/Unknown | 1988-03-28 | Not Marked
KING LUBE #5 | 3638 GENTIAN BLVD | COLUMBUS | Muscogee | 9106114 | 1 |  |  | TRUE | 1993-06-10 | TRUE | Removed from Ground | Used Oil | 3000 | Cathodically Protected Steel | 1993-06-10 | Galvanized Steel
KING LUBE #5 | 3638 GENTIAN BLVD | COLUMBUS | Muscogee | 9106114 | 2 |  | 1993-06-10 |  | 1993-06-10 |  | Removed from Ground | Gas (Historical Use) | 2000 | Cathodically Protected Steel | 1993-06-10 | Galvanized Steel
KING LUBE #5 | 3638 GENTIAN BLVD | COLUMBUS | Muscogee | 9106114 | 3 |  | 1993-06-10 |  | 1993-06-10 |  | Removed from Ground | Gas (Historical Use) | 2000 | Cathodically Protected Steel | 1993-06-10 | Fiberglass Reinforced Plastic
KING LUBE #5 | 3638 GENTIAN BLVD | COLUMBUS | Muscogee | 9106114 | 4 |  | 1993-06-10 |  | 1993-06-10 |  | Removed from Ground | Gas (Historical Use) | 2000 | Cathodically Protected Steel | 1993-06-10 | Galvanized Steel
KING LUBE #5 | 3638 GENTIAN BLVD | COLUMBUS | Muscogee | 9106114 | 5 |  | 1993-06-10 |  | 1993-06-10 |  | Removed from Ground | Kerosene | 1000 | Cathodically Protected Steel | 1993-06-10 | Galvanized Steel
KING LUBE #5 | 3638 GENTIAN BLVD | COLUMBUS | Muscogee | 9106114 | 6 | [5 empty] | Removed from Ground | Diesel | 1000 | Not Marked/Unknown | 1993-06-10 | Not Marked
KING LUBE #5 | 3638 GENTIAN BLVD | COLUMBUS | Muscogee | 9106114 | 7 | [5 empty] | Removed from Ground | Gas (Historical Use) | 1000 | Not Marked/Unknown | 1993-06-10 | Not Marked
KING LUBE #2 | 4012 BUENA VISTA ROAD | COLUMBUS | Muscogee | 9106115 | 1 |  |  | TRUE |  | TRUE | Removed from Ground | Used Oil | 2000 | Cathodically Protected Steel | 1986-07-03 | Galvanized Steel
KING LUBE #2 | 4012 BUENA VISTA ROAD | COLUMBUS | Muscogee | 9106115 | 2 | [5 empty] | Removed from Ground | Diesel | 1000 | Cathodically Protected Steel | 1986-07-03 | Galvanized Steel
KING LUBE #2 | 4012 BUENA VISTA ROAD | COLUMBUS | Muscogee | 9106115 | 3 | [5 empty] | Removed from Ground | Diesel | 1000 | Cathodically Protected Steel | 1986-07-03 | Galvanized Steel
KING LUBE #2 | 4012 BUENA VISTA ROAD | COLUMBUS | Muscogee | 9106115 | 4 | [5 empty] | Removed from Ground | Gas (Historical Use) | 1000 | Cathodically Protected Steel | 1986-07-03 | Galvanized Steel
KING LUBE #2 | 4012 BUENA VISTA ROAD | COLUMBUS | Muscogee | 9106115 | 5 | [5 empty] | Removed from Ground | Gas (Historical Use) | 560 | Cathodically Protected Steel | 1987-07-28 | Galvanized Steel
KING LUBE #2 | 4012 BUENA VISTA ROAD | COLUMBUS | Muscogee | 9106115 | 6 | [5 empty] | Removed from Ground | Gas (Historical Use) | 560 | Cathodically Protected Steel | 1987-07-28 | Galvanized Steel
KING LUBE #2 | 4012 BUENA VISTA ROAD | COLUMBUS | Muscogee | 9106115 | 7 | [5 empty] | Removed from Ground | Used Oil | 560 | Cathodically Protected Steel | 1987-07-28 | Galvanized Steel
EAST CENTRAL WAX CO INC | 1201 10TH AVENUE | COLUMBUS | Muscogee | 9106116 | 1 | [5 empty] | Removed from Ground | Diesel | 2000 | Cathodically Protected Steel | 1987-12-21 | Cathodically Protected | Safe Suction (Euro)
COLUMBUS ROOFING | 3928 FISHER DR | COLUMBUS | Muscogee | 9106117 | 1 | [5 empty] | Removed from Ground | Diesel | 1000 | Cathodically Protected Steel | 1987-02-18 | Galvanized Steel | Safe Suction (Euro)
COLUMBUS ROOFING | 3928 FISHER DR | COLUMBUS | Muscogee | 9106117 | 2 | [5 empty] | Removed from Ground | Gas (Historical Use) | 1000 | Cathodically Protected Steel | 1987-02-18 | Galvanized Steel | Safe Suction (Euro)
AQUARIUS POOLS CONSTRUCTION CO I | 2395 WHITTLESEY ROAD | COLUMBUS | Muscogee | 9106118 | 1 |  | 1989-03-09 |  | 1989-03-09 |  | Removed from Ground | Gas (Historical Use) | 500 | Cathodically Protected Steel | 1989-03-09 | Cathodically Protected | Suction (American)
AT&T COLUMBUS FACILITY (GAB840) | 1325 5TH AVE | COLUMBUS | Muscogee | 9106119 | 1 | [5 empty] | Removed from Ground | Diesel | 5000 | Cathodically Protected Steel | 1986-01-01 | Copper | Suction (American)
AT&T COLUMBUS FACILITY (GAB840) | 1325 5TH AVE | COLUMBUS | Muscogee | 9106119 | 2 |  | 1996-04-26 |  | 1996-04-26 |  | Removed from Ground | Diesel | 1000 | Steel-Impressed Current | 1996-04-26 | Steel/FG Secondary containment | Suction (American)
AT&T COLUMBUS FACILITY (GAB840) | 1325 5TH AVE | COLUMBUS | Muscogee | 9106119 | 3 | Overfill Alarm | 1999-09-10 | FALSE | 1999-09-10 | FALSE | Removed from Ground | Diesel | 2000 | Galvanic (STIP-3) | 1999-09-01 | Fiberglass Reinforced Plastic | Suction (American)
CIRCLE K 6709 | 6101 BRADLEY PARK DRIVE | COLUMBUS | Muscogee | 9106120 | 1 | Ball Float | 1995-04-27 | FALSE | 1995-04-27 | FALSE | Currently in Use | Premium | 12000 | Composite | 1995-04-27 | Fiberglass Reinforced Plastic | Pressurized
CIRCLE K 6709 | 6101 BRADLEY PARK DRIVE | COLUMBUS | Muscogee | 9106120 | 2 | Ball Float | 1995-04-27 | FALSE | 1995-04-27 | FALSE | Currently in Use | Regular | 12000 | Composite | 1995-04-27 | Fiberglass Reinforced Plastic | Pressurized
CIRCLE K 6709 | 6101 BRADLEY PARK DRIVE | COLUMBUS | Muscogee | 9106120 | 3 | Ball Float | 1995-04-27 | FALSE | 1995-04-27 | FALSE | Currently in Use | Diesel | 12000 | Composite | 1995-04-27 | Fiberglass Reinforced Plastic | Pressurized
CIRCLE K 6708 | 6900 BEAVER RUN RD | COLUMBUS | Muscogee | 9106121 | 1 | Ball Float | 1995-06-12 |  | 1995-06-12 |  | Removed from Ground | Gas (Historical Use) | 12000 | Composite | 1995-06-12 | Fiberglass Reinforced Plastic | Pressurized
CIRCLE K 6708 | 6900 BEAVER RUN RD | COLUMBUS | Muscogee | 9106121 | 2 | Ball Float | 1995-06-12 |  | 1995-06-12 |  | Removed from Ground | Gas (Historical Use) | 12000 | Composite | 1995-06-12 | Fiberglass Reinforced Plastic | Pressurized
CIRCLE K 6708 | 6900 BEAVER RUN RD | COLUMBUS | Muscogee | 9106121 | 3 | Ball Float | 1995-06-12 |  | 1995-06-12 |  | Removed from Ground | Gas (Historical Use) | 12000 | Composite | 1995-06-12 | Fiberglass Reinforced Plastic | Pressurized
CIRCLE K 6708 | 6900 BEAVER RUN RD | COLUMBUS | Muscogee | 9106121 | 4 | Ball Float | 1995-11-08 | FALSE | 1995-11-08 | FALSE | Currently in Use | Diesel | 12000 | Composite | 1996-05-30 | Fiberglass Reinforced Plastic | Pressurized
CIRCLE K 6708 | 6900 BEAVER RUN RD | COLUMBUS | Muscogee | 9106121 | 5 | Flapper Valve | 2008-02-29 | FALSE | 2008-02-29 | FALSE | Currently in Use | Premium | 20000 | Fiberglass Double Walled | 2008-02-28 | Double-Walled Fiberglass | Pressurized
CIRCLE K 6708 | 6900 BEAVER RUN RD | COLUMBUS | Muscogee | 9106121 | 6 | Flapper Valve | 2008-02-29 | FALSE | 2008-02-29 | FALSE | Currently in Use | Premium | 15000 | Fiberglass Double Walled | 2008-02-28 | Double-Walled Fiberglass | Pressurized
J & M METALS FABRICATING | 466 ANDREWS ROAD | COLUMBUS | Muscogee | 9106122 | 1 | [5 empty] | Removed from Ground | Gas (Historical Use) | 1000 | Marked Unknown | 1995-09-11 | Galvanized Steel | Safe Suction (Euro)
OPTIMAL FOOD MART | 3712 BUENA VISTA RD | COLUMBUS | Muscogee | 9106123 | 1 | Ball Float | 1998-07-31 | FALSE | 1988-12-01 | FALSE | Removed from Ground | Gas (Historical Use) | 6000 | Steel-Impressed Current | 1988-12-01 | Double-Walled Fiberglass | Pressurized
OPTIMAL FOOD MART | 3712 BUENA VISTA RD | COLUMBUS | Muscogee | 9106123 | 2 | Ball Float | 1998-07-31 | FALSE | 1988-12-01 | FALSE | Removed from Ground | Gas (Historical Use) | 6000 | Steel-Impressed Current | 1988-12-01 | Double-Walled Fiberglass | Pressurized
OPTIMAL FOOD MART | 3712 BUENA VISTA RD | COLUMBUS | Muscogee | 9106123 | 3 | Ball Float | 1988-12-01 | FALSE | 1988-12-01 | FALSE | Removed from Ground | Gas (Historical Use) | 6000 | Steel-Impressed Current | 1988-12-01 | Double-Walled Fiberglass | Pressurized
OPTIMAL FOOD MART | 3712 BUENA VISTA RD | COLUMBUS | Muscogee | 9106123 | 4 | Ball Float |  | TRUE | 1988-12-01 | TRUE | Removed from Ground | Used Oil | 1000 | Steel-Impressed Current | 1988-12-01 | Double-Walled Fiberglass | Gravity Fed
ACTION BLDG | 312 BRENNAN RD | COLUMBUS | Muscogee | 9106124 | 1 | [5 empty] | Removed from Ground | Diesel | 1000 | Bare Steel | 1997-09-15 | Galvanized Steel | Suction (American)
S-MART #3 | 1914 AIRPORT THRUWAY | COLUMBUS | Muscogee | 9106125 | 1 | Ball Float | 1995-08-25 | FALSE | 1995-08-25 | FALSE | Currently in Use | Premium | 12000 | Epoxy | 1995-08-25 | Fiberglass Reinforced Plastic | Pressurized
S-MART #3 | 1914 AIRPORT THRUWAY | COLUMBUS | Muscogee | 9106125 | 2 | Ball Float | 1995-08-25 | FALSE | 1995-08-25 | FALSE | Currently in Use | Regular | 12000 | Epoxy | 1995-08-25 | Fiberglass Reinforced Plastic | Pressurized
CHARLES LEVY MAZDA | 2027 BOX RD | COLUMBUS | Muscogee | 9106126 | 1 |  |  | TRUE |  | TRUE | Removed from Ground | Used Oil | 550 | Marked Unknown | 1995-10-10 | Galvanized Steel | Gravity Fed
CHARLES LEVY MAZDA | 2027 BOX RD | COLUMBUS | Muscogee | 9106126 | 2 |  |  | TRUE |  | TRUE | Removed from Ground | Used Oil | 550 | Marked Unknown | 1995-10-10 | Galvanized Steel | Gravity Fed
KEN THOMAS OF GEORGIA | 839 FOURTH AVE | COLUMBUS | Muscogee | 9106127 | 1 |  | 1995-10-09 |  | 1995-10-09 |  | Removed from Ground | Gas (Historical Use) | 1000 | Cathodically Protected Steel | 1987-07-08 | Cathodically Protected | Suction (American)
FIRST UNION NATIONAL BANK-FT BEN | 109 WOLD AVE | FORT BENNING | Muscogee | 9106128 | 1 | [5 empty] | Removed from Ground | Diesel | 1000 | Marked Unknown | 1998-12-15 | Unknown
L & S SERVICES LLC | 310 FORD DR | COLUMBUS | Muscogee | 9106129 | 1 | Flapper Valve | 1998-12-18 | FALSE | 1998-12-18 | FALSE | Currently in Use | Gas (Historical Use) | 10000 | Galvanic (STIP-3) | 1986-01-01 | Fiberglass Reinforced Plastic | Safe Suction (Euro)
L & S SERVICES LLC | 310 FORD DR | COLUMBUS | Muscogee | 9106129 | 2 | Flapper Valve | 1998-12-18 | FALSE | 1998-12-18 | FALSE | Currently in Use | Diesel | 3000 | Galvanic (STIP-3) | 1986-01-01 | Fiberglass Reinforced Plastic | Safe Suction (Euro)
BROOKS & THOMAS DBA MIKE COLLINS | 1825 MIDTOWN DR | COLUMBUS | Muscogee | 9106130 | 1 |  |  | TRUE |  | TRUE | Removed from Ground | Used Oil | 1000 | Bare Steel | 1973-05-08 | Galvanized Steel
BROOKS & THOMAS DBA MIKE COLLINS | 1825 MIDTOWN DR | COLUMBUS | Muscogee | 9106130 | 2 |  |  | FALSE |  | FALSE | Removed from Ground | Gas (Historical Use) | 550 | Bare Steel | 1973-05-08 | Galvanized Steel
BROOKS & THOMAS DBA MIKE COLLINS | 1825 MIDTOWN DR | COLUMBUS | Muscogee | 9106130 | 3 |  |  | FALSE |  | FALSE | Removed from Ground | Gas (Historical Use) | 550 | Bare Steel | 2005-11-29
TIRE KING | 1646 MANCHESTER EXPY | COLUMBUS | Muscogee | 9106133 | 1 |  |  | TRUE |  | TRUE | Closed in Ground | Used Oil | 250 | Concrete | 1971-01-05 | Not Marked
HOP IN 100495 | 4499 WARM SPRINGS CONNECTOR | COLUMBUS | Muscogee | 9106136 | 1 | Ball Float | 1996-05-16 | FALSE | 1996-05-16 | FALSE | Currently in Use | Regular | 10000 | Fiberglass Double Walled | 1996-05-16 | Double-Walled Fiberglass | Pressurized
HOP IN 100495 | 4499 WARM SPRINGS CONNECTOR | COLUMBUS | Muscogee | 9106136 | 2 | Ball Float | 1996-05-16 | FALSE | 1996-05-16 | FALSE | Currently in Use | Regular | 8000 | Fiberglass Double Walled | 1996-05-16 | Double-Walled Fiberglass | Pressurized
HOP IN 100495 | 4499 WARM SPRINGS CONNECTOR | COLUMBUS | Muscogee | 9106136 | 3 | Ball Float | 1996-05-16 | FALSE | 1996-05-16 | FALSE | Currently in Use | Premium | 8000 | Fiberglass Double Walled | 1996-05-16 | Double-Walled Fiberglass | Pressurized
HOP IN 100495 | 4499 WARM SPRINGS CONNECTOR | COLUMBUS | Muscogee | 9106136 | 4 | Flapper Valve | 1998-05-25 | FALSE | 1998-02-25 | FALSE | Currently in Use | Diesel | 8000 | Fiberglass Double Walled | 1998-05-25 | Double-Walled Fiberglass | Pressurized
QUICK CHANGE #47 | 3874 SAINT MARYS RD | COLUMBUS | Muscogee | 9106137 | 1 | Ball Float | 1988-05-04 | FALSE | 1988-05-04 | FALSE | Currently in Use | Regular | 10000 | Galvanic (STIP-3) | 1988-05-04 | Fiberglass Reinforced Plastic | Pressurized
QUICK CHANGE #47 | 3874 SAINT MARYS RD | COLUMBUS | Muscogee | 9106137 | 2 | Ball Float | 1988-05-04 | FALSE | 1988-05-04 | FALSE | Currently in Use | Regular | 10000 | Galvanic (STIP-3) | 1988-05-04 | Fiberglass Reinforced Plastic | Pressurized
QUICK CHANGE #47 | 3874 SAINT MARYS RD | COLUMBUS | Muscogee | 9106137 | 3 | Ball Float | 1988-05-04 | FALSE | 1988-05-04 | FALSE | Currently in Use | Premium | 10000 | Galvanic (STIP-3) | 1988-05-04 | Fiberglass Reinforced Plastic | Pressurized
QUICK CHANGE #47 | 3874 SAINT MARYS RD | COLUMBUS | Muscogee | 9106137 | 4 | Flapper Valve | 1988-05-04 | FALSE | 1988-05-04 | FALSE | Currently in Use | Diesel | 6000 | Galvanic (STIP-3) | 1988-05-04 | Fiberglass Reinforced Plastic | Pressurized
BRUCE TILE COMPANY | 1482 CONCORD BLVD | COLUMBUS | Muscogee | 9106138 | 1 | [5 empty] | Removed from Ground | Gas (Historical Use) | 500 | Not Marked/Unknown | 1996-08-05 | Not Marked
BRUCE TILE COMPANY | 1482 CONCORD BLVD | COLUMBUS | Muscogee | 9106138 | 2 | [5 empty] | Removed from Ground | Gas (Historical Use) | 500 | Not Marked/Unknown | 1996-08-05 | Not Marked
UNIVERSITY MARATHON | 3454 UNIVERSITY AVE | COLUMBUS | Muscogee | 9106139 | SUPU/L | Ball Float | 1993-09-06 | FALSE | 1993-09-06 | FALSE | Currently in Use | Regular | 8000 | Galvanic (STIP-3) | 1993-09-06 | Fiberglass Reinforced Plastic | Pressurized
UNIVERSITY MARATHON | 3454 UNIVERSITY AVE | COLUMBUS | Muscogee | 9106139 | U/L | Ball Float | 1993-09-06 | FALSE | 1993-09-06 | FALSE | Currently in Use | Premium | 8000 | Galvanic (STIP-3) | 1993-09-06 | Fiberglass Reinforced Plastic | Pressurized
BUCK ICE & COAL CO | 2400 12TH AVENUE | COLUMBUS | Muscogee | 9106140 | 1 | [5 empty] | Removed from Ground | Gas (Historical Use) | 1000 | Not Marked/Unknown | 1996-08-29 | Not Marked
FORMER ATLANTIC ICE & COAL STORA | INTERSECTION OF FIRST & 17TH ST | COLUMBUS | Muscogee | 9106147 | 1 | [5 empty] | Removed from Ground | Gas (Historical Use) | 500 | Not Marked/Unknown | 1997-08-08 | Not Marked
FORMER ATLANTIC ICE & COAL STORA | INTERSECTION OF FIRST & 17TH ST | COLUMBUS | Muscogee | 9106147 | 2 | [5 empty] | Removed from Ground | Diesel | 500 | Not Marked/Unknown | 1997-08-08 | Not Marked
FORMER ATLANTIC ICE & COAL STORA | INTERSECTION OF FIRST & 17TH ST | COLUMBUS | Muscogee | 9106147 | 3 | [5 empty] | Removed from Ground | Gas (Historical Use) | 250 | Not Marked/Unknown | 1997-08-08 | Not Marked
FORMER SERVICE STATION | 7537 FORTSON ROAD | COLUMBUS | Muscogee | 9106148 | 1 | [5 empty] | Removed from Ground | Gas (Historical Use) | 8000 | Not Marked/Unknown |  | Not Marked
FORMER SERVICE STATION | 7537 FORTSON ROAD | COLUMBUS | Muscogee | 9106148 | 2 | [5 empty] | Removed from Ground | Gas (Historical Use) | 8000 | Not Marked/Unknown |  | Not Marked
FORMER SERVICE STATION | 7537 FORTSON ROAD | COLUMBUS | Muscogee | 9106148 | 3 | [5 empty] | Removed from Ground | Diesel | 10000 | Not Marked/Unknown |  | Not Marked
COLUMBUS METROPOLITAN AIRPORT | 5290 ARMOUR ROAD | COLUMBUS | Muscogee | 9106149 | 1 | Overfill Alarm | 1992-02-12 |  | 1992-02-12 |  | Removed from Ground | Other | 10224 | Galvanic (STIP-3) | 1991-12-09 | Galvanized Steel | Safe Suction (Euro)
SELIG CHEMICAL | 2078 PHILLIPS DR | COLUMBUS | Muscogee | 9106150 | 1 | [5 empty] | Removed from Ground | Gas (Historical Use) | 500 | Not Marked/Unknown | 1997-08-01 | Not Marked
US POSTAL SERVICE | 120 12TH STREET | COLUMBUS | Muscogee | 9106154 | 1 | [5 empty] | Removed from Ground | Gas (Historical Use) | 880 | Not Marked/Unknown | 1956-01-01 | Not Marked
RENTAL SERVICES CORPORATION | 2400 WHITTLESEY ROAD | COLUMBUS | Muscogee | 9106156 | 1 | [5 empty] | Removed from Ground | Diesel | 1000 | Bare Steel | 1987-01-01 | Not Marked
RENTAL SERVICES CORPORATION | 2400 WHITTLESEY ROAD | COLUMBUS | Muscogee | 9106156 | 2 | [5 empty] | Removed from Ground | Gas (Historical Use) | 1000 | Bare Steel | 1987-01-01 | Not Marked
CITY OF COLUMBUS/HARDAWAY PROPER | 1 ST AVE BETWEEN 14 & 15 ST | COLUMBUS | Muscogee | 9106157 | 1 | [5 empty] | Removed from Ground | Empty | 0 | Not Marked/Unknown |  | Not Marked
CITY OF COLUMBUS-CALLAWAY PROPE | 1 ST AVE BETWEEN 14 & 15 ST | COLUMBUS | Muscogee | 9106158 | 1 | [5 empty] | Removed from Ground | Gas (Historical Use) | 0 | Not Marked/Unknown | 1998-07-20 | Not Marked
CITY OF COLUMBUS-CALLAWAY PROPE | 1 ST AVE BETWEEN 14 & 15 ST | COLUMBUS | Muscogee | 9106158 | 2 | [5 empty] | Removed from Ground | Gas (Historical Use) | 750 | Bare Steel | 1998-07-20 | Bare Steel | Safe Suction (Euro)
MCGAHAES SERVICE STATION | 1435 FT BENNING RD | COLUMBUS | Muscogee | 9106159 | 1 | [5 empty] | Removed from Ground | Gas (Historical Use) | 0 | Not Marked/Unknown |  | Not Marked
MCGAHAES SERVICE STATION | 1435 FT BENNING RD | COLUMBUS | Muscogee | 9106159 | 2 | [5 empty] | Removed from Ground | Diesel | 0 | Not Marked/Unknown |  | Not Marked
CAMP BLOCK | 2850 M L KING DRIVE | COLUMBUS | Muscogee | 9106160 | 1 | [5 empty] | Removed from Ground | Gas (Historical Use) | 0 | Not Marked/Unknown | 1998-04-21 | Not Marked
CAMP BLOCK | 2850 M L KING DRIVE | COLUMBUS | Muscogee | 9106160 | 2 | [5 empty] | Removed from Ground | Gas (Historical Use) | 10000 | Not Marked/Unknown | 1998-04-21 | Not Marked
CAMP BLOCK | 2850 M L KING DRIVE | COLUMBUS | Muscogee | 9106160 | 3 | [5 empty] | Removed from Ground | Gas (Historical Use) | 3000 | Not Marked/Unknown | 1998-04-21 | Not Marked
KENDRICK CONCRETE | 2600 M L KING JR DRIVE | COLUMBUS | Muscogee | 9106161 | 1 | [5 empty] | Removed from Ground | Diesel | 3000 | Not Marked/Unknown | 1998-04-20 | Not Marked
KENDRICK CONCRETE | 2600 M L KING JR DRIVE | COLUMBUS | Muscogee | 9106161 | 2 | [5 empty] | Removed from Ground | Diesel | 0 | Not Marked/Unknown | 1998-04-20 | Not Marked
KENDRICK CONCRETE | 2600 M L KING JR DRIVE | COLUMBUS | Muscogee | 9106161 | 3 | [5 empty] | Removed from Ground | Gas (Historical Use) | 0 | Not Marked/Unknown | 1998-04-20 | Not Marked
KENDRICK CONCRETE | 2600 M L KING JR DRIVE | COLUMBUS | Muscogee | 9106161 | 4 | [5 empty] | Removed from Ground | Gas (Historical Use) | 0 | Not Marked/Unknown | 1998-04-20 | Not Marked
KENDRICK CONCRETE | 2600 M L KING JR DRIVE | COLUMBUS | Muscogee | 9106161 | 5 | [5 empty] | Removed from Ground | Gas (Historical Use) | 500 | Not Marked/Unknown | 1998-04-20 | Not Marked
FORMER MCLEMORE PROPERTY | SW CNR 17TH ST AND OLD 2ND AVE | COLUMBUS | Muscogee | 9106162 | 1 | [5 empty] | Removed from Ground | Kerosene | 10000 | Not Marked/Unknown | 1998-01-19 | Not Marked
FORMER MCLEMORE PROPERTY | SW CNR 17TH ST AND OLD 2ND AVE | COLUMBUS | Muscogee | 9106162 | 2 | [5 empty] | Removed from Ground | Kerosene | 10000 | Not Marked/Unknown | 1998-01-19 | Not Marked
HISTORIC COLUMBUS HILTON | 800 FRONT AVE | COLUMBUS | Muscogee | 9106163 | 1 | [5 empty] | Closed in Ground | Other | 550 | Not Marked/Unknown | 1998-05-01 | Not Marked
FOLD-PAK | 3961 CUSSETA RD | COLUMBUS | Muscogee | 9106164 | 1 | [5 empty] | Removed from Ground | Gas (Historical Use) | 0 | Not Marked/Unknown | 1985-01-01 | Not Marked
HOP IN 100509 | 8200 WILLIAMS WAY | COLUMBUS | Muscogee | 9106165 | 1 | Ball Float | 1997-12-01 | FALSE | 1997-12-01 | FALSE | Currently in Use | Gas (Historical Use) | 10000 | Fiberglass Double Walled | 1997-12-01 | Double-Walled Fiberglass | Pressurized
HOP IN 100509 | 8200 WILLIAMS WAY | COLUMBUS | Muscogee | 9106165 | 2 | Ball Float | 1997-12-01 | FALSE | 1997-12-01 | FALSE | Currently in Use | Gas (Historical Use) | 8000 | Fiberglass Double Walled | 1997-12-01 | Fiberglass Reinforced Plastic | Pressurized
HOP IN 100509 | 8200 WILLIAMS WAY | COLUMBUS | Muscogee | 9106165 | 3 | Ball Float | 1997-12-01 | FALSE | 1997-12-01 | FALSE | Currently in Use | Diesel | 8000 | Fiberglass Double Walled | 1997-12-01 | Double-Walled Fiberglass | Pressurized
FORMER SHAYS ANTIQUES | SE CORNER 16TH & FIRST | COLUMBUS | Muscogee | 9106167 | 1 |  |  | TRUE |  | TRUE | Removed from Ground | Used Oil | 550 | Bare Steel | 1998-04-22 | Not Marked
1ST AVE | 1445 1ST AVE | COLUMBUS | Muscogee | 9106168 | 1 | [5 empty] | Removed from Ground | Gas (Historical Use) | 750 | Bare Steel | 1998-07-22 | Bare Steel | Safe Suction (Euro)
1ST AVE | 1445 1ST AVE | COLUMBUS | Muscogee | 9106168 | 2 | [5 empty] | Removed from Ground | Gas (Historical Use) | 750 | Bare Steel | 1998-07-22 | Bare Steel | Safe Suction (Euro)
1ST AVE | 1445 1ST AVE | COLUMBUS | Muscogee | 9106168 | 3 | [5 empty] | Removed from Ground | Gas (Historical Use) | 750 | Bare Steel | 1998-07-22 | Bare Steel | Safe Suction (Euro)
1ST AVE | 1445 1ST AVE | COLUMBUS | Muscogee | 9106168 | 4 | [5 empty] | Removed from Ground | Gas (Historical Use) | 750 | Bare Steel | 1998-07-22 | Bare Steel | Safe Suction (Euro)
1ST AVE | 1445 1ST AVE | COLUMBUS | Muscogee | 9106168 | 5 |  |  | TRUE |  | TRUE | Removed from Ground | Used Oil | 750 | Bare Steel | 1998-07-22 | Bare Steel | Safe Suction (Euro)
COLUMBUS CONSOLIDATED GOVERNMENT | NW CORNER OF 1ST AVE & 14TH ST | COLUMBUS | Muscogee | 9106169 | 1 | [5 empty] | Removed from Ground | Gas (Historical Use) | 1000 | Bare Steel | 1998-07-20 | Bare Steel | Safe Suction (Euro)
COLUMBUS CONSOLIDATED GOVERNMENT | NW CORNER OF 1ST AVE & 14TH ST | COLUMBUS | Muscogee | 9106169 | 2 | [5 empty] | Removed from Ground | Gas (Historical Use) | 1000 | Bare Steel | 1998-07-20 | Bare Steel | Safe Suction (Euro)
COLUMBUS CONSOLIDATED GOVERNMENT | NW CORNER OF 1ST AVE & 14TH ST | COLUMBUS | Muscogee | 9106169 | 3 |  |  | TRUE |  | TRUE | Removed from Ground | Used Oil | 750 | Bare Steel | 1998-07-20 | Bare Steel | Safe Suction (Euro)
COLUMBUS CONSOLIDATED GOVERNMENT | NW CORNER OF 1ST AVE & 14TH ST | COLUMBUS | Muscogee | 9106169 | 4 | [5 empty] | Removed from Ground | Gas (Historical Use) | 750 | Bare Steel | 1998-07-20 | Bare Steel | Safe Suction (Euro)
COLUMBUS CONSOLIDATED GOVERNMENT | NW CORNER OF 1ST AVE & 14TH ST | COLUMBUS | Muscogee | 9106169 | 5 |  |  | TRUE |  | TRUE | Removed from Ground | Used Oil | 500 | Bare Steel | 1998-07-20 | Bare Steel | Safe Suction (Euro)
HARR CONN CHROME | 4530 CARGO DRIVE | COLUMBUS | Muscogee | 9106170 | 1 | [5 empty] | Currently in Use | Diesel | 6000 | Marked Unknown |  | Not Marked
GOOD TIMES GROCERY | 7601 RIVER RD | COLUMBUS | Muscogee | 9106171 | 1 | Flapper Valve | 1998-12-30 | FALSE | 1998-12-30 | FALSE | Temporarily out of use | Regular | 1000 | Steel-Impressed Current | 1998-12-30 | Steel (Impressed Current) | Safe Suction (Euro)
GOOD TIMES GROCERY | 7601 RIVER RD | COLUMBUS | Muscogee | 9106171 | 2 | Flapper Valve | 1998-12-30 | FALSE | 1998-12-30 | FALSE | Currently in Use | Regular | 4000 | Steel-Impressed Current | 1998-12-30 | Steel (Impressed Current) | Safe Suction (Euro)
GOOD TIMES GROCERY | 7601 RIVER RD | COLUMBUS | Muscogee | 9106171 | 3 | Flapper Valve | 1998-12-30 | FALSE | 1998-12-30 | FALSE | Temporarily out of use | Diesel | 4000 | Steel-Impressed Current | 1998-12-30 | Steel (Impressed Current) | Safe Suction (Euro)
HOP IN 100511 | 5757 BUENA VISTA RD | COLUMBUS | Muscogee | 9106172 | 1 | Ball Float | 1998-12-15 | FALSE | 1998-12-15 | FALSE | Currently in Use | Premium | 10000 | Fiberglass Double Walled | 1998-12-15 | Double-Walled Fiberglass | Pressurized
HOP IN 100511 | 5757 BUENA VISTA RD | COLUMBUS | Muscogee | 9106172 | 2 | Ball Float | 1998-12-15 | FALSE | 1998-12-15 | FALSE | Currently in Use | Regular | 8000 | Fiberglass Double Walled | 1998-12-15 | Double-Walled Fiberglass | Pressurized
HOP IN 100511 | 5757 BUENA VISTA RD | COLUMBUS | Muscogee | 9106172 | 3 | Ball Float | 1998-12-15 | FALSE | 1998-12-15 | FALSE | Currently in Use | Diesel | 8000 | Fiberglass Double Walled | 1998-12-15 | Double-Walled Fiberglass | Pressurized
CIRCLE K 6712 | 7330 VETERANS PKWY | COLUMBUS | Muscogee | 9106173 | 1 | Flapper Valve | 1998-09-15 | FALSE | 1998-09-15 | FALSE | Currently in Use | Premium | 12000 | Composite | 1998-09-15 | Double-Walled Flex | Pressurized
CIRCLE K 6712 | 7330 VETERANS PKWY | COLUMBUS | Muscogee | 9106173 | 2 | Flapper Valve | 1998-09-15 | FALSE | 1998-09-15 | FALSE | Currently in Use | Regular | 15000 | Composite | 1998-09-15 | Double-Walled Flex | Pressurized
JEFFS FINE FOODS | 2109 CUSSETA RD | COLUMBUS | Muscogee | 9106174 | 1 | Ball Float | 1998-03-01 | FALSE | 1998-03-01 | FALSE | Currently in Use | Premium | 10000 | Composite | 1998-03-01 | Fiberglass Reinforced Plastic | Pressurized
JEFFS FINE FOODS | 2109 CUSSETA RD | COLUMBUS | Muscogee | 9106174 | 2 | Ball Float | 1998-03-01 | FALSE | 1998-03-01 | FALSE | Currently in Use | Regular | 5000 | Composite | 1998-03-01 | Fiberglass Reinforced Plastic | Pressurized
ABANDONED TANKS | 19 TH & VETERANS PKWY | COLUMBUS | Muscogee | 9106175 | 1 | [5 empty] | Removed from Ground | Gas (Historical Use) | 4000 | Bare Steel | 1999-01-29 | Not Marked
ABANDONED TANKS | 19 TH & VETERANS PKWY | COLUMBUS | Muscogee | 9106175 | 2 | [5 empty] | Removed from Ground | Gas (Historical Use) | 4000 | Bare Steel | 1999-01-29 | Not Marked
TOTAL SYSTEM SERVICES | 1000 5TH AVENUE | COLUMBUS | Muscogee | 9106176 | 1 |  |  | TRUE |  | TRUE | Closed in Ground | Used Oil | 500 | Bare Steel | 1998-12-03 | Bare Steel
TOTAL SYSTEM SERVICES | 1000 5TH AVENUE | COLUMBUS | Muscogee | 9106176 | 2 | [5 empty] | Closed in Ground | Other | 500 | Bare Steel | 1998-12-03 | Bare Steel
TOTAL SYSTEM SERVICES | 1000 5TH AVENUE | COLUMBUS | Muscogee | 9106176 | 3 | [5 empty] | Closed in Ground | Diesel | 8000 | Bare Steel | 1998-12-03 | Bare Steel
COVAN WORLDWIDE MOVING | 1801 BLANCHARD BLVD | COLUMBUS | Muscogee | 9106177 | 1 | [5 empty] | Removed from Ground | Gas (Historical Use) | 10000 | Bare Steel | 1999-03-16 | Bare Steel
COVAN WORLDWIDE MOVING | 1801 BLANCHARD BLVD | COLUMBUS | Muscogee | 9106177 | 2 | [5 empty] | Removed from Ground | Diesel | 10000 | Bare Steel | 1999-03-16 | Bare Steel
BAKER MIDDLE SCHOOL | BENNING DRIVE | COLUMBUS | Muscogee | 9106178 | 1 | [5 empty] | Removed from Ground | Gas (Historical Use) | 1300 | Bare Steel | 1999-02-26 | Not Marked
BAKER MIDDLE SCHOOL | BENNING DRIVE | COLUMBUS | Muscogee | 9106178 | 2 | [5 empty] | Removed from Ground | Gas (Historical Use) | 1300 | Bare Steel | 1999-02-26 | Not Marked
COLONIAL BUS LINES | 1823 WHITTLESEY RD | COLUMBUS | Muscogee | 9106179 | 1 | [5 empty] | Removed from Ground | Diesel | 10000 | Not Marked/Unknown | 1993-03-12 | Not Marked
STORE #11 | 1790 WILLIAMS ROAD | COLUMBUS | Muscogee | 9106180 | 1 | Ball Float | 1999-02-01 | FALSE | 1999-02-01 | FALSE | Currently in Use | Gas (Historical Use) | 12000 | Fiberglass Double Walled | 1999-02-01 | Double-Walled Flex | Pressurized
STORE #11 | 1790 WILLIAMS ROAD | COLUMBUS | Muscogee | 9106180 | 2 | Ball Float | 1999-02-01 | FALSE | 1999-02-01 | FALSE | Currently in Use | Gas (Historical Use) | 10000 | Fiberglass Double Walled | 1999-02-01 | Double-Walled Flex | Pressurized
QUIK STOP | 2206 2ND AVENUE | COLUMBUS | Muscogee | 9106181 | 1 | Flapper Valve | 1998-04-09 | FALSE | 1998-04-09 | TRUE | Currently in Use | Regular | 8200 | Steel-Impressed Current | 2000-11-30 | Fiberglass Reinforced Plastic | Pressurized
QUIK STOP | 2206 2ND AVENUE | COLUMBUS | Muscogee | 9106181 | 2 | Flapper Valve | 1998-04-09 | FALSE | 1998-04-09 | TRUE | Currently in Use | Premium | 8200 | Steel-Impressed Current | 2000-11-30 | Fiberglass Reinforced Plastic | Pressurized
QUIK STOP | 2206 2ND AVENUE | COLUMBUS | Muscogee | 9106181 | 3 | Flapper Valve | 1998-04-09 | FALSE | 1998-04-09 | TRUE | Currently in Use | Regular | 8200 | Steel-Impressed Current | 2000-11-30 | Fiberglass Reinforced Plastic | Pressurized
QUIK STOP | 2206 2ND AVENUE | COLUMBUS | Muscogee | 9106181 | 4 | Flapper Valve | 1998-04-09 | FALSE | 1998-04-09 | TRUE | Currently in Use | Diesel | 5000 | Steel-Impressed Current | 2000-11-30 | Fiberglass Reinforced Plastic | Pressurized
HWY 80 CHEVRON | 8050 BEAVER RUN RD | MIDLAND | Muscogee | 9106183 | 1 | Ball Float | 1997-12-01 | FALSE | 1997-12-01 | FALSE | Currently in Use | Regular | 12000 | Composite | 1997-12-01 | Double-Walled Flex
HWY 80 CHEVRON | 8050 BEAVER RUN RD | MIDLAND | Muscogee | 9106183 | 2 | Ball Float | 1997-12-01 | FALSE | 1997-12-01 | FALSE | Currently in Use | Premium | 8000 | Composite | 1997-12-01 | Double-Walled Flex
HWY 80 CHEVRON | 8050 BEAVER RUN RD | MIDLAND | Muscogee | 9106183 | 3 | Ball Float | 1997-12-01 | FALSE | 1997-12-01 | FALSE | Currently in Use | Diesel | 15000 | Composite | 1997-12-01 | Double-Walled Flex
MARATHON FOOD MART | 5700 WARM SPRINGS RD | COLUMBUS | Muscogee | 9106184 | 1 | Ball Float | 2001-01-15 | FALSE | 2001-01-15 | FALSE | Currently in Use | Regular | 8 K | Fiberglass | 2001-01-15 | Flex | Pressurized
MARATHON FOOD MART | 5700 WARM SPRINGS RD | COLUMBUS | Muscogee | 9106184 | 2 | Ball Float | 2001-01-15 | FALSE | 2001-01-15 | FALSE | Currently in Use | Premium | 6000 | Fiberglass Double Walled | 2001-01-15 | Flex | Pressurized
EVERYDAY STOP | 6125 MACON RD | COLUMBUS | Muscogee | 9106185 | 1 | Ball Float | 2001-01-01 | FALSE | 2001-01-01 | FALSE | Currently in Use | Regular | 10000 | Composite | 2001-01-01 | Fiberglass Reinforced Plastic | Pressurized
EVERYDAY STOP | 6125 MACON RD | COLUMBUS | Muscogee | 9106185 | 2 | Ball Float | 2001-01-01 | FALSE | 2001-01-01 | FALSE | Currently in Use | Premium | 15000 | Composite | 2001-01-01 | Fiberglass Reinforced Plastic | Pressurized
GEORGIA POWER CO COLUMBUS TELECO | 1800 FIRST AVE | COLUMBUS | Muscogee | 9106186 | 1 | [5 empty] | Removed from Ground | Diesel | 550 | Bare Steel | 2001-12-10 | Galvanized Steel
KNOX PROPERTY | HAMILTON RD/44TH ST | COLUMBUS | Muscogee | 9000384 | DUMMY | [5 empty] | Permanently Out of Use - historical purposes | Other | 0 | Not Marked/Unknown |  | Not Marked
TIRE CITY PROPERTY | HAMILTON RD/MANCHESTER EXPWAY | COLUMBUS | Muscogee | 9000401 | 1 |  |  | FALSE |  | FALSE | Removed from Ground | Not Marked/Tank Removed | 0 | Unknown
TIRE CITY PROPERTY | HAMILTON RD/MANCHESTER EXPWAY | COLUMBUS | Muscogee | 9000401 | 2 |  |  | FALSE |  | FALSE | Removed from Ground | Not Marked/Tank Removed | 0 | Unknown
TIRE CITY PROPERTY | HAMILTON RD/MANCHESTER EXPWAY | COLUMBUS | Muscogee | 9000401 | 3 |  |  | FALSE |  | FALSE | Removed from Ground | Not Marked/Tank Removed | 0 | Unknown
PETRO #355 | 6262 MACON RD | COLUMBUS | Muscogee | 9000367 | 1 | [5 empty] | Removed from Ground | Gas (Historical Use) | 1000 | Bare Steel | 1975-05-11 | Galvanized Steel
PETRO #355 | 6262 MACON RD | COLUMBUS | Muscogee | 9000367 | 2 | [5 empty] | Removed from Ground | Gas (Historical Use) | 2000 | Bare Steel | 1975-05-11 | Galvanized Steel
PETRO #355 | 6262 MACON RD | COLUMBUS | Muscogee | 9000367 | 3 | [5 empty] | Removed from Ground | Gas (Historical Use) | 2000 | Bare Steel | 1975-05-11 | Galvanized Steel
PETRO #355 | 6262 MACON RD | COLUMBUS | Muscogee | 9000367 | 4 | Flapper Valve | 1988-11-01 | FALSE | 1988-11-01 | FALSE | Currently in Use | Regular | 8000 | Fiberglass | 1988-11-01 | Fiberglass Reinforced Plastic | Pressurized
PETRO #355 | 6262 MACON RD | COLUMBUS | Muscogee | 9000367 | 5 | Flapper Valve | 1988-11-01 | FALSE | 1988-11-01 | FALSE | Currently in Use | Regular | 8000 | Fiberglass | 1988-11-01 | Fiberglass Reinforced Plastic | Pressurized
PETRO #355 | 6262 MACON RD | COLUMBUS | Muscogee | 9000367 | 6 | Flapper Valve | 1988-11-01 | FALSE | 1988-11-01 | FALSE | Currently in Use | Premium | 8000 | Fiberglass | 1988-11-01 | Fiberglass Reinforced Plastic | Pressurized
MAJIK MARKET #21230 | 4228 /4223 BUENA VISTA RD | COLUMBUS | Muscogee | 9000319 | 1 | [5 empty] | Removed from Ground | Gas (Historical Use) | 10000 | Bare Steel | 1961-05-19 | Galvanized Steel
MAJIK MARKET #21230 | 4228 /4223 BUENA VISTA RD | COLUMBUS | Muscogee | 9000319 | 2 | [5 empty] | Removed from Ground | Gas (Historical Use) | 10000 | Bare Steel | 1961-05-19 | Galvanized Steel
MAJIK MARKET #21230 | 4228 /4223 BUENA VISTA RD | COLUMBUS | Muscogee | 9000319 | 3 | [5 empty] | Removed from Ground | Gas (Historical Use) | 10000 | Bare Steel | 1961-05-19 | Galvanized Steel
EXPRESSWAY CHEVRON #43369 | 2705 MANCHESTER RD | COLUMBUS | Muscogee | 9000353 | 1 | [5 empty] | Removed from Ground | Gas (Historical Use) | 10000 | Fiberglass | 1983-04-24 | Fiberglass Reinforced Plastic
EXPRESSWAY CHEVRON #43369 | 2705 MANCHESTER RD | COLUMBUS | Muscogee | 9000353 | 2 | [5 empty] | Removed from Ground | Gas (Historical Use) | 10000 | Fiberglass | 1983-04-24 | Fiberglass Reinforced Plastic
EXPRESSWAY CHEVRON #43369 | 2705 MANCHESTER RD | COLUMBUS | Muscogee | 9000353 | 3 | [5 empty] | Removed from Ground | Gas (Historical Use) | 10000 | Fiberglass | 1983-04-24 | Fiberglass Reinforced Plastic
EXPRESSWAY CHEVRON #43369 | 2705 MANCHESTER RD | COLUMBUS | Muscogee | 9000353 | 4 |  |  | TRUE |  | TRUE | Removed from Ground | Used Oil | 1000 | Fiberglass | 1983-04-24 | Fiberglass Reinforced Plastic
EXPRESSWAY CHEVRON #43369 | 2705 MANCHESTER RD | COLUMBUS | Muscogee | 9000353 | 5 | Ball Float | 1990-01-10 | FALSE | 1990-01-10 | FALSE | Currently in Use | Regular | 10000 | Fiberglass | 1989-09-05 | Fiberglass Reinforced Plastic | Pressurized
EXPRESSWAY CHEVRON #43369 | 2705 MANCHESTER RD | COLUMBUS | Muscogee | 9000353 | 6 | Ball Float | 1990-01-10 | FALSE | 1990-01-10 | FALSE | Currently in Use | Premium | 10000 | Fiberglass | 1989-09-05 | Fiberglass Reinforced Plastic | Pressurized
EXPRESSWAY CHEVRON #43369 | 2705 MANCHESTER RD | COLUMBUS | Muscogee | 9000353 | 7 | Ball Float | 1990-01-10 | FALSE | 1990-01-10 | FALSE | Currently in Use | Diesel | 10000 | Fiberglass | 1989-09-05 | Fiberglass Reinforced Plastic | Pressurized
GOODWILL INDSTRIES/CHATTAHOOCHEE | 5824 WHITESVILLE RD | COLUMBUS | Muscogee | 9000354 | 1 | [5 empty] | Removed from Ground | Gas (Historical Use) | 1000 | Bare Steel | 1971-03-24 | Cathodically Protected
GOODWILL INDSTRIES/CHATTAHOOCHEE | 5824 WHITESVILLE RD | COLUMBUS | Muscogee | 9000354 | 2 | [5 empty] | Removed from Ground | Diesel | 1000 | Bare Steel | 1983-03-21 | Unknown
DOLLY MADISON BAKERY/INTERSTATE BRANDS CORP | 1969 VICTORY DR | COLUMBUS | Muscogee | 9000522 | 1 | [5 empty] | Removed from Ground | Diesel | 34120 | Bare Steel | 1971-03-29 | Cathodically Protected
DOLLY MADISON BAKERY/INTERSTATE BRANDS CORP | 1969 VICTORY DR | COLUMBUS | Muscogee | 9000522 | 2 |  | 1996-12-01 |  | 1996-12-01 |  | Removed from Ground | Gas (Historical Use) | 10000 | Composite | 1988-01-01 | Double-Walled Fiberglass | Pressurized
DOLLY MADISON BAKERY/INTERSTATE BRANDS CORP | 1969 VICTORY DR | COLUMBUS | Muscogee | 9000522 | 3 |  | 1996-12-01 |  | 1996-12-01 |  | Removed from Ground | Gas (Historical Use) | 10000 | Composite | 1988-01-01 | Double-Walled Fiberglass | Pressurized
DOLLY MADISON BAKERY/INTERSTATE BRANDS CORP | 1969 VICTORY DR | COLUMBUS | Muscogee | 9000522 | 4 | [5 empty] | Removed from Ground | Other | 1000 | Bare Steel | 1971-03-29 | Galvanized Steel
DOLLY MADISON BAKERY/INTERSTATE BRANDS CORP | 1969 VICTORY DR | COLUMBUS | Muscogee | 9000522 | 5 |  |  | TRUE |  | TRUE | Removed from Ground | Used Oil | 500 | Bare Steel | 1971-03-29 | Bare Steel
DOLLY MADISON BAKERY/INTERSTATE BRANDS CORP | 1969 VICTORY DR | COLUMBUS | Muscogee | 9000522 | 6 |  | 1996-12-01 |  | 1996-12-01 |  | Removed from Ground | Gas (Historical Use) | 10000 | Composite | 1988-01-01 | Double-Walled Fiberglass | Pressurized
DOLLY MADISON BAKERY/INTERSTATE BRANDS CORP | 1969 VICTORY DR | COLUMBUS | Muscogee | 9000522 | 7 |  | 1992-04-01 |  | 1992-04-01 |  | Removed from Ground | Diesel | 15000 | Galvanic (STIP-3) | 1992-04-01 | Fiberglass Reinforced Plastic | Pressurized
DOLLY MADISON BAKERY/INTERSTATE BRANDS CORP | 1969 VICTORY DR | COLUMBUS | Muscogee | 9000522 | 8 |  | 1992-04-01 |  | 1992-04-01 |  | Removed from Ground | Diesel | 15000 | Galvanic (STIP-3) | 1992-04-01 | Fiberglass Reinforced Plastic | Pressurized
DOLLY MADISON BAKERY/INTERSTATE BRANDS CORP | 1969 VICTORY DR | COLUMBUS | Muscogee | 9000522 | F897873 | [5 empty] | Closed in Ground | Diesel | 10000 | Bare Steel | 1990-03-22 | Bare Steel
DOLLY MADISON BAKERY/INTERSTATE BRANDS CORP | 1969 VICTORY DR | COLUMBUS | Muscogee | 9000522 | F897877 | [5 empty] | Closed in Ground | Diesel | 10000 | Bare Steel | 1990-03-22 | Bare Steel
BP #1 | 4416 VETERANS PKWY | COLUMBUS | Muscogee | 9000479 | 1 | [5 empty] | Permanently Out of Use - historical purposes | Diesel | 0 | Not Marked/Unknown |  | Not Marked
BP #1 | 4416 VETERANS PKWY | COLUMBUS | Muscogee | 9000479 | 2 | [5 empty] | Permanently Out of Use - historical purposes | Diesel | 0 | Not Marked/Unknown |  | Not Marked
BP #1 | 4416 VETERANS PKWY | COLUMBUS | Muscogee | 9000479 | 3 | Ball Float | 1995-03-01 | FALSE | 1995-03-01 | FALSE | Currently in Use | Regular | 12000 | Composite | 1995-03-01 | Double-Walled Fiberglass | Pressurized
BP #1 | 4416 VETERANS PKWY | COLUMBUS | Muscogee | 9000479 | 4 | Ball Float | 1995-03-01 | FALSE | 1995-03-01 | FALSE | Currently in Use | Premium | 8000 | Composite | 1995-03-01 | Double-Walled Fiberglass | Pressurized
CIRCLE K 6747 | 3910 MACON RD | COLUMBUS | Muscogee | 9000466 | 1 |  | 1989-11-01 |  | 1989-11-01 |  | Removed from Ground | Gas (Historical Use) | 10270 | Cathodically Protected Steel | 1977-04-06 | Fiberglass Reinforced Plastic | Pressurized
CIRCLE K 6747 | 3910 MACON RD | COLUMBUS | Muscogee | 9000466 | 2 | Flapper Valve | 1989-11-01 |  | 1989-11-01 |  | Removed from Ground | Gas (Historical Use) | 10270 | Steel-Impressed Current | 1977-04-06 | Fiberglass Reinforced Plastic | Pressurized
CIRCLE K 6747 | 3910 MACON RD | COLUMBUS | Muscogee | 9000466 | 3 | Flapper Valve | 1989-11-01 |  | 1989-11-01 |  | Removed from Ground | Gas (Historical Use) | 10270 | Steel-Impressed Current | 1977-04-06 | Fiberglass Reinforced Plastic | Pressurized
CIRCLE K 6747 | 3910 MACON RD | COLUMBUS | Muscogee | 9000466 | 4 | Flapper Valve | 1989-11-01 |  | 1989-11-01 |  | Removed from Ground | Gas (Historical Use) | 10270 | Steel-Impressed Current | 1977-04-06 | Fiberglass Reinforced Plastic | Pressurized
CIRCLE K 6704 | 1100 FLOYD RD | COLUMBUS | Muscogee | 9000710 | 1 | [5 empty] | Removed from Ground | Gas (Historical Use) | 12000 | Bare Steel | 1974-05-08 | Bare Steel
CIRCLE K 6704 | 1100 FLOYD RD | COLUMBUS | Muscogee | 9000710 | 2 | [5 empty] | Removed from Ground | Gas (Historical Use) | 12000 | Bare Steel | 1974-05-08 | Bare Steel
CIRCLE K 6704 | 1100 FLOYD RD | COLUMBUS | Muscogee | 9000710 | 3 | [5 empty] | Removed from Ground | Gas (Historical Use) | 8000 | Bare Steel | 1969-05-09 | Bare Steel
CIRCLE K 6704 | 1100 FLOYD RD | COLUMBUS | Muscogee | 9000710 | 4 | [5 empty] | Removed from Ground | Gas (Historical Use) | 8000 | Bare Steel | 1969-05-09 | Bare Steel
CIRCLE K 6704 | 1100 FLOYD RD | COLUMBUS | Muscogee | 9000710 | 5 | Ball Float | 1993-10-13 | FALSE | 1993-10-13 | FALSE | Currently in Use | Regular | 8000 | Galvanic (STIP-3) | 1993-08-10 | Fiberglass Reinforced Plastic | Pressurized
CIRCLE K 6704 | 1100 FLOYD RD | COLUMBUS | Muscogee | 9000710 | 6 | Ball Float | 1993-10-13 | FALSE | 1993-10-13 | FALSE | Currently in Use | Premium | 8000 | Galvanic (STIP-3) | 1993-08-10 | Fiberglass Reinforced Plastic | Pressurized
CIRCLE K 6704 | 1100 FLOYD RD | COLUMBUS | Muscogee | 9000710 | 7 | Ball Float | 1993-10-13 | FALSE | 1993-10-13 | FALSE | Currently in Use | Plus | 8000 | Galvanic (STIP-3) | 1993-08-10 | Fiberglass Reinforced Plastic | Pressurized
HOP IN 100505 | 1400 DOUBLE CHURCHES RD | COLUMBUS | Muscogee | 9000711 | 1 | [5 empty] | Removed from Ground | Gas (Historical Use) | 6000 | Bare Steel | 1979-05-07 | Galvanized Steel
HOP IN 100505 | 1400 DOUBLE CHURCHES RD | COLUMBUS | Muscogee | 9000711 | 2 | [5 empty] | Removed from Ground | Gas (Historical Use) | 6000 | Bare Steel | 1979-05-07 | Galvanized Steel
HOP IN 100505 | 1400 DOUBLE CHURCHES RD | COLUMBUS | Muscogee | 9000711 | 3 | [5 empty] | Removed from Ground | Gas (Historical Use) | 6000 | Bare Steel | 1979-05-07 | Galvanized Steel
HOP IN 100505 | 1400 DOUBLE CHURCHES RD | COLUMBUS | Muscogee | 9000711 | 4 | [5 empty] | Removed from Ground | Gas (Historical Use) | 6000 | Bare Steel | 1979-05-07 | Galvanized Steel
HOP IN 100505 | 1400 DOUBLE CHURCHES RD | COLUMBUS | Muscogee | 9000711 | 5 |  | 1993-12-09 |  | 1993-12-09 | TRUE | Currently in Use | Gas (Historical Use) | 10000 | Fiberglass | 1993-12-09 | Fiberglass Reinforced Plastic | Pressurized
HOP IN 100505 | 1400 DOUBLE CHURCHES RD | COLUMBUS | Muscogee | 9000711 | 6 |  | 1993-12-09 |  | 1993-12-09 | TRUE | Currently in Use | Gas (Historical Use) | 8000 | Fiberglass | 1993-12-09 | Fiberglass Reinforced Plastic | Pressurized
HOP IN 100505 | 1400 DOUBLE CHURCHES RD | COLUMBUS | Muscogee | 9000711 | 7 |  | 1993-12-09 |  | 1993-12-09 | TRUE | Currently in Use | Diesel | 8000 | Fiberglass | 1993-12-09 | Fiberglass Reinforced Plastic | Pressurized
BMI/FLEET SERVICE | 6639 MACON RD | COLUMBUS | Muscogee | 9000596 | 1 | [5 empty] | Removed from Ground | Diesel | 10000 | Bare Steel | 1971-05-12 | Unknown
HOP IN 100504 | 3809 ST MARYS RD | COLUMBUS | Muscogee | 9000607 | 1 | [5 empty] | Removed from Ground | Gas (Historical Use) | 8000 | Bare Steel | 1970-05-09 | Galvanized Steel
HOP IN 100504 | 3809 ST MARYS RD | COLUMBUS | Muscogee | 9000607 | 2 | [5 empty] | Removed from Ground | Gas (Historical Use) | 8000 | Bare Steel | 1970-05-09 | Galvanized Steel
HOP IN 100504 | 3809 ST MARYS RD | COLUMBUS | Muscogee | 9000607 | 3 | [5 empty] | Removed from Ground | Gas (Historical Use) | 8000 | Bare Steel | 1974-05-08 | Galvanized Steel
HOP IN 100504 | 3809 ST MARYS RD | COLUMBUS | Muscogee | 9000607 | 4 |  | 1989-09-19 |  | 1989-09-19 |  | Currently in Use | Diesel | 6000 | Composite | 1989-09-19 | Double-Walled Fiberglass | Pressurized
HOP IN 100504 | 3809 ST MARYS RD | COLUMBUS | Muscogee | 9000607 | 5 |  | 1989-09-19 |  | 1989-09-19 |  | Currently in Use | Gas (Historical Use) | 8000 | Composite | 1989-09-19 | Double-Walled Fiberglass | Pressurized
HOP IN 100504 | 3809 ST MARYS RD | COLUMBUS | Muscogee | 9000607 | 6 |  | 1989-09-19 |  | 1989-09-19 |  | Currently in Use | Gas (Historical Use) | 10000 | Composite | 1989-09-19 | Double-Walled Fiberglass | Pressurized
CIRCLE K 6706 | 5448 FORREST RD | COLUMBUS | Muscogee | 9000538 | 1 | [5 empty] | Removed from Ground | Gas (Historical Use) | 6000 | Bare Steel | 1977-05-07 | Galvanized Steel
CIRCLE K 6706 | 5448 FORREST RD | COLUMBUS | Muscogee | 9000538 | 2 | [5 empty] | Removed from Ground | Gas (Historical Use) | 6000 | Bare Steel | 1977-05-07 | Galvanized Steel
CIRCLE K 6706 | 5448 FORREST RD | COLUMBUS | Muscogee | 9000538 | 3 | [5 empty] | Removed from Ground | Gas (Historical Use) | 6000 | Bare Steel | 1977-05-07 | Galvanized Steel
CIRCLE K 6706 | 5448 FORREST RD | COLUMBUS | Muscogee | 9000538 | 4 | [5 empty] | Removed from Ground | Gas (Historical Use) | 6000 | Bare Steel | 1977-05-07 | Galvanized Steel
CIRCLE K 6706 | 5448 FORREST RD | COLUMBUS | Muscogee | 9000538 | 5 | Ball Float | 1993-10-11 | FALSE | 1993-10-11 | FALSE | Currently in Use | Regular | 8000 | Galvanic (STIP-3) | 1993-08-10 | Fiberglass Reinforced Plastic | Pressurized
CIRCLE K 6706 | 5448 FORREST RD | COLUMBUS | Muscogee | 9000538 | 6 | Ball Float | 1993-10-11 | FALSE | 1993-10-11 | FALSE | Currently in Use | Regular | 8000 | Galvanic (STIP-3) | 1993-08-10 | Fiberglass Reinforced Plastic | Pressurized
CIRCLE K 6706 | 5448 FORREST RD | COLUMBUS | Muscogee | 9000538 | 7 | Ball Float | 1993-10-11 | FALSE | 1993-10-11 | FALSE | Currently in Use | Premium | 8000 | Galvanic (STIP-3) | 1993-08-10 | Fiberglass Reinforced Plastic | Pressurized
'SIXTH & EIGHTH' AUTO SERVICE | 800 SIXTH AVE | COLUMBUS | Muscogee | 9000531 | 1 | [5 empty] | Removed from Ground | Gas (Historical Use) | 6000 | Cathodically Protected Steel | 1990-01-16 | Bare Steel | Suction (American)
'SIXTH & EIGHTH' AUTO SERVICE | 800 SIXTH AVE | COLUMBUS | Muscogee | 9000531 | 2 | [5 empty] | Removed from Ground | Gas (Historical Use) | 6000 | Cathodically Protected Steel | 1990-01-16 | Bare Steel | Suction (American)
'SIXTH & EIGHTH' AUTO SERVICE | 800 SIXTH AVE | COLUMBUS | Muscogee | 9000531 | 3 | [5 empty] | Removed from Ground | Gas (Historical Use) | 7300 | Bare Steel | 1964-04-09 | Bare Steel | Suction (American)
'SIXTH & EIGHTH' AUTO SERVICE | 800 SIXTH AVE | COLUMBUS | Muscogee | 9000531 | 4 | [5 empty] | Removed from Ground | Kerosene | 100 | Bare Steel | 1965-04-09 | Bare Steel | Suction (American)
'SIXTH & EIGHTH' AUTO SERVICE | 800 SIXTH AVE | COLUMBUS | Muscogee | 9000531 | 5 |  |  | TRUE |  | TRUE | Removed from Ground | Used Oil | 560 | Bare Steel | 1986-10-17 | Bare Steel | Suction (American)
'SIXTH & EIGHTH' AUTO SERVICE | 800 SIXTH AVE | COLUMBUS | Muscogee | 9000531 | OLD#2 | [5 empty] | Permanently Out of Use - historical purposes | Gas (Historical Use) | 3000 | Bare Steel | 1965-04-09 | Galvanized Steel
'SIXTH & EIGHTH' AUTO SERVICE | 800 SIXTH AVE | COLUMBUS | Muscogee | 9000531 | OLD#3 | [5 empty] | Permanently Out of Use - historical purposes | Gas (Historical Use) | 3000 | Bare Steel | 1965-04-09 | Galvanized Steel
'SIXTH & EIGHTH' AUTO SERVICE | 800 SIXTH AVE | COLUMBUS | Muscogee | 9000531 | OLD#4 | [5 empty] | Permanently Out of Use - historical purposes | Gas (Historical Use) | 5000 | Bare Steel | 1981-04-05 | Galvanized Steel
CIRCLE K 6705 | 4410 MACON RD | COLUMBUS | Muscogee | 9000533 | 1 | [5 empty] | Removed from Ground | Gas (Historical Use) | 8000 | Bare Steel | 1971-05-09 | Galvanized Steel
CIRCLE K 6705 | 4410 MACON RD | COLUMBUS | Muscogee | 9000533 | 2 | [5 empty] | Removed from Ground | Gas (Historical Use) | 8000 | Bare Steel | 1971-05-09 | Galvanized Steel
CIRCLE K 6705 | 4410 MACON RD | COLUMBUS | Muscogee | 9000533 | 3 | [5 empty] | Removed from Ground | Gas (Historical Use) | 8000 | Bare Steel | 1971-05-09 | Galvanized Steel
CIRCLE K 6705 | 4410 MACON RD | COLUMBUS | Muscogee | 9000533 | 4 | Ball Float | 1993-06-01 | FALSE | 1993-06-01 | FALSE | Currently in Use | Regular | 8000 | Galvanic (STIP-3) | 1993-08-05 | Fiberglass Reinforced Plastic | Pressurized
CIRCLE K 6705 | 4410 MACON RD | COLUMBUS | Muscogee | 9000533 | 5 | Ball Float | 1993-06-01 | FALSE | 1993-06-01 | FALSE | Currently in Use | Premium | 8000 | Galvanic (STIP-3) | 1993-08-05 | Fiberglass Reinforced Plastic | Pressurized
CIRCLE K 6705 | 4410 MACON RD | COLUMBUS | Muscogee | 9000533 | 6 | Ball Float | 1993-06-01 | FALSE | 1993-06-01 | FALSE | Currently in Use | Plus | 8000 | Galvanic (STIP-3) | 1993-08-05 | Fiberglass Reinforced Plastic | Pressurized
SING OIL STATION (FORMER) | 3151 MACON RD | COLUMBUS | Muscogee | 9000308 | 1 | [5 empty] | Removed from Ground | Not Marked/Tank Removed | 4200 | Bare Steel | 2004-09-09 | Not Marked
SING OIL STATION (FORMER) | 3151 MACON RD | COLUMBUS | Muscogee | 9000308 | 2 |  |  | FALSE |  | FALSE | Removed from Ground | Not Marked/Tank Removed | 4200 | Unknown | 2004-09-10 | Unknown
SING OIL STATION (FORMER) | 3151 MACON RD | COLUMBUS | Muscogee | 9000308 | 3 |  |  | FALSE |  | FALSE | Removed from Ground | Not Marked/Tank Removed | 4200 | Unknown | 2004-09-10 | Unknown
SING OIL STATION (FORMER) | 3151 MACON RD | COLUMBUS | Muscogee | 9000308 | 4 |  |  | FALSE |  | FALSE | Removed from Ground | Not Marked/Tank Removed | 4200 | Unknown | 2004-09-10 | Unknown
SING OIL STATION (FORMER) | 3151 MACON RD | COLUMBUS | Muscogee | 9000308 | 5 |  |  | FALSE |  | FALSE | Removed from Ground | Not Marked/Tank Removed | 900 | Unknown | 2004-09-10 | Unknown
CIRCLE K 6678 | 215 FOURTH ST | COLUMBUS | Muscogee | 9000290 | 1 | Flapper Valve | 1996-09-03 |  | 1996-09-03 |  | Removed from Ground | Gas (Historical Use) | 10000 | Steel-Impressed Current | 1980-05-09 | Fiberglass Reinforced Plastic | Pressurized
CIRCLE K 6678 | 215 FOURTH ST | COLUMBUS | Muscogee | 9000290 | 2 | Flapper Valve | 1996-09-03 |  | 1996-09-03 |  | Removed from Ground | Gas (Historical Use) | 8000 | Steel-Impressed Current | 1980-05-09 | Fiberglass Reinforced Plastic | Pressurized
CIRCLE K 6678 | 215 FOURTH ST | COLUMBUS | Muscogee | 9000290 | 3 | Flapper Valve | 1996-09-03 |  | 1996-09-03 |  | Removed from Ground | Gas (Historical Use) | 8000 | Steel-Impressed Current | 1980-05-09 | Fiberglass Reinforced Plastic | Pressurized
CIRCLE K 6678 | 215 FOURTH ST | COLUMBUS | Muscogee | 9000290 | 4 | Flapper Valve | 1996-09-03 |  | 1996-09-03 |  | Removed from Ground | Gas (Historical Use) | 10000 | Steel-Impressed Current | 1980-05-09 | Fiberglass Reinforced Plastic | Pressurized
CIRCLE K 6678 | 215 FOURTH ST | COLUMBUS | Muscogee | 9000290 | 5 | Flapper Valve | 1996-09-03 |  | 1996-09-03 |  | Removed from Ground | Gas (Historical Use) | 10000 | Steel-Impressed Current | 1980-05-09 | Fiberglass Reinforced Plastic | Pressurized
CIRCLE K 6678 | 215 FOURTH ST | COLUMBUS | Muscogee | 9000290 | 6 | Flapper Valve | 1996-09-03 |  | 1996-09-03 |  | Removed from Ground | Gas (Historical Use) | 10000 | Steel-Impressed Current | 1980-05-09 | Fiberglass Reinforced Plastic | Pressurized
CIRCLE K 6678 | 215 FOURTH ST | COLUMBUS | Muscogee | 9000290 | 7 | Flapper Valve | 1996-09-03 |  | 1996-09-03 |  | Removed from Ground | Diesel | 10000 | Steel-Impressed Current | 1980-05-09 | Fiberglass Reinforced Plastic | Pressurized
CIRCLE K 6678 | 215 FOURTH ST | COLUMBUS | Muscogee | 9000290 | 8 | Flapper Valve | 2015-07-29 | FALSE | 2015-07-29 | FALSE | Currently in Use | Regular | 15000 | Composite Double Walled | 2015-07-29 | Double-Walled Fiberglass | Pressurized
CIRCLE K 6678 | 215 FOURTH ST | COLUMBUS | Muscogee | 9000290 | 9A | Flapper Valve | 2015-07-29 | FALSE | 2015-07-29 | FALSE | Currently in Use | Premium | 8000 | Composite Double Walled | 2015-07-29 | Double-Walled Fiberglass | Pressurized
CIRCLE K 6678 | 215 FOURTH ST | COLUMBUS | Muscogee | 9000290 | 9B | Flapper Valve | 2015-07-29 | FALSE | 2015-07-29 | FALSE | Currently in Use | Diesel | 12000 | Composite Double Walled | 2015-07-29 | Double-Walled Fiberglass | Pressurized
SHELL FOOD MART | 1500 VETERANS PARKWAY | COLUMBUS | Muscogee | 9000235 | 1 |  | 1998-10-15 |  | 1998-10-15 |  | Removed from Ground | Gas (Historical Use) | 12000 | Steel-Impressed Current | 1980-02-05 | Cathodically Protected | Safe Suction (Euro)
SHELL FOOD MART | 1500 VETERANS PARKWAY | COLUMBUS | Muscogee | 9000235 | 2 |  | 1998-10-15 |  | 1998-10-15 |  | Removed from Ground | Gas (Historical Use) | 12000 | Steel-Impressed Current | 1980-02-05 | Cathodically Protected | Safe Suction (Euro)
SHELL FOOD MART | 1500 VETERANS PARKWAY | COLUMBUS | Muscogee | 9000235 | 3 |  | 1998-10-15 |  | 1998-10-15 |  | Removed from Ground | Gas (Historical Use) | 12000 | Steel-Impressed Current | 1980-02-05 | Cathodically Protected | Pressurized
SHELL FOOD MART | 1500 VETERANS PARKWAY | COLUMBUS | Muscogee | 9000235 | 4 | Ball Float | 2004-08-03 | FALSE | 2004-08-03 | FALSE | Currently in Use | Regular | 10000 | Fiberglass Double Walled | 2004-08-03 | Fiberglass Reinforced Plastic | Pressurized
SHELL FOOD MART | 1500 VETERANS PARKWAY | COLUMBUS | Muscogee | 9000235 | 5 | Ball Float | 2004-08-03 | FALSE | 2004-08-03 | FALSE | Currently in Use | Plus | 8000 | Fiberglass Double Walled | 2004-08-03 | Double-Walled Fiberglass | Pressurized
SHELL FOOD MART | 1500 VETERANS PARKWAY | COLUMBUS | Muscogee | 9000235 | 6 | Ball Float | 2004-08-03 | FALSE | 2004-08-03 | FALSE | Currently in Use | Premium | 8000 | Fiberglass Double Walled | 2004-08-03 | Double-Walled Fiberglass | Pressurized
CIRCLE K 6707 | 5155 WARM SPRINGS RD | COLUMBUS | Muscogee | 9000119 | 1 | [5 empty] | Removed from Ground | Gas (Historical Use) | 6000 | Bare Steel | 1978-05-07 | Galvanized Steel
CIRCLE K 6707 | 5155 WARM SPRINGS RD | COLUMBUS | Muscogee | 9000119 | 2 | [5 empty] | Removed from Ground | Gas (Historical Use) | 6000 | Bare Steel | 1978-05-07 | Galvanized Steel
CIRCLE K 6707 | 5155 WARM SPRINGS RD | COLUMBUS | Muscogee | 9000119 | 3 | [5 empty] | Removed from Ground | Gas (Historical Use) | 6000 | Bare Steel | 1978-05-07 | Galvanized Steel
CIRCLE K 6707 | 5155 WARM SPRINGS RD | COLUMBUS | Muscogee | 9000119 | 4 | [5 empty] | Removed from Ground | Gas (Historical Use) | 6000 | Bare Steel | 1978-05-07 | Galvanized Steel
CIRCLE K 6707 | 5155 WARM SPRINGS RD | COLUMBUS | Muscogee | 9000119 | 5 | Ball Float | 1993-11-11 | FALSE | 1993-11-11 | FALSE | Currently in Use | Premium | 8000 | Galvanic (STIP-3) | 1993-10-26 | Fiberglass Reinforced Plastic | Pressurized
CIRCLE K 6707 | 5155 WARM SPRINGS RD | COLUMBUS | Muscogee | 9000119 | 6 | Ball Float | 1993-11-11 | FALSE | 1993-11-11 | FALSE | Currently in Use | Regular | 8000 | Galvanic (STIP-3) | 1993-10-26 | Fiberglass Reinforced Plastic | Pressurized
CIRCLE K 6707 | 5155 WARM SPRINGS RD | COLUMBUS | Muscogee | 9000119 | 7 | Ball Float | 1993-11-11 | FALSE | 1993-11-11 | FALSE | Currently in Use | Regular | 8000 | Galvanic (STIP-3) | 1993-10-26 | Fiberglass Reinforced Plastic | Pressurized
MOBIL STATION 10L3X | 1436 COLUMBUS MANCHESTER EXWY | COLUMBUS | Muscogee | 9000008 | 1 |  |  | TRUE |  | TRUE | Removed from Ground | Used Oil | 550 | Bare Steel | 1971-05-11 | Galvanized Steel
MOBIL STATION 10L3X | 1436 COLUMBUS MANCHESTER EXWY | COLUMBUS | Muscogee | 9000008 | 2 | [5 empty] | Removed from Ground | Gas (Historical Use) | 10000 | Bare Steel | 1971-05-11 | Galvanized Steel
MOBIL STATION 10L3X | 1436 COLUMBUS MANCHESTER EXWY | COLUMBUS | Muscogee | 9000008 | 3 | [5 empty] | Removed from Ground | Gas (Historical Use) | 8000 | Bare Steel | 1971-05-11 | Galvanized Steel
MOBIL STATION 10L3X | 1436 COLUMBUS MANCHESTER EXWY | COLUMBUS | Muscogee | 9000008 | 4 | [5 empty] | Removed from Ground | Gas (Historical Use) | 6000 | Bare Steel | 1971-05-11 | Galvanized Steel
WCEN COLUMBUS | 3000 SCHATULGA RD | Columbus | Muscogee | UST-SLOC-9106023 | 1 | [5 empty] | Removed from Ground | Gas (Historical Use) | 6000 | Bare Steel | 1974-01-01 | Galvanized Steel
WCEN COLUMBUS | 3000 SCHATULGA RD | Columbus | Muscogee | UST-SLOC-9106151 | 1 | [5 empty] | Removed from Ground | Diesel | 30000 | Bare Steel | 1974-01-01 | Galvanized Steel
WCEN COLUMBUS | 3000 SCHATULGA RD | Columbus | Muscogee | UST-SLOC-9106151 | 2 |  | 1997-06-01 |  | 1997-06-01 |  | Currently in Use | Diesel | 10000 | Fiberglass | 1997-06-01 | Fiberglass Reinforced Plastic | Suction (American)
WCEN COLUMBUS | 3000 SCHATULGA RD | Columbus | Muscogee | UST-SLOC-9106153 | 1 | [5 empty] | Removed from Ground | Diesel | 250 | Bare Steel | 1984-01-01 | Galvanized Steel
PETROLEUM REALTY II LLC | 3188 HWY 278 NE | COVINGTON | Newton | 9000687 | 1 |  | 1985-03-01 |  | 1985-03-01 |  | Removed from Ground | Diesel | 9728 | Fiberglass | 1985-08-01 | Fiberglass Reinforced Plastic | Pressurized
PETROLEUM REALTY II LLC | 3188 HWY 278 NE | COVINGTON | Newton | 9000687 | 2 |  | 1988-03-01 |  | 1988-03-01 |  | Removed from Ground | Gas (Historical Use) | 9728 | Fiberglass | 1988-03-01 | Fiberglass Reinforced Plastic | Pressurized
PETROLEUM REALTY II LLC | 3188 HWY 278 NE | COVINGTON | Newton | 9000687 | 3 |  | 1988-03-01 |  | 1988-03-01 |  | Removed from Ground | Gas (Historical Use) | 9728 | Fiberglass | 1988-03-01 | Fiberglass Reinforced Plastic | Pressurized
PETROLEUM REALTY II LLC | 3188 HWY 278 NE | COVINGTON | Newton | 9000687 | 4 |  | 1988-03-01 |  | 1988-03-01 |  | Removed from Ground | Kerosene | 4000 | Fiberglass | 1988-03-01 | Fiberglass Reinforced Plastic | Pressurized
PETROLEUM REALTY II LLC | 3188 HWY 278 NE | COVINGTON | Newton | 9000687 | 5 |  | 1988-03-01 |  | 1988-03-01 |  | Removed from Ground | Gas (Historical Use) | 9728 | Fiberglass | 1988-03-01 | Fiberglass Reinforced Plastic | Pressurized
PONY EXPRESS | 1778 HWY 11 SOUTH | MANSFIELD | Newton | 9000614 | 1 | [5 empty] | Removed from Ground | Gas (Historical Use) | 8000 | Bare Steel | 1963-03-19 | Galvanized Steel
PONY EXPRESS | 1778 HWY 11 SOUTH | MANSFIELD | Newton | 9000614 | 2 | [5 empty] | Removed from Ground | Gas (Historical Use) | 8000 | Bare Steel | 1963-03-19 | Galvanized Steel
PONY EXPRESS | 1778 HWY 11 SOUTH | MANSFIELD | Newton | 9000614 | 3 | [5 empty] | Removed from Ground | Gas (Historical Use) | 2000 | Bare Steel | 1963-03-19 | Galvanized Steel
PONY EXPRESS | 1778 HWY 11 SOUTH | MANSFIELD | Newton | 9000614 | 4 | [5 empty] | Removed from Ground | Diesel | 2000 | Bare Steel | 1963-03-19 | Galvanized Steel
THRIFT OIL CO | WASHINGTON STREET | COVINGTON | Newton | 9000366 | 1 | [5 empty] | Removed from Ground | Gas (Historical Use) | 0 | Bare Steel | 1961-05-05 | Galvanized Steel
THRIFT OIL CO | WASHINGTON STREET | COVINGTON | Newton | 9000366 | 2 | [5 empty] | Removed from Ground | Gas (Historical Use) | 0 | Bare Steel | 1961-05-05 | Galvanized Steel
THRIFT OIL CO | WASHINGTON STREET | COVINGTON | Newton | 9000366 | 3 | [5 empty] | Removed from Ground | Gas (Historical Use) | 0 | Bare Steel | 1961-05-05 | Galvanized Steel
THRIFT OIL CO | WASHINGTON STREET | COVINGTON | Newton | 9000366 | 4 | [5 empty] | Removed from Ground | Kerosene | 0 | Bare Steel | 1961-05-05 | Galvanized Steel
AMERICAN OIL & INDUSTRIAL SVCS | ALCOVY RD | COVINGTON | Newton | 9107001 | DUMMY | [5 empty] | Currently in Use | Empty | 0 | Not Marked/Unknown |  | Not Marked
THE SPRING HILL STORE | 415 GA HWY 162 CONNECTOR | Covington | Newton | 9107002 | DUMMY | [5 empty] | Temporarily out of use | Other | 0 | Marked Unknown |  | Unknown
COVINGTON SITE NO #020 | 25 FIRETOWER RD | COVINGTON | Newton | 9107004 | 1 |  | 1997-12-30 |  | 1997-12-30 |  | Removed from Ground | Diesel | 275 | Cathodically Protected Steel | 1986-01-01 | Double Walled
GA LUMBER/WILLIAM BROS-COVINGTON | 7250 WASHINGTON ST | COVINGTON | Newton | 9107006 | 1 | [5 empty] | Removed from Ground | Diesel | 10000 | Bare Steel | 1965-01-01 | Bare Steel
GA LUMBER/WILLIAM BROS-COVINGTON | 7250 WASHINGTON ST | COVINGTON | Newton | 9107006 | 2 | [5 empty] | Removed from Ground | Gas (Historical Use) | 4000 | Bare Steel | 1965-01-01 | Bare Steel | Suction (American)
GA LUMBER/WILLIAM BROS-COVINGTON | 7250 WASHINGTON ST | COVINGTON | Newton | 9107006 | 3 | [5 empty] | Removed from Ground | Other | 1000 | Bare Steel | 1965-01-01 | Bare Steel | Suction (American)
GA LUMBER/WILLIAM BROS-COVINGTON | 7250 WASHINGTON ST | COVINGTON | Newton | 9107006 | 4 | [5 empty] | Removed from Ground | Other | 1000 | Bare Steel | 1965-01-01 | Bare Steel | Suction (American)
FOODLAND | 15036 BROWN BRIDGE RD | COVINGTON | Newton | 9107008 | 1 | Flapper Valve | 1998-01-08 | FALSE | 1998-01-08 | FALSE | Currently in Use | Regular | 10000 | Galvanic (STIP-3) | 1988-11-01 | Fiberglass Reinforced Plastic | Pressurized
FOODLAND | 15036 BROWN BRIDGE RD | COVINGTON | Newton | 9107008 | 2 | Flapper Valve | 1998-01-08 | FALSE | 1998-01-08 | FALSE | Currently in Use | Diesel | 10000 | Galvanic (STIP-3) | 1988-11-01 | Fiberglass Reinforced Plastic | Pressurized
FOODLAND | 15036 BROWN BRIDGE RD | COVINGTON | Newton | 9107008 | 3 | Flapper Valve | 1998-01-08 | FALSE | 1998-01-08 | FALSE | Currently in Use | Premium | 10000 | Galvanic (STIP-3) | 1987-01-01 | Fiberglass Reinforced Plastic | Pressurized
FOODLAND | 15036 BROWN BRIDGE RD | COVINGTON | Newton | 9107008 | 4 |  | 1998-01-08 |  | 1998-01-08 |  | Removed from Ground | Diesel | 3000 | Galvanic (STIP-3) | 1988-01-01 | Fiberglass Reinforced Plastic | Safe Suction (Euro)
FOODLAND | 15036 BROWN BRIDGE RD | COVINGTON | Newton | 9107008 | A | [5 empty] | Removed from Ground | Gas (Historical Use) | 2000 | Bare Steel | 1971-01-03 | Galvanized Steel
FOODLAND | 15036 BROWN BRIDGE RD | COVINGTON | Newton | 9107008 | B | [5 empty] | Removed from Ground | Empty | 2000 | Bare Steel | 1971-01-05 | Galvanized Steel
FOODLAND | 15036 BROWN BRIDGE RD | COVINGTON | Newton | 9107008 | C | [5 empty] | Removed from Ground | Empty | 1000 | Bare Steel | 1971-01-05 | Galvanized Steel
FLASH FOODS #249\ | 4175 SALEM RD | COVINGTON | Newton | 9107009 | 1 |  | 1998-08-06 |  | 1988-08-09 |  | Removed from Ground | Gas (Historical Use) | 10000 | Galvanic (STIP-3) | 1988-08-09 | Fiberglass Reinforced Plastic | Pressurized
FLASH FOODS #249\ | 4175 SALEM RD | COVINGTON | Newton | 9107009 | 2 |  | 1998-08-06 |  | 1988-09-09 |  | Removed from Ground | Gas (Historical Use) | 8000 | Galvanic (STIP-3) | 1988-08-09 | Fiberglass Reinforced Plastic | Pressurized
FLASH FOODS #249\ | 4175 SALEM RD | COVINGTON | Newton | 9107009 | 3 |  | 1998-08-06 |  | 1988-08-09 |  | Removed from Ground | Gas (Historical Use) | 8000 | Galvanic (STIP-3) | 1988-08-09 | Fiberglass Reinforced Plastic | Pressurized
FLASH FOODS #249\ | 4175 SALEM RD | COVINGTON | Newton | 9107009 | 4 | Flapper Valve | 2002-04-16 | FALSE | 2002-04-16 | FALSE | Currently in Use | Regular | 15000 | Composite | 2002-04-16 | Double-Walled Fiberglass | Pressurized
FLASH FOODS #249\ | 4175 SALEM RD | COVINGTON | Newton | 9107009 | 5 | Flapper Valve | 2002-04-16 | FALSE | 2002-04-16 | FALSE | Currently in Use | Premium | 12000 | Composite | 2002-04-16 | Double-Walled Fiberglass | Pressurized
HYATT GROCERY | 10378 HWY 142 NORTH | COVINGTON | Newton | 9107011 | 1 |  | 1990-07-01 |  | 1990-07-01 |  | Removed from Ground | Gas (Historical Use) | 4010 | Cathodically Protected Steel | 1978-01-01 | Fiberglass Reinforced Plastic | Pressurized
HYATT GROCERY | 10378 HWY 142 NORTH | COVINGTON | Newton | 9107011 | 2 |  | 1990-07-01 |  | 1990-07-01 |  | Removed from Ground | Gas (Historical Use) | 10134 | Cathodically Protected Steel | 1978-01-01 | Fiberglass Reinforced Plastic | Pressurized
HYATT GROCERY | 10378 HWY 142 NORTH | COVINGTON | Newton | 9107011 | 3 |  | 1990-07-01 |  | 1990-07-01 |  | Removed from Ground | Gas (Historical Use) | 10134 | Cathodically Protected Steel | 1978-01-01 | Fiberglass Reinforced Plastic | Pressurized
FLASH FOODS #250 | 10375 HWY 142 N | COVINGTON | Newton | 9107012 | 1 | Ball Float | 1988-07-22 |  | 1998-08-06 |  | Removed from Ground | Gas (Historical Use) | 10000 | Galvanic (STIP-3) | 1988-07-22 | Fiberglass Reinforced Plastic | Pressurized
FLASH FOODS #250 | 10375 HWY 142 N | COVINGTON | Newton | 9107012 | 2 | Ball Float | 1988-07-22 |  | 1998-08-06 |  | Removed from Ground | Gas (Historical Use) | 10000 | Galvanic (STIP-3) | 1988-07-22 | Fiberglass Reinforced Plastic | Pressurized
FLASH FOODS #250 | 10375 HWY 142 N | COVINGTON | Newton | 9107012 | 3 | Ball Float | 1988-07-22 |  | 1998-08-06 |  | Removed from Ground | Gas (Historical Use) | 8000 | Galvanic (STIP-3) | 1988-07-22 | Fiberglass Reinforced Plastic | Pressurized
FLASH FOODS #250 | 10375 HWY 142 N | COVINGTON | Newton | 9107012 | 4 | Ball Float | 1998-07-22 |  | 1998-07-22 |  | Removed from Ground | Diesel | 8000 | Galvanic (STIP-3) | 1988-07-22 | Fiberglass Reinforced Plastic | Pressurized
LAFARGE AGGREGATES SE | 575 MARBLE DR | OXFORD | Newton | 9107014 | 1 | [5 empty] | Removed from Ground | Gas (Historical Use) | 3000 | Bare Steel | 1988-01-01 | Galvanized Steel
LAFARGE AGGREGATES SE | 575 MARBLE DR | OXFORD | Newton | 9107014 | 2 | Flapper Valve | 1994-03-04 |  | 1994-03-04 |  | Removed from Ground | Gas (Historical Use) | 2000 | Composite | 1994-03-04 | Galvanized Steel | Safe Suction (Euro)
OXFORD COLLEGE | 100 HAMILL ST | OXFORD | Newton | 9107015 | 1 | [5 empty] | Removed from Ground | Gas (Historical Use) | 500 | Bare Steel | 1974-01-01 | Unknown
OXFORD COLLEGE | 100 HAMILL ST | OXFORD | Newton | 9107015 | 2 | [5 empty] | Removed from Ground | Diesel | 8000 | Bare Steel | 1977-01-01 | Unknown
THE STATION IN COVINGTON 109 LLC | 10946 HWY 278 | COVINGTON | Newton | 9107016 | 1 | Ball Float | 1988-01-01 | FALSE | 1994-01-01 | FALSE | Currently in Use | Regular | 8000 |  | 1988-01-01 |  | Pressurized
THE STATION IN COVINGTON 109 LLC | 10946 HWY 278 | COVINGTON | Newton | 9107016 | 2 | Ball Float | 1988-01-01 | FALSE | 1994-01-01 | FALSE | Currently in Use | Plus | 8000 |  | 1988-01-01 |  | Pressurized
THE STATION IN COVINGTON 109 LLC | 10946 HWY 278 | COVINGTON | Newton | 9107016 | 3 | Ball Float | 1988-01-01 | FALSE | 1994-01-01 | FALSE | Currently in Use | Premium | 8000 |  | 1988-01-01 |  | Pressurized
THE STATION IN COVINGTON 109 LLC | 10946 HWY 278 | COVINGTON | Newton | 9107016 | 4 | Ball Float | 1988-01-01 | FALSE | 1994-01-01 | FALSE | Currently in Use | Diesel | 8000 |  | 1988-01-01 |  | Pressurized
THE STATION IN COVINGTON 109 LLC | 10946 HWY 278 | COVINGTON | Newton | 9107016 | 5 | Ball Float | 1988-01-01 | FALSE | 1994-01-01 | FALSE | Currently in Use | Kerosene | 2000 |  | 1988-01-01 |  | Safe Suction (Euro)
ALMON 66 LLC | 66 ALMON RD | COVINGTON | Newton | 9107017 | 1 | [5 empty] | Removed from Ground | Gas (Historical Use) | 5000 | Bare Steel | 1968-01-01 | Galvanized Steel
ALMON 66 LLC | 66 ALMON RD | COVINGTON | Newton | 9107017 | 2 | [5 empty] | Removed from Ground | Gas (Historical Use) | 5000 | Bare Steel | 1968-01-01 | Galvanized Steel
ALMON 66 LLC | 66 ALMON RD | COVINGTON | Newton | 9107017 | 3 | [5 empty] | Removed from Ground | Gas (Historical Use) | 1000 | Bare Steel | 1968-01-01 | Galvanized Steel
ALMON 66 LLC | 66 ALMON RD | COVINGTON | Newton | 9107017 | 4 | [5 empty] | Removed from Ground | Kerosene | 280 | Bare Steel | 1985-01-01 | Galvanized Steel
ALMON 66 LLC | 66 ALMON RD | COVINGTON | Newton | 9107017 | 5 | Ball Float | 1989-01-01 | FALSE | 1989-01-01 | FALSE | Currently in Use | Plus | 8000 | Galvanic (STIP-3) | 1989-01-03 | Galvanized Steel | Pressurized
ALMON 66 LLC | 66 ALMON RD | COVINGTON | Newton | 9107017 | 6 | Flapper Valve | 1989-01-01 | FALSE | 1989-01-01 | FALSE | Currently in Use | Premium | 8000 | Galvanic (STIP-3) | 1989-01-03 | Galvanized Steel | Pressurized
ALMON 66 LLC | 66 ALMON RD | COVINGTON | Newton | 9107017 | 7 | Ball Float | 1989-01-01 | FALSE | 1989-01-01 | FALSE | Currently in Use | Regular | 8000 | Galvanic (STIP-3) | 1989-01-03 | Galvanized Steel | Pressurized
ALMON 66 LLC | 66 ALMON RD | COVINGTON | Newton | 9107017 | 8 | Flapper Valve | 1989-01-01 | FALSE | 1989-01-01 | FALSE | Currently in Use | Kerosene | 2000 | Galvanic (STIP-3) | 1989-01-03 | Galvanized Steel | Pressurized
RaceWay #6827 - Porterdale | 5148 US HWY 278 | COVINGTON | Newton | 9107018 | 1 | Overfill Alarm | 1991-01-01 | FALSE | 1991-01-01 | FALSE | Removed from Ground | Gas (Historical Use) | 20000 | Composite Double Walled | 1991-06-01 | Double-Walled Fiberglass | Pressurized
RaceWay #6827 - Porterdale | 5148 US HWY 278 | COVINGTON | Newton | 9107018 | 2 | Overfill Alarm | 1991-01-01 | FALSE | 1991-01-01 | FALSE | Removed from Ground | Diesel | 12000 | Composite Double Walled | 1991-06-01 | Double-Walled Fiberglass | Pressurized
RaceWay #6827 - Porterdale | 5148 US HWY 278 | COVINGTON | Newton | 9107018 | 3 | Overfill Alarm | 1991-01-01 | FALSE | 1991-01-01 | FALSE | Removed from Ground | Gas (Historical Use) | 12000 | Composite Double Walled | 1991-06-01 | Double-Walled Fiberglass | Pressurized
RaceWay #6827 - Porterdale | 5148 US HWY 278 | COVINGTON | Newton | 9107018 | 4 | Overfill Alarm | 2011-06-28 | FALSE | 2011-06-28 | FALSE | Currently in Use | Regular | 20000 | Composite Double Walled | 2011-06-28 | Double-Walled Fiberglass | Pressurized
RaceWay #6827 - Porterdale | 5148 US HWY 278 | COVINGTON | Newton | 9107018 | 5 | Overfill Alarm | 2011-06-28 | FALSE | 2011-06-28 | FALSE | Currently in Use | Diesel | 12000 | Composite Double Walled | 2011-06-28 | Double-Walled Fiberglass | Pressurized
RaceWay #6827 - Porterdale | 5148 US HWY 278 | COVINGTON | Newton | 9107018 | 6 | Overfill Alarm | 2011-06-28 | FALSE | 2011-06-28 | FALSE | Currently in Use | Premium | 12000 | Composite Double Walled | 2011-06-28 | Double-Walled Fiberglass | Pressurized
TURNER LAKE CHEVRON | 6206 TURNER LAKE RD | COVINGTON | Newton | 9107019 | 1 | Ball Float | 1988-01-01 | FALSE | 1994-01-01 | FALSE | Currently in Use | Plus | 8000 | Steel-Impressed Current | 1988-01-01 | Steel (Impressed Current) | Pressurized
TURNER LAKE CHEVRON | 6206 TURNER LAKE RD | COVINGTON | Newton | 9107019 | 2 | Ball Float | 1988-01-01 | FALSE | 1994-01-01 | FALSE | Currently in Use | Regular | 8000 | Steel-Impressed Current | 1988-01-01 | Steel (Impressed Current)
TURNER LAKE CHEVRON | 6206 TURNER LAKE RD | COVINGTON | Newton | 9107019 | 3 | Ball Float | 1988-01-01 | FALSE | 1994-01-01 | FALSE | Currently in Use | Premium | 8000 | Steel-Impressed Current | 1988-01-01 | Steel (Impressed Current) | Pressurized
TURNER LAKE CHEVRON | 6206 TURNER LAKE RD | COVINGTON | Newton | 9107019 | 4 | Ball Float | 1988-01-01 | FALSE | 1994-01-01 | FALSE | Currently in Use | Diesel | 8000 | Steel-Impressed Current | 1988-01-01 | Steel (Impressed Current) | Pressurized
TURNER LAKE CHEVRON | 6206 TURNER LAKE RD | COVINGTON | Newton | 9107019 | 5 | Ball Float | 1988-01-01 | FALSE | 1994-01-01 | FALSE | Currently in Use | Kerosene | 2000 | Steel-Impressed Current | 1988-01-01 | Steel (Impressed Current) | Pressurized
KEVIN PRICE GENERAL CONTRACTOR I | 9109 HAZELBRAND RD | COVINGTON | Newton | 9107020 | 1 |  | 1999-09-20 |  | 1999-09-20 |  | Removed from Ground | Diesel | 1000 | Galvanic (STIP-3) | 1990-08-01 | Fiberglass Reinforced Plastic | Suction (American)
KEVIN PRICE GENERAL CONTRACTOR I | 9109 HAZELBRAND RD | COVINGTON | Newton | 9107020 | 2 |  | 1999-09-20 |  | 1999-09-20 |  | Removed from Ground | Gas (Historical Use) | 1000 | Galvanic (STIP-3) | 1990-08-01 | Cathodically Protected | Suction (American)
CROWELL CORNERS BP | 11260 BROWN BRIDGE RD | COVINGTON | Newton | 9107021 | 1 | Ball Float | 1990-01-01 | FALSE | 1990-01-01 | FALSE | Currently in Use | Regular | 8000 | Galvanic (STIP-3) | 1990-01-01 | Fiberglass Reinforced Plastic | Pressurized
CROWELL CORNERS BP | 11260 BROWN BRIDGE RD | COVINGTON | Newton | 9107021 | 2 | Ball Float | 1990-01-01 | FALSE | 1990-01-01 | FALSE | Currently in Use | Plus | 8000 | Galvanic (STIP-3) | 1990-01-01 | Fiberglass Reinforced Plastic | Pressurized
CROWELL CORNERS BP | 11260 BROWN BRIDGE RD | COVINGTON | Newton | 9107021 | 3 | Ball Float | 1990-01-01 | FALSE | 1990-01-01 | FALSE | Currently in Use | Premium | 8000 | Galvanic (STIP-3) | 1990-01-01 | Fiberglass Reinforced Plastic | Pressurized
CROWELL CORNERS BP | 11260 BROWN BRIDGE RD | COVINGTON | Newton | 9107021 | 4 | Ball Float | 1990-01-01 | FALSE | 1990-01-01 | FALSE | Currently in Use | Diesel | 8000 | Galvanic (STIP-3) | 1990-01-01 | Fiberglass Reinforced Plastic | Pressurized
CROWELL CORNERS BP | 11260 BROWN BRIDGE RD | COVINGTON | Newton | 9107021 | 5 | Ball Float | 1990-01-01 | FALSE | 1990-01-01 | FALSE | Currently in Use | Kerosene | 2000 | Galvanic (STIP-3) | 1990-01-01 | Fiberglass Reinforced Plastic | Pressurized
HWY 278 BP/GULF | EMORY ST @ US HWY 278 | COVINGTON | Newton | 9107022 | 1 | [5 empty] | Removed from Ground | Gas (Historical Use) | 2000 | Bare Steel | 1973-01-01 | Bare Steel
HWY 278 BP/GULF | EMORY ST @ US HWY 278 | COVINGTON | Newton | 9107022 | 2 | [5 empty] | Removed from Ground | Diesel | 1000 | Bare Steel | 1973-01-01 | Bare Steel
HWY 278 BP/GULF | EMORY ST @ US HWY 278 | COVINGTON | Newton | 9107022 | 3 | [5 empty] | Removed from Ground | Diesel | 1000 | Bare Steel | 1973-01-01 | Bare Steel
HWY 278 BP/GULF | EMORY ST @ US HWY 278 | COVINGTON | Newton | 9107022 | 4 | [5 empty] | Removed from Ground | Diesel | 500 | Bare Steel | 1973-01-01 | Bare Steel
HWY 278 BP/GULF | EMORY ST @ US HWY 278 | COVINGTON | Newton | 9107022 | 5 | [5 empty] | Removed from Ground | Gas (Historical Use) | 2000 | Bare Steel | 1992-11-14 | Bare Steel
HWY 278 BP/GULF | EMORY ST @ US HWY 278 | COVINGTON | Newton | 9107022 | 6 | [5 empty] | Removed from Ground | Gas (Historical Use) | 2000 | Bare Steel | 1992-11-14 | Bare Steel
HWY 278 BP/GULF | EMORY ST @ US HWY 278 | COVINGTON | Newton | 9107022 | 7 | [5 empty] | Removed from Ground | Gas (Historical Use) | 2000 | Bare Steel | 1992-11-14 | Bare Steel
JUST RITE BP 36 | 10260 HWY 36 @ BYPASS | COVINGTON | Newton | 9107024 | 1 | Ball Float | 1990-01-01 | FALSE | 1990-01-01 | FALSE | Currently in Use | Regular | 8000 | Galvanic (STIP-3) | 1990-01-01 | Fiberglass Reinforced Plastic | Pressurized
JUST RITE BP 36 | 10260 HWY 36 @ BYPASS | COVINGTON | Newton | 9107024 | 2 | Ball Float | 1990-01-01 | FALSE | 1990-01-01 | FALSE | Currently in Use | Regular | 8000 | Galvanic (STIP-3) | 1990-01-01 | Fiberglass Reinforced Plastic | Pressurized
JUST RITE BP 36 | 10260 HWY 36 @ BYPASS | COVINGTON | Newton | 9107024 | 3 | Ball Float | 1990-01-01 | FALSE | 1990-01-01 | FALSE | Currently in Use | Premium | 8000 | Galvanic (STIP-3) | 1990-01-01 | Fiberglass Reinforced Plastic | Pressurized
JUST RITE BP 36 | 10260 HWY 36 @ BYPASS | COVINGTON | Newton | 9107024 | 4 | Ball Float | 1990-01-01 | FALSE | 1990-01-01 | FALSE | Currently in Use | Diesel | 8000 | Galvanic (STIP-3) | 1990-01-01 | Fiberglass Reinforced Plastic | Pressurized
JUST RITE BP 36 | 10260 HWY 36 @ BYPASS | COVINGTON | Newton | 9107024 | 5 | Ball Float | 1990-01-01 | FALSE | 1990-01-01 | FALSE | Currently in Use | Plus | 2000 | Galvanic (STIP-3) | 1990-01-01 | Fiberglass Reinforced Plastic | Pressurized
MOBIL CHEMICAL CO/FLEXIBLE PACKA | 9172 INDUSTRIAL DR | COVINGTON | Newton | 9107025 | 1 |  |  | TRUE |  | TRUE | Removed from Ground | Used Oil | 500 | Bare Steel | 1992-05-14 | Galvanized Steel | Suction (American)
MOBIL CHEMICAL CO/FLEXIBLE PACKA | 9172 INDUSTRIAL DR | COVINGTON | Newton | 9107025 | 2 | [5 empty] | Removed from Ground | Other | 4000 | Bare Steel | 1992-08-05 | Galvanized Steel | Pressurized
MOBIL CHEMICAL CO/FLEXIBLE PACKA | 9172 INDUSTRIAL DR | COVINGTON | Newton | 9107025 | 3 | [5 empty] | Removed from Ground | Other | 6000 | Bare Steel | 1992-08-05 | Galvanized Steel | Pressurized
MOBIL CHEMICAL CO/FLEXIBLE PACKA | 9172 INDUSTRIAL DR | COVINGTON | Newton | 9107025 | 4 |  | 1992-08-05 |  | 1992-08-05 |  | Removed from Ground | Other | 10000 | Double Walled | 1992-08-05 | Fiberglass Reinforced Plastic | Pressurized
MOBIL CHEMICAL CO/FLEXIBLE PACKA | 9172 INDUSTRIAL DR | COVINGTON | Newton | 9107025 | 5 |  |  | FALSE |  | FALSE | Removed from Ground |  | 4000 | Unknown | 1981-01-01
MOBIL CHEMICAL CO/FLEXIBLE PACKA | 9172 INDUSTRIAL DR | COVINGTON | Newton | 9107025 | 6 |  |  | FALSE |  | FALSE | Removed from Ground | E-10 | 4000 | Unknown | 1981-01-01
MOBIL CHEMICAL CO/FLEXIBLE PACKA | 9172 INDUSTRIAL DR | COVINGTON | Newton | 9107025 | 7 |  |  | FALSE |  | FALSE | Removed from Ground | E-10 | 4000 | Unknown | 1981-01-01
BST/R2103/AUTO OPS | 1167 PACE ST | COVINGTON | Newton | 9107026 | 1/F732716 | [5 empty] | Removed from Ground | Gas (Historical Use) | 3000 | Bare Steel | 1969-01-01 | Bare Steel | Pressurized
BST/R2103/AUTO OPS | 1167 PACE ST | COVINGTON | Newton | 9107026 | 2 | [5 empty] | Removed from Ground | Gas (Historical Use) | 10000 | Bare Steel | 1979-01-01 | Bare Steel | Pressurized
S A GINN REMAINDER TRUST/ | 1114 BROWN ST | COVINGTON | Newton | 9107027 | 1 |  |  | TRUE |  | TRUE | Removed from Ground | Used Oil | 500 | Marked Unknown | 1992-09-22 | Unknown
S A GINN REMAINDER TRUST/ | 1114 BROWN ST | COVINGTON | Newton | 9107027 | 2 | [5 empty] | Removed from Ground | Diesel | 500 | Marked Unknown | 1992-09-22 | Unknown
S A GINN REMAINDER TRUST/ | 1114 BROWN ST | COVINGTON | Newton | 9107027 | 3 | [5 empty] | Removed from Ground | Diesel | 500 | Marked Unknown | 1992-09-22 | Unknown
NEWTON COUNTY PUBLIC WORKS | 65 PIPER RD | COVINGTON | Newton | 9107028 | 1 | [5 empty] | Removed from Ground | Gas (Historical Use) | 10000 | Marked Unknown | 1981-06-01 | Not Marked
NEWTON COUNTY PUBLIC WORKS | 65 PIPER RD | COVINGTON | Newton | 9107028 | 2 | [5 empty] | Removed from Ground | Gas (Historical Use) | 10000 | Marked Unknown | 1981-06-01 | Not Marked
NEWTON COUNTY PUBLIC WORKS | 65 PIPER RD | COVINGTON | Newton | 9107028 | 3 | [5 empty] | Removed from Ground | Diesel | 6000 | Marked Unknown | 1981-06-01 | Not Marked
NEWTON COUNTY PUBLIC WORKS | 65 PIPER RD | COVINGTON | Newton | 9107028 | 4 |  | 1993-07-01 | FALSE | 1993-07-01 | FALSE | Currently in Use | Diesel | 10000 | Fiberglass | 1993-07-01 | Double-Walled Fiberglass | Pressurized
NEWTON COUNTY PUBLIC WORKS | 65 PIPER RD | COVINGTON | Newton | 9107028 | 5 |  | 1993-07-01 | FALSE | 1993-07-01 | FALSE | Currently in Use | Regular | 10000 | Fiberglass | 1993-07-01 | Double-Walled Fiberglass | Pressurized
THOMPSONS GROCERY | HWY 138 & HWY 81/RT 1 | COVINGTON | Newton | 9107030 | 1 | [5 empty] | Removed from Ground | Gas (Historical Use) | 1000 | Bare Steel | 1969-01-01 | Galvanized Steel
THOMPSONS GROCERY | HWY 138 & HWY 81/RT 1 | COVINGTON | Newton | 9107030 | 2 | [5 empty] | Removed from Ground | Gas (Historical Use) | 1000 | Bare Steel | 1969-01-01 | Galvanized Steel
THOMPSONS GROCERY | HWY 138 & HWY 81/RT 1 | COVINGTON | Newton | 9107030 | 3 | [5 empty] | Removed from Ground | Gas (Historical Use) | 1000 | Bare Steel | 1969-01-01 | Galvanized Steel
SPENCER TIRES & WHEELS |  | COVINGTON | Newton | 9107032 | 1 | [5 empty] | Removed from Ground | Gas (Historical Use) | 3000 | Bare Steel | 1971-01-01 | Galvanized Steel
SPENCER TIRES & WHEELS |  | COVINGTON | Newton | 9107032 | 2 | [5 empty] | Removed from Ground | Gas (Historical Use) | 3000 | Bare Steel | 1971-01-01 | Galvanized Steel
SPENCER TIRES & WHEELS |  | COVINGTON | Newton | 9107032 | 3 | [5 empty] | Removed from Ground | Gas (Historical Use) | 3000 | Bare Steel | 1971-01-01 | Galvanized Steel
SPENCER TIRES & WHEELS |  | COVINGTON | Newton | 9107032 | 4 | [5 empty] | Removed from Ground | Diesel | 2000 | Bare Steel | 1971-01-01 | Galvanized Steel
D & H FOOD MARKET | 2713 HIGHWAY 81N | OXFORD | Newton | 9107033 | 1 | [5 empty] | Removed from Ground | Gas (Historical Use) | 1000 | Bare Steel | 1969-01-01 | Galvanized Steel
D & H FOOD MARKET | 2713 HIGHWAY 81N | OXFORD | Newton | 9107033 | 2 | [5 empty] | Removed from Ground | Gas (Historical Use) | 500 | Bare Steel | 1969-01-01 | Galvanized Steel
D & H FOOD MARKET | 2713 HIGHWAY 81N | OXFORD | Newton | 9107033 | 3 | [5 empty] | Removed from Ground | Gas (Historical Use) | 1000 | Bare Steel | 1975-01-01 | Galvanized Steel
AUTO PERFORMANCE | 4144 US HWY 278 | COVINGTON | Newton | 9107034 | 1 | Flapper Valve | 1999-01-01 | FALSE | 1998-10-01 | FALSE | Currently in Use | Regular | 4000 | Steel-Impressed Current | 1965-01-01 | Steel (Impressed Current) | Pressurized
AUTO PERFORMANCE | 4144 US HWY 278 | COVINGTON | Newton | 9107034 | 2 |  | 1999-01-01 | FALSE | 1998-10-01 | FALSE | Currently in Use | Plus | 3000 | Steel-Impressed Current | 1965-01-01 | Steel (Impressed Current) | Pressurized
AUTO PERFORMANCE | 4144 US HWY 278 | COVINGTON | Newton | 9107034 | 3 | Flapper Valve | 1999-01-01 | FALSE | 1998-10-01 | FALSE | Currently in Use | Premium | 3000 | Steel-Impressed Current | 1965-01-01 | Steel (Impressed Current) | Suction (American)
AUTO PERFORMANCE | 4144 US HWY 278 | COVINGTON | Newton | 9107034 | 4 |  |  | TRUE |  | TRUE | Closed in Ground | Used Oil | 500 | Steel-Impressed Current | 1965-01-01 | Cathodically Protected | Gravity Fed
NEWTON LOGGERS/GA LUMBER | 7250 WASHINGTON ST | COVINGTON | Newton | 9107035 | 1 | [5 empty] | Removed from Ground | Diesel | 10000 | Bare Steel | 1982-01-01 | Galvanized Steel | Suction (American)
CUSTOM TIRE | GA HWY 142 | NEWBORN | Newton | 9107036 | 1 | [5 empty] | Removed from Ground | Gas (Historical Use) | 0 | Not Marked/Unknown | 1993-01-01 | Not Marked
CUSTOM TIRE | GA HWY 142 | NEWBORN | Newton | 9107036 | 2 | [5 empty] | Removed from Ground | Gas (Historical Use) | 0 | Not Marked/Unknown | 1993-01-01 | Not Marked
CUSTOM TIRE | GA HWY 142 | NEWBORN | Newton | 9107036 | 3 | [5 empty] | Removed from Ground | Gas (Historical Use) | 0 | Not Marked/Unknown | 1993-01-01 | Not Marked
SNAPPING SHOALS EMC | 14750 BROWN BRIDGE RD | COVINGTON | Newton | 9107037 | 1 |  | 1991-12-05 | FALSE | 1991-12-05 | FALSE | Currently in Use | Regular | 10000 |  | 1991-12-05 | Fiberglass Reinforced Plastic | Pressurized
SNAPPING SHOALS EMC | 14750 BROWN BRIDGE RD | COVINGTON | Newton | 9107037 | 2 |  | 1991-12-05 | FALSE | 1991-12-05 | FALSE | Currently in Use | Diesel | 10000 |  | 1991-12-05 | Fiberglass Reinforced Plastic | Pressurized
SNAPPING SHOALS EMC | 14750 BROWN BRIDGE RD | COVINGTON | Newton | 9107037 | 3 |  | 1994-08-15 | FALSE | 1994-08-15 | FALSE | Currently in Use | Diesel | 4000 |  | 1994-08-15 |  | Pressurized
SNAPPING SHOALS EMC | 14750 BROWN BRIDGE RD | COVINGTON | Newton | 9107037 | 4 |  | 1999-04-26 | FALSE | 1999-04-26 | FALSE | Currently in Use | Empty | 20000 |  | 1999-06-01 | Secondary Containment | Pressurized
SHELL TRUCK/AUTO PLAZA | 10300 INDUSTRIAL BLVD | COVINGTON | Newton | 9107038 | 1 |  |  | TRUE |  | TRUE | Removed from Ground | Empty | 2000 | Not Marked/Unknown | 1994-04-21 | Not Marked
SHELL TRUCK/AUTO PLAZA | 10300 INDUSTRIAL BLVD | COVINGTON | Newton | 9107038 | 2 | [5 empty] | Removed from Ground | Other | 4000 | Not Marked/Unknown | 1994-02-25 | Not Marked
SHELL TRUCK/AUTO PLAZA | 10300 INDUSTRIAL BLVD | COVINGTON | Newton | 9107038 | 3 | [5 empty] | Removed from Ground | Empty | 20000 | Not Marked/Unknown | 1994-02-09 | Not Marked
SHELL TRUCK/AUTO PLAZA | 10300 INDUSTRIAL BLVD | COVINGTON | Newton | 9107038 | 4 | [5 empty] | Removed from Ground | Empty | 20000 | Not Marked/Unknown | 1994-02-09 | Not Marked
SHELL TRUCK/AUTO PLAZA | 10300 INDUSTRIAL BLVD | COVINGTON | Newton | 9107038 | 5 | [5 empty] | Removed from Ground | Empty | 10000 | Not Marked/Unknown | 1994-02-09 | Not Marked
SHELL TRUCK/AUTO PLAZA | 10300 INDUSTRIAL BLVD | COVINGTON | Newton | 9107038 | 6 | [5 empty] | Removed from Ground | Empty | 10000 | Not Marked/Unknown | 1994-02-09 | Not Marked
SHELL TRUCK/AUTO PLAZA | 10300 INDUSTRIAL BLVD | COVINGTON | Newton | 9107038 | 7 | [5 empty] | Removed from Ground | Empty | 10000 | Not Marked/Unknown | 1994-02-09 | Not Marked
SHELL TRUCK/AUTO PLAZA | 10300 INDUSTRIAL BLVD | COVINGTON | Newton | 9107038 | 8 | [5 empty] | Removed from Ground | Other | 4000 | Not Marked/Unknown | 1994-02-25 | Not Marked
B&D GROCERY | 2685 HWY 81 N | OXFORD | Newton | 9107039 | 1 | [5 empty] | Removed from Ground | Gas (Historical Use) | 1000 | Not Marked/Unknown | 1991-05-01 | Not Marked
B&D GROCERY | 2685 HWY 81 N | OXFORD | Newton | 9107039 | 2 | [5 empty] | Removed from Ground | Gas (Historical Use) | 1000 | Not Marked/Unknown | 1991-05-01 | Not Marked
B&D GROCERY | 2685 HWY 81 N | OXFORD | Newton | 9107039 | 3 | [5 empty] | Removed from Ground | Gas (Historical Use) | 550 | Not Marked/Unknown | 1991-05-01 | Not Marked
NEWTON MEDICAL CENTER | 5126 HOSPITAL DRIVE | COVINGTON | Newton | 9107040 | 1 | [5 empty] | Removed from Ground | Diesel | 8000 | Not Marked/Unknown | 1998-05-14 | Not Marked
NEWTON MEDICAL CENTER | 5126 HOSPITAL DRIVE | COVINGTON | Newton | 9107040 | 2 | [5 empty] | Removed from Ground | Diesel | 8000 | Not Marked/Unknown | 1998-05-14 | Not Marked
NEWTON MEDICAL CENTER | 5126 HOSPITAL DRIVE | COVINGTON | Newton | 9107040 | 3 | Flapper Valve |  | FALSE |  | FALSE | Currently in Use | Diesel | 15000 | Epoxy Double-Walled | 1998-01-01 | Double-Walled Fiberglass | Pressurized
OLD THRIFT OIL STATION | 4206 WASHINGTON ST | COVINGTON | Newton | 9107041 | 1 | [5 empty] | Removed from Ground | Empty | 0 | Bare Steel |  | Galvanized Steel
OLD THRIFT OIL STATION | 4206 WASHINGTON ST | COVINGTON | Newton | 9107041 | 2 | [5 empty] | Removed from Ground | Empty | 0 | Bare Steel |  | Galvanized Steel
OLD THRIFT OIL STATION | 4206 WASHINGTON ST | COVINGTON | Newton | 9107041 | 3 | [5 empty] | Removed from Ground | Empty | 0 | Bare Steel |  | Galvanized Steel
MELS USED APPLIANCES | 4157 WASHINGTON ST | COVINGTON | Newton | 9107042 | 1 | [5 empty] | Removed from Ground | Empty | 0 | Bare Steel | 1995-01-01 | Galvanized Steel
MELS USED APPLIANCES | 4157 WASHINGTON ST | COVINGTON | Newton | 9107042 | 2 | [5 empty] | Removed from Ground | Empty | 0 | Bare Steel | 1995-01-01 | Galvanized Steel
MELS USED APPLIANCES | 4157 WASHINGTON ST | COVINGTON | Newton | 9107042 | 3 | [5 empty] | Removed from Ground | Empty | 0 | Bare Steel | 1995-01-01 | Galvanized Steel
NO FACILITY NAME GIVEN | 5151 WASHINGTON ST | COVINGTON | Newton | 9107043 | 1 | [5 empty] | Removed from Ground | Empty | 0 | Bare Steel |  | Galvanized Steel
NO FACILITY NAME GIVEN | 5151 WASHINGTON ST | COVINGTON | Newton | 9107043 | 2 | [5 empty] | Removed from Ground | Empty | 0 | Bare Steel |  | Galvanized Steel
NO FACILITY NAME GIVEN | 5151 WASHINGTON ST | COVINGTON | Newton | 9107043 | 3 | [5 empty] | Removed from Ground | Empty | 0 | Bare Steel |  | Galvanized Steel
CSX TRANS/OLD RAIL FACILITY | 4199 OLD ATLANTA HWY | COVINGTON | Newton | 9058003 | 1 | [5 empty] | Removed from Ground | Gas (Historical Use) | 500 | Bare Steel | 1993-02-10 | Bare Steel
CSX TRANS/OLD RAIL FACILITY | 4199 OLD ATLANTA HWY | COVINGTON | Newton | 9058003 | 2 | [5 empty] | Removed from Ground | Gas (Historical Use) | 500 | Bare Steel | 1993-02-10 | Bare Steel
JUPITER FOODMART/DONS SUPERETTE | 3251 HWY 278 | COVINGTON | Newton | 9107045 | 1 | Ball Float | 1994-10-18 | FALSE | 1994-10-18 | FALSE | Currently in Use | Regular | 10000 | Galvanic (STIP-3) | 1994-10-28 | Fiberglass Reinforced Plastic | Pressurized
JUPITER FOODMART/DONS SUPERETTE | 3251 HWY 278 | COVINGTON | Newton | 9107045 | 2 | Ball Float | 1994-10-18 | FALSE | 1994-10-18 | FALSE | Currently in Use | Premium | 10000 | Galvanic (STIP-3) | 1994-10-28 | Fiberglass Reinforced Plastic | Pressurized
JUPITER FOODMART/DONS SUPERETTE | 3251 HWY 278 | COVINGTON | Newton | 9107045 | 3 | Ball Float | 1994-10-18 | FALSE | 1994-10-18 | FALSE | Currently in Use | Diesel | 10000 | Galvanic (STIP-3) | 1994-10-28 | Fiberglass Reinforced Plastic | Pressurized
NEWTON COUNTY HIGH SCHOOL | 140 RAM DR | COVINGTON | Newton | 9107046 | 1 |  | 1994-08-15 |  | 1994-08-15 |  | Removed from Ground | Diesel | 4000 | Double Walled | 1994-08-15 | Double Walled | Pressurized
EASTSIDE TRANSITIONAL HIGH SCHOO | 10245 COVINGTON BY PASS | COVINGTON | Newton | 9107047 | 1 |  | 1994-08-15 |  | 1994-08-15 |  | Removed from Ground | Diesel | 4000 | Double Walled | 1994-08-15 | Double Walled | Pressurized
SANIYA ENTERPRISES LLC | 3501 SALEM RD | COVINGTON | Newton | 9107048 | 1 |  | 1990-05-01 |  | 1990-05-01 |  | Currently in Use | Gas (Historical Use) | 8000 | Galvanic (STIP-3) | 1990-05-01 | Fiberglass Reinforced Plastic | Pressurized
SANIYA ENTERPRISES LLC | 3501 SALEM RD | COVINGTON | Newton | 9107048 | 2 |  | 1990-05-01 |  | 1990-05-01 |  | Currently in Use | Gas (Historical Use) | 8000 | Galvanic (STIP-3) | 1990-05-01 | Fiberglass Reinforced Plastic | Pressurized
SANIYA ENTERPRISES LLC | 3501 SALEM RD | COVINGTON | Newton | 9107048 | 3 |  | 1990-05-01 |  | 1990-05-01 |  | Currently in Use | Gas (Historical Use) | 8000 | Galvanic (STIP-3) | 1990-05-01 | Fiberglass Reinforced Plastic | Pressurized
SANIYA ENTERPRISES LLC | 3501 SALEM RD | COVINGTON | Newton | 9107048 | 4 |  | 1990-05-01 |  | 1990-05-01 |  | Currently in Use | Diesel | 2000 | Galvanic (STIP-3) | 1990-05-01 | Fiberglass Reinforced Plastic | Pressurized
TONYS FOOD MART | 6155 HWY 36 | COVINGTON | Newton | 9107049 | 1 |  | 1997-09-22 |  | 1997-09-22 |  | Removed from Ground | Gas (Historical Use) | 8000 | Cathodically Protected Steel | 1983-01-01 | Fiberglass Reinforced Plastic | Pressurized
TONYS FOOD MART | 6155 HWY 36 | COVINGTON | Newton | 9107049 | 2 |  | 1997-09-22 |  | 1997-09-22 |  | Removed from Ground | Gas (Historical Use) | 8000 | Cathodically Protected Steel | 1983-01-01 | Fiberglass Reinforced Plastic | Pressurized
TONYS FOOD MART | 6155 HWY 36 | COVINGTON | Newton | 9107049 | 3 |  | 1997-09-22 |  | 1997-09-22 |  | Removed from Ground | Gas (Historical Use) | 8000 | Cathodically Protected Steel | 1983-01-01 | Fiberglass Reinforced Plastic | Pressurized
COVINGTON AMOCO | 3194 HWY 278 | COVINGTON | Newton | 9107050 | 1 |  | 1991-01-01 |  | 1991-01-01 |  | Removed from Ground | Gas (Historical Use) | 8000 | Galvanic (STIP-3) | 1991-01-01 | Fiberglass Reinforced Plastic | Pressurized
COVINGTON AMOCO | 3194 HWY 278 | COVINGTON | Newton | 9107050 | 2 |  | 1991-01-01 |  | 1991-01-01 |  | Removed from Ground | Gas (Historical Use) | 8000 | Galvanic (STIP-3) | 1991-01-01 | Fiberglass Reinforced Plastic | Pressurized
COVINGTON AMOCO | 3194 HWY 278 | COVINGTON | Newton | 9107050 | 3 |  | 1991-01-01 |  | 1991-01-01 |  | Removed from Ground | Gas (Historical Use) | 8000 | Galvanic (STIP-3) | 1991-01-01 | Fiberglass Reinforced Plastic | Pressurized
COVINGTON AMOCO | 3194 HWY 278 | COVINGTON | Newton | 9107050 | 4 |  | 1991-01-01 |  | 1991-01-01 |  | Removed from Ground | Diesel | 3000 | Galvanic (STIP-3) | 1991-01-01 | Fiberglass Reinforced Plastic | Pressurized
SUPER SHORT STOP | 10104 WASHINGTON ST | COVINGTON | Newton | 9107051 | 1 |  | 1998-12-20 |  | 1998-12-20 |  | Temporarily out of use | Gas (Historical Use) | 6000 | Fiberglass | 1986-08-13 | Cathodically Protected | Pressurized
SUPER SHORT STOP | 10104 WASHINGTON ST | COVINGTON | Newton | 9107051 | 2 |  | 1998-12-20 |  | 1998-12-20 |  | Temporarily out of use | Gas (Historical Use) | 6000 | Fiberglass | 1986-08-13 | Cathodically Protected | Pressurized
SUPER SHORT STOP | 10104 WASHINGTON ST | COVINGTON | Newton | 9107051 | 3 |  | 1998-12-20 |  | 1998-12-20 |  | Temporarily out of use | Gas (Historical Use) | 4000 | Fiberglass | 1986-08-13 | Cathodically Protected | Pressurized
WATER TREATMENT FACILITY EMERGEN | 2119 WILLIAMS ST | COVINGTON | Newton | 9107052 | 1 | [5 empty] | Removed from Ground | Diesel | 560 | Bare Steel | 1998-12-01 | Galvanized Steel | Safe Suction (Euro)
MAVERICK | 12708 HWY 278E | COVINGTON | Newton | 9107053 | 1 | Ball Float | 1988-01-01 | FALSE | 1997-11-01 | FALSE | Currently in Use | Regular | 8000 | Galvanic (STIP-3) | 1987-11-01 | Steel (Impressed Current) | Pressurized
MAVERICK | 12708 HWY 278E | COVINGTON | Newton | 9107053 | 2 | Ball Float | 1988-01-01 | FALSE | 1997-11-01 | FALSE | Currently in Use | Regular | 8000 | Galvanic (STIP-3) | 1987-11-01 | Steel (Impressed Current) | Pressurized
MAVERICK | 12708 HWY 278E | COVINGTON | Newton | 9107053 | 3 | Ball Float | 1988-01-01 | FALSE | 1997-11-01 | FALSE | Currently in Use | Gas (Historical Use) | 8000 | Galvanic (STIP-3) | 1987-11-01 | Steel (Impressed Current) | Pressurized
MAVERICK | 12708 HWY 278E | COVINGTON | Newton | 9107053 | 4 | Flapper Valve | 1988-01-01 | FALSE | 1997-11-01 | FALSE | Currently in Use | Premium | 1000 | Galvanic (STIP-3) | 1987-11-01 | Steel (Impressed Current) | Pressurized
MAVERICK | 12708 HWY 278E | COVINGTON | Newton | 9107053 | 5 |  | 1988-01-01 | FALSE | 1997-11-01 | FALSE | Removed from Ground | Diesel | 500 | Galvanic (STIP-3) | 1987-11-01 | Fiberglass Reinforced Plastic | Pressurized
COVINGTON NEWTON COUNTY COMMUNIC | 7175 INDUSTRIAL BLVD | COVINGTON | Newton | 9107054 | 1 | [5 empty] | Removed from Ground | Other | 550 | Bare Steel | 1998-12-01 | Galvanized Steel | Safe Suction (Euro)
NEWBORN CAFE | 4221 HWY 142 | NEWBORN | Newton | 9107055 | 1 | [5 empty] | Permanently Out of Use - historical purposes | Gas (Historical Use) | 1000 | Bare Steel |  | Galvanized Steel
NEWBORN CAFE | 4221 HWY 142 | NEWBORN | Newton | 9107055 | 2 | [5 empty] | Permanently Out of Use - historical purposes | Gas (Historical Use) | 1000 | Bare Steel |  | Galvanized Steel
NEWBORN CAFE | 4221 HWY 142 | NEWBORN | Newton | 9107055 | 3 | [5 empty] | Permanently Out of Use - historical purposes | Gas (Historical Use) | 1000 | Bare Steel |  | Galvanized Steel
JJS QUICK STOP | 298 & HWY 162 CONNECTOR | COVINGTON | Newton | 9107056 | 1 | [5 empty] | Removed from Ground | Gas (Historical Use) | 2000 | Bare Steel | 1999-12-20 | Galvanized Steel
JJS QUICK STOP | 298 & HWY 162 CONNECTOR | COVINGTON | Newton | 9107056 | 2 | [5 empty] | Removed from Ground | Gas (Historical Use) | 2000 | Bare Steel | 1999-12-20 | Galvanized Steel
GRAYS GENERAL STORE | 3995 SALEM RD | COVINGTON | Newton | 9107057 | 1 | [5 empty] | Removed from Ground | Gas (Historical Use) | 2000 | Fiberglass | 1980-01-01 | Galvanized Steel
GRAYS GENERAL STORE | 3995 SALEM RD | COVINGTON | Newton | 9107057 | 2 | [5 empty] | Removed from Ground | Gas (Historical Use) | 2000 | Fiberglass | 1980-01-01 | Galvanized Steel
GRAYS GENERAL STORE | 3995 SALEM RD | COVINGTON | Newton | 9107057 | 3 | [5 empty] | Removed from Ground | Gas (Historical Use) | 2000 | Fiberglass | 1980-01-01 | Galvanized Steel
GRAYS GENERAL STORE | 3995 SALEM RD | COVINGTON | Newton | 9107057 | 4 |  |  | FALSE |  | FALSE | Removed from Ground | Kerosene | 500 | Unknown | 2006-09-11 | Unknown
WALKER'S MARINA | 440 LANG RD | COVINGTON | Newton | 9107061 | 1 | [5 empty] | Removed from Ground | Gas (Historical Use) | 500 | Epoxy | 1998-12-01 | Bare Steel | Suction (American)
WALKER'S MARINA | 440 LANG RD | COVINGTON | Newton | 9107061 | 2 | [5 empty] | Removed from Ground | Gas (Historical Use) | 500 | Epoxy | 1998-12-01 | Not Marked | Suction (American)
WALKER'S MARINA | 440 LANG RD | COVINGTON | Newton | 9107061 | 3 |  | 1999-09-01 |  | 1999-09-01 |  | Currently in Use | Gas (Historical Use) | 2000 | Composite | 1999-09-01 | Fiberglass Reinforced Plastic | Safe Suction (Euro)
LITTLE HENRY'S FOOD STORE #1 | 4 MAIN ST HWY 81 | PORTERDALE | Newton | 9107062 | 1 | [5 empty] | Removed from Ground | Gas (Historical Use) | 10000 | Bare Steel | 1984-05-01 | Galvanized Steel | Pressurized
LITTLE HENRY'S FOOD STORE #1 | 4 MAIN ST HWY 81 | PORTERDALE | Newton | 9107062 | 2 | [5 empty] | Removed from Ground | Gas (Historical Use) | 10000 | Bare Steel | 1984-05-01 | Galvanized Steel | Pressurized
LITTLE HENRY'S FOOD STORE #1 | 4 MAIN ST HWY 81 | PORTERDALE | Newton | 9107062 | 3 | [5 empty] | Removed from Ground | Gas (Historical Use) | 10000 | Bare Steel | 1984-05-01 | Galvanized Steel | Pressurized
WILSON'S GROCERY | 2299 HWY 212 | COVINGTON | Newton | 9107063 | 5A | Ball Float | 1997-02-13 | FALSE | 1997-02-13 | FALSE | Currently in Use | Regular | 10000 | Composite | 1997-02-13 | Flex | Pressurized
WILSON'S GROCERY | 2299 HWY 212 | COVINGTON | Newton | 9107063 | 5B | Ball Float | 1997-02-13 | FALSE | 1997-02-13 | FALSE | Currently in Use | Premium | 6000 | Composite | 1997-02-13 | Flex | Pressurized
WILSON'S GROCERY | 2299 HWY 212 | COVINGTON | Newton | 9107063 | 6 | Flapper Valve | 1997-02-13 | FALSE | 1997-02-13 | FALSE | Currently in Use | Diesel | 6000 | Composite | 1997-02-13 | Flex | Pressurized
T & H ONE STOP | 14625 HWY 36 | COVINGTON | Newton | 9107064 | 1 |  | 2005-08-01 |  | 2005-08-01 |  | Removed from Ground | Gas (Historical Use) | 3000 | Bare Steel | 1980-01-01 | Galvanized Steel | Suction (American)
T & H ONE STOP | 14625 HWY 36 | COVINGTON | Newton | 9107064 | 2 |  | 2005-08-01 |  | 2005-08-01 |  | Removed from Ground | Gas (Historical Use) | 3000 | Bare Steel | 1980-01-01 | Galvanized Steel | Suction (American)
T & H ONE STOP | 14625 HWY 36 | COVINGTON | Newton | 9107064 | 3 |  | 2005-08-01 |  | 2005-08-01 |  | Removed from Ground | Gas (Historical Use) | 2000 | Cathodically Protected Steel | 1987-01-01 | Fiberglass Reinforced Plastic | Suction (American)
T & H ONE STOP | 14625 HWY 36 | COVINGTON | Newton | 9107064 | 4 |  | 2004-11-15 | FALSE | 2004-11-15 | FALSE | Currently in Use | Regular | 10000 | Composite | 2004-11-01 | Fiberglass Reinforced Plastic | Pressurized
T & H ONE STOP | 14625 HWY 36 | COVINGTON | Newton | 9107064 | 5 | Ball Float | 2004-11-15 | FALSE | 2004-11-15 | FALSE | Currently in Use | Premium | 5000 | Composite | 2004-11-01 | Fiberglass Reinforced Plastic | Pressurized
BK CHEVRON COVINGTON | 3216 HWY 278 | COVINGTON | Newton | 9107065 | 9107065 |  | 1994-07-01 |  | 1994-07-01 |  | Removed from Ground | Gas (Historical Use) | 12000 | Double Walled | 1994-07-01 | Fiberglass Reinforced Plastic | Pressurized
BK CHEVRON COVINGTON | 3216 HWY 278 | COVINGTON | Newton | 9107065 | PRE |  | 1994-07-01 |  | 1994-07-01 |  | Removed from Ground | Gas (Historical Use) | 12000 | Double Walled | 1994-07-01 | Fiberglass Reinforced Plastic | Pressurized
S&S CONVENIENCE | 6138 JACKSON HWY | COVINGTON | Newton | 9107066 | 1 | [5 empty] | Removed from Ground | Gas (Historical Use) | 8000 | Bare Steel | 1975-01-01 | Bare Steel | Pressurized
S&S CONVENIENCE | 6138 JACKSON HWY | COVINGTON | Newton | 9107066 | 2 | [5 empty] | Removed from Ground | Gas (Historical Use) | 6110 | Bare Steel | 1975-01-01 | Bare Steel | Pressurized
S&S CONVENIENCE | 6138 JACKSON HWY | COVINGTON | Newton | 9107066 | 3 | [5 empty] | Removed from Ground | Gas (Historical Use) | 6940 | Bare Steel | 1975-01-01 | Bare Steel | Pressurized
NEWTON TIRE AND AUTO CTR | 3288 COVINGTON HWY | COVINGTON | Newton | 9107067 | 1 |  |  | TRUE |  | TRUE | Removed from Ground | Used Oil | 550 | Marked Unknown | 1995-11-27 | Unknown
GRAYSTONE MERCANTILE | 251 ALMON ROAD | COVINGTON | Newton | 9107069 | 1 | [5 empty] | Removed from Ground | Gas (Historical Use) | 250 | Marked Unknown | 1996-01-23 | Not Marked
GRAYSTONE MERCANTILE | 251 ALMON ROAD | COVINGTON | Newton | 9107069 | 2 | [5 empty] | Removed from Ground | Gas (Historical Use) | 500 | Marked Unknown | 1996-01-23 | Not Marked
GRAYSTONE MERCANTILE | 251 ALMON ROAD | COVINGTON | Newton | 9107069 | 3 | [5 empty] | Removed from Ground | Gas (Historical Use) | 1000 | Marked Unknown | 1996-01-23 | Not Marked
GRAYSTONE MERCANTILE | 251 ALMON ROAD | COVINGTON | Newton | 9107069 | 4 | [5 empty] | Removed from Ground | Gas (Historical Use) | 1000 | Marked Unknown | 1996-01-23 | Not Marked
S & F CONVENIENCE INC | 10176 ALCOVY RD @I-20 | COVINGTON | Newton | 9107071 | 1 |  | 1996-01-01 | FALSE | 1996-01-01 | FALSE | Currently in Use | Regular | 12000 | Epoxy | 1995-12-01 | Fiberglass Reinforced Plastic | Pressurized
S & F CONVENIENCE INC | 10176 ALCOVY RD @I-20 | COVINGTON | Newton | 9107071 | 2 | Ball Float | 1996-01-01 | FALSE | 1996-01-01 | FALSE | Currently in Use | Premium | 8000 | Epoxy | 1995-12-01 | Fiberglass Reinforced Plastic | Pressurized
S & F CONVENIENCE INC | 10176 ALCOVY RD @I-20 | COVINGTON | Newton | 9107071 | 3 | Ball Float | 1996-01-01 | FALSE | 1996-01-01 | FALSE | Currently in Use | Diesel | 8000 | Epoxy | 1995-12-01 | Fiberglass Reinforced Plastic | Pressurized
FORMER SPEEDWAY GROCERY | MILL ST AND NEWTON ST | COVINGTON | Newton | 9107072 | 1 | [5 empty] | Removed from Ground | Gas (Historical Use) | 0 | Not Marked/Unknown | 1990-01-01 | Not Marked
WEST GATE TEXACO | W ST & HWY 278 | COVINGTON | Newton | 9107073 | 1 | [5 empty] | Removed from Ground | Gas (Historical Use) | 0 | Not Marked/Unknown | 1991-08-01 | Not Marked
BERRYS BOAT DOCK | 320 WATERS BRIDGE CIR | COVINGTON | Newton | 9107074 | 1 | [5 empty] | Removed from Ground | Gas (Historical Use) | 500 | Not Marked/Unknown | 1963-01-01 | Not Marked
BERRYS BOAT DOCK | 320 WATERS BRIDGE CIR | COVINGTON | Newton | 9107074 | 2 | [5 empty] | Removed from Ground | Gas (Historical Use) | 500 | Not Marked/Unknown | 1963-01-01 | Not Marked
BERRYS BOAT DOCK | 320 WATERS BRIDGE CIR | COVINGTON | Newton | 9107074 | 3 | [5 empty] | Removed from Ground | Gas (Historical Use) | 1000 | Not Marked/Unknown | 1963-01-01 | Not Marked
READY RENT ALL | 1330 ACCESS RD | COVINGTON | Newton | 9107075 | 1 | [5 empty] | Removed from Ground | Kerosene | 0 | Not Marked/Unknown | 1988-01-01 | Not Marked
T & I TECHNIQUE | 917 NORTH EMORY | OXFORD | Newton | 9107076 | 1 | [5 empty] | Removed from Ground | Gas (Historical Use) | 1000 | Not Marked/Unknown | 1996-06-03 | Not Marked
T & I TECHNIQUE | 917 NORTH EMORY | OXFORD | Newton | 9107076 | 2 | [5 empty] | Removed from Ground | Gas (Historical Use) | 1000 | Not Marked/Unknown | 1996-06-03 | Not Marked
T & I TECHNIQUE | 917 NORTH EMORY | OXFORD | Newton | 9107076 | 3 | [5 empty] | Removed from Ground | Gas (Historical Use) | 1000 | Not Marked/Unknown | 1996-06-03 | Not Marked
STOP N SHOP | 6125 HWY 36 | COVINGTON | Newton | 9107077 | 1 | [5 empty] | Removed from Ground | Gas (Historical Use) | 2000 | Not Marked/Unknown | 1996-09-26 | Not Marked
STOP N SHOP | 6125 HWY 36 | COVINGTON | Newton | 9107077 | 2 | [5 empty] | Removed from Ground | Gas (Historical Use) | 1000 | Not Marked/Unknown | 1996-09-26 | Not Marked
STOP N SHOP | 6125 HWY 36 | COVINGTON | Newton | 9107077 | 3 | [5 empty] | Removed from Ground | Gas (Historical Use) | 1000 | Not Marked/Unknown | 1996-09-26 | Not Marked
STOP N SHOP | 6125 HWY 36 | COVINGTON | Newton | 9107077 | 4 | [5 empty] | Removed from Ground | Kerosene | 1000 | Not Marked/Unknown | 1996-09-26 | Not Marked
STOP N SHOP | 6125 HWY 36 | COVINGTON | Newton | 9107077 | 5 | [5 empty] | Closed in Ground | Empty | 550 | Not Marked/Unknown | 1996-09-26 | Not Marked
GUSS LANDING | 800 ROCKY POINT RD | COVINGTON | Newton | 9107078 | 1 | [5 empty] | Removed from Ground | Gas (Historical Use) | 2000 | Bare Steel | 1962-01-01 | Galvanized Steel | Pressurized
GUSS LANDING | 800 ROCKY POINT RD | COVINGTON | Newton | 9107078 | 2 | [5 empty] | Removed from Ground | Empty | 2000 | Bare Steel | 1962-01-01 | Galvanized Steel | Pressurized
PORTERDALE CHEVRON | 53 HIGHWAY 81 S | PORTERDALE | Newton | 9107079 | 1 | Ball Float | 1997-05-01 | FALSE | 1997-05-01 | FALSE | Currently in Use | Regular | 12000 | Epoxy | 1997-05-01 | Fiberglass Reinforced Plastic | Pressurized
PORTERDALE CHEVRON | 53 HIGHWAY 81 S | PORTERDALE | Newton | 9107079 | 2 | Ball Float | 1997-05-01 | FALSE | 1997-05-01 | FALSE | Currently in Use | Premium | 8000 | Epoxy | 1997-05-01 | Fiberglass Reinforced Plastic | Pressurized
PORTERDALE CHEVRON | 53 HIGHWAY 81 S | PORTERDALE | Newton | 9107079 | 3 | Ball Float | 1997-05-01 | FALSE | 1997-05-01 | FALSE | Currently in Use | Diesel | 6000 | Epoxy | 1997-05-01 | Fiberglass Reinforced Plastic | Pressurized
PORTERDALE CHEVRON | 53 HIGHWAY 81 S | PORTERDALE | Newton | 9107079 | 4 | Ball Float | 1997-05-01 | FALSE | 1997-05-01 | FALSE | Currently in Use | Kerosene | 2000 | Epoxy | 1997-05-01 | Fiberglass Reinforced Plastic | Pressurized
COVINGTON SHELL #365 | 10705 COVINGTON BYPASS RD | COVINGTON | Newton | 9107080 | 1 |  | 1997-06-10 | FALSE | 1997-06-10 | FALSE | Currently in Use | Regular | 10000 | Galvanic (STIP-3) | 1997-06-10 | Fiberglass Reinforced Plastic | Pressurized
COVINGTON SHELL #365 | 10705 COVINGTON BYPASS RD | COVINGTON | Newton | 9107080 | 2 |  | 1997-06-10 | FALSE | 1997-06-10 | FALSE | Currently in Use | Plus | 10000 | Galvanic (STIP-3) | 1997-06-10 | Fiberglass Reinforced Plastic | Pressurized
COVINGTON SHELL #365 | 10705 COVINGTON BYPASS RD | COVINGTON | Newton | 9107080 | 3 |  | 1997-06-10 | FALSE | 1997-06-10 | FALSE | Currently in Use | Premium | 10000 | Galvanic (STIP-3) | 1997-06-10 | Fiberglass Reinforced Plastic | Pressurized
WASHINGTON PRIME LLC | 8109 WASHINGTON ST SW | COVINGTON | Newton | 9107081 | 1 | Flapper Valve | 1997-10-02 | FALSE | 1997-10-02 | FALSE | Currently in Use | Premium | 10000 | Epoxy | 1997-10-01 | Fiberglass Reinforced Plastic | Pressurized
WASHINGTON PRIME LLC | 8109 WASHINGTON ST SW | COVINGTON | Newton | 9107081 | 2 | Flapper Valve | 1997-10-02 | FALSE | 1997-10-02 | FALSE | Currently in Use | Regular | 12000 | Epoxy | 1997-10-01 | Fiberglass Reinforced Plastic | Pressurized
SALEM RD TEXACO | 3633 SALEM RD Ste. B | COVINGTON | Newton | 9107082 | 1 | Ball Float | 1998-04-23 | FALSE | 1998-04-23 | FALSE | Currently in Use | Regular | 12032 | Composite | 1998-04-23 | Fiberglass Reinforced Plastic | Pressurized
SALEM RD TEXACO | 3633 SALEM RD Ste. B | COVINGTON | Newton | 9107082 | 2 | Ball Float | 1998-04-23 | FALSE | 1998-04-23 | FALSE | Currently in Use | Premium | 10152 | Composite | 1998-04-23 | Fiberglass Reinforced Plastic | Pressurized
SALEM RD TEXACO | 3633 SALEM RD Ste. B | COVINGTON | Newton | 9107082 | 3 | Ball Float | 1998-04-23 | FALSE | 1998-04-23 | FALSE | Currently in Use | Diesel | 6016 | Composite | 1998-04-23 | Fiberglass Reinforced Plastic | Pressurized
SALEM RD TEXACO | 3633 SALEM RD Ste. B | COVINGTON | Newton | 9107082 | 4 | Ball Float | 1998-04-23 | FALSE | 1998-04-23 | FALSE | Temporarily out of use | Diesel | 1016 | Composite | 1998-04-23 | Fiberglass Reinforced Plastic | Pressurized
CITY OF COVINGTON WATER PLANT | 2109 WILLIAMS STREET | COVINGTON | Newton | 9107083 | 1 | [5 empty] | Removed from Ground | Diesel | 550 | Not Marked/Unknown | 1998-12-01 | Not Marked
BAILEYS CROSSING | 2536 SALEM RD | COVINGTON | Newton | 9107084 | 1 | Flapper Valve | 1998-09-01 | FALSE | 1998-09-01 | FALSE | Currently in Use | Diesel | 3000 | Steel-Impressed Current | 1983-01-01 | Fiberglass Reinforced Plastic | Pressurized
BAILEYS CROSSING | 2536 SALEM RD | COVINGTON | Newton | 9107084 | 2 | Flapper Valve | 1998-09-01 | FALSE | 1998-09-01 | FALSE | Currently in Use | Diesel | 2000 | Steel-Impressed Current | 1983-01-01 | Fiberglass Reinforced Plastic | Pressurized
BAILEYS CROSSING | 2536 SALEM RD | COVINGTON | Newton | 9107084 | 3 | Flapper Valve | 1998-09-01 | FALSE | 1998-09-01 | FALSE | Currently in Use | Kerosene | 2000 | Steel-Impressed Current | 1983-01-01 | Fiberglass Reinforced Plastic | Pressurized
BAILEYS CROSSING | 2536 SALEM RD | COVINGTON | Newton | 9107084 | 4 | Flapper Valve | 1998-09-01 | FALSE | 1998-09-01 | FALSE | Currently in Use | Regular | 10000 | Steel-Impressed Current | 1983-01-01 | Fiberglass Reinforced Plastic | Pressurized
BAILEYS CROSSING | 2536 SALEM RD | COVINGTON | Newton | 9107084 | 5 | Flapper Valve | 1998-09-01 | FALSE | 1998-09-01 | FALSE | Currently in Use | Premium | 10000 | Steel-Impressed Current | 1983-01-01 | Fiberglass Reinforced Plastic | Pressurized
BROWNBRIDGE SHELL #363 | 14656 BROWNBRIDGE RD | COVINGTON | Newton | 9107085 | 1 |  | 1997-08-19 | FALSE | 1997-08-19 | FALSE | Currently in Use | Regular | 12000 | Epoxy | 1997-08-19 | Fiberglass Reinforced Plastic | Pressurized
BROWNBRIDGE SHELL #363 | 14656 BROWNBRIDGE RD | COVINGTON | Newton | 9107085 | 2 |  | 1997-08-19 | FALSE | 1997-08-19 | FALSE | Currently in Use | Premium | 10000 | Epoxy | 1997-08-19 | Fiberglass Reinforced Plastic | Pressurized
PACE CONVENIENCE MART | 2106 PACE ST | COVINGTON | Newton | 9107086 | 1 | Ball Float | 1998-06-01 | FALSE | 1998-06-01 | FALSE | Currently in Use | Regular | 10000 | Epoxy | 1998-06-01 | Fiberglass Reinforced Plastic | Pressurized
PACE CONVENIENCE MART | 2106 PACE ST | COVINGTON | Newton | 9107086 | 2 | Ball Float | 1998-06-01 | FALSE | 1998-06-01 | FALSE | Currently in Use | Premium | 5000 | Epoxy | 1998-06-01 | Fiberglass Reinforced Plastic | Pressurized
NEWTON COUNTY SERVICE FACILITY | 11031 -C COVINGTON BY PASS | COVINGTON | Newton | 9107087 | 1 | Flapper Valve | 1998-07-07 | FALSE | 1998-07-07 | FALSE | Currently in Use | Regular | 4000 | Fiberglass | 1998-07-01 | Fiberglass Reinforced Plastic | Pressurized
NEWTON COUNTY SERVICE FACILITY | 11031 -C COVINGTON BY PASS | COVINGTON | Newton | 9107087 | 2 | Flapper Valve | 1998-07-07 | FALSE | 1998-07-07 | FALSE | Currently in Use | Diesel | 20000 | Fiberglass | 1998-07-01 | Fiberglass Reinforced Plastic | Pressurized
NEWTON COUNTY SCHOOLS BUS SHOP | 4159 N MILL RD | COVINGTON | Newton | 9107088 | 1 | [5 empty] | Removed from Ground | Diesel | 4000 | Not Marked/Unknown | 1998-12-15 | Not Marked
NEWTON COUNTY SCHOOLS BUS SHOP | 4159 N MILL RD | COVINGTON | Newton | 9107088 | 2 | [5 empty] | Removed from Ground | Diesel | 10000 | Not Marked/Unknown | 1998-12-15 | Not Marked
CITY OF OXFORD PUBLIC WORKS DEPT | 1220 ASBURY ST | OXFORD | Newton | 9107089 | 1 | [5 empty] | Removed from Ground | Used Oil | 1000 | Not Marked/Unknown | 1998-11-24 | Not Marked
CITY OF OXFORD PUBLIC WORKS DEPT | 1220 ASBURY ST | OXFORD | Newton | 9107089 | 2 | [5 empty] | Removed from Ground | Gas (Historical Use) | 500 | Not Marked/Unknown | 1998-11-24 | Not Marked
CHESTER GAITHER | 7159 LASETER STREET | COVINGTON | Newton | 9107090 | 1 | [5 empty] | Removed from Ground | Gas (Historical Use) | 1000 | Bare Steel | 1981-01-01 | Bare Steel | Safe Suction (Euro)
CHESTER GAITHER | 7159 LASETER STREET | COVINGTON | Newton | 9107090 | 2 | [5 empty] | Removed from Ground | Gas (Historical Use) | 1000 | Bare Steel | 1981-01-01 | Bare Steel | Safe Suction (Euro)
PONY EXPRESS | 1817 HWY 11 S | COVINGTON | Newton | 9107091 | 1 |  | 1998-11-01 |  | 1998-11-01 |  | Currently in Use | Gas (Historical Use) | 4000 | Steel-Impressed Current | 1974-01-01 | Cathodically Protected | Suction (American)
PONY EXPRESS | 1817 HWY 11 S | COVINGTON | Newton | 9107091 | 2 |  | 1998-11-01 |  | 1998-11-01 |  | Currently in Use | Gas (Historical Use) | 4000 | Steel-Impressed Current | 1974-01-01 | Cathodically Protected | Suction (American)
PONY EXPRESS | 1817 HWY 11 S | COVINGTON | Newton | 9107091 | 3 |  | 1998-11-01 |  | 1998-11-01 |  | Currently in Use | Gas (Historical Use) | 2000 | Steel-Impressed Current | 1974-01-01 | Cathodically Protected | Suction (American)
PONY EXPRESS | 1817 HWY 11 S | COVINGTON | Newton | 9107091 | 4 |  | 1998-11-01 |  | 1998-11-01 |  | Currently in Use | Diesel | 1000 | Steel-Impressed Current | 1974-01-01 | Cathodically Protected | Suction (American)
BURT ADAMS SCOUT RESERVATION | 218 SCOUT RD | COVINGTON | Newton | 9107092 | 1 | [5 empty] | Removed from Ground | Gas (Historical Use) | 500 | Marked Unknown | 1999-03-10 | Unknown
CITY OF PORTERDALE | 3 RIVERFRONT RD | PORTERDALE | Newton | 9107093 | 1 | [5 empty] | Removed from Ground | Gas (Historical Use) | 0 | Marked Unknown | 1999-04-01 | Unknown
JP SE ALMON | 2083 CROWELL RD | COVINGTON | Newton | 9107094 | 1 | Ball Float | 1999-05-01 | FALSE | 1999-05-01 | FALSE | Currently in Use | Regular | 12000 | Epoxy | 1999-05-01 | Fiberglass Reinforced Plastic | Pressurized
JP SE ALMON | 2083 CROWELL RD | COVINGTON | Newton | 9107094 | 2 | Ball Float | 1999-05-01 | FALSE | 1999-05-01 | FALSE | Currently in Use | Premium | 10000 | Epoxy | 1999-05-01 | Fiberglass Reinforced Plastic | Pressurized
JP SE ALMON | 2083 CROWELL RD | COVINGTON | Newton | 9107094 | 3 | Ball Float | 1999-05-01 | FALSE | 1999-05-01 | FALSE | Currently in Use | Diesel | 6000 | Epoxy | 1999-05-01 | Fiberglass Reinforced Plastic | Pressurized
SALEM ROAD SHELL | 3538 SALEM RD | COVINGTON | Newton | 9107095 | 1 | Ball Float | 1999-06-01 | FALSE | 1999-06-01 | FALSE | Currently in Use | Regular | 10000 |  | 1999-06-01 | Fiberglass Reinforced Plastic | Pressurized
SALEM ROAD SHELL | 3538 SALEM RD | COVINGTON | Newton | 9107095 | 2 | Ball Float | 1999-06-01 | FALSE | 1999-06-01 | FALSE | Currently in Use | Premium | 10000 |  | 1999-06-01 | Fiberglass Reinforced Plastic | Pressurized
SALEM ROAD SHELL | 3538 SALEM RD | COVINGTON | Newton | 9107095 | 3 | Ball Float | 1999-06-01 | FALSE | 1999-06-01 | FALSE | Currently in Use | Plus | 10000 |  | 1999-06-01 | Fiberglass Reinforced Plastic | Pressurized
SALEM ROAD SHELL | 3538 SALEM RD | COVINGTON | Newton | 9107095 | 4 | Ball Float | 1999-06-01 | FALSE | 1999-06-01 | FALSE | Currently in Use | Regular | 4000 |  | 1999-06-01 | Fiberglass Reinforced Plastic | Pressurized
HWY 11 AMOCO | 387 B HIGHWAY 11 | SOCIAL CIRCLE | Newton | 9107096 | 1 |  | 1999-12-20 | FALSE | 1999-12-20 | FALSE | Currently in Use | Regular | 10000 | Composite | 1999-12-10 | Fiberglass Reinforced Plastic | Pressurized
HWY 11 AMOCO | 387 B HIGHWAY 11 | SOCIAL CIRCLE | Newton | 9107096 | 2 | Ball Float | 1999-12-20 | FALSE | 1999-12-20 | FALSE | Currently in Use | Premium | 10000 | Composite | 1999-12-10 | Fiberglass Reinforced Plastic | Pressurized
HWY 11 AMOCO | 387 B HIGHWAY 11 | SOCIAL CIRCLE | Newton | 9107096 | 3 | Ball Float | 1999-12-20 | FALSE | 1999-12-20 | FALSE | Currently in Use | Diesel | 6000 | Composite | 1999-12-10 | Fiberglass Reinforced Plastic | Pressurized
GHALLEY LLC | 10055 COVINGTON BYPASS | COVINGTON | Newton | 9107097 | 1 | Ball Float | 2000-09-21 | FALSE | 2000-09-21 | FALSE | Currently in Use | Regular | 10000 | Fiberglass | 2000-12-06 | Double-Walled Flex | Pressurized
GHALLEY LLC | 10055 COVINGTON BYPASS | COVINGTON | Newton | 9107097 | 2 | Ball Float | 2000-09-21 | FALSE | 2000-09-21 | FALSE | Currently in Use | Premium | 10000 | Fiberglass | 2000-12-06 | Double-Walled Flex | Pressurized
GHALLEY LLC | 10055 COVINGTON BYPASS | COVINGTON | Newton | 9107097 | 3 | Ball Float | 2000-09-21 | FALSE | 2000-09-21 | FALSE | Currently in Use | Diesel | 6000 | Fiberglass | 2000-12-06 | Double-Walled Flex | Pressurized
KFC | 6103 HWY 278 NW | COVINGTON | Newton | 9107098 | 1 | [5 empty] | Removed from Ground | Gas (Historical Use) | 4000 | Marked Unknown | 2001-08-29 | Unknown
KFC | 6103 HWY 278 NW | COVINGTON | Newton | 9107098 | 2 | [5 empty] | Removed from Ground | Gas (Historical Use) | 4000 | Marked Unknown | 2001-08-29 | Unknown
KFC | 6103 HWY 278 NW | COVINGTON | Newton | 9107098 | 3 | [5 empty] | Removed from Ground | Gas (Historical Use) | 2000 | Marked Unknown | 2001-08-29 | Unknown
HAZEL BRAND LLC | 9225 HWY 142 | COVINGTON | Newton | 9107099 | 1 | Ball Float | 2000-04-11 | FALSE | 2000-04-11 | FALSE | Currently in Use | Premium | 12000 | Fiberglass | 2000-04-11 |  | Pressurized
HAZEL BRAND LLC | 9225 HWY 142 | COVINGTON | Newton | 9107099 | 2 | Ball Float | 2000-04-11 | FALSE | 2000-04-11 | FALSE | Currently in Use | Regular | 10000 | Fiberglass | 2000-04-11 |  | Pressurized
HAZEL BRAND LLC | 9225 HWY 142 | COVINGTON | Newton | 9107099 | 3 | Ball Float | 2000-04-11 | FALSE | 2000-04-11 | FALSE | Currently in Use | Diesel | 10000 | Fiberglass | 2000-04-11 |  | Pressurized
CHEVRON FOOD MART | 11230 HWY 36 SUITE C | COVINGTON | Newton | 9107100 | 1 | Ball Float | 2001-11-01 | FALSE | 2001-11-01 | FALSE | Currently in Use | Regular | 12000 | Epoxy | 2001-11-01 | Fiberglass Reinforced Plastic | Pressurized
CHEVRON FOOD MART | 11230 HWY 36 SUITE C | COVINGTON | Newton | 9107100 | 2 | Ball Float | 2001-11-01 | FALSE | 2001-11-01 | FALSE | Currently in Use | Premium | 12000 | Epoxy | 2001-11-01 | Fiberglass Reinforced Plastic | Pressurized
CHEVRON FOOD MART | 11230 HWY 36 SUITE C | COVINGTON | Newton | 9107100 | 3 | Ball Float | 2001-11-01 | FALSE | 2001-11-01 | FALSE | Currently in Use | Diesel | 8000 | Epoxy | 2001-11-01 | Fiberglass Reinforced Plastic | Pressurized
Pure Social, Inc. DBA Pure Happy Mart | 1313 HWY 11 | SOCIAL CIRCLE | Newton | 1470061 | 1 |  | 1989-01-01 |  | 1989-01-01 |  | Removed from Ground | Gas (Historical Use) | 8000 | Marked Unknown | 1965-05-11 | Unknown
Pure Social, Inc. DBA Pure Happy Mart | 1313 HWY 11 | SOCIAL CIRCLE | Newton | 1470061 | 2 |  | 1989-01-01 |  | 1989-01-01 |  | Removed from Ground | Gas (Historical Use) | 6000 | Marked Unknown | 1965-05-11 | Unknown
Pure Social, Inc. DBA Pure Happy Mart | 1313 HWY 11 | SOCIAL CIRCLE | Newton | 1470061 | 3 | Flapper Valve | 1989-01-01 | FALSE | 1989-01-01 | FALSE | Currently in Use | Regular | 8000 | Fiberglass | 1989-01-01 | Fiberglass Reinforced Plastic | Pressurized
Pure Social, Inc. DBA Pure Happy Mart | 1313 HWY 11 | SOCIAL CIRCLE | Newton | 1470061 | 4 | Flapper Valve | 1989-01-01 | FALSE | 1989-01-01 | FALSE | Currently in Use | E-0 | 6000 | Fiberglass | 1989-01-01 | Fiberglass Reinforced Plastic | Pressurized
Pure Social, Inc. DBA Pure Happy Mart | 1313 HWY 11 | SOCIAL CIRCLE | Newton | 1470061 | 5 | Flapper Valve | 1989-01-01 | FALSE | 1989-01-01 | FALSE | Currently in Use | Diesel | 6000 | Fiberglass | 1989-01-01 | Fiberglass Reinforced Plastic | Pressurized
CONWAY SOUTHERN EXPRESS | 53 GA HWY 11 | SOCIAL CIRCLE | Newton | 1470076 | 1 |  |  | TRUE |  | TRUE | Removed from Ground | Used Oil | 550 | Not Marked/Unknown | 1981-05-07 | Not Marked
CONWAY SOUTHERN EXPRESS | 53 GA HWY 11 | SOCIAL CIRCLE | Newton | 1470076 | 2 | [5 empty] | Removed from Ground | Diesel | 5000 | Bare Steel | 1985-01-01 | Galvanized Steel | Safe Suction (Euro)
SUPER PROPERTIES INC | 10571 FLAT SHOALS RD | COVINGTON | Newton | 10000531 | 1 | Ball Float | 2003-09-23 | FALSE | 2003-09-23 | FALSE | Currently in Use | Regular | 12000 | Composite | 2003-09-23 | Fiberglass Reinforced Plastic | Pressurized
SUPER PROPERTIES INC | 10571 FLAT SHOALS RD | COVINGTON | Newton | 10000531 | 2 | Ball Float | 2003-09-23 | FALSE | 2003-09-23 | FALSE | Currently in Use | Premium | 12000 | Composite | 2003-09-23 | Fiberglass Reinforced Plastic | Pressurized
SUPER PROPERTIES INC | 10571 FLAT SHOALS RD | COVINGTON | Newton | 10000531 | 3 | Ball Float | 2003-09-23 | FALSE | 2003-09-23 | FALSE | Currently in Use | Diesel | 6000 | Composite | 2003-09-23 | Fiberglass Reinforced Plastic | Pressurized
ALMON ROAD LIBERTY | 2080 B CROWELL ROAD | COVINGTON | Newton | 10000527 | 1 | Ball Float | 2003-08-10 | FALSE | 2003-08-10 | FALSE | Currently in Use | Gas (Historical Use) | 12000 | Composite | 2003-08-02 | Double-Walled Flex | Pressurized
ALMON ROAD LIBERTY | 2080 B CROWELL ROAD | COVINGTON | Newton | 10000527 | 2 | Ball Float | 2003-08-10 | FALSE | 2003-08-10 | FALSE | Currently in Use | Gas (Historical Use) | 8000 | Composite | 2003-08-02 | Double-Walled Flex | Pressurized
ALMON ROAD LIBERTY | 2080 B CROWELL ROAD | COVINGTON | Newton | 10000527 | 3 | Ball Float | 2003-08-02 | FALSE | 2003-08-02 | FALSE | Currently in Use | Diesel | 4000 | Composite | 2003-08-02 | Double-Walled Flex | Pressurized
QUIKTRIP #798 | 3214 HWY 278 NW | COVINGTON | Newton | 10000551 | 1 | Flapper Valve | 2003-07-01 | FALSE | 2003-07-01 | FALSE | Currently in Use | Regular | 20000 | Fiberglass Double Walled | 2003-07-01 | Flex | Pressurized
QUIKTRIP #798 | 3214 HWY 278 NW | COVINGTON | Newton | 10000551 | 2 | Flapper Valve | 2003-07-01 | FALSE | 2003-07-01 | FALSE | Currently in Use | Regular | 20000 | Fiberglass Double Walled | 2003-07-01 | Flex | Pressurized
QUIKTRIP #798 | 3214 HWY 278 NW | COVINGTON | Newton | 10000551 | 3 | Flapper Valve | 2003-07-01 | FALSE | 2003-07-01 | FALSE | Currently in Use | Premium | 12000 | Fiberglass Double Walled | 2003-07-01 | Flex | Pressurized
LIBERTY - DIXIE RD | 1058 HWY 142 E | COVINGTON | Newton | 10000796 | 1 | Ball Float | 2004-11-10 | FALSE | 2004-11-10 | FALSE | Currently in Use | Regular | 12000 | Composite | 2004-10-15 | Double-Walled Flex | Pressurized
LIBERTY - DIXIE RD | 1058 HWY 142 E | COVINGTON | Newton | 10000796 | 2 | Ball Float | 2004-11-10 | FALSE | 2004-11-10 | FALSE | Currently in Use | Premium | 8000 | Composite | 2004-10-15 | Double-Walled Flex | Pressurized
LIBERTY - DIXIE RD | 1058 HWY 142 E | COVINGTON | Newton | 10000796 | 3 | Ball Float | 2004-11-10 | FALSE | 2004-11-10 | FALSE | Currently in Use | Diesel | 4000 | Composite | 2004-10-15 | Double-Walled Flex | Pressurized
QUIK STOP | 4220 A SPRING ST | NEWBORN | Newton | 10000799 | 1 | Ball Float | 2004-10-01 | FALSE | 2004-10-01 | FALSE | Currently in Use | Regular | 15000 | Composite | 2004-10-01 | Fiberglass Reinforced Plastic | Pressurized
QUIK STOP | 4220 A SPRING ST | NEWBORN | Newton | 10000799 | 2 | Ball Float | 2004-10-01 | FALSE | 2004-10-01 | FALSE | Currently in Use | Premium | 8000 | Composite | 2004-10-01 | Fiberglass Reinforced Plastic | Pressurized
QUIK STOP | 4220 A SPRING ST | NEWBORN | Newton | 10000799 | 3 | Ball Float | 2004-10-01 | FALSE | 2004-10-01 | FALSE | Currently in Use | Diesel | 4000 | Composite | 2004-10-01 | Fiberglass Reinforced Plastic | Pressurized
QUIK STOP | 4220 A SPRING ST | NEWBORN | Newton | 10000799 | 4 | Flapper Valve | 2004-10-01 | FALSE | 2004-10-01 | FALSE | Currently in Use | Diesel | 2000 | Composite | 2004-10-01 | Fiberglass Reinforced Plastic | Safe Suction (Euro)
PORTERDALE SHELL GAS | 52 S BROAD ST- HWY 81 SOUTH | PORTERDALE | Newton | 10000711 | 1 | Ball Float | 2004-04-21 | FALSE | 2004-04-21 | FALSE | Currently in Use | Premium | 10000 | Composite | 2004-03-26 | Double-Walled Fiberglass | Pressurized
PORTERDALE SHELL GAS | 52 S BROAD ST- HWY 81 SOUTH | PORTERDALE | Newton | 10000711 | 2 | Ball Float | 2004-04-21 | FALSE | 2004-04-21 | FALSE | Currently in Use | Diesel | 8000 | Composite | 2004-03-26 | Double-Walled Fiberglass | Pressurized
PORTERDALE SHELL GAS | 52 S BROAD ST- HWY 81 SOUTH | PORTERDALE | Newton | 10000711 | 3 | Ball Float | 2004-04-21 | FALSE | 2004-04-21 | FALSE | Currently in Use | Regular | 12000 | Composite | 2004-03-26 | Double-Walled Fiberglass | Pressurized
KROGER GA 214 | 3139 US HWY 278 | COVINGTON | Newton | 10000824 | 1 | Ball Float | 2004-12-28 | FALSE | 2004-12-28 | FALSE | Currently in Use | Regular | 20000 | Fiberglass Double Walled | 2004-12-17 | Double-Walled Fiberglass | Pressurized
KROGER GA 214 | 3139 US HWY 278 | COVINGTON | Newton | 10000824 | 2A | Ball Float | 2004-12-28 | FALSE | 2004-12-28 | FALSE | Currently in Use | Premium | 8000 | Fiberglass Double Walled | 2004-12-17 | Double-Walled Fiberglass | Pressurized
KROGER GA 214 | 3139 US HWY 278 | COVINGTON | Newton | 10000824 | 2B | Ball Float | 2004-12-28 | FALSE | 2004-12-28 | FALSE | Currently in Use | Diesel | 8000 | Fiberglass Double Walled | 2004-12-17 | Double-Walled Fiberglass | Pressurized
MEADORS & SON LAUNDRY | 1151 HUNTER AVENUE | COVINGTON | Newton | 10001090 | 1 |  |  | FALSE |  | FALSE | Removed from Ground | Diesel | 8000 | Bare Steel | 2005-04-13 | Bare Steel
Mountain Express #359 | 9123 HWY 278 NE STE B | COVINGTON | Newton | 10000038 | 1 |  | 2002-01-01 | FALSE | 2002-01-01 | FALSE | Currently in Use | Gas (Historical Use) | 15000 | Composite | 2002-01-01 | Double-Walled Fiberglass | Pressurized
Mountain Express #359 | 9123 HWY 278 NE STE B | COVINGTON | Newton | 10000038 | 2A |  | 2002-01-01 | FALSE | 2002-01-01 | FALSE | Currently in Use | Gas (Historical Use) | 10000 | Composite | 2002-01-01 | Double-Walled Fiberglass | Pressurized
Mountain Express #359 | 9123 HWY 278 NE STE B | COVINGTON | Newton | 10000038 | 2B |  | 2002-01-01 | FALSE | 2002-01-01 | FALSE | Currently in Use | Diesel | 5000 | Composite | 2002-01-01 | Double-Walled Fiberglass | Pressurized
NEWTON BP | 5343 HWY 20 | COVINGTON | Newton | 10000066 | 1 | Ball Float | 2002-05-15 | FALSE | 2002-05-15 | FALSE | Currently in Use | Regular | 12000 | Composite | 2002-05-15 | Fiberglass Reinforced Plastic | Pressurized
NEWTON BP | 5343 HWY 20 | COVINGTON | Newton | 10000066 | 2 |  | 2002-05-15 | FALSE | 2002-05-15 | FALSE | Currently in Use | Gas (Historical Use) | 8000 | Composite | 2002-05-15 | Fiberglass Reinforced Plastic | Pressurized
KROGER GA-436 | 5341 HWY 20 SOUTH | COVINGTON | Newton | 10000469 | 1A | Ball Float | 2003-08-28 | FALSE | 2003-08-28 | FALSE | Currently in Use | Regular | 20000 | Fiberglass Double Walled | 2003-08-21 | Double-Walled Fiberglass | Pressurized
KROGER GA-436 | 5341 HWY 20 SOUTH | COVINGTON | Newton | 10000469 | 1B | Ball Float | 2003-08-28 | FALSE | 2003-08-28 | FALSE | Currently in Use | Premium | 8000 | Fiberglass Double Walled | 2003-08-28 | Double-Walled Fiberglass | Pressurized
KROGER GA-436 | 5341 HWY 20 SOUTH | COVINGTON | Newton | 10000469 | 2 | Ball Float | 2010-04-16 | FALSE | 2010-04-30 | FALSE | Currently in Use | Diesel | 10000 | Fiberglass Double Walled | 2010-04-01 | Double-Walled Flex | Pressurized
OAK HILL BP SHOP | 3300 HWY 81 S | COVINGTON | Newton | 10000220 | 1 | Ball Float | 2002-10-01 | FALSE | 2002-10-01 | FALSE | Currently in Use | Regular | 12000 | Composite | 2002-08-17 | Fiberglass Reinforced Plastic | Pressurized
OAK HILL BP SHOP | 3300 HWY 81 S | COVINGTON | Newton | 10000220 | 2 | Ball Float | 2002-10-01 | FALSE | 2002-10-01 | FALSE | Currently in Use | Premium | 10000 | Composite | 2002-10-01 | Fiberglass Reinforced Plastic | Pressurized
OAK HILL BP SHOP | 3300 HWY 81 S | COVINGTON | Newton | 10000220 | 3 | Ball Float | 2002-10-01 | FALSE | 2002-10-01 | FALSE | Currently in Use | Diesel | 6000 | Composite | 2002-08-17 | Fiberglass Reinforced Plastic | Pressurized
OAK HILL BP SHOP | 3300 HWY 81 S | COVINGTON | Newton | 10000220 | 4 | Ball Float | 2002-10-01 | FALSE | 2002-10-01 | FALSE | Currently in Use | Diesel | 4000 | Composite | 2002-08-17 | Fiberglass Reinforced Plastic | Pressurized
CHEVRON | 3078 HWY 81 N | OXFORD | Newton | 10000224 | 1 | Ball Float | 2002-07-08 | FALSE | 2002-07-08 | FALSE | Currently in Use | Regular | 12000 | Composite | 2002-07-07 | Double-Walled Flex | Pressurized
CHEVRON | 3078 HWY 81 N | OXFORD | Newton | 10000224 | 2A | Ball Float | 2002-07-08 | FALSE | 2002-07-08 | FALSE | Currently in Use | Premium | 8000 | Composite | 2002-07-07 | Double-Walled Flex | Pressurized
CHEVRON | 3078 HWY 81 N | OXFORD | Newton | 10000224 | 2B | Ball Float | 2002-07-08 | FALSE | 2002-07-08 | FALSE | Currently in Use | Diesel | 4000 | Composite | 2002-07-07 | Double-Walled Flex | Pressurized
SS USA INC | 2527 HWY 81 S | COVINGTON | Newton | 10000262 | 1 | Ball Float | 2003-01-01 | FALSE | 2003-01-01 | FALSE | Currently in Use | Regular | 12000 | Composite | 2003-01-01 | Fiberglass Reinforced Plastic | Pressurized
SS USA INC | 2527 HWY 81 S | COVINGTON | Newton | 10000262 | 2A | Ball Float | 2003-01-01 | FALSE | 2003-01-01 | FALSE | Currently in Use | Premium | 8000 | Composite | 2003-01-01 | Fiberglass Reinforced Plastic | Pressurized
SS USA INC | 2527 HWY 81 S | COVINGTON | Newton | 10000262 | 2B | Ball Float | 2003-01-01 | FALSE | 2003-01-01 | FALSE | Currently in Use | Diesel | 4000 | Composite | 2003-01-01 | Fiberglass Reinforced Plastic | Pressurized
BP FOOD MART | 5485 HWY 81 | COVINGTON | Newton | 10000306 | 1 |  | 2003-02-26 | FALSE | 2003-02-26 | FALSE | Currently in Use | Premium | 12000 | Composite | 2003-02-26 | Fiberglass Reinforced Plastic | Pressurized
BP FOOD MART | 5485 HWY 81 | COVINGTON | Newton | 10000306 | 2 |  | 2003-02-26 | FALSE | 2003-02-26 | FALSE | Currently in Use | Regular | 8000 | Composite | 2003-02-26 | Fiberglass Reinforced Plastic | Pressurized
BP FOOD MART | 5485 HWY 81 | COVINGTON | Newton | 10000306 | 3 |  | 2003-02-26 | FALSE | 2003-02-26 | FALSE | Currently in Use | Diesel | 8000 | Composite | 2003-02-26 | Fiberglass Reinforced Plastic | Pressurized
BP FOOD MART | 5485 HWY 81 | COVINGTON | Newton | 10000306 | 4 | Flapper Valve | 2003-02-26 | FALSE | 2003-02-26 | FALSE | Currently in Use | Diesel | 4000 | Composite | 2003-02-26 | Fiberglass Reinforced Plastic | Pressurized
CHEVRON DIESEL STOP | 12754 HWY 278 | SOCIAL CIRCLE | Newton | 10000342 | 1 | Flapper Valve | 1989-11-01 | FALSE | 1989-01-01 | FALSE | Currently in Use | Diesel | 2000 | Galvanic (STIP-3) | 1989-01-01 | Fiberglass Reinforced Plastic | Pressurized
CHEVRON DIESEL STOP | 12754 HWY 278 | SOCIAL CIRCLE | Newton | 10000342 | 2 | Flapper Valve | 1989-01-01 | FALSE | 1989-01-01 | FALSE | Currently in Use | Diesel | 2000 | Galvanic (STIP-3) | 1989-01-01 | Fiberglass Reinforced Plastic | Pressurized
CHEVRON DIESEL STOP | 12754 HWY 278 | SOCIAL CIRCLE | Newton | 10000342 | 3 | Flapper Valve | 1989-01-01 | FALSE | 1989-01-01 | FALSE | Currently in Use | Kerosene | 2000 | Galvanic (STIP-3) | 1989-01-01 | Fiberglass Reinforced Plastic | Pressurized
PONY EXPRESS | 1820 Hwy 11 S | COVINGTON | Newton | 10001463 | 1 |  | 2007-04-01 | FALSE | 2007-04-01 | FALSE | Currently in Use | Gas (Historical Use) | 12000 | Composite | 2007-04-01 | Double-Walled Flex | Pressurized
PONY EXPRESS | 1820 Hwy 11 S | COVINGTON | Newton | 10001463 | 2 |  | 2007-04-01 | FALSE | 2007-04-01 | FALSE | Currently in Use | Gas (Historical Use) | 8000 | Composite | 2007-04-01 | Double-Walled Flex | Pressurized
PONY EXPRESS | 1820 Hwy 11 S | COVINGTON | Newton | 10001463 | 3 |  | 2007-04-01 | FALSE | 2007-04-01 | FALSE | Currently in Use | Diesel | 5000 | Composite | 2007-04-01 | Double-Walled Flex | Pressurized
PONY EXPRESS | 1820 Hwy 11 S | COVINGTON | Newton | 10001463 | 4 |  | 2007-04-01 | FALSE | 2007-04-01 | FALSE | Currently in Use | Diesel | 3000 | Composite | 2007-04-01 | Double-Walled Flex | Pressurized
KROGER GA-621 | 3700 SALEM RD | COVINGTON | Newton | 10001387 | 1A |  | 2007-05-25 | FALSE | 2007-05-25 | FALSE | Currently in Use | Diesel | 8000 | Fiberglass Double Walled | 2007-05-17 |  | Pressurized
KROGER GA-621 | 3700 SALEM RD | COVINGTON | Newton | 10001387 | 1B |  | 2007-05-25 | FALSE | 2007-05-25 | FALSE | Currently in Use | Gas (Historical Use) | 8000 | Fiberglass Double Walled | 2007-05-17 |  | Pressurized
KROGER GA-621 | 3700 SALEM RD | COVINGTON | Newton | 10001387 | A.106121 | Ball Float | 2007-05-25 | FALSE | 2007-05-25 | FALSE | Currently in Use | Regular | 20000 | Fiberglass Double Walled | 2007-05-17 | Double-Walled Fiberglass | Pressurized
FORMER GRADYS STANDARD | 12859 BROWNS BRIDGE ROAD | COVINGTON | Newton | 10001390 | 1 |  |  | FALSE |  | FALSE | Removed from Ground | Gas (Historical Use) | 1000 | Bare Steel | 2007-04-17 | Bare Steel
FORMER GRADYS STANDARD | 12859 BROWNS BRIDGE ROAD | COVINGTON | Newton | 10001390 | 2 |  |  | FALSE |  | FALSE | Removed from Ground | Gas (Historical Use) | 1000 | Unknown | 2007-04-17 | Bare Steel
CITY OF NEWBORN | 4220 HIGHWAY 142 | NEWBORN | Newton | 10001854 | 1 |  |  | FALSE |  | FALSE | Removed from Ground | Gas (Historical Use) | 550 | Bare Steel | 2010-05-26 | Bare Steel
CITY OF NEWBORN | 4220 HIGHWAY 142 | NEWBORN | Newton | 10001854 | 2 |  |  | FALSE |  | FALSE | Removed from Ground | Gas (Historical Use) | 550 | Bare Steel | 2010-05-26 | Bare Steel
QUIKTRIP #821 | 11124 HWY 142 NE | COVINGTON | Newton | 10001813 | 1 | Flapper Valve | 2010-02-01 | FALSE | 2009-10-01 | FALSE | Currently in Use | Regular | 20000 | Fiberglass Double Walled | 2009-10-01 | Double-Walled Fiberglass | Pressurized
QUIKTRIP #821 | 11124 HWY 142 NE | COVINGTON | Newton | 10001813 | 2 | Flapper Valve | 2010-02-01 | FALSE | 2009-10-01 | FALSE | Currently in Use | Regular | 20000 | Fiberglass Double Walled | 2009-10-01 | Double-Walled Fiberglass | Pressurized
QUIKTRIP #821 | 11124 HWY 142 NE | COVINGTON | Newton | 10001813 | 3A | Flapper Valve | 2010-02-01 | FALSE | 2009-10-01 | FALSE | Currently in Use | Diesel | 12000 | Fiberglass Double Walled | 2009-10-01 | Double-Walled Fiberglass | Pressurized
QUIKTRIP #821 | 11124 HWY 142 NE | COVINGTON | Newton | 10001813 | 3B | Flapper Valve | 2010-02-01 | FALSE | 2009-10-01 | FALSE | Currently in Use | Premium | 8000 | Fiberglass Double Walled | 2009-10-01 | Double-Walled Fiberglass | Pressurized
CHEVRON STATION #43432 | 6116 HWY 278 | COVINGTON | Newton | 1070001 | 1 | [5 empty] | Removed from Ground | Gas (Historical Use) | 3000 | Cathodically Protected Steel | 1965-04-28 | Galvanized Steel
CHEVRON STATION #43432 | 6116 HWY 278 | COVINGTON | Newton | 1070001 | 2 | [5 empty] | Removed from Ground | Gas (Historical Use) | 3000 | Cathodically Protected Steel | 1965-04-28 | Galvanized Steel
CHEVRON STATION #43432 | 6116 HWY 278 | COVINGTON | Newton | 1070001 | 3 | [5 empty] | Removed from Ground | Gas (Historical Use) | 8000 | Cathodically Protected Steel | 1977-04-25 | Galvanized Steel
CHEVRON STATION #43432 | 6116 HWY 278 | COVINGTON | Newton | 1070001 | 4 | [5 empty] | Removed from Ground | Gas (Historical Use) | 3000 | Cathodically Protected Steel | 1965-04-28 | Galvanized Steel
CHEVRON STATION #43432 | 6116 HWY 278 | COVINGTON | Newton | 1070001 | 5 | [5 empty] | Removed from Ground | Gas (Historical Use) | 3000 | Cathodically Protected Steel | 1965-04-28 | Galvanized Steel
CHEVRON STATION #43432 | 6116 HWY 278 | COVINGTON | Newton | 1070001 | 6 |  |  | TRUE |  | TRUE | Removed from Ground | Used Oil | 550 | Cathodically Protected Steel | 1965-04-28 | Galvanized Steel
STANDRIDGE COLOR CORP | 10200 IND BLVD | COVINGTON | Newton | 1070003 | 1 | [5 empty] | Removed from Ground | Gas (Historical Use) | 500 | Bare Steel | 1983-04-19 | Galvanized Steel
C-H HEATING & AIR COND INC | 5826 HWY 20 | COVINGTON | Newton | 1070004 | 1 | [5 empty] | Removed from Ground | Diesel | 560 | Bare Steel | 1976-03-09 | Bare Steel
POTTS CORNER LLC/CHEVRON | 15524 HWY 36 | COVINGTON | Newton | 1070005 | 1 | [5 empty] | Removed from Ground | Gas (Historical Use) | 3000 | Bare Steel | 1974-03-03 | Bare Steel | Suction (American)
POTTS CORNER LLC/CHEVRON | 15524 HWY 36 | COVINGTON | Newton | 1070005 | 2 | [5 empty] | Removed from Ground | Gas (Historical Use) | 2000 | Bare Steel | 1974-03-03 | Bare Steel | Suction (American)
POTTS CORNER LLC/CHEVRON | 15524 HWY 36 | COVINGTON | Newton | 1070005 | 3 | [5 empty] | Removed from Ground | Gas (Historical Use) | 2000 | Bare Steel | 1974-03-03 | Bare Steel | Suction (American)
POTTS CORNER LLC/CHEVRON | 15524 HWY 36 | COVINGTON | Newton | 1070005 | 4 | Ball Float | 1997-01-01 | FALSE | 1997-01-01 | FALSE | Currently in Use | Regular | 12000 | Epoxy | 1997-01-01 | Fiberglass Reinforced Plastic | Pressurized
POTTS CORNER LLC/CHEVRON | 15524 HWY 36 | COVINGTON | Newton | 1070005 | 5 | Ball Float | 1997-01-01 | FALSE | 1997-01-01 | FALSE | Currently in Use | Plus | 8000 | Epoxy | 1997-01-01 | Fiberglass Reinforced Plastic | Pressurized
POTTS CORNER LLC/CHEVRON | 15524 HWY 36 | COVINGTON | Newton | 1070005 | 6 | Ball Float | 1997-01-01 | FALSE | 1997-01-01 | FALSE | Currently in Use | Diesel | 6000 | Epoxy | 1997-01-01 | Fiberglass Reinforced Plastic | Pressurized
POTTS CORNER LLC/CHEVRON | 15524 HWY 36 | COVINGTON | Newton | 1070005 | 7 | Ball Float | 1997-01-01 | FALSE | 1997-01-01 | FALSE | Currently in Use | Kerosene | 2000 | Epoxy | 1997-01-01 | Fiberglass Reinforced Plastic | Pressurized
POTTS CORNER LLC/CHEVRON | 15524 HWY 36 | COVINGTON | Newton | 1070005 | 8 | Ball Float | 2016-11-01 | FALSE | 2016-11-01 | FALSE | Currently in Use | Premium | 6000 | Composite Double Walled | 2016-11-01 | Double-Walled Fiberglass | Pressurized
BUS SHOP | 4159 MILL ST | COVINGTON | Newton | 1070006 | 1 | [5 empty] | Removed from Ground | Empty | 4000 | Marked Unknown | 1971-01-12 | Unknown
BUS SHOP | 4159 MILL ST | COVINGTON | Newton | 1070006 | 2 | [5 empty] | Removed from Ground | Empty | 10000 | Marked Unknown | 1971-01-12 | Unknown
LIVINGTON ELEMENTARY SCHOOL | 3652 HWY 81 SOUTH | COVINGTON | Newton | 1070007 | 1 | [5 empty] | Removed from Ground | Diesel | 6000 | Marked Unknown | 1956-01-16 | Unknown
LIVINGTON ELEMENTARY SCHOOL | 3652 HWY 81 SOUTH | COVINGTON | Newton | 1070007 | 2 | [5 empty] | Removed from Ground | Diesel | 6000 | Marked Unknown | 1956-01-16 | Unknown
COVINGTON MAINT FAC/SNAPPING SHO | 2194 EMORY ST | COVINGTON | Newton | 1070008 | 1 | [5 empty] | Removed from Ground | Diesel | 1000 | Bare Steel | 1963-02-06 | Galvanized Steel
COVINGTON MAINT FAC/SNAPPING SHO | 2194 EMORY ST | COVINGTON | Newton | 1070008 | 2 |  |  | TRUE |  | TRUE | Removed from Ground | Empty | 550 | Bare Steel | 1963-02-06 | Bare Steel
COVINGTON MAINT FAC/SNAPPING SHO | 2194 EMORY ST | COVINGTON | Newton | 1070008 | 3 |  |  | TRUE |  | TRUE | Removed from Ground | Used Oil | 1000 | Bare Steel | 1981-02-01 | Bare Steel
MIDAS MUFFLER SHOP | 9123 HWY 278 (NEWTON) | COVINGTON | Newton | 1070010 | 1 | [5 empty] | Removed from Ground | Empty | 8000 | Bare Steel | 1971-03-24 | Not Marked
MIDAS MUFFLER SHOP | 9123 HWY 278 (NEWTON) | COVINGTON | Newton | 1070010 | 2 | [5 empty] | Removed from Ground | Empty | 8000 | Bare Steel | 1971-03-24 | Not Marked
GA FC/NEWTON CO UNIT | 2707 ACCESS RD | COVINGTON | Newton | 1070012 | 1 | [5 empty] | Removed from Ground | Gas (Historical Use) | 2000 | Bare Steel | 1976-04-24 | Galvanized Steel
GA FC/NEWTON CO UNIT | 2707 ACCESS RD | COVINGTON | Newton | 1070012 | 2 | [5 empty] | Removed from Ground | Diesel | 560 | Bare Steel | 1964-04-27 | Galvanized Steel
GA FC/NEWTON CO UNIT | 2707 ACCESS RD | COVINGTON | Newton | 1070012 | 3 |  | 1991-01-01 |  | 1991-01-01 |  | Removed from Ground | Diesel | 1000 | Galvanic (STIP-3) | 1991-01-01 | Cathodically Protected | Safe Suction (Euro)
GA FC/NEWTON CO UNIT | 2707 ACCESS RD | COVINGTON | Newton | 1070012 | 4 |  | 1991-01-01 |  | 1991-01-01 |  | Removed from Ground | Gas (Historical Use) | 2000 | Galvanic (STIP-3) | 1991-01-01 | Cathodically Protected | Safe Suction (Euro)
KMART #9019 | 6217 HWY 278 | COVINGTON | Newton | 1070013 | 1 |  |  | TRUE |  | TRUE | Removed from Ground | Used Oil | 1000 | Bare Steel | 1977-04-06 | Galvanized Steel
GA DOT #10225 NEWTON CO MAINT HW | 8278 HAZEL BRAND RD/I-20 FRONTAG | COVINGTON | Newton | 1070014 | 10225-1 | [5 empty] | Removed from Ground | Gas (Historical Use) | 2060 | Bare Steel | 1971-05-03 | Unknown
GA DOT #10225 NEWTON CO MAINT HW | 8278 HAZEL BRAND RD/I-20 FRONTAG | COVINGTON | Newton | 1070014 | 10225-2 | [5 empty] | Removed from Ground | Diesel | 1 | Bare Steel | 1971-05-03 | Cathodically Protected
GA DOT #10225 NEWTON CO MAINT HW | 8278 HAZEL BRAND RD/I-20 FRONTAG | COVINGTON | Newton | 1070014 | 225D1 | [5 empty] | Removed from Ground | Empty | 2000 | Cathodically Protected Steel | 1986-04-29 | Galvanized Steel
GA DOT #10225 NEWTON CO MAINT HW | 8278 HAZEL BRAND RD/I-20 FRONTAG | COVINGTON | Newton | 1070014 | 225G1 | [5 empty] | Removed from Ground | Gas (Historical Use) | 2000 | Cathodically Protected Steel | 1986-04-29 | Galvanized Steel | Suction (American)
CITY OF OXFORD | ASBURY ST | OXFORD | Newton | 1070016 | 1 | [5 empty] | Removed from Ground | Gas (Historical Use) | 1000 | Bare Steel | 1978-03-29 | Galvanized Steel
CITY OF OXFORD | ASBURY ST | OXFORD | Newton | 1070016 | 2 | [5 empty] | Removed from Ground | Diesel | 560 | Bare Steel | 1975-03-30 | Galvanized Steel
PACTIV LLC | 8170 ALCOVY RD | COVINGTON | Newton | 1070018 | 1 | [5 empty] | Removed from Ground | Other | 25000 | Bare Steel | 1977-04-25 | Bare Steel | Gravity Fed
PACTIV LLC | 8170 ALCOVY RD | COVINGTON | Newton | 1070018 | 2 | [5 empty] | Closed in Ground | Other | 12000 | Bare Steel | 1970-04-27 | Bare Steel | Pressurized
PACTIV LLC | 8170 ALCOVY RD | COVINGTON | Newton | 1070018 | 3 | [5 empty] | Removed from Ground | Other | 12000 | Bare Steel | 1974-04-26 | Not Marked
PACTIV LLC | 8170 ALCOVY RD | COVINGTON | Newton | 1070018 | 911 | Overfill Alarm | 1991-07-07 | FALSE | 1991-07-07 | FALSE | Currently in Use |  | 30000 | Galvanic (STIP-3) | 1991-07-07 | Double-Walled Fiberglass | Gravity
PACTIV LLC | 8170 ALCOVY RD | COVINGTON | Newton | 1070018 | 912 | Overfill Alarm | 1991-07-07 | FALSE | 1991-07-01 | FALSE | Currently in Use |  | 30000 | Galvanic (STIP-3) | 1991-07-07 | Double-Walled Fiberglass | Pressurized
SEASIDE ENTERPRISES INC | 4198 HWY 278 | COVINGTON | Newton | 1070019 | 1 |  | 1996-09-20 |  | 1996-09-20 |  | Removed from Ground | Gas (Historical Use) | 10000 | Cathodically Protected Steel | 1985-04-29 | Fiberglass Reinforced Plastic | Pressurized
SEASIDE ENTERPRISES INC | 4198 HWY 278 | COVINGTON | Newton | 1070019 | 2 |  | 1996-09-20 |  | 1996-09-20 |  | Removed from Ground | Gas (Historical Use) | 10000 | Cathodically Protected Steel | 1985-04-29 | Fiberglass Reinforced Plastic | Pressurized
SEASIDE ENTERPRISES INC | 4198 HWY 278 | COVINGTON | Newton | 1070019 | 3 |  | 1996-09-20 |  | 1996-09-20 |  | Removed from Ground | Gas (Historical Use) | 10000 | Cathodically Protected Steel | 1985-04-29 | Fiberglass Reinforced Plastic | Pressurized
SEASIDE ENTERPRISES INC | 4198 HWY 278 | COVINGTON | Newton | 1070019 | 4 |  | 1996-09-20 |  | 1996-09-20 |  | Removed from Ground | Kerosene | 6000 | Composite | 1985-04-29 | Fiberglass Reinforced Plastic | Suction (American)
SEASIDE ENTERPRISES INC | 4198 HWY 278 | COVINGTON | Newton | 1070019 | 5 |  | 1996-09-20 |  | 1996-09-20 |  | Removed from Ground | Diesel | 12000 | Cathodically Protected Steel | 1985-04-29 | Fiberglass Reinforced Plastic | Pressurized
HERCULES/OXFORD PLANT | 7101 ALCOVY RD | COVINGTON | Newton | 1070020 | 1 | [5 empty] | Removed from Ground | Diesel | 25000 | Bare Steel | 1967-05-06 | Not Marked
HERCULES/OXFORD PLANT | 7101 ALCOVY RD | COVINGTON | Newton | 1070020 | 2 | [5 empty] | Currently in Use | Other | 10000 | Bare Steel | 1981-10-16 | Not Marked | Pressurized
AIR CONDITIONING SPECIALIST INC | 10121 HWY 278 EAST | COVINGTON | Newton | 1070021 | 1 | Flapper Valve | 1998-12-01 | FALSE | 1998-12-01 | FALSE | Currently in Use | Regular | 10000 | Steel-Impressed Current | 1986-04-23 | Bare Steel | Safe Suction (Euro)
AIR CONDITIONING SPECIALIST INC | 10121 HWY 278 EAST | COVINGTON | Newton | 1070021 | 2 | Flapper Valve | 1998-12-01 | FALSE | 1998-12-01 | FALSE | Currently in Use | Diesel | 10000 | Steel-Impressed Current | 1986-04-23 | Bare Steel | Safe Suction (Euro)
FRANK E CHRISTIAN | 5176 US HWY 278 EAST | COVINGTON | Newton | 1070022 | 1 | [5 empty] | Removed from Ground | Gas (Historical Use) | 6000 | Bare Steel | 1976-04-25 | Galvanized Steel
FRANK E CHRISTIAN | 5176 US HWY 278 EAST | COVINGTON | Newton | 1070022 | 2 | [5 empty] | Removed from Ground | Gas (Historical Use) | 3000 | Bare Steel | 1976-04-25 | Galvanized Steel
FRANK E CHRISTIAN | 5176 US HWY 278 EAST | COVINGTON | Newton | 1070022 | 3 | [5 empty] | Removed from Ground | Diesel | 1000 | Bare Steel | 1976-04-25 | Galvanized Steel
THRIFT OIL #1 | 1121 HENDRIX ST | COVINGTON | Newton | 1070024 | 1 | [5 empty] | Removed from Ground | Gas (Historical Use) | 4000 | Bare Steel | 1974-01-01 | Galvanized Steel | Safe Suction (Euro)
THRIFT OIL #1 | 1121 HENDRIX ST | COVINGTON | Newton | 1070024 | 2 | [5 empty] | Removed from Ground | Gas (Historical Use) | 4000 | Bare Steel | 1974-01-01 | Galvanized Steel | Safe Suction (Euro)
THRIFT OIL #1 | 1121 HENDRIX ST | COVINGTON | Newton | 1070024 | 3 | [5 empty] | Removed from Ground | Gas (Historical Use) | 4000 | Bare Steel | 1974-01-01 | Galvanized Steel | Safe Suction (Euro)
THRIFT OIL #1 | 1121 HENDRIX ST | COVINGTON | Newton | 1070024 | 4 | [5 empty] | Removed from Ground | Diesel | 3000 | Bare Steel | 1974-01-01 | Galvanized Steel | Safe Suction (Euro)
THRIFT OIL CO | 5177 FLOYD ST. | COVINGTON | Newton | 1070026 | 1 | [5 empty] | Removed from Ground | Gas (Historical Use) | 0 | Bare Steel | 1986-04-29 | Galvanized Steel
THRIFT OIL CO | 5177 FLOYD ST. | COVINGTON | Newton | 1070026 | 2 | [5 empty] | Removed from Ground | Kerosene | 0 | Bare Steel | 1986-04-29 | Galvanized Steel
THRIFT OIL CO | 5177 FLOYD ST. | COVINGTON | Newton | 1070026 | 3 | [5 empty] | Removed from Ground | Diesel | 0 | Bare Steel | 1986-04-29 | Galvanized Steel
THRIFT OIL CO | 5177 FLOYD ST. | COVINGTON | Newton | 1070026 | 4 | [5 empty] | Removed from Ground | Diesel | 0 | Bare Steel | 1986-04-29 | Galvanized Steel
THRIFT OIL CO | 5177 FLOYD ST. | COVINGTON | Newton | 1070026 | 5 | [5 empty] | Removed from Ground | Diesel | 0 | Bare Steel | 1986-04-29 | Galvanized Steel
THRIFT OIL CO | 5177 FLOYD ST. | COVINGTON | Newton | 1070026 | 6 | [5 empty] | Removed from Ground | Diesel | 0 | Bare Steel | 1986-04-29 | Galvanized Steel
UNIVERSAL PROMOTIONS D/B/A | 3215 ELM ST | COVINGTON | Newton | 1070027 | 1 | [5 empty] | Removed from Ground | Gas (Historical Use) | 500 | Bare Steel | 1981-04-24 | Galvanized Steel
BECO GAS CO | 2316 PACE ST | COVINGTON | Newton | 1070028 | 1 | [5 empty] | Removed from Ground | Gas (Historical Use) | 10000 | Bare Steel | 1986-04-30 | Galvanized Steel
BECO GAS CO | 2316 PACE ST | COVINGTON | Newton | 1070028 | 2 | [5 empty] | Removed from Ground | Gas (Historical Use) | 10000 | Bare Steel | 1986-04-30 | Galvanized Steel
BECO GAS CO | 2316 PACE ST | COVINGTON | Newton | 1070028 | 3 | [5 empty] | Removed from Ground | Gas (Historical Use) | 6000 | Bare Steel | 1986-04-30 | Galvanized Steel
BECO GAS CO | 2316 PACE ST | COVINGTON | Newton | 1070028 | 4 | [5 empty] | Removed from Ground | Diesel | 5000 | Bare Steel | 1986-04-30 | Galvanized Steel
BIHARI PATEL | 2117 EMORY ST | COVINGTON | Newton | 1070029 | 1 | Flapper Valve | 1996-08-01 | FALSE | 1996-08-01 | FALSE | Currently in Use | Premium | 10000 | Steel-Impressed Current | 1982-05-06 | Steel (Impressed Current) | Pressurized
BIHARI PATEL | 2117 EMORY ST | COVINGTON | Newton | 1070029 | 2 | Flapper Valve | 1996-08-01 | FALSE | 1996-08-01 | FALSE | Currently in Use | Regular | 10000 | Steel-Impressed Current | 1982-05-06 | Steel (Impressed Current) | Pressurized
BIHARI PATEL | 2117 EMORY ST | COVINGTON | Newton | 1070029 | 3 | Flapper Valve | 1996-08-01 | FALSE | 1996-08-01 | FALSE | Currently in Use | Plus | 10000 | Steel-Impressed Current | 1982-05-06 | Steel (Impressed Current) | Pressurized
HORTONS GULF | U.S. 278 & HWY 81 | COVINGTON | Newton | 1070032 | 1 | [5 empty] | Removed from Ground | Gas (Historical Use) | 2000 | Bare Steel | 1956-05-12 | Galvanized Steel
HORTONS GULF | U.S. 278 & HWY 81 | COVINGTON | Newton | 1070032 | 2 | [5 empty] | Removed from Ground | Gas (Historical Use) | 2000 | Bare Steel | 1956-05-12 | Galvanized Steel
HORTONS GULF | U.S. 278 & HWY 81 | COVINGTON | Newton | 1070032 | 3 | [5 empty] | Removed from Ground | Gas (Historical Use) | 2000 | Bare Steel | 1956-05-12 | Galvanized Steel
HORTONS GULF | U.S. 278 & HWY 81 | COVINGTON | Newton | 1070032 | 4 | [5 empty] | Removed from Ground | Gas (Historical Use) | 2000 | Bare Steel | 1956-05-12 | Galvanized Steel
HORTONS GULF | U.S. 278 & HWY 81 | COVINGTON | Newton | 1070032 | 5 | [5 empty] | Removed from Ground | Diesel | 500 | Bare Steel | 1956-05-12 | Galvanized Steel
ALCOVY GULF INC | 910 WASHINGTON ST | COVINGTON | Newton | 1070033 | 1 | [5 empty] | Removed from Ground | Gas (Historical Use) | 500 | Bare Steel | 1966-05-10 | Bare Steel
ALCOVY GULF INC | 910 WASHINGTON ST | COVINGTON | Newton | 1070033 | 2 | [5 empty] | Removed from Ground | Gas (Historical Use) | 500 | Bare Steel | 1966-05-10 | Bare Steel
ALCOVY GULF INC | 910 WASHINGTON ST | COVINGTON | Newton | 1070033 | 3 | [5 empty] | Removed from Ground | Gas (Historical Use) | 500 | Bare Steel | 1966-05-10 | Bare Steel
ALCOVY GULF INC | 5133 BROWNS BRIDGE RD | COVINGTON | Newton | 1070034 | 1 | [5 empty] | Removed from Ground | Gas (Historical Use) | 560 | Bare Steel | 1978-05-07 | Galvanized Steel
ALCOVY GULF INC | 5133 BROWNS BRIDGE RD | COVINGTON | Newton | 1070034 | 2 | [5 empty] | Removed from Ground | Gas (Historical Use) | 4000 | Bare Steel | 1978-05-07 | Not Marked
GROCERY | 2072 HWY 81 S | COVINGTON | Newton | 1070035 | 1 | [5 empty] | Removed from Ground | Empty | 1000 | Bare Steel | 1978-05-10 | Galvanized Steel
GROCERY | 2072 HWY 81 S | COVINGTON | Newton | 1070035 | 2 | [5 empty] | Removed from Ground | Empty | 550 | Bare Steel | 1966-05-13 | Galvanized Steel
AUTRY'S HWY 11 GROCERY | HWY 11 & HWY 278 | COVINGTON | Newton | 1070036 | 1 | [5 empty] | Permanently Out of Use - historical purposes | Gas (Historical Use) | 1000 | Bare Steel | 1971-05-12 | Galvanized Steel
AUTRY'S HWY 11 GROCERY | HWY 11 & HWY 278 | COVINGTON | Newton | 1070036 | 2 | [5 empty] | Permanently Out of Use - historical purposes | Gas (Historical Use) | 1000 | Bare Steel | 1971-05-12 | Galvanized Steel
AUTRY'S HWY 11 GROCERY | HWY 11 & HWY 278 | COVINGTON | Newton | 1070036 | 3 | [5 empty] | Permanently Out of Use - historical purposes | Diesel | 1000 | Bare Steel | 1976-05-10 | Galvanized Steel
A & N GROC | 7124 JACKSON HWY | COVINGTON | Newton | 1070037 | 1 | [5 empty] | Removed from Ground | Gas (Historical Use) | 1000 | Bare Steel | 1974-05-11 | Galvanized Steel
A & N GROC | 7124 JACKSON HWY | COVINGTON | Newton | 1070037 | 2 | [5 empty] | Removed from Ground | Gas (Historical Use) | 1000 | Bare Steel | 1974-05-11 | Galvanized Steel
A & N GROC | 7124 JACKSON HWY | COVINGTON | Newton | 1070037 | 3 | [5 empty] | Removed from Ground | Gas (Historical Use) | 560 | Bare Steel | 1966-05-13 | Unknown
A & N GROC | 7124 JACKSON HWY | COVINGTON | Newton | 1070037 | 4 | [5 empty] | Permanently Out of Use - historical purposes | Empty | 560 | Bare Steel | 1966-05-13 | Unknown
HAPPY FOOD MART | 15825 HWY 36 | COVINGTON | Newton | 1070038 | 1 |  | 1998-12-01 | FALSE | 1998-12-01 | FALSE | Temporarily out of use | Regular | 2000 | Steel-Impressed Current | 1980-05-09 | Steel (Impressed Current) | Suction (American)
HAPPY FOOD MART | 15825 HWY 36 | COVINGTON | Newton | 1070038 | 2 |  | 1998-12-01 | FALSE | 1998-12-01 | FALSE | Currently in Use | Regular | 2000 | Steel-Impressed Current | 1980-05-09 | Cathodically Protected | Suction (American)
HAPPY FOOD MART | 15825 HWY 36 | COVINGTON | Newton | 1070038 | 3 |  | 1998-12-01 | FALSE | 1998-12-01 | FALSE | Currently in Use | Premium | 1000 | Steel-Impressed Current | 1983-05-09 | Cathodically Protected | Suction (American)
HAPPY FOOD MART | 15825 HWY 36 | COVINGTON | Newton | 1070038 | 4 |  | 1998-12-01 | FALSE | 1998-12-01 | FALSE | Currently in Use | Diesel | 1000 | Steel-Impressed Current | 1983-05-09 | Cathodically Protected | Suction (American)
GOLD KIST STORE | 4125 EMORY ST NW | COVINGTON | Newton | 1070039 | 1 | [5 empty] | Removed from Ground | Gas (Historical Use) | 1000 | Bare Steel | 1976-05-10 | Galvanized Steel
MARKS BROS DAIRY | 1301 WOODLAWN RD. | COVINGTON | Newton | 1070040 | 1 | [5 empty] | Permanently Out of Use - historical purposes | Gas (Historical Use) | 560 | Bare Steel | 1961-05-14 | Galvanized Steel
MARKS BROS DAIRY | 1301 WOODLAWN RD. | COVINGTON | Newton | 1070040 | 2 | [5 empty] | Permanently Out of Use - historical purposes | Diesel | 560 | Bare Steel | 1961-05-14 | Galvanized Steel
BENTON TRK & TRACTION | 8163 HWY 278 | COVINGTON | Newton | 1070041 | 1 | [5 empty] | Removed from Ground | Gas (Historical Use) | 560 | Bare Steel | 1966-05-13 | Galvanized Steel
COVINGTON FURNITURE CO. | 1115 CHURCH ST. | COVINGTON | Newton | 1070042 | 1 | [5 empty] | Closed in Ground | Gas (Historical Use) | 560 | Bare Steel | 1961-05-14 | Galvanized Steel
NEWTON ELETRIC CO. | 8155 HWY 278 | COVINGTON | Newton | 1070043 | 1 | [5 empty] | Removed from Ground | Gas (Historical Use) | 560 | Bare Steel | 1978-05-10 | Galvanized Steel
VACANT LOT | 2100 WILLIAMS ST. | COVINGTON | Newton | 1070044 | 1 | [5 empty] | Removed from Ground | Gas (Historical Use) | 1000 | Bare Steel | 1978-05-10 | Galvanized Steel
ROCKY PLAINS COMMUNITY STORE | 2310 HWY 212 | COVINGTON | Newton | 1070045 | 1 | [5 empty] | Removed from Ground | Gas (Historical Use) | 2000 | Bare Steel | 1978-05-10 | Galvanized Steel | Suction (American)
ROCKY PLAINS COMMUNITY STORE | 2310 HWY 212 | COVINGTON | Newton | 1070045 | 2 | [5 empty] | Removed from Ground | Gas (Historical Use) | 2000 | Bare Steel | 1978-05-10 | Galvanized Steel | Suction (American)
ROCKY PLAINS COMMUNITY STORE | 2310 HWY 212 | COVINGTON | Newton | 1070045 | 3 | [5 empty] | Removed from Ground | Gas (Historical Use) | 1000 | Bare Steel | 1979-05-10 | Galvanized Steel | Suction (American)
ROCKY PLAINS COMMUNITY STORE | 2310 HWY 212 | COVINGTON | Newton | 1070045 | 4A | Flapper Valve | 1998-05-01 | FALSE | 1998-05-01 | FALSE | Currently in Use | Premium | 3000 | Composite | 1998-05-01 | Fiberglass Reinforced Plastic | Pressurized
ROCKY PLAINS COMMUNITY STORE | 2310 HWY 212 | COVINGTON | Newton | 1070045 | 4B |  | 1998-05-01 | FALSE | 1998-05-01 | FALSE | Currently in Use | Regular | 7000 | Epoxy | 1998-04-10 | Fiberglass Reinforced Plastic
ROCKY PLAINS COMMUNITY STORE | 2310 HWY 212 | COVINGTON | Newton | 1070045 | 5 | Flapper Valve | 1998-05-01 | FALSE | 1998-05-01 | FALSE | Currently in Use | Diesel | 1000 | Epoxy | 1998-04-10 | Fiberglass Reinforced Plastic
ALMON CONVIENCE STORE | ALMON RD | COVINGTON | Newton | 1070046 | 1 | [5 empty] | Permanently Out of Use - historical purposes | Gas (Historical Use) | 1000 | Bare Steel | 1966-05-13 | Galvanized Steel
ALMON CONVIENCE STORE | ALMON RD | COVINGTON | Newton | 1070046 | 2 | [5 empty] | Permanently Out of Use - historical purposes | Gas (Historical Use) | 1000 | Bare Steel | 1966-05-13 | Galvanized Steel
ALMON CONVIENCE STORE | ALMON RD | COVINGTON | Newton | 1070046 | 3 | [5 empty] | Permanently Out of Use - historical purposes | Gas (Historical Use) | 560 | Bare Steel | 1966-05-13 | Galvanized Steel
JINS GROCERY | 5172 FLOYD ST | COVINGTON | Newton | 1070047 | 2 | [5 empty] | Removed from Ground | Gas (Historical Use) | 560 | Bare Steel | 1971-05-12 | Galvanized Steel
JINS GROCERY | 5172 FLOYD ST | COVINGTON | Newton | 1070047 | 3 | [5 empty] | Removed from Ground | Gas (Historical Use) | 560 | Bare Steel | 1971-05-12 | Galvanized Steel
JINS GROCERY | 5172 FLOYD ST | COVINGTON | Newton | 1070047 | 4 | [5 empty] | Removed from Ground | Gas (Historical Use) | 560 | Bare Steel | 1966-05-13 | Galvanized Steel
JINS GROCERY | 5172 FLOYD ST | COVINGTON | Newton | 1070047 | 5 | [5 empty] | Removed from Ground | Gas (Historical Use) | 560 | Bare Steel | 1966-05-13 | Galvanized Steel
JINS GROCERY | 5172 FLOYD ST | COVINGTON | Newton | 1070047 | DUP162 | [5 empty] | Removed from Ground | Gas (Historical Use) | 3000 | Bare Steel | 1971-05-12 | Galvanized Steel
DOSTERS GROC | 5890 SALEM RD AT HWY 81 | COVINGTON | Newton | 1070048 | 1 |  | 1998-12-22 |  | 1998-12-22 |  | Removed from Ground | Gas (Historical Use) | 4000 | Steel-Impressed Current | 1971-05-12 | Cathodically Protected | Suction (American)
DOSTERS GROC | 5890 SALEM RD AT HWY 81 | COVINGTON | Newton | 1070048 | 2 |  | 1998-12-22 |  | 1998-12-22 |  | Removed from Ground | Gas (Historical Use) | 4000 | Steel-Impressed Current | 1971-05-12 | Cathodically Protected | Suction (American)
RICE GROCERY | HWY 162 | COVINGTON | Newton | 1070049 | 1 | [5 empty] | Closed in Ground | Gas (Historical Use) | 560 | Bare Steel | 1966-05-13 | Galvanized Steel
RICE GROCERY | HWY 162 | COVINGTON | Newton | 1070049 | 2 | [5 empty] | Closed in Ground | Gas (Historical Use) | 560 | Bare Steel | 1976-05-10 | Galvanized Steel
PURE FOOD MART | 100 MORNINGSIDE DR | COVINGTON | Newton | 1070050 | 1 | [5 empty] | Removed from Ground | Gas (Historical Use) | 550 | Bare Steel | 1966-05-13 | Galvanized Steel | Suction (American)
PURE FOOD MART | 100 MORNINGSIDE DR | COVINGTON | Newton | 1070050 | 2 | [5 empty] | Removed from Ground | Gas (Historical Use) | 550 | Bare Steel | 1966-05-13 | Galvanized Steel | Suction (American)
PURE FOOD MART | 100 MORNINGSIDE DR | COVINGTON | Newton | 1070050 | 3A | Flapper Valve | 2002-05-01 | FALSE | 2002-05-01 | FALSE | Currently in Use | Regular | 1000 | Fiberglass | 2002-05-01 | Fiberglass Reinforced Plastic | Suction (American)
PURE FOOD MART | 100 MORNINGSIDE DR | COVINGTON | Newton | 1070050 | 3B | Flapper Valve | 2002-05-01 | FALSE | 2002-05-01 | FALSE | Currently in Use | Premium | 1000 | Fiberglass | 2002-05-01 | Fiberglass Reinforced Plastic | Safe Suction (Euro)
NEWTON MARKET | 1032 DIXIE RD | COVINGTON | Newton | 1070051 | 1 | Flapper Valve | 1998-11-01 | FALSE | 1998-11-01 | FALSE | Currently in Use | Regular | 6000 | Steel-Impressed Current | 1976-05-10 | Fiberglass Reinforced Plastic | Pressurized
NEWTON MARKET | 1032 DIXIE RD | COVINGTON | Newton | 1070051 | 2 | Flapper Valve | 1998-11-01 | FALSE | 1998-11-01 | FALSE | Currently in Use | Premium | 6000 | Steel-Impressed Current | 1976-05-10 | Fiberglass Reinforced Plastic | Pressurized
NEWTON MARKET | 1032 DIXIE RD | COVINGTON | Newton | 1070051 | 3 | Flapper Valve | 1998-11-01 | FALSE | 1998-11-01 | FALSE | Removed from Ground | Plus | 2000 | Steel-Impressed Current | 1976-05-10 |  | Safe Suction (Euro)
NEWTON MARKET | 1032 DIXIE RD | COVINGTON | Newton | 1070051 | 4 | Flapper Valve | 2004-06-01 | FALSE | 2004-06-01 | FALSE | Currently in Use | Diesel | 10000 | Epoxy | 2004-05-01 | Fiberglass Reinforced Plastic | Pressurized
VACANT LOT | 2737 ACCESS RD | COVINGTON | Newton | 1070053 | 1 | [5 empty] | Removed from Ground | Gas (Historical Use) | 1000 | Bare Steel | 1981-05-09 | Galvanized Steel
VACANT LOT | 2737 ACCESS RD | COVINGTON | Newton | 1070053 | 2 | [5 empty] | Removed from Ground | Gas (Historical Use) | 1000 | Bare Steel | 1981-05-09 | Galvanized Steel
COVINGTON PURE | 6125 HWY 278 | COVINGTON | Newton | 1070054 | 1 | Flapper Valve | 1998-12-21 | FALSE | 1998-12-21 | FALSE | Currently in Use | Regular | 10000 | Steel-Impressed Current | 1976-05-10 | Steel (Impressed Current) | Pressurized
COVINGTON PURE | 6125 HWY 278 | COVINGTON | Newton | 1070054 | 2 | Flapper Valve | 1998-12-21 | FALSE | 1998-12-21 | FALSE | Currently in Use | Premium | 10000 | Steel-Impressed Current | 1976-05-10 | Steel (Impressed Current) | Pressurized
COVINGTON PURE | 6125 HWY 278 | COVINGTON | Newton | 1070054 | 3 | Flapper Valve | 1998-12-21 | FALSE | 1998-12-21 | FALSE | Currently in Use | Diesel | 2000 | Steel-Impressed Current | 1982-05-09 | Steel (Impressed Current) | Pressurized
COVINGTON PURE | 6125 HWY 278 | COVINGTON | Newton | 1070054 | 4 | Flapper Valve | 1998-12-21 | FALSE | 1998-12-21 | FALSE | Currently in Use | E-0 | 2000 | Steel-Impressed Current | 1982-05-09 | Steel (Impressed Current) | Pressurized
COVINGTON PURE | 6125 HWY 278 | COVINGTON | Newton | 1070054 | 5 |  |  | TRUE |  | TRUE | Closed in Ground | Used Oil | 550 | Steel-Impressed Current | 1976-05-10 | Cathodically Protected
DEPOT PURE | 4111 EMORY ST | COVINGTON | Newton | 1070055 | 1 | Flapper Valve | 1998-12-20 | FALSE | 1998-12-20 | FALSE | Removed from Ground | Gas (Historical Use) | 560 | Steel-Impressed Current | 1961-05-14 | Steel (Impressed Current) | Suction (American)
DEPOT PURE | 4111 EMORY ST | COVINGTON | Newton | 1070055 | 2 | Flapper Valve | 1998-12-20 | FALSE | 1998-12-20 | FALSE | Removed from Ground | Gas (Historical Use) | 1020 | Steel-Impressed Current | 1961-05-14 | Steel (Impressed Current) | Suction (American)
DEPOT PURE | 4111 EMORY ST | COVINGTON | Newton | 1070055 | 3 | Flapper Valve | 1998-12-20 | FALSE | 1998-12-20 | FALSE | Closed in Ground | Gas (Historical Use) | 1020 | Steel-Impressed Current | 1961-05-14 | Steel (Impressed Current) | Suction (American)
DEPOT PURE | 4111 EMORY ST | COVINGTON | Newton | 1070055 | 4 | Flapper Valve | 1998-12-20 | FALSE | 1998-12-20 | FALSE | Currently in Use | Diesel On Road | 1000 | Steel-Impressed Current | 1976-05-10 | Steel (Impressed Current) | Suction (American)
DEPOT PURE | 4111 EMORY ST | COVINGTON | Newton | 1070055 | 5 | Flapper Valve | 1998-12-20 |  | 1998-12-20 |  | Removed from Ground | Diesel | 1000 | Steel-Impressed Current | 1976-05-10 | Steel (Impressed Current) | Suction (American)
DEPOT PURE | 4111 EMORY ST | COVINGTON | Newton | 1070055 | 6A | Flapper Valve | 2007-01-01 | FALSE | 2007-01-01 | FALSE | Currently in Use | Diesel On Road | 1000 | Composite | 2007-01-01 | Steel (Impressed Current) | Suction (American)
DEPOT PURE | 4111 EMORY ST | COVINGTON | Newton | 1070055 | 6B | Flapper Valve | 2007-01-01 | FALSE | 2007-01-01 | FALSE | Currently in Use | Diesel Off Road | 1000 | Composite | 2007-01-01 | Steel (Impressed Current) | Suction (American)
DEPOT PURE | 4111 EMORY ST | COVINGTON | Newton | 1070055 | 7A | Overfill Alarm | 2018-08-31 | FALSE | 2018-08-31 | FALSE | Currently in Use | E-0 | 500 | Composite Double Walled | 2018-08-31 | Fiberglass Reinforced Plastic | Safe Suction (Euro)
DEPOT PURE | 4111 EMORY ST | COVINGTON | Newton | 1070055 | 7B | Overfill Alarm | 2018-08-31 | FALSE | 2018-08-31 | FALSE | Currently in Use | Regular | 1000 | Composite Double Walled | 2018-08-31 | Fiberglass Reinforced Plastic | Safe Suction (Euro)
DEPOT PURE | 4111 EMORY ST | COVINGTON | Newton | 1070055 | 7C | Overfill Alarm | 2018-08-31 | FALSE | 2018-08-31 | FALSE | Currently in Use | Premium | 500 | Composite Double Walled | 2018-08-31 | Fiberglass Reinforced Plastic | Safe Suction (Euro)
ELLINGTON CORNER STORE | 20 SALEM CIR | COVINGTON | Newton | 1070056 | 1 | [5 empty] | Removed from Ground | Gas (Historical Use) | 4000 | Bare Steel | 1976-05-09 | Unknown
ELLINGTON CORNER STORE | 20 SALEM CIR | COVINGTON | Newton | 1070056 | 2 | [5 empty] | Removed from Ground | Gas (Historical Use) | 3000 | Bare Steel | 1976-05-09 | Unknown
ELLINGTON CORNER STORE | 20 SALEM CIR | COVINGTON | Newton | 1070056 | 3 | [5 empty] | Removed from Ground | Gas (Historical Use) | 1000 | Bare Steel | 1976-05-09 | Unknown
ELLINGTON CORNER STORE | 20 SALEM CIR | COVINGTON | Newton | 1070056 | 4 | [5 empty] | Removed from Ground | Kerosene | 1000 | Bare Steel | 1976-05-09 | Unknown
ELLINGTON CORNER STORE | 20 SALEM CIR | COVINGTON | Newton | 1070056 | 5 | Flapper Valve | 1998-11-01 | FALSE | 1998-11-01 | FALSE | Currently in Use | Regular | 8000 | Galvanic (STIP-3) | 1988-05-01 | Steel (Impressed Current) | Pressurized
ELLINGTON CORNER STORE | 20 SALEM CIR | COVINGTON | Newton | 1070056 | 6 | Flapper Valve | 1998-11-01 | FALSE | 1998-11-01 | FALSE | Currently in Use | Diesel | 8000 | Steel-Impressed Current | 1988-01-01 | Steel (Impressed Current) | Pressurized
ELLINGTON CORNER STORE | 20 SALEM CIR | COVINGTON | Newton | 1070056 | 7 | Ball Float | 1998-11-01 | FALSE | 1998-11-01 | FALSE | Currently in Use | Premium | 8000 | Galvanic (STIP-3) | 1988-01-01 | Steel (Impressed Current) | Pressurized
MIDWAY GROCERY | 10495 FLAT SHOALS | COVINGTON | Newton | 1070057 | 1 | [5 empty] | Removed from Ground | Gas (Historical Use) | 550 | Bare Steel | 1976-05-09 | Unknown
MIDWAY GROCERY | 10495 FLAT SHOALS | COVINGTON | Newton | 1070057 | 2 | [5 empty] | Removed from Ground | Gas (Historical Use) | 550 | Bare Steel | 1976-05-09 | Unknown
WINNEFRED GAITHER STATION | 7168 LASETER ST | COVINGTON | Newton | 1070058 | 1 | [5 empty] | Removed from Ground | Empty | 550 | Bare Steel | 1976-05-09 | Unknown
WINNEFRED GAITHER STATION | 7168 LASETER ST | COVINGTON | Newton | 1070058 | 2 | [5 empty] | Removed from Ground | Empty | 550 | Bare Steel | 1976-05-09 | Unknown
HARRIS AUTO SALES | 5190 US HWY 278 | COVINGTON | Newton | 1070059 | 1 | [5 empty] | Removed from Ground | Gas (Historical Use) | 1000 | Bare Steel | 1978-05-09 | Unknown
HARRIS AUTO SALES | 5190 US HWY 278 | COVINGTON | Newton | 1070059 | 2 | [5 empty] | Removed from Ground | Gas (Historical Use) | 1000 | Bare Steel | 1978-05-09 | Unknown
HENDERSONS GROCERY INC | 11874 HWY 36 | COVINGTON | Newton | 1070060 | 1 | [5 empty] | Removed from Ground | Gas (Historical Use) | 3000 | Bare Steel | 1972-05-10 | Unknown
HENDERSONS GROCERY INC | 11874 HWY 36 | COVINGTON | Newton | 1070060 | 2 | [5 empty] | Removed from Ground | Gas (Historical Use) | 3000 | Bare Steel | 1972-05-10 | Unknown
HENDERSONS GROCERY INC | 11874 HWY 36 | COVINGTON | Newton | 1070060 | 3 | [5 empty] | Removed from Ground | Gas (Historical Use) | 3000 | Bare Steel | 1972-05-10 | Unknown
HENDERSONS GROCERY INC | 11874 HWY 36 | COVINGTON | Newton | 1070060 | 4 | Flapper Valve | 1994-05-26 | FALSE | 1994-05-26 | FALSE | Currently in Use | Regular | 8000 | Fiberglass | 1986-09-01 | Fiberglass Reinforced Plastic | Pressurized
HENDERSONS GROCERY INC | 11874 HWY 36 | COVINGTON | Newton | 1070060 | 5 | Flapper Valve | 1994-05-26 | FALSE | 1994-05-26 | FALSE | Currently in Use | Premium | 8000 | Fiberglass | 1984-06-01 | Fiberglass Reinforced Plastic | Pressurized
HENDERSONS GROCERY INC | 11874 HWY 36 | COVINGTON | Newton | 1070060 | 6 | Flapper Valve | 1994-05-26 | FALSE | 1994-05-26 | FALSE | Currently in Use | Plus | 8000 | Fiberglass | 1986-07-01 | Fiberglass Reinforced Plastic | Pressurized
HENDERSONS GROCERY INC | 11874 HWY 36 | COVINGTON | Newton | 1070060 | 7 | Flapper Valve | 1994-05-26 | FALSE | 1994-05-26 | FALSE | Currently in Use | Diesel | 4000 | Fiberglass | 1984-06-01 | Fiberglass Reinforced Plastic | Pressurized
WESTGATE TEXACO | 4160 HWY 278 | COVINGTON | Newton | 1070061 | 1 | [5 empty] | Removed from Ground | Gas (Historical Use) | 3000 | Bare Steel | 1966-05-12 | Unknown
WESTGATE TEXACO | 4160 HWY 278 | COVINGTON | Newton | 1070061 | 2 | [5 empty] | Removed from Ground | Gas (Historical Use) | 3000 | Bare Steel | 1966-05-12 | Unknown
WESTGATE TEXACO | 4160 HWY 278 | COVINGTON | Newton | 1070061 | 3 | [5 empty] | Removed from Ground | Gas (Historical Use) | 2000 | Bare Steel | 1966-05-12 | Unknown
EASTGATE TEXACO | 6158 HWY 278 | COVINGTON | Newton | 1070062 | 1 | [5 empty] | Removed from Ground | Gas (Historical Use) | 10000 | Bare Steel | 1976-05-09 | Unknown
EASTGATE TEXACO | 6158 HWY 278 | COVINGTON | Newton | 1070062 | 2 | [5 empty] | Removed from Ground | Gas (Historical Use) | 10000 | Not Marked/Unknown | 1993-02-01 | Not Marked
EASTGATE TEXACO | 6158 HWY 278 | COVINGTON | Newton | 1070062 | 3 | [5 empty] | Removed from Ground | Gas (Historical Use) | 2000 | Not Marked/Unknown | 1993-02-01 | Not Marked
PI-JON INC | 3231 SPRING ST | COVINGTON | Newton | 1070063 | 1 | [5 empty] | Removed from Ground | Kerosene | 3000 | Bare Steel | 1983-05-08 | Unknown
PI-JON INC | 3231 SPRING ST | COVINGTON | Newton | 1070063 | 2 | [5 empty] | Closed in Ground | Gas (Historical Use) | 550 | Not Marked/Unknown | 1983-05-08 | Not Marked
C.J. MORRIS GROCERY | 2865 HWY 81 N | OXFORD | Newton | 1070064 | 1 | [5 empty] | Removed from Ground | Gas (Historical Use) | 1000 | Bare Steel | 1966-05-12 | Unknown
C.J. MORRIS GROCERY | 2865 HWY 81 N | OXFORD | Newton | 1070064 | 2 | [5 empty] | Removed from Ground | Gas (Historical Use) | 1000 | Bare Steel | 1966-05-12 | Unknown
C.J. MORRIS GROCERY | 2865 HWY 81 N | OXFORD | Newton | 1070064 | 3 | [5 empty] | Removed from Ground | Gas (Historical Use) | 550 | Bare Steel | 1966-05-12 | Unknown
MANSFIELD CONVENIENCE SHOP | 3210 HWY 11 S | MANSFIELD | Newton | 1070065 | 1 | Ball Float | 1999-02-10 | FALSE | 1998-12-01 | FALSE | Currently in Use | Kerosene | 550 | Steel-Impressed Current | 1978-01-01
MANSFIELD CONVENIENCE SHOP | 3210 HWY 11 S | MANSFIELD | Newton | 1070065 | 2 | Ball Float | 1999-02-10 | FALSE | 1998-12-01 | FALSE | Currently in Use | Diesel | 1000 | Steel-Impressed Current | 1963-01-01
MANSFIELD CONVENIENCE SHOP | 3210 HWY 11 S | MANSFIELD | Newton | 1070065 | 3 | Ball Float | 1999-02-10 | FALSE | 1998-12-01 | FALSE | Currently in Use | Gas (Historical Use) | 1000 | Steel-Impressed Current | 1963-01-01
CHAPMANS CHEVRON | 5590 HWY 81 | COVINGTON | Newton | 1070066 | 1 | Ball Float | 1997-04-02 | FALSE | 1997-04-02 | FALSE | Currently in Use | Regular | 8000 | Steel-Impressed Current | 1985-01-01 | Fiberglass Reinforced Plastic | Pressurized
CHAPMANS CHEVRON | 5590 HWY 81 | COVINGTON | Newton | 1070066 | 2 | Ball Float | 1997-04-02 | FALSE | 1997-04-02 | FALSE | Currently in Use | Diesel | 4000 | Steel-Impressed Current | 1971-05-12 | Fiberglass Reinforced Plastic | Pressurized
CHAPMANS CHEVRON | 5590 HWY 81 | COVINGTON | Newton | 1070066 | 3 |  | 1997-04-02 |  | 1997-04-02 |  | Temporarily out of use | Gas (Historical Use) | 5000 | Steel-Impressed Current | 1971-05-12 | Fiberglass Reinforced Plastic | Pressurized
CHAPMANS CHEVRON | 5590 HWY 81 | COVINGTON | Newton | 1070066 | 4 |  | 1997-04-02 |  | 1997-04-02 |  | Currently in Use | Other | 1000 | Cathodically Protected Steel | 1971-05-12 | Cathodically Protected | Suction (American)
CHAPMANS CHEVRON | 5590 HWY 81 | COVINGTON | Newton | 1070066 | 5 |  | 1997-02-01 |  | 1997-02-01 |  | Currently in Use | Gas (Historical Use) | 8000 | Epoxy | 1997-01-01 | Fiberglass Reinforced Plastic | Pressurized
HUB BEST BUY | 12752 HWY 278 | SOCIAL CIRCLE | Newton | 1070067 | 1 | Flapper Valve | 1994-01-01 | FALSE | 1994-01-01 | FALSE | Currently in Use | Plus | 8000 | Galvanic (STIP-3) | 1986-01-01 | Fiberglass Reinforced Plastic | Pressurized
HUB BEST BUY | 12752 HWY 278 | SOCIAL CIRCLE | Newton | 1070067 | 2 | Flapper Valve | 1994-01-01 | FALSE | 1994-01-01 | FALSE | Currently in Use | Regular | 8000 | Galvanic (STIP-3) | 1986-01-01 | Fiberglass Reinforced Plastic | Pressurized
HUB BEST BUY | 12752 HWY 278 | SOCIAL CIRCLE | Newton | 1070067 | 3 | Flapper Valve | 1994-01-01 | FALSE | 1994-01-01 | FALSE | Currently in Use | Premium | 8000 | Galvanic (STIP-3) | 1986-01-01 | Fiberglass Reinforced Plastic | Pressurized
HUB BEST BUY | 12752 HWY 278 | SOCIAL CIRCLE | Newton | 1070067 | 4 | Flapper Valve | 1994-01-01 | FALSE | 1994-01-01 | FALSE | Currently in Use | Diesel | 8000 | Galvanic (STIP-3) | 1986-01-01 | Fiberglass Reinforced Plastic | Pressurized
HUB BEST BUY | 12752 HWY 278 | SOCIAL CIRCLE | Newton | 1070067 | 5 | Flapper Valve | 1994-01-01 | FALSE | 1994-01-01 | FALSE | Currently in Use | Kerosene | 2000 | Galvanic (STIP-3) | 1986-01-01 | Fiberglass Reinforced Plastic | Pressurized
GOLDEN PANTRY #99 | 3192 EMORY ST | COVINGTON | Newton | 1070070 | 1 |  | 1998-11-20 |  | 1998-11-20 |  | Temporarily out of use | Gas (Historical Use) | 10000 | Steel-Impressed Current | 1978-05-10 | Cathodically Protected | Pressurized
GOLDEN PANTRY #99 | 3192 EMORY ST | COVINGTON | Newton | 1070070 | 2 |  | 1998-11-20 |  | 1998-11-20 |  | Temporarily out of use | Gas (Historical Use) | 10000 | Steel-Impressed Current | 1978-05-10 | Cathodically Protected | Pressurized
GOLDEN PANTRY #99 | 3192 EMORY ST | COVINGTON | Newton | 1070070 | 3 |  | 1998-11-20 |  | 1998-11-20 |  | Temporarily out of use | Gas (Historical Use) | 10000 | Steel-Impressed Current | 1978-05-10 | Cathodically Protected | Pressurized
RAY MOORE GULF STATION | HWY 81 | PORTERDALE | Newton | 1070071 | 1 | [5 empty] | Removed from Ground | Gas (Historical Use) | 3000 | Bare Steel | 1961-05-12 | Galvanized Steel
RAY MOORE GULF STATION | HWY 81 | PORTERDALE | Newton | 1070071 | 2 | [5 empty] | Removed from Ground | Gas (Historical Use) | 3000 | Bare Steel | 1961-05-12 | Galvanized Steel
RAY MOORE GULF STATION | HWY 81 | PORTERDALE | Newton | 1070071 | 3 | [5 empty] | Removed from Ground | Gas (Historical Use) | 3000 | Bare Steel | 1961-05-12 | Galvanized Steel
RAY MOORE GULF STATION | HWY 81 | PORTERDALE | Newton | 1070071 | 4 | [5 empty] | Removed from Ground | Diesel | 560 | Bare Steel | 1961-05-12 | Galvanized Steel
RAY MOORE GULF STATION | HWY 81 | PORTERDALE | Newton | 1070071 | 5 | [5 empty] | Removed from Ground | Kerosene | 560 | Bare Steel | 1961-05-12 | Galvanized Steel
NEWTON AUTO PARTS | MAIN ST | MANSFIELD | Newton | 1070073 | 1 | [5 empty] | Removed from Ground | Gas (Historical Use) | 1000 | Bare Steel | 1972-05-09 | Galvanized Steel
NEWTON AUTO PARTS | MAIN ST | MANSFIELD | Newton | 1070073 | 2 | [5 empty] | Removed from Ground | Gas (Historical Use) | 1000 | Bare Steel | 1972-05-09 | Galvanized Steel
NEWTON AUTO PARTS | MAIN ST | MANSFIELD | Newton | 1070073 | 3 | [5 empty] | Removed from Ground | Gas (Historical Use) | 550 | Bare Steel | 1972-05-09 | Galvanized Steel
J.W. GINN & SON | RT 3 | COVINGTON | Newton | 1070074 | 1 | [5 empty] | Removed from Ground | Gas (Historical Use) | 1000 | Bare Steel | 1981-05-07 | Galvanized Steel
A.E. WILLIS CONTRACTING CO. | 205 JERSEY RD. | OXFORD | Newton | 1070075 | 1 | [5 empty] | Currently in Use | Gas (Historical Use) | 1000 | Bare Steel | 1984-05-06 | Galvanized Steel
A.E. WILLIS CONTRACTING CO. | 205 JERSEY RD. | OXFORD | Newton | 1070075 | 2 | [5 empty] | Currently in Use | Diesel | 1000 | Bare Steel | 1984-05-06 | Galvanized Steel
A.E. WILLIS CONTRACTING CO. | 205 JERSEY RD. | OXFORD | Newton | 1070075 | 3 | [5 empty] | Currently in Use | Diesel | 1000 | Bare Steel | 1984-05-06 | Galvanized Steel
GREG CHRISTIAN GRADING | 5176 HWY 278 E. | COVINGTON | Newton | 1070076 | 1 | [5 empty] | Removed from Ground | Diesel | 1000 | Bare Steel | 1984-05-06 | Galvanized Steel
GREG CHRISTIAN GRADING | 5176 HWY 278 E. | COVINGTON | Newton | 1070076 | 2 | [5 empty] | Removed from Ground | Diesel | 550 | Bare Steel | 1984-05-06 | Galvanized Steel
SHEPHERD LOGGING | 1623 FLAT ROCK RD | JERSEY | Newton | 1070077 | 1 | [5 empty] | Removed from Ground | Gas (Historical Use) | 1000 | Bare Steel | 1986-05-06 | Galvanized Steel
SHEPHERD LOGGING | 1623 FLAT ROCK RD | JERSEY | Newton | 1070077 | 2 | [5 empty] | Removed from Ground | Diesel | 1000 | Bare Steel | 1986-05-06 | Galvanized Steel
MOBIL CHEMICAL CO | PO BOX 71 | COVINGTON | Newton | 1070078 | 1 | [5 empty] | Removed from Ground | Other | 4000 | Bare Steel | 1981-05-07 | Galvanized Steel
MOBIL CHEMICAL CO | PO BOX 71 | COVINGTON | Newton | 1070078 | 2 | [5 empty] | Removed from Ground | Other | 4000 | Bare Steel | 1981-05-07 | Galvanized Steel
MOBIL CHEMICAL CO | PO BOX 71 | COVINGTON | Newton | 1070078 | 3 | [5 empty] | Removed from Ground | Other | 6000 | Bare Steel | 1981-05-07 | Galvanized Steel
MOBIL CHEMICAL CO | PO BOX 71 | COVINGTON | Newton | 1070078 | 4 |  |  | TRUE |  | TRUE | Removed from Ground | Used Oil | 560 | Bare Steel | 1983-06-11 | Galvanized Steel
MOBIL CHEMICAL CO | PO BOX 71 | COVINGTON | Newton | 1070078 | 5 | [5 empty] | Removed from Ground | Other | 10000 | Composite | 1992-08-05 | Fiberglass Reinforced Plastic | Pressurized
OSPREY PLANT |  | PORTERDALE | Newton | 1070079 | 1 | [5 empty] | Removed from Ground | Diesel | 20000 | Bare Steel | 1956-05-15 | Bare Steel
OSPREY PLANT |  | PORTERDALE | Newton | 1070079 | 2 | [5 empty] | Removed from Ground | Diesel | 20000 | Bare Steel | 1956-05-15 | Galvanized Steel
OSPREY PLANT |  | PORTERDALE | Newton | 1070079 | 3 | [5 empty] | Removed from Ground | Other | 6000 | Bare Steel | 1977-05-10 | Bare Steel
BROWN BRIDGE GROC. | BROWN BRIDGE RD. | COVINGTON | Newton | 1070080 | 1 | [5 empty] | Removed from Ground | Gas (Historical Use) | 1000 | Bare Steel | 1978-05-10 | Galvanized Steel
BROWN BRIDGE GROC. | BROWN BRIDGE RD. | COVINGTON | Newton | 1070080 | 2 | [5 empty] | Removed from Ground | Gas (Historical Use) | 1000 | Bare Steel | 1971-05-12 | Galvanized Steel
BROWN BRIDGE GROC. | BROWN BRIDGE RD. | COVINGTON | Newton | 1070080 | 3 | [5 empty] | Removed from Ground | Gas (Historical Use) | 560 | Bare Steel | 1971-05-12 | Galvanized Steel
Mountain Express #536 | 6229 TURNER LAKE RD | COVINGTON | Newton | 1070082 | 1 | Flapper Valve | 1998-10-23 | FALSE | 1998-10-23 | FALSE | Currently in Use | Regular | 8000 | Steel-Impressed Current | 1985-05-05 | Cathodically Protected | Pressurized
Mountain Express #536 | 6229 TURNER LAKE RD | COVINGTON | Newton | 1070082 | 2 | Flapper Valve | 1998-10-23 | FALSE | 1998-10-23 | FALSE | Currently in Use | Premium | 8000 | Steel-Impressed Current | 1985-05-05 | Cathodically Protected | Pressurized
Mountain Express #536 | 6229 TURNER LAKE RD | COVINGTON | Newton | 1070082 | 3 | Flapper Valve | 1998-10-23 | FALSE | 1998-10-23 | FALSE | Currently in Use | Diesel | 8000 | Steel-Impressed Current | 1985-05-05 | Cathodically Protected | Pressurized
POLK SERVICE STATION | 4223 HWY 142 | NEWBORN | Newton | 1070083 | 1 | [5 empty] | Removed from Ground | Gas (Historical Use) | 550 | Bare Steel | 1986-05-06 | Galvanized Steel
POLK SERVICE STATION | 4223 HWY 142 | NEWBORN | Newton | 1070083 | 2 | [5 empty] | Removed from Ground | Gas (Historical Use) | 550 | Bare Steel | 1986-05-06 | Galvanized Steel
MORGAN FARM AIRPORT | 11101 HWY 278 EAST | COVINGTON | Newton | 1070084 | 1 | [5 empty] | Removed from Ground | Gas (Historical Use) | 1000 | Bare Steel | 1971-05-12 | Galvanized Steel
COVINGTON FIRE DEPARTMENT | 2101 PACE ST | COVINGTON | Newton | 1070085 | 1 | [5 empty] | Removed from Ground | Gas (Historical Use) | 1000 | Bare Steel | 1960-05-13 | Galvanized Steel
COVINGTON FIRE DEPARTMENT | 2101 PACE ST | COVINGTON | Newton | 1070085 | 2 | [5 empty] | Removed from Ground | Other | 550 | Bare Steel | 1985-05-07 | Galvanized Steel | Safe Suction (Euro)
COVINGTON MUNICIPA AIRPORT | 15200 AIRPORT RD | OXFORD | Newton | 1070086 | 1 | [5 empty] | Removed from Ground | Other | 10000 | Bare Steel | 1971-05-11 | Galvanized Steel
COVINGTON MUNICIPA AIRPORT | 15200 AIRPORT RD | OXFORD | Newton | 1070086 | 2 | [5 empty] | Removed from Ground | Other | 10000 | Bare Steel | 1971-05-11 | Galvanized Steel
COVINGTON UTILITY DEPT | 1112 WILLIAMS ST | COVINGTON | Newton | 1070087 | 1 | [5 empty] | Removed from Ground | Gas (Historical Use) | 10000 | Bare Steel | 1956-05-14 | Galvanized Steel | Suction (American)
COVINGTON UTILITY DEPT | 1112 WILLIAMS ST | COVINGTON | Newton | 1070087 | 2 | [5 empty] | Removed from Ground | Gas (Historical Use) | 6600 | Bare Steel | 1978-05-09 | Galvanized Steel | Suction (American)
COVINGTON UTILITY DEPT | 1112 WILLIAMS ST | COVINGTON | Newton | 1070087 | 3 | [5 empty] | Removed from Ground | Diesel | 6600 | Bare Steel | 1978-05-09 | Galvanized Steel | Pressurized
COVINGTON UTILITY DEPT | 1112 WILLIAMS ST | COVINGTON | Newton | 1070087 | 4 | [5 empty] | Removed from Ground | Diesel | 1000 | Bare Steel | 1971-05-11 | Galvanized Steel | Suction (American)
QUICK SERVE #6 | 11128 GEORGIA HWY 36 | COVINGTON | Newton | 1070088 | 1 |  | 1998-11-01 |  | 1998-11-01 |  | Removed from Ground | Gas (Historical Use) | 12000 | Steel-Impressed Current | 1980-01-01 | Cathodically Protected | Pressurized
QUICK SERVE #6 | 11128 GEORGIA HWY 36 | COVINGTON | Newton | 1070088 | 2 |  | 1998-11-01 |  | 1998-11-01 |  | Removed from Ground | Gas (Historical Use) | 12000 | Steel-Impressed Current | 1980-01-01 | Cathodically Protected | Pressurized
QUICK SERVE #6 | 11128 GEORGIA HWY 36 | COVINGTON | Newton | 1070088 | 3 |  | 1998-11-01 |  | 1998-11-01 |  | Removed from Ground | Gas (Historical Use) | 12000 | Steel-Impressed Current | 1980-01-01 | Cathodically Protected | Pressurized
QUICK SERVE #6 | 11128 GEORGIA HWY 36 | COVINGTON | Newton | 1070088 | 4 |  | 1998-11-01 |  | 1998-11-01 |  | Removed from Ground | Diesel | 12000 | Steel-Impressed Current | 1980-01-01 | Cathodically Protected | Pressurized
FORMERLY THE PIT STOP | US HWY 278 & EMORY ST. | COVINGTON | Newton | 1070089 | 1 | [5 empty] | Removed from Ground | Gas (Historical Use) | 6000 | Bare Steel | 1961-05-14 | Galvanized Steel
FORMERLY THE PIT STOP | US HWY 278 & EMORY ST. | COVINGTON | Newton | 1070089 | 2 | [5 empty] | Removed from Ground | Gas (Historical Use) | 8000 | Bare Steel | 1961-05-14 | Galvanized Steel
FORMERLY THE PIT STOP | US HWY 278 & EMORY ST. | COVINGTON | Newton | 1070089 | 3 | [5 empty] | Removed from Ground | Gas (Historical Use) | 2000 | Bare Steel | 1978-05-10 | Galvanized Steel
ANDERSON OIL CO | 11164 HWY 36 | COVINGTON | Newton | 1070090 | 1 | [5 empty] | Removed from Ground | Gas (Historical Use) | 6000 | Bare Steel | 1962-05-14 | Galvanized Steel
ANDERSON OIL CO | 11164 HWY 36 | COVINGTON | Newton | 1070090 | D-1 | [5 empty] | Removed from Ground | Diesel | 2000 | Bare Steel | 1974-05-11 | Galvanized Steel
ANDERSON OIL CO | 11164 HWY 36 | COVINGTON | Newton | 1070090 | P-1 | [5 empty] | Removed from Ground | Diesel | 4000 | Bare Steel | 1962-05-14 | Galvanized Steel
ANDERSON OIL CO | 11164 HWY 36 | COVINGTON | Newton | 1070090 | U-1 | [5 empty] | Removed from Ground | Gas (Historical Use) | 1000 | Bare Steel | 1974-05-11 | Galvanized Steel
Texaco Food Mart | 2156 GEORGIA HWY 81 | OXFORD | Newton | 1070091 | 1 |  | 1985-05-01 |  | 1985-05-01 |  | Removed from Ground | Gas (Historical Use) | 8000 | Galvanic (STIP-3) | 1985-05-01 | Fiberglass Reinforced Plastic | Pressurized
Texaco Food Mart | 2156 GEORGIA HWY 81 | OXFORD | Newton | 1070091 | 2 |  | 1985-05-01 |  | 1985-05-01 |  | Removed from Ground | Gas (Historical Use) | 8000 | Galvanic (STIP-3) | 1985-05-01 | Fiberglass Reinforced Plastic | Pressurized
Texaco Food Mart | 2156 GEORGIA HWY 81 | OXFORD | Newton | 1070091 | 3 |  | 1985-05-01 |  | 1985-05-01 |  | Removed from Ground | Gas (Historical Use) | 8000 | Galvanic (STIP-3) | 1985-05-01 | Fiberglass Reinforced Plastic | Pressurized
Texaco Food Mart | 2156 GEORGIA HWY 81 | OXFORD | Newton | 1070091 | 4 |  | 2006-02-24 | FALSE | 2006-02-24 | FALSE | Currently in Use | Regular | 12000 | Fiberglass | 2006-02-01 | Fiberglass Reinforced Plastic | Pressurized
Texaco Food Mart | 2156 GEORGIA HWY 81 | OXFORD | Newton | 1070091 | 5 |  | 2006-02-24 | FALSE | 2006-02-24 | FALSE | Currently in Use | Premium | 12000 | Fiberglass | 2006-02-01 | Fiberglass Reinforced Plastic | Pressurized
Texaco Food Mart | 2156 GEORGIA HWY 81 | OXFORD | Newton | 1070091 | 6 |  | 2006-02-20 | FALSE | 2006-02-20 | FALSE | Currently in Use | Diesel | 6000 | Fiberglass | 2006-02-01 | Fiberglass Reinforced Plastic | Pressurized
Texaco Food Mart | 2156 GEORGIA HWY 81 | OXFORD | Newton | 1070091 | 7 |  | 2006-02-20 | FALSE | 2006-02-20 | FALSE | Currently in Use | Diesel Off Road | 6000 | Fiberglass | 2006-02-20 | Fiberglass Reinforced Plastic | Pressurized
EZ TRIP | 10125 ALCOVY RD | COVINGTON | Newton | 1070092 | 1 |  | 1997-02-20 | FALSE | 1997-02-20 | FALSE | Removed from Ground | Diesel | 10000 | Galvanic (STIP-3) | 1986-01-01 | Fiberglass Reinforced Plastic | Pressurized
EZ TRIP | 10125 ALCOVY RD | COVINGTON | Newton | 1070092 | 2 |  | 1997-02-20 | FALSE | 1997-02-20 | FALSE | Removed from Ground | Gas (Historical Use) | 8000 | Galvanic (STIP-3) | 1986-01-01 | Fiberglass Reinforced Plastic | Pressurized
EZ TRIP | 10125 ALCOVY RD | COVINGTON | Newton | 1070092 | 3 |  | 1997-02-20 | FALSE | 1997-02-20 | FALSE | Removed from Ground | Gas (Historical Use) | 8000 | Galvanic (STIP-3) | 1986-01-01 | Fiberglass Reinforced Plastic | Pressurized
EZ TRIP | 10125 ALCOVY RD | COVINGTON | Newton | 1070092 | 4 |  | 1997-02-20 | FALSE | 1997-02-20 | FALSE | Removed from Ground | Gas (Historical Use) | 8000 | Galvanic (STIP-3) | 1986-01-01 | Fiberglass Reinforced Plastic | Pressurized
EZ TRIP | 10125 ALCOVY RD | COVINGTON | Newton | 1070092 | 5 | Ball Float | 2010-02-01 | FALSE | 2010-02-01 | FALSE | Currently in Use | Regular | 14000 | Composite Double Walled | 2010-02-01 | Double-Walled Fiberglass | Pressurized
EZ TRIP | 10125 ALCOVY RD | COVINGTON | Newton | 1070092 | 6 | Ball Float | 2010-02-01 | FALSE | 2010-02-01 | FALSE | Currently in Use | Plus | 6000 | Composite Double Walled | 2010-02-01 | Double-Walled Fiberglass | Pressurized
EZ TRIP | 10125 ALCOVY RD | COVINGTON | Newton | 1070092 | 7 | Ball Float | 2010-02-01 | FALSE | 2010-02-01 | FALSE | Currently in Use | Diesel | 8000 | Composite Double Walled | 2010-02-01 | Double-Walled Fiberglass | Pressurized
EZ TRIP | 10125 ALCOVY RD | COVINGTON | Newton | 1070092 | 8 | Ball Float | 2010-02-01 | FALSE | 2010-02-01 | FALSE | Currently in Use | Diesel | 4000 | Composite Double Walled | 2010-02-01 | Double-Walled Fiberglass | Pressurized
Pure Food Mart | 4120 WASHINGTON ST | COVINGTON | Newton | 1070093 | 1 | Flapper Valve | 1998-12-22 | FALSE | 1998-12-22 | FALSE | Currently in Use | Regular | 8000 | Steel-Impressed Current | 1984-05-07 | Steel (Impressed Current) | Pressurized
Pure Food Mart | 4120 WASHINGTON ST | COVINGTON | Newton | 1070093 | 2 | Flapper Valve | 1998-12-22 | FALSE | 1998-12-22 | FALSE | Currently in Use | Premium | 8000 | Steel-Impressed Current | 1984-05-07 | Steel (Impressed Current) | Pressurized
Pure Food Mart | 4120 WASHINGTON ST | COVINGTON | Newton | 1070093 | 3 | Flapper Valve | 1998-12-22 | FALSE | 1998-12-22 | FALSE | Currently in Use | Plus | 8000 | Steel-Impressed Current | 1984-05-07 | Steel (Impressed Current) | Pressurized
SQUARE A GAS & CONVENIENCE STORE | 9199 US HWY 278 NE | COVINGTON | Newton | 1070095 | 1 |  | 1998-03-01 |  | 1998-04-01 |  | Temporarily out of use | Gas (Historical Use) | 8000 | Steel-Impressed Current | 1985-05-07 | Cathodically Protected | Pressurized
SQUARE A GAS & CONVENIENCE STORE | 9199 US HWY 278 NE | COVINGTON | Newton | 1070095 | 2 |  | 1998-03-01 |  | 1998-04-01 |  | Temporarily out of use | Diesel | 8000 | Steel-Impressed Current | 1985-05-07 | Cathodically Protected | Pressurized
SQUARE A GAS & CONVENIENCE STORE | 9199 US HWY 278 NE | COVINGTON | Newton | 1070095 | 3 |  | 1998-03-01 |  | 1998-04-01 |  | Temporarily out of use | Gas (Historical Use) | 8000 | Steel-Impressed Current | 1985-05-07 | Cathodically Protected | Pressurized
SQUARE A GAS & CONVENIENCE STORE | 9199 US HWY 278 NE | COVINGTON | Newton | 1070095 | 4 |  | 1998-03-01 |  | 1998-04-01 |  | Temporarily out of use | Gas (Historical Use) | 8000 | Steel-Impressed Current | 1985-05-07 | Cathodically Protected | Pressurized
GRAY HINTON | RT 1 | NEWBORN | Newton | 1070097 | 1 | [5 empty] | Removed from Ground | Diesel | 10000 | Bare Steel | 1980-05-09 | Galvanized Steel
GRAY HINTON | RT 1 | NEWBORN | Newton | 1070097 | 2 | [5 empty] | Removed from Ground | Gas (Historical Use) | 5000 | Bare Steel | 1974-05-11 | Galvanized Steel
GRAY HINTON | RT 1 | NEWBORN | Newton | 1070097 | 3 | [5 empty] | Removed from Ground | Gas (Historical Use) | 3000 | Bare Steel | 1974-05-11 | Galvanized Steel
GRAY HINTON | RT 1 | NEWBORN | Newton | 1070097 | 4 | [5 empty] | Removed from Ground | Gas (Historical Use) | 3000 | Bare Steel | 1974-05-11 | Galvanized Steel
HEARD TIRE CO | 4136 WASHINGTON ST | COVINGTON | Newton | 1070098 | 1 | [5 empty] | Removed from Ground | Gas (Historical Use) | 550 | Bare Steel | 1995-01-01 | Unknown
HEARD TIRE CO | 4136 WASHINGTON ST | COVINGTON | Newton | 1070098 | 2 | [5 empty] | Removed from Ground | Gas (Historical Use) | 550 | Bare Steel | 1995-01-01 | Unknown
HEARD TIRE CO | 4136 WASHINGTON ST | COVINGTON | Newton | 1070098 | 3 | [5 empty] | Removed from Ground | Gas (Historical Use) | 550 | Bare Steel | 1995-01-01 | Unknown
HEARD TIRE CO | 4136 WASHINGTON ST | COVINGTON | Newton | 1070098 | 4 | [5 empty] | Removed from Ground | Gas (Historical Use) | 550 | Bare Steel | 1995-01-01 | Unknown
HEARD TIRE CO | 4136 WASHINGTON ST | COVINGTON | Newton | 1070098 | 5 | [5 empty] | Removed from Ground | Gas (Historical Use) | 3000 | Bare Steel | 1995-01-01 | Unknown
BST/CVTNGA1B R3678 | 7624 IND BLVD | COVINGTON | Newton | 1070100 | 1 | [5 empty] | Removed from Ground | Gas (Historical Use) | 12000 | Bare Steel | 1980-01-03 | Unknown | Pressurized
BST/CVTNGA1B R3678 | 7624 IND BLVD | COVINGTON | Newton | 1070100 | 2 |  |  | TRUE |  | TRUE | Removed from Ground | Used Oil | 550 | Bare Steel | 1980-01-03 | Unknown | Gravity Fed
BST/COVINGTON CO-R2128 | 1135 PACE ST | COVINGTON | Newton | 1070101 | 1 | [5 empty] | Removed from Ground | Kerosene | 2000 | Bare Steel | 1968-01-05 | Copper | Safe Suction (Euro)
MOBILE CHEMICAL CO | PO BOX 71 | COVINGTON | Newton | 1070102 | 1 | [5 empty] | Removed from Ground | Other | 4000 | Bare Steel | 1981-06-11 | Galvanized Steel
MOBILE CHEMICAL CO | PO BOX 71 | COVINGTON | Newton | 1070102 | 2 | [5 empty] | Removed from Ground | Other | 4000 | Bare Steel | 1981-06-11 | Galvanized Steel
MOBILE CHEMICAL CO | PO BOX 71 | COVINGTON | Newton | 1070102 | 3 | [5 empty] | Removed from Ground | Other | 6000 | Bare Steel | 1981-06-11 | Galvanized Steel
MOBILE CHEMICAL CO | PO BOX 71 | COVINGTON | Newton | 1070102 | 4 |  |  | TRUE |  | TRUE | Removed from Ground | Used Oil | 560 | Bare Steel | 1983-06-11 | Galvanized Steel
J. WILLIAM CO. | 11194 ALCOVY RD. | COVINGTON | Newton | 1070103 | 1 | [5 empty] | Removed from Ground | Other | 1000 | Marked Unknown | 1984-05-13 | Unknown
J. WILLIAM CO. | 11194 ALCOVY RD. | COVINGTON | Newton | 1070103 | 2 | [5 empty] | Removed from Ground | Other | 1000 | Marked Unknown | 1984-05-13 | Unknown
KNIGHTS CONCRETE PRODUCTS INC | 226 LOVERS LANE RD | COVINGTON | Newton | 1070104 | 1 | [5 empty] | Removed from Ground | Gas (Historical Use) | 560 | Bare Steel | 1965-06-18 | Galvanized Steel | Suction (American)
KNIGHTS CONCRETE PRODUCTS INC | 226 LOVERS LANE RD | COVINGTON | Newton | 1070104 | 2 | [5 empty] | Removed from Ground | Diesel | 250 | Bare Steel | 1971-06-17 | Galvanized Steel | Suction (American)
NEWTON CO. PLANT | 606 RICHARDSON RD. | COVINGTON | Newton | 1070105 | 1AST | [5 empty] | Removed from Ground | Diesel | 10000 | Bare Steel | 1986-06-13 | Bare Steel
THRIFT OIL CO OF COVINGTON | 3295 HWY 278 | COVINGTON | Newton | 1070106 | 1 | [5 empty] | Removed from Ground | Gas (Historical Use) | 10000 | Bare Steel | 1974-01-01 | Galvanized Steel | Pressurized
THRIFT OIL CO OF COVINGTON | 3295 HWY 278 | COVINGTON | Newton | 1070106 | 2 | [5 empty] | Removed from Ground | Gas (Historical Use) | 3955 | Bare Steel | 1974-01-01 | Galvanized Steel | Gravity Fed
THRIFT OIL CO OF COVINGTON | 3295 HWY 278 | COVINGTON | Newton | 1070106 | 3 | [5 empty] | Removed from Ground | Gas (Historical Use) | 3955 | Bare Steel | 1974-01-01 | Galvanized Steel | Gravity Fed
THRIFT OIL CO OF COVINGTON | 3295 HWY 278 | COVINGTON | Newton | 1070106 | 4 | [5 empty] | Removed from Ground | Gas (Historical Use) | 3955 | Bare Steel | 1974-01-01 | Galvanized Steel | Gravity Fed
THRIFT OIL CO OF COVINGTON | 3295 HWY 278 | COVINGTON | Newton | 1070106 | 5 | [5 empty] | Removed from Ground | Gas (Historical Use) | 2055 | Bare Steel | 1974-01-01 | Galvanized Steel | Pressurized
THRIFT OIL CO OF COVINGTON | 3295 HWY 278 | COVINGTON | Newton | 1070106 | 6 | [5 empty] | Removed from Ground | Gas (Historical Use) | 10000 | Bare Steel | 1974-01-01 | Galvanized Steel | Pressurized
THRIFT OIL CO OF COVINGTON | 3295 HWY 278 | COVINGTON | Newton | 1070106 | 7 | [5 empty] | Removed from Ground | Diesel | 1000 | Bare Steel | 1974-01-01 | Galvanized Steel
THRIFT OIL CO OF COVINGTON | 3295 HWY 278 | COVINGTON | Newton | 1070106 | 8 | [5 empty] | Removed from Ground | Diesel | 4000 | Bare Steel | 1974-01-01 | Galvanized Steel | Safe Suction (Euro)
BONDS BP | 8145 WASHINGTON ST | COVINGTON | Newton | 1070107 | 1 | [5 empty] | Removed from Ground | Gas (Historical Use) | 6000 | Steel-Impressed Current | 1998-12-01 | Cathodically Protected | Safe Suction (Euro)
BONDS BP | 8145 WASHINGTON ST | COVINGTON | Newton | 1070107 | 2 |  | 2002-01-01 |  | 2002-01-01 |  | Removed from Ground | Gas (Historical Use) | 6000 | Steel-Impressed Current | 1998-12-01 | Cathodically Protected | Safe Suction (Euro)
BONDS BP | 8145 WASHINGTON ST | COVINGTON | Newton | 1070107 | 3 |  | 2002-01-01 |  | 2002-01-01 |  | Removed from Ground | Diesel | 4000 | Steel-Impressed Current | 1998-12-01 | Cathodically Protected | Pressurized
BONDS BP | 8145 WASHINGTON ST | COVINGTON | Newton | 1070107 | 4 | [5 empty] | Removed from Ground | Gas (Historical Use) | 4000 | Steel-Impressed Current | 1998-12-01 | Cathodically Protected | Safe Suction (Euro)
BONDS BP | 8145 WASHINGTON ST | COVINGTON | Newton | 1070107 | 5 | Ball Float | 2002-01-01 | FALSE | 2002-01-01 | FALSE | Currently in Use | Regular | 12000 | Fiberglass Double Walled | 2002-01-01 | Fiberglass Reinforced Plastic | Pressurized
BONDS BP | 8145 WASHINGTON ST | COVINGTON | Newton | 1070107 | 6 | Ball Float | 2002-01-01 | FALSE | 2002-01-01 | FALSE | Currently in Use | Premium | 10000 | Fiberglass Double Walled | 2002-01-01 | Fiberglass Reinforced Plastic | Pressurized
BONDS BP | 8145 WASHINGTON ST | COVINGTON | Newton | 1070107 | 7 | Ball Float | 2002-01-01 | FALSE | 2002-01-01 | FALSE | Currently in Use | Diesel | 6000 | Fiberglass Double Walled | 2002-01-01 | Fiberglass Reinforced Plastic | Pressurized
RAPIDTEC | 9126 IND BLVD | COVINGTON | Newton | 1070109 | 1 | [5 empty] | Removed from Ground | Other | 10000 | Not Marked/Unknown | 1993-11-19 | Not Marked
BIG M FOOD STORE #373 | 1814 GEORGIA HWY 11 S | COVINGTON | Newton | 1070111 | 1 | Flapper Valve | 1997-04-24 | FALSE | 1997-04-24 | FALSE | Currently in Use | Regular | 10000 | Steel-Impressed Current | 1981-01-02 | Steel (Impressed Current) | Pressurized
BIG M FOOD STORE #373 | 1814 GEORGIA HWY 11 S | COVINGTON | Newton | 1070111 | 2 | Flapper Valve | 1997-04-24 | FALSE | 1997-04-24 | FALSE | Currently in Use | Plus | 10000 | Steel-Impressed Current | 1981-01-02 | Steel (Impressed Current) | Pressurized
BIG M FOOD STORE #373 | 1814 GEORGIA HWY 11 S | COVINGTON | Newton | 1070111 | 3 | Flapper Valve | 1997-04-24 | FALSE | 1997-04-24 | FALSE | Currently in Use | Premium | 10000 | Steel-Impressed Current | 1981-01-02 | Steel (Impressed Current) | Pressurized
BIG M FOOD STORE #373 | 1814 GEORGIA HWY 11 S | COVINGTON | Newton | 1070111 | 4 | Flapper Valve | 1997-04-24 |  | 1997-04-24 |  | Currently in Use | Diesel | 10000 | Steel-Impressed Current | 1981-01-02 | Steel (Impressed Current) | Pressurized
PHOENIX REFIGERATION/HANOVER WIR | 8166 IND BLVD | COVINGTON | Newton | 1072000 | 1 | [5 empty] | Removed from Ground | Gas (Historical Use) | 1000 | Bare Steel | 1984-11-04 | Galvanized Steel
PHOENIX REFIGERATION/HANOVER WIR | 8166 IND BLVD | COVINGTON | Newton | 1072000 | 2 | [5 empty] | Removed from Ground | Other | 2500 | Bare Steel | 1983-11-05 | Galvanized Steel
PHOENIX REFIGERATION/HANOVER WIR | 8166 IND BLVD | COVINGTON | Newton | 1072000 | 3 | [5 empty] | Removed from Ground | Gas (Historical Use) | 2500 | Bare Steel | 1959-11-11 | Unknown
PHOENIX REFIGERATION/HANOVER WIR | 8166 IND BLVD | COVINGTON | Newton | 1072000 | 4 | [5 empty] | Removed from Ground | Gas (Historical Use) | 2500 | Bare Steel | 1959-11-11 | Unknown
Ike's Food Mart | 11408 Browns Bridge Rd | Covington | Newton | 10003059 | 1 | Overfill Alarm | 2020-08-01 | FALSE | 2020-08-01 | FALSE | Currently in Use | Regular | 12000 | Composite | 2008-01-01 | Double-Walled Fiberglass | Pressurized
Ike's Food Mart | 11408 Browns Bridge Rd | Covington | Newton | 10003059 | 2A | Overfill Alarm | 2020-08-01 | FALSE | 2020-08-01 | FALSE | Currently in Use | Premium | 8000 | Composite | 2008-01-01 | Double-Walled Fiberglass | Pressurized
Ike's Food Mart | 11408 Browns Bridge Rd | Covington | Newton | 10003059 | 2B | Overfill Alarm | 2020-08-01 | FALSE | 2020-08-01 | FALSE | Currently in Use | Diesel | 4000 | Composite | 2008-01-01 | Double-Walled Fiberglass | Pressurized
AMERICAN AGRIVEST INC | 4432 HWY 213 | MANSFIELD | Newton | 1010048 | 1 | [5 empty] | Removed from Ground | Diesel | 5000 | Not Marked/Unknown | 1995-03-23 | Unknown
Shell | 31 S Crowell Rd | Covington | Newton | 10002931 | 1 | Flapper Valve | 2018-10-24 | FALSE | 2018-10-24 | FALSE | Currently in Use | Regular | 12000 | Composite Double Walled | 2018-10-24 | Double-Walled Fiberglass | Pressurized
Shell | 31 S Crowell Rd | Covington | Newton | 10002931 | 2A | Flapper Valve | 2018-10-24 | FALSE | 2018-10-24 | FALSE | Currently in Use | Premium | 4000 | Composite Double Walled | 2018-10-24 | Double-Walled Fiberglass | Pressurized
Shell | 31 S Crowell Rd | Covington | Newton | 10002931 | 2B | Flapper Valve | 2018-10-24 | FALSE | 2018-10-24 | FALSE | Currently in Use | E-0 | 4000 | Composite Double Walled | 2018-10-24 | Double-Walled Fiberglass | Pressurized
Shell | 31 S Crowell Rd | Covington | Newton | 10002931 | 2C | Flapper Valve | 2018-10-24 | FALSE | 2018-10-24 | FALSE | Currently in Use | Diesel | 4000 | Composite Double Walled | 2018-10-24 | Double-Walled Fiberglass | Pressurized
MURPHY STORE #7572 | 4230 SALEM RD | COVINGTON | Newton | 10002438 | 1 | Flapper Valve | 2015-04-12 | FALSE | 2015-04-12 | FALSE | Currently in Use | Regular | 20000 | Fiberglass Double Walled | 2015-03-12 | Double-Walled Fiberglass | Pressurized
MURPHY STORE #7572 | 4230 SALEM RD | COVINGTON | Newton | 10002438 | 2A |  | 2015-04-12 | FALSE | 2015-04-12 | FALSE | Currently in Use | Diesel | 12000 | Fiberglass Double Walled | 2015-03-12 | Double-Walled Fiberglass | Pressurized
MURPHY STORE #7572 | 4230 SALEM RD | COVINGTON | Newton | 10002438 | 2B | Flapper Valve | 2015-04-12 | FALSE | 2015-04-12 | FALSE | Currently in Use | Premium | 8000 | Fiberglass Double Walled | 2015-03-12 | Double-Walled Fiberglass | Pressurized
ABANDONED TANKS GDOT RIGHT OF WAY | 2486 HWY 81 SOUTH | COVINGTON | Newton | 10002767 | 1 |  |  | FALSE |  | FALSE | Removed from Ground |  | 2000 | Bare Steel
ABANDONED TANKS GDOT RIGHT OF WAY | 2486 HWY 81 SOUTH | COVINGTON | Newton | 10002767 | 2 |  |  | FALSE |  | FALSE | Removed from Ground |  | 2000 | Bare Steel
ABANDONED TANKS GDOT RIGHT OF WAY | 2486 HWY 81 SOUTH | COVINGTON | Newton | 10002767 | 3
D B DIXON GROCERY | 52 OLD STARRSVILLE Road | COVINGTON | Newton | 10002773 | 1 |  |  | FALSE |  | FALSE | Removed from Ground | Gas (Historical Use) | 300 | Bare Steel |  | Bare Steel | Suction (American)
ALCOVY MART | 10945 US HWY 278 EAST | COVINGTON | Newton | 1090110 | 1 | [5 empty] | Removed from Ground | Gas (Historical Use) | 10000 | Bare Steel | 1985-05-16 | Galvanized Steel
ALCOVY MART | 10945 US HWY 278 EAST | COVINGTON | Newton | 1090110 | 2 | [5 empty] | Removed from Ground | Gas (Historical Use) | 10000 | Bare Steel | 1985-05-16 | Galvanized Steel
ALCOVY MART | 10945 US HWY 278 EAST | COVINGTON | Newton | 1090110 | 3 | [5 empty] | Removed from Ground | Diesel | 10000 | Bare Steel | 1985-05-16 | Galvanized Steel
OCONEE COUNTY BD OF EDUCATION | SCHOOL ST/PO BOX 146 | WATKINSVILLE | Oconee | 1080008 | 1 | [5 empty] | Removed from Ground | Gas (Historical Use) | 10000 | Bare Steel | 1979-02-20 | Galvanized Steel
OCONEE COUNTY BD OF EDUCATION | SCHOOL ST/PO BOX 146 | WATKINSVILLE | Oconee | 1080008 | 2 | [5 empty] | Removed from Ground | Diesel | 500 | Bare Steel | 1956-02-26 | Unknown
OCONEE COUNTY HIGH SCHOOL | MARS HILL-BOGART RD | WATKINSVILLE | Oconee | 1080009 | 1 | [5 empty] | Removed from Ground | Gas (Historical Use) | 10000 | Bare Steel | 1976-02-21 | Galvanized Steel
OCONEE COUNTY HIGH SCHOOL | MARS HILL-BOGART RD | WATKINSVILLE | Oconee | 1080009 | 2 | [5 empty] | Removed from Ground | Other | 4000 | Bare Steel | 1957-02-25 | Unknown
OCONEE COUNTY HIGH SCHOOL | MARS HILL-BOGART RD | WATKINSVILLE | Oconee | 1080009 | 3 | [5 empty] | Removed from Ground | Diesel | 2500 | Bare Steel | 1964-02-24 | Unknown
OCONEE COUNTY INTERMEDIATE SCHOO | COLHAM FERRY RD | WATKINSVILLE | Oconee | 1080010 | 1 | [5 empty] | Closed in Ground | Diesel | 4000 | Bare Steel | 1957-02-25 | Unknown
WALTON EMC | US HWY 441 N | WATKINSVILLE | Oconee | 1080012 | 1 |  | 1989-08-01 |  | 1989-08-01 |  | Removed from Ground | Gas (Historical Use) | 6000 | Double Walled | 1999-06-01 | Fiberglass Reinforced Plastic | Pressurized
WALTON EMC | US HWY 441 N | WATKINSVILLE | Oconee | 1080012 | 14 | [5 empty] | Removed from Ground | Gas (Historical Use) | 3000 | Bare Steel | 1970-03-07 | Unknown
WALTON EMC | US HWY 441 N | WATKINSVILLE | Oconee | 1080012 | 2 |  | 1989-08-01 |  | 1989-08-01 |  | Removed from Ground | Diesel | 4000 | Double Walled | 1999-06-01 | Fiberglass Reinforced Plastic | Pressurized
KILPATRICKS GENERAL STORE | 3300 MACON HWY US HWY 441 | BISHOP | Oconee | 1080013 | 1 | Flapper Valve | 1998-12-07 | FALSE | 1998-12-07 | FALSE | Currently in Use | Regular | 10000 | Steel-Impressed Current | 1985-03-07 | Fiberglass Reinforced Plastic | Pressurized
KILPATRICKS GENERAL STORE | 3300 MACON HWY US HWY 441 | BISHOP | Oconee | 1080013 | 2 | Flapper Valve | 1998-12-07 | FALSE | 1998-12-07 | FALSE | Currently in Use | Plus | 10000 | Steel-Impressed Current | 1985-03-07 | Fiberglass Reinforced Plastic | Pressurized
KILPATRICKS GENERAL STORE | 3300 MACON HWY US HWY 441 | BISHOP | Oconee | 1080013 | 3 | Flapper Valve | 1998-12-07 | FALSE | 1998-12-07 | FALSE | Currently in Use | Premium | 10000 | Steel-Impressed Current | 1985-03-07 | Fiberglass Reinforced Plastic | Pressurized
KILPATRICKS GENERAL STORE | 3300 MACON HWY US HWY 441 | BISHOP | Oconee | 1080013 | 4 | Flapper Valve | 1998-12-07 | FALSE | 1998-12-07 | FALSE | Currently in Use | Diesel | 10000 | Steel-Impressed Current | 1985-03-07 | Fiberglass Reinforced Plastic | Pressurized
KILPATRICKS GENERAL STORE | 3300 MACON HWY US HWY 441 | BISHOP | Oconee | 1080013 | 5 | Flapper Valve | 1998-12-07 | FALSE | 1998-12-07 | FALSE | Currently in Use | Kerosene | 2000 | Steel-Impressed Current | 1985-03-07 | Fiberglass Reinforced Plastic | Pressurized
GOLDEN PANTRY #34 | 2090 HOG MOUNTAIN RD | WATKINSVILLE | Oconee | 1080014 | 1 | [5 empty] | Removed from Ground | Gas (Historical Use) | 10000 | Bare Steel | 1975-04-20 | Galvanized Steel | Pressurized
GOLDEN PANTRY #34 | 2090 HOG MOUNTAIN RD | WATKINSVILLE | Oconee | 1080014 | 2 | [5 empty] | Removed from Ground | Gas (Historical Use) | 10000 | Bare Steel | 1975-04-20 | Galvanized Steel | Pressurized
GOLDEN PANTRY #34 | 2090 HOG MOUNTAIN RD | WATKINSVILLE | Oconee | 1080014 | 3 | [5 empty] | Removed from Ground | Gas (Historical Use) | 10000 | Cathodically Protected Steel | 1985-04-17 | Galvanized Steel | Pressurized
GOLDEN PANTRY #34 | 2090 HOG MOUNTAIN RD | WATKINSVILLE | Oconee | 1080014 | 4 | [5 empty] | Removed from Ground | Kerosene | 1000 | Bare Steel | 1985-04-17 | Galvanized Steel | Suction (American)
GOLDEN PANTRY #15 | 2241 MARS HILL RD | WATKINSVILLE | Oconee | 1080015 | 1 |  | 1991-02-01 |  | 1991-02-01 |  | Removed from Ground | Gas (Historical Use) | 10000 | Cathodically Protected Steel | 1979-04-19 | Fiberglass Reinforced Plastic | Pressurized
GOLDEN PANTRY #15 | 2241 MARS HILL RD | WATKINSVILLE | Oconee | 1080015 | 2 |  | 1991-02-01 |  | 1991-02-01 |  | Removed from Ground | Gas (Historical Use) | 10000 | Cathodically Protected Steel | 1979-04-19 | Fiberglass Reinforced Plastic | Pressurized
GOLDEN PANTRY #15 | 2241 MARS HILL RD | WATKINSVILLE | Oconee | 1080015 | 3 |  | 1991-02-01 |  | 1991-02-01 |  | Removed from Ground | Gas (Historical Use) | 10000 | Cathodically Protected Steel | 1979-04-19 | Fiberglass Reinforced Plastic | Pressurized
GOLDEN PANTRY #4 | HWY 441 & 15 | WATKINSVILLE | Oconee | 1080017 | 1 |  | 1998-10-27 |  | 1998-10-27 |  | Removed from Ground | Gas (Historical Use) | 10000 | Steel-Impressed Current | 1978-04-19 | Cathodically Protected
GOLDEN PANTRY #4 | HWY 441 & 15 | WATKINSVILLE | Oconee | 1080017 | 2 |  | 1998-10-27 |  | 1998-10-27 |  | Removed from Ground | Gas (Historical Use) | 10000 | Steel-Impressed Current | 1978-04-19 | Cathodically Protected
GOLDEN PANTRY #4 | HWY 441 & 15 | WATKINSVILLE | Oconee | 1080017 | 3 |  | 1998-10-27 |  | 1998-10-27 |  | Removed from Ground | Gas (Historical Use) | 10000 | Steel-Impressed Current | 1978-04-19 | Cathodically Protected
BOGART PANTRY | 1311 ATLANTA HWY | BOGART | Oconee | 1080018 | 1 | Flapper Valve | 1998-10-30 | FALSE | 1998-10-30 | FALSE | Currently in Use | Gas (Historical Use) | 10000 | Steel-Impressed Current | 1982-04-18 | Steel (Impressed Current) | Pressurized
BOGART PANTRY | 1311 ATLANTA HWY | BOGART | Oconee | 1080018 | 2 | Flapper Valve | 1998-10-30 | FALSE | 1998-10-30 | FALSE | Currently in Use | Gas (Historical Use) | 10000 | Steel-Impressed Current | 1982-04-18 |  | Pressurized
BOGART PANTRY | 1311 ATLANTA HWY | BOGART | Oconee | 1080018 | 3 |  | 1998-10-30 | FALSE | 1998-10-30 | FALSE | Temporarily out of use | Gas (Historical Use) | 10000 | Steel-Impressed Current | 1982-04-18 |  | Pressurized
AOA LLC | 8851 MACON HWY | ATHENS | Oconee | 1080019 | 1 |  | 1998-10-23 |  | 1998-10-23 |  | Removed from Ground | Gas (Historical Use) | 10000 | Steel-Impressed Current | 1979-04-19 | Cathodically Protected | Pressurized
AOA LLC | 8851 MACON HWY | ATHENS | Oconee | 1080019 | 2 |  | 1998-10-23 |  | 1998-10-23 |  | Removed from Ground | Diesel | 10000 | Steel-Impressed Current | 1979-04-19 | Cathodically Protected | Pressurized
AOA LLC | 8851 MACON HWY | ATHENS | Oconee | 1080019 | 3 |  | 1998-10-23 |  | 1998-10-23 |  | Removed from Ground | Gas (Historical Use) | 10000 | Steel-Impressed Current | 1979-04-19 | Cathodically Protected | Pressurized
GOLDEN PANTRY #64 | 56 US HWY 441 | WATKINSVILLE | Oconee | 1080020 | 1 | [5 empty] | Removed from Ground | Gas (Historical Use) | 10000 | Bare Steel | 1981-04-18 | Galvanized Steel | Pressurized
GOLDEN PANTRY #64 | 56 US HWY 441 | WATKINSVILLE | Oconee | 1080020 | 2 | [5 empty] | Removed from Ground | Gas (Historical Use) | 10000 | Bare Steel | 1981-04-18 | Galvanized Steel | Pressurized
GOLDEN PANTRY #64 | 56 US HWY 441 | WATKINSVILLE | Oconee | 1080020 | 3 | [5 empty] | Removed from Ground | Gas (Historical Use) | 10000 | Bare Steel | 1981-04-18 | Galvanized Steel | Pressurized
GOLDEN PANTRY #64 | 56 US HWY 441 | WATKINSVILLE | Oconee | 1080020 | 4 | [5 empty] | Removed from Ground | Diesel | 10000 | Bare Steel | 1981-04-18 | Galvanized Steel | Pressurized
GENERAL CABLE ELECTRIC GROUP/ALL | 111 BARNETT SHOALS RD | WATKINSVILLE | Oconee | 1080021 | 1 | [5 empty] | Removed from Ground | Other | 10000 | Bare Steel | 1976-04-18 | Bare Steel
T'S CORNER/H R THOMAS GROCERY | 4500 MONROE HWY/4500 ATLANTA HWY | WATKINSVILLE | Oconee | 1080025 | 1 |  |  | FALSE |  | FALSE | Removed from Ground | Gas (Historical Use) | 1000 | Bare Steel | 1956-04-29 | Galvanized Steel | Safe Suction (Euro)
T'S CORNER/H R THOMAS GROCERY | 4500 MONROE HWY/4500 ATLANTA HWY | WATKINSVILLE | Oconee | 1080025 | 2 |  |  | FALSE |  | FALSE | Removed from Ground | Gas (Historical Use) | 2000 | Bare Steel | 1981-04-23 | Galvanized Steel | Safe Suction (Euro)
T'S CORNER/H R THOMAS GROCERY | 4500 MONROE HWY/4500 ATLANTA HWY | WATKINSVILLE | Oconee | 1080025 | 3 |  |  | FALSE |  | FALSE | Removed from Ground | Gas (Historical Use) | 1000 | Bare Steel | 1956-04-29 | Galvanized Steel | Safe Suction (Euro)
T'S CORNER/H R THOMAS GROCERY | 4500 MONROE HWY/4500 ATLANTA HWY | WATKINSVILLE | Oconee | 1080025 | 4 |  |  | FALSE |  | FALSE | Removed from Ground | Diesel | 1000 | Bare Steel | 1984-04-22 | Galvanized Steel | Safe Suction (Euro)
T'S CORNER/H R THOMAS GROCERY | 4500 MONROE HWY/4500 ATLANTA HWY | WATKINSVILLE | Oconee | 1080025 | 5 |  |  | FALSE |  | FALSE | Removed from Ground | Gas (Historical Use) | 1000 | Bare Steel | 1930-01-01 | Galvanized Steel | Safe Suction (Euro)
T'S CORNER/H R THOMAS GROCERY | 4500 MONROE HWY/4500 ATLANTA HWY | WATKINSVILLE | Oconee | 1080025 | 6 |  |  | FALSE |  | FALSE | Removed from Ground | Gas (Historical Use) | 1000 | Bare Steel | 1930-01-01 | Galvanized Steel
T'S CORNER/H R THOMAS GROCERY | 4500 MONROE HWY/4500 ATLANTA HWY | WATKINSVILLE | Oconee | 1080025 | 7A | Flapper Valve | 1995-12-01 | FALSE | 1995-12-01 | FALSE | Currently in Use | Regular | 9000 | Fiberglass | 1995-12-01 | Fiberglass Reinforced Plastic | Pressurized
T'S CORNER/H R THOMAS GROCERY | 4500 MONROE HWY/4500 ATLANTA HWY | WATKINSVILLE | Oconee | 1080025 | 7B | Flapper Valve | 1995-12-01 | FALSE | 1995-12-01 | FALSE | Currently in Use | Premium | 6000 | Fiberglass | 1995-12-01 | Fiberglass Reinforced Plastic | Pressurized
T'S CORNER/H R THOMAS GROCERY | 4500 MONROE HWY/4500 ATLANTA HWY | WATKINSVILLE | Oconee | 1080025 | 8A | Flapper Valve | 1995-12-01 | FALSE | 1995-12-01 | FALSE | Currently in Use | Diesel | 10000 | Fiberglass | 1995-12-01 | Fiberglass Reinforced Plastic | Suction (American)
T'S CORNER/H R THOMAS GROCERY | 4500 MONROE HWY/4500 ATLANTA HWY | WATKINSVILLE | Oconee | 1080025 | 8B |  | 1995-12-01 | FALSE | 1995-12-01 | FALSE | Temporarily out of use | Kerosene | 2000 | Fiberglass | 1995-12-01 | Fiberglass Reinforced Plastic | Pressurized
OCONEE WELL DRILLERS | 1331 GREENSBORO HWY | WATKINSVILLE | Oconee | 1080026 | 1 | [5 empty] | Removed from Ground | Diesel | 4000 | Bare Steel | 1980-04-23 | Galvanized Steel
OCONEE WELL DRILLERS | 1331 GREENSBORO HWY | WATKINSVILLE | Oconee | 1080026 | 2 | [5 empty] | Removed from Ground | Gas (Historical Use) | 1000 | Bare Steel | 1974-04-25 | Galvanized Steel
OCONEE WELL DRILLERS | 1331 GREENSBORO HWY | WATKINSVILLE | Oconee | 1080026 | 3 | [5 empty] | Removed from Ground | Diesel | 560 | Bare Steel | 1966-04-27 | Galvanized Steel
OCONEE WELL DRILLERS | 1331 GREENSBORO HWY | WATKINSVILLE | Oconee | 1080026 | 4 | Flapper Valve | 1995-06-03 | FALSE | 1995-06-03 | FALSE | Currently in Use | Regular | 2000 | Composite | 1995-06-03 | Double-Walled Fiberglass | Safe Suction (Euro)
OCONEE WELL DRILLERS | 1331 GREENSBORO HWY | WATKINSVILLE | Oconee | 1080026 | 5 | Flapper Valve | 1995-06-03 | FALSE | 1995-06-30 | FALSE | Currently in Use | Diesel Off Road | 10000 | Epoxy | 1988-02-01 | Double-Walled Fiberglass | Safe Suction (Euro)
OCONEE WELL DRILLERS | 1331 GREENSBORO HWY | WATKINSVILLE | Oconee | 1080026 | 6 | Flapper Valve | 1995-06-03 | FALSE | 1995-06-03 | FALSE | Currently in Use | Diesel On Road | 2000 | Composite | 1995-06-03 | Double-Walled Fiberglass | Safe Suction (Euro)
CARSON STORE | MAIN ST/OLD FARMINGTON RD | FARMINGTON | Oconee | 1080028 | 1 | [5 empty] | Closed in Ground | Gas (Historical Use) | 550 | Bare Steel | 1972-04-24 | Galvanized Steel
CARSON STORE | MAIN ST/OLD FARMINGTON RD | FARMINGTON | Oconee | 1080028 | 2 | [5 empty] | Closed in Ground | Gas (Historical Use) | 550 | Bare Steel | 1972-04-24 | Galvanized Steel
POPS VINYL TOPS INC | HWY 15 SOUTH AT POPS DR | WATKINSVILLE | Oconee | 1080030 | 1 | [5 empty] | Removed from Ground | Gas (Historical Use) | 1000 | Bare Steel | 1983-03-29 | Galvanized Steel
GA DOT 10191 | US HWY 441 SOUTH OF ATHENS | WATKINSVILLE | Oconee | 1080031 | 1 | [5 empty] | Removed from Ground | Gas (Historical Use) | 1000 | Bare Steel | 1985-04-29 | Galvanized Steel
TOMMY GAS & GROCERY | RT 1/8181 HOG MT RD | STATHAM | Oconee | 1080032 | 1 | [5 empty] | Removed from Ground | Gas (Historical Use) | 1000 | Cathodically Protected Steel | 1986-04-29 | Galvanized Steel
TOMMY GAS & GROCERY | RT 1/8181 HOG MT RD | STATHAM | Oconee | 1080032 | 2 | [5 empty] | Removed from Ground | Gas (Historical Use) | 1000 | Cathodically Protected Steel | 1986-04-29 | Galvanized Steel
AL MANN SERVICE STATION | US HWY 441 @ PRICE MILL RD | BISHOP | Oconee | 1080035 | 1 | [5 empty] | Removed from Ground | Empty | 550 | Bare Steel | 1956-05-15 | Galvanized Steel
AL MANN SERVICE STATION | US HWY 441 @ PRICE MILL RD | BISHOP | Oconee | 1080035 | 2 | [5 empty] | Removed from Ground | Empty | 550 | Bare Steel | 1956-05-15 | Galvanized Steel
RON YOUNG | 1433 ATLANTA HWY | BOGART | Oconee | 1080036 | 1 | [5 empty] | Permanently Out of Use - historical purposes | Gas (Historical Use) | 1000 | Bare Steel | 1981-05-09 | Galvanized Steel | Suction (American)
MAXEY BROTHERS GRADING | 1560 MAXEY RD | BISHOP | Oconee | 1080037 | 1 | [5 empty] | Removed from Ground | Diesel | 5000 | Bare Steel | 1974-05-11 | Galvanized Steel | Safe Suction (Euro)
FORMERLY DANIELS GROCERY | HWY 29 | BOGART | Oconee | 1080039 | 1 | [5 empty] | Removed from Ground | Gas (Historical Use) | 1000 | Bare Steel | 1970-05-11 | Galvanized Steel
FORMERLY DANIELS GROCERY | HWY 29 | BOGART | Oconee | 1080039 | 2 | [5 empty] | Removed from Ground | Gas (Historical Use) | 550 | Bare Steel | 1956-05-14 | Galvanized Steel
FORMERLY DANIELS GROCERY | HWY 29 | BOGART | Oconee | 1080039 | 3 | [5 empty] | Removed from Ground | Gas (Historical Use) | 550 | Bare Steel | 1956-05-14 | Galvanized Steel
FORMERLY DANIELS GROCERY | HWY 29 | BOGART | Oconee | 1080039 | 4 | [5 empty] | Removed from Ground | Gas (Historical Use) | 550 | Bare Steel | 1956-05-14 | Galvanized Steel
FORMERLY DANIELS GROCERY | HWY 29 | BOGART | Oconee | 1080039 | 5 | [5 empty] | Removed from Ground | Kerosene | 280 | Bare Steel | 1956-05-14 | Galvanized Steel
ATLANTA DAIRIES | RT 1 | BOGART | Oconee | 1080041 | 1 | [5 empty] | Removed from Ground | Gas (Historical Use) | 1000 | Bare Steel | 1976-05-08 | Galvanized Steel
AJ FOOD STORE/MARKET BASKET | US HWY 78 | BOGART | Oconee | 1080042 | 1 |  |  | FALSE |  | FALSE | Removed from Ground | Gas (Historical Use) | 1000 | Bare Steel | 1973-01-04 | Galvanized Steel
AJ FOOD STORE/MARKET BASKET | US HWY 78 | BOGART | Oconee | 1080042 | 2 |  |  | FALSE |  | FALSE | Removed from Ground | Gas (Historical Use) | 3000 | Bare Steel | 1973-01-04 | Galvanized Steel
AJ FOOD STORE/MARKET BASKET | US HWY 78 | BOGART | Oconee | 1080042 | 3 |  |  | FALSE |  | FALSE | Removed from Ground | Gas (Historical Use) | 3000 | Bare Steel | 1973-01-04 | Galvanized Steel
AJ FOOD STORE/MARKET BASKET | US HWY 78 | BOGART | Oconee | 1080042 | 4 |  |  | FALSE |  | FALSE | Removed from Ground | Diesel | 3000 | Bare Steel | 1983-01-02 | Galvanized Steel
AJ FOOD STORE/MARKET BASKET | US HWY 78 | BOGART | Oconee | 1080042 | 5 | Flapper Valve | 1994-08-31 | FALSE | 1994-08-31 | FALSE | Currently in Use | Regular | 8000 | Galvanic (STIP-3) | 1986-09-18 | Fiberglass Reinforced Plastic | Pressurized
AJ FOOD STORE/MARKET BASKET | US HWY 78 | BOGART | Oconee | 1080042 | 6 | Flapper Valve | 1994-08-31 | FALSE | 1994-08-31 | FALSE | Currently in Use | Premium | 8000 | Galvanic (STIP-3) | 1986-09-18 | Fiberglass Reinforced Plastic | Pressurized
AJ FOOD STORE/MARKET BASKET | US HWY 78 | BOGART | Oconee | 1080042 | 7 | Flapper Valve | 1994-08-31 | FALSE | 1994-08-31 | FALSE | Currently in Use | Diesel | 8000 | Galvanic (STIP-3) | 1986-09-18 | Fiberglass Reinforced Plastic | Pressurized
AJ FOOD STORE/MARKET BASKET | US HWY 78 | BOGART | Oconee | 1080042 | 8 |  | 1994-08-31 | FALSE | 1994-08-31 | FALSE | Currently in Use | Kerosene | 4000 | Galvanic (STIP-3) | 1994-08-30 | Fiberglass Reinforced Plastic | Pressurized
AJ FOOD STORE/MARKET BASKET | US HWY 78 | BOGART | Oconee | 1080042 | 9 | Flapper Valve | 2009-06-08 | FALSE | 2009-06-08 | FALSE | Currently in Use | Regular | 8000 | Galvanic (STIP-3) | 2009-06-08
OLD OCONEE COUNTY RD DEPT | 1110 EXPERIMENT STATION ROAD | WATKINSVILLE | Oconee | 1080045 | 1 | [5 empty] | Removed from Ground | Gas (Historical Use) | 550 | Bare Steel | 1966-05-13 | Galvanized Steel
OLD OCONEE COUNTY RD DEPT | 1110 EXPERIMENT STATION ROAD | WATKINSVILLE | Oconee | 1080045 | 2 | [5 empty] | Permanently Out of Use - historical purposes | Diesel | 550 | Bare Steel | 1966-05-13 | Galvanized Steel
GA DOT 10133/WATKINSVILLE MAINT | 1170 INDUSTRIAL DR | WATKINSVILLE | Oconee | 1080048 | 133D1 | [5 empty] | Removed from Ground | Diesel | 2000 | Cathodically Protected Steel | 1986-01-01 | Galvanized Steel | Suction (American)
GA DOT 10133/WATKINSVILLE MAINT | 1170 INDUSTRIAL DR | WATKINSVILLE | Oconee | 1080048 | 133G1 | [5 empty] | Removed from Ground | Gas (Historical Use) | 2000 | Cathodically Protected Steel | 1986-01-01 | Galvanized Steel | Suction (American)
GOLDEN PANTRY #77 | 4791 MACON HWY | BISHOP | Oconee | 1080050 | 1 | [5 empty] | Removed from Ground | Gas (Historical Use) | 8000 | Bare Steel | 1982-01-01 | Galvanized Steel | Pressurized
GOLDEN PANTRY #77 | 4791 MACON HWY | BISHOP | Oconee | 1080050 | 2 | [5 empty] | Removed from Ground | Gas (Historical Use) | 8000 | Bare Steel | 1982-01-01 | Galvanized Steel | Pressurized
GOLDEN PANTRY #77 | 4791 MACON HWY | BISHOP | Oconee | 1080050 | 3 | [5 empty] | Removed from Ground | Gas (Historical Use) | 6000 | Bare Steel | 1982-01-01 | Galvanized Steel | Pressurized
GOLDEN PANTRY #77 | 4791 MACON HWY | BISHOP | Oconee | 1080050 | 4 | [5 empty] | Removed from Ground | Diesel | 6000 | Bare Steel | 1982-01-01 | Galvanized Steel | Pressurized
ABANDONED UST IN GDOT RIGHT OF WAY | MARS HILL RD & HOG MOUNTAIN RD | WATKINSVILLE | Oconee | 10002635 | 1 |  |  | FALSE |  | FALSE | Removed from Ground | Not Marked/Tank Removed | 250 | Bare Steel | 2016-12-03
KROGER #435 | 2175 OCONEE CONNECTOR | ATHENS | Oconee | 10002357 | 1 | Ball Float | 2014-06-10 | FALSE | 2014-06-10 | FALSE | Currently in Use | Gas (Historical Use) | 20000 | Fiberglass Double Walled | 2014-05-08 | Double-Walled Fiberglass | Pressurized
KROGER #435 | 2175 OCONEE CONNECTOR | ATHENS | Oconee | 10002357 | 2A | Ball Float | 2014-06-10 | FALSE | 2014-06-10 | FALSE | Currently in Use | Diesel | 10000 | Fiberglass Double Walled | 2014-05-08 | Double-Walled Fiberglass | Pressurized
KROGER #435 | 2175 OCONEE CONNECTOR | ATHENS | Oconee | 10002357 | 2B | Ball Float | 2014-06-10 | FALSE | 2014-06-10 | FALSE | Currently in Use | Gas (Historical Use) | 8000 | Fiberglass Double Walled | 2014-05-08 | Double-Walled Fiberglass | Pressurized
AMERICAN LINEN SUPPLY CO | 1081 EXPERIMENT STATION RD/RT 53 | WATKINSVILLE | Oconee | 1080001 | 1 | [5 empty] | Removed from Ground | Gas (Historical Use) | 10000 | Bare Steel | 1964-01-22 | Galvanized Steel
AMERICAN LINEN SUPPLY CO | 1081 EXPERIMENT STATION RD/RT 53 | WATKINSVILLE | Oconee | 1080001 | 2 | [5 empty] | Removed from Ground | Gas (Historical Use) | 10000 | Bare Steel | 1974-01-19 | Galvanized Steel
AMERICAN LINEN SUPPLY CO | 1081 EXPERIMENT STATION RD/RT 53 | WATKINSVILLE | Oconee | 1080001 | 3 | [5 empty] | Removed from Ground | Empty | 10000 | Marked Unknown | 1987-01-01 | Cathodically Protected
ATHENS ACADEMY | 1281 SPARTAN LN | ATHENS | Oconee | 1080002 | 1 |  |  | FALSE |  | FALSE | Removed from Ground | Gas (Historical Use) | 2000 |  | 1974-04-03
ATHENS ACADEMY | 1281 SPARTAN LN | ATHENS | Oconee | 1080002 | 2 |  |  | FALSE |  | FALSE | Removed from Ground | Diesel | 2000 |  | 1974-04-03
ATHENS ACADEMY | 1281 SPARTAN LN | ATHENS | Oconee | 1080002 | 3 | Flapper Valve | 1988-08-25 | FALSE | 1988-08-25 | FALSE | Currently in Use | Regular | 3000 | Galvanic (STIP-3) | 1988-08-25 | Steel (Impressed Current) | Suction (American)
ATHENS ACADEMY | 1281 SPARTAN LN | ATHENS | Oconee | 1080002 | 4 | Flapper Valve | 1988-08-25 | FALSE | 1988-08-25 | FALSE | Currently in Use | Diesel | 3000 | Galvanic (STIP-3) | 1988-08-25 | Steel (Impressed Current) | Suction (American)
CROWLEYS AMOCO | US HWY 441 & GA HWY 53/MAIN ST | WATKINSVILLE | Oconee | 1080003 | 1 | [5 empty] | Removed from Ground | Gas (Historical Use) | 2000 | Bare Steel | 1971-02-22 | Galvanized Steel
CROWLEYS AMOCO | US HWY 441 & GA HWY 53/MAIN ST | WATKINSVILLE | Oconee | 1080003 | 2 | [5 empty] | Removed from Ground | Gas (Historical Use) | 2000 | Bare Steel | 1971-02-22 | Galvanized Steel
CROWLEYS AMOCO | US HWY 441 & GA HWY 53/MAIN ST | WATKINSVILLE | Oconee | 1080003 | 3 | [5 empty] | Removed from Ground | Gas (Historical Use) | 3000 | Bare Steel | 1971-02-22 | Galvanized Steel
CROWLEYS AMOCO | US HWY 441 & GA HWY 53/MAIN ST | WATKINSVILLE | Oconee | 1080003 | 4 | [5 empty] | Removed from Ground | Diesel | 3000 | Bare Steel | 1971-02-22 | Galvanized Steel
FLAT ROCK GROCERY | FLAT ROCK RD | WATKINSVILLE | Oconee | 1080004 | 1 | [5 empty] | Removed from Ground | Gas (Historical Use) | 500 | Bare Steel | 1971-02-22 | Galvanized Steel
FLAT ROCK GROCERY | FLAT ROCK RD | WATKINSVILLE | Oconee | 1080004 | 2 | [5 empty] | Removed from Ground | Gas (Historical Use) | 500 | Bare Steel | 1971-02-22 | Galvanized Steel
HUFF WRECKER SERVICE | 1311 WILL USHER RD | ATHENS | Oconee | 1080005 | 1 | [5 empty] | Removed from Ground | Gas (Historical Use) | 1000 | Bare Steel | 1976-03-01 | Galvanized Steel
QUIKTRIP #819 | 1240 OCONEE CONNECTOR | ATHENS | Oconee | 10001853 | 1 | Flapper Valve | 2010-03-01 | FALSE | 2010-03-01 | FALSE | Currently in Use | Regular | 20000 | Fiberglass Double Walled | 2010-01-01 | Double-Walled Fiberglass | Pressurized
QUIKTRIP #819 | 1240 OCONEE CONNECTOR | ATHENS | Oconee | 10001853 | 2 | Flapper Valve | 2010-03-01 | FALSE | 2010-03-01 | FALSE | Currently in Use | Regular | 20000 | Fiberglass Double Walled | 2010-01-01 | Double-Walled Fiberglass | Pressurized
QUIKTRIP #819 | 1240 OCONEE CONNECTOR | ATHENS | Oconee | 10001853 | 3 | Flapper Valve | 2010-03-01 | FALSE | 2010-03-01 | FALSE | Currently in Use | Diesel | 12000 | Fiberglass Double Walled | 2010-01-01 | Double-Walled Fiberglass | Pressurized
QUIKTRIP #819 | 1240 OCONEE CONNECTOR | ATHENS | Oconee | 10001853 | 4 | Flapper Valve | 2010-03-01 | FALSE | 2010-03-01 | FALSE | Currently in Use | Premium | 8000 | Fiberglass Double Walled | 2010-01-01 | Double-Walled Fiberglass | Pressurized
UGA PLANT SCIENCE | 1281 SNOWS MILL RD | BOGART | Oconee | 10001782 | 1 |  | 2007-06-01 | FALSE | 2007-06-01 | FALSE | Removed from Ground | Diesel | 2500 | Fiberglass Double Walled | 2007-06-01 | Double-Walled Fiberglass | Safe Suction (Euro)
STRIPLINGS GENERAL STORE | 4501 MONROE HWY | BOGART | Oconee | 10002155 | 1 | Flapper Valve | 2012-08-01 | FALSE | 2012-08-01 | FALSE | Currently in Use | Regular | 12000 | Tank Jacket | 2012-08-01 | Double-Walled Fiberglass | Pressurized
STRIPLINGS GENERAL STORE | 4501 MONROE HWY | BOGART | Oconee | 10002155 | 2 |  | 2012-08-01 | FALSE | 2012-08-01 | FALSE | Currently in Use | Premium | 4000 | Tank Jacket | 2012-08-01 | Double-Walled Fiberglass | Pressurized
STRIPLINGS GENERAL STORE | 4501 MONROE HWY | BOGART | Oconee | 10002155 | 3 | Flapper Valve | 2012-08-01 | FALSE | 2012-08-01 | FALSE | Currently in Use | E-10 | 4000 | Tank Jacket | 2012-08-01 | Double-Walled Fiberglass | Pressurized
STRIPLINGS GENERAL STORE | 4501 MONROE HWY | BOGART | Oconee | 10002155 | 4 | Flapper Valve | 2012-08-01 | FALSE | 2012-08-01 | FALSE | Currently in Use | Diesel | 4000 | Tank Jacket | 2012-08-01 | Double-Walled Fiberglass | Pressurized
RaceTrac #588 - Mars Hill | 2403 MONROE HWY | BOGART | Oconee | 10002115 | 1 | Overfill Alarm | 2012-06-18 | FALSE | 2012-06-18 | FALSE | Currently in Use | Regular | 20000 | Composite Double Walled | 2012-06-18 | Double-Walled Fiberglass | Pressurized
RaceTrac #588 - Mars Hill | 2403 MONROE HWY | BOGART | Oconee | 10002115 | 2 | Overfill Alarm | 2012-06-18 | FALSE | 2012-06-18 | FALSE | Currently in Use | Premium | 12000 | Composite Double Walled | 2012-06-18 | Double-Walled Fiberglass | Pressurized
RaceTrac #588 - Mars Hill | 2403 MONROE HWY | BOGART | Oconee | 10002115 | 3 | Overfill Alarm | 2012-06-18 | FALSE | 2012-06-18 | FALSE | Currently in Use | Diesel | 12000 | Composite Double Walled | 2012-06-18 | Double-Walled Fiberglass | Pressurized
BELLSOUTH-WTKNGA-RB815 | 8 SIMONTON BRIDGE RD | WATKINSVILLE | Oconee | 10000402 | 1 | Flapper Valve | 2003-06-01 | FALSE | 2003-06-01 | FALSE | Currently in Use | Diesel | 3000 | Fiberglass Double Walled | 2003-06-01 | Double-Walled Fiberglass | Suction (American)
MURPHY USA #6788 | 1031 JORDAN DR | ATHENS | Oconee | 10000043 | 1 | Flapper Valve | 2002-04-26 | FALSE | 2002-04-26 | FALSE | Currently in Use | Regular | 20000 | Fiberglass Double Walled | 2002-04-26 | Double-Walled Flex | Pressurized
MURPHY USA #6788 | 1031 JORDAN DR | ATHENS | Oconee | 10000043 | 2A | Flapper Valve | 2002-04-26 | FALSE | 2002-04-26 | FALSE | Currently in Use | Diesel | 12000 | Fiberglass Double Walled | 2002-04-23 | Double-Walled Flex | Pressurized
MURPHY USA #6788 | 1031 JORDAN DR | ATHENS | Oconee | 10000043 | 2B | Flapper Valve | 2002-04-26 | FALSE | 2002-04-26 | FALSE | Currently in Use | Premium | 8000 | Fiberglass Double Walled | 2002-04-23 | Double-Walled Flex | Pressurized
FAST PHILS | 3351 MACON HWY | WATKINSVILLE | Oconee | 10000997 | 1 |  | 2005-10-15 | FALSE | 2005-10-15 | FALSE | Currently in Use | Regular | 12000 | Composite | 2005-08-10 | Fiberglass Reinforced Plastic | Pressurized
FAST PHILS | 3351 MACON HWY | WATKINSVILLE | Oconee | 10000997 | 2 |  | 2005-10-15 | FALSE | 2005-10-15 | FALSE | Currently in Use | Premium | 8000 | Composite | 2005-10-15 | Fiberglass Reinforced Plastic | Pressurized
FAST PHILS | 3351 MACON HWY | WATKINSVILLE | Oconee | 10000997 | 3 |  | 2005-10-15 | FALSE | 2005-10-15 | FALSE | Currently in Use | Diesel | 4000 | Composite | 2005-08-10 | Fiberglass Reinforced Plastic | Pressurized
FRESH FOOD MART | 42 GREENSBORO HWY | WATKINSVILLE | Oconee | 10000805 | 1 RUL |  | 2003-12-01 | FALSE | 2003-12-01 | FALSE | Currently in Use | Regular | 12000 | Epoxy | 2003-11-01 | Double-Walled Flex | Pressurized
FRESH FOOD MART | 42 GREENSBORO HWY | WATKINSVILLE | Oconee | 10000805 | 2 PREM |  | 2003-12-01 | FALSE | 2003-12-01 | FALSE | Currently in Use | Premium | 8000 | Epoxy | 2003-11-01 | Double-Walled Flex | Pressurized
FRESH FOOD MART | 42 GREENSBORO HWY | WATKINSVILLE | Oconee | 10000805 | 3 DIESEL |  | 2003-12-01 | FALSE | 2003-12-01 | FALSE | Currently in Use | Diesel | 4000 | Epoxy | 2003-11-01 | Double-Walled Flex | Pressurized
FRESH FOOD MART | 42 GREENSBORO HWY | WATKINSVILLE | Oconee | 10000805 | 4 KERO |  | 2003-12-01 | FALSE | 2003-12-01 | FALSE | Currently in Use | Kerosene | 2000 | Epoxy | 2003-11-01 | Double-Walled Flex | Safe Suction (Euro)
RaceTrac #285 - Athens | 3790 CRANE DR | BOGART | Oconee | 290171 | 1 |  | 1988-01-01 | FALSE | 1988-01-01 | FALSE | Removed from Ground | Gas (Historical Use) | 12000 | Steel-Impressed Current | 1981-05-09 | Fiberglass Reinforced Plastic | Pressurized
RaceTrac #285 - Athens | 3790 CRANE DR | BOGART | Oconee | 290171 | 2 |  | 1988-01-01 | FALSE | 1988-01-01 | FALSE | Removed from Ground | Gas (Historical Use) | 12000 | Steel-Impressed Current | 1981-05-09 | Fiberglass Reinforced Plastic | Pressurized
RaceTrac #285 - Athens | 3790 CRANE DR | BOGART | Oconee | 290171 | 3 |  | 1988-01-01 | FALSE | 1988-01-01 | FALSE | Removed from Ground | Gas (Historical Use) | 12000 | Steel-Impressed Current | 1981-05-09 | Fiberglass Reinforced Plastic | Pressurized
RaceTrac #285 - Athens | 3790 CRANE DR | BOGART | Oconee | 290171 | 4 |  | 1988-01-01 | FALSE | 1988-01-01 | FALSE | Removed from Ground | Gas (Historical Use) | 12000 | Steel-Impressed Current | 1981-05-09 | Fiberglass Reinforced Plastic | Pressurized
RaceTrac #285 - Athens | 3790 CRANE DR | BOGART | Oconee | 290171 | 5 | Ball Float | 2000-05-01 | FALSE | 2000-05-01 | FALSE | Currently in Use | Gas (Historical Use) | 20000 |  | 2000-05-01 | Fiberglass Reinforced Plastic | Pressurized
RaceTrac #285 - Athens | 3790 CRANE DR | BOGART | Oconee | 290171 | 6 | Ball Float | 2000-05-01 | FALSE | 2000-05-01 | FALSE | Currently in Use | Diesel | 12000 |  | 2000-05-01 | Fiberglass Reinforced Plastic | Pressurized
RaceTrac #285 - Athens | 3790 CRANE DR | BOGART | Oconee | 290171 | 7 | Ball Float | 2000-05-01 | FALSE | 2000-05-01 | FALSE | Currently in Use | Gas (Historical Use) | 12000 |  | 2000-05-01 | Fiberglass Reinforced Plastic | Pressurized
OCONEE COUNTY UTILITY DEPARTMENT | 1100 DURHAMS MILL WAY | WATKINSVILLE | Oconee | 9108001 | 1 |  | 1999-09-01 |  | 1999-09-01 |  | Removed from Ground | Diesel | 225 | Galvanic (STIP-3) | 1987-01-01 | Copper | Safe Suction (Euro)
OCONEE COUNTY UTILITY DEPARTMENT | 1100 DURHAMS MILL WAY | WATKINSVILLE | Oconee | 9108001 | 2 |  | 1999-09-01 | FALSE | 1999-09-01 | FALSE | Removed from Ground | Diesel | 110 | Galvanic (STIP-3) | 1987-01-01 | Copper | Safe Suction (Euro)
FIRST CHRISTIAN CHURCH INC | 7482 MACON HWY | WATKINSVILLE | Oconee | 9108002 | 1 |  | 1997-08-21 |  | 1997-08-21 |  | Removed from Ground | Gas (Historical Use) | 4000 | Cathodically Protected Steel | 1966-01-01 | Cathodically Protected | Suction (American)
FIRST CHRISTIAN CHURCH INC | 7482 MACON HWY | WATKINSVILLE | Oconee | 9108002 | 2 |  | 1997-08-21 |  | 1997-08-21 |  | Removed from Ground | Gas (Historical Use) | 4000 | Cathodically Protected Steel | 1966-01-01 | Cathodically Protected | Suction (American)
FIRST CHRISTIAN CHURCH INC | 7482 MACON HWY | WATKINSVILLE | Oconee | 9108002 | 3 |  | 1997-08-21 |  | 1997-08-21 |  | Removed from Ground | Gas (Historical Use) | 4000 | Cathodically Protected Steel | 1988-12-01 | Cathodically Protected | Suction (American)
FIRST CHRISTIAN CHURCH INC | 7482 MACON HWY | WATKINSVILLE | Oconee | 9108002 | 4 |  |  | TRUE | 1997-08-21 | TRUE | Removed from Ground | Used Oil | 550 | Cathodically Protected Steel | 1966-01-01 | Cathodically Protected
BENSONS INC | BENSON AVE & ELDER ST | BOGART | Oconee | 9108003 | 1 | [5 empty] | Removed from Ground | Diesel | 10000 | Bare Steel | 1990-01-01 | Galvanized Steel
RHS OIL CO | 1937 Atlanta Hwy SE | STATHAM | Oconee | 9108004 | 1 |  | 1990-07-01 | FALSE | 1990-07-01 | FALSE | Currently in Use | Regular | 8200 | Composite | 1990-07-01 | Fiberglass Reinforced Plastic | Pressurized
RHS OIL CO | 1937 Atlanta Hwy SE | STATHAM | Oconee | 9108004 | 2 |  | 1990-07-01 | FALSE | 1990-07-01 | FALSE | Currently in Use | Regular | 8200 | Composite | 1990-07-01 | Fiberglass Reinforced Plastic | Pressurized
RHS OIL CO | 1937 Atlanta Hwy SE | STATHAM | Oconee | 9108004 | 3 |  | 1990-07-01 | FALSE | 1990-07-01 | FALSE | Currently in Use | Premium | 8200 | Composite | 1990-07-01 | Fiberglass Reinforced Plastic | Pressurized
RHS OIL CO | 1937 Atlanta Hwy SE | STATHAM | Oconee | 9108004 | 4 |  | 1990-07-01 | FALSE | 1990-07-01 | FALSE | Currently in Use | Diesel | 8200 | Composite | 1990-07-01 | Fiberglass Reinforced Plastic | Pressurized
RHS OIL CO | 1937 Atlanta Hwy SE | STATHAM | Oconee | 9108004 | 5 | Flapper Valve | 1990-07-01 | FALSE | 1990-07-01 | FALSE | Currently in Use | Kerosene | 2000 | Composite | 1990-07-01 | Fiberglass Reinforced Plastic | Suction (American)
ATHENS BUILDERS SUPPLY | 120 BEN BARTON RD | BOGART | Oconee | 9108005 | 1 | [5 empty] | Removed from Ground | Gas (Historical Use) | 1000 | Bare Steel | 1984-01-01 | Galvanized Steel
ATHENS BUILDERS SUPPLY | 120 BEN BARTON RD | BOGART | Oconee | 9108005 | 2 | [5 empty] | Removed from Ground | Diesel | 2000 | Bare Steel | 1977-01-01 | Galvanized Steel
RAYS CORNER | 1002 HOG MTN RD | WATKINSVILLE | Oconee | 9108006 | 1 | [5 empty] | Removed from Ground | Other | 3008 | Marked Unknown | 1993-07-07 | Not Marked | Pressurized
RAYS CORNER | 1002 HOG MTN RD | WATKINSVILLE | Oconee | 9108006 | 2 | [5 empty] | Removed from Ground | Other | 3008 | Marked Unknown | 1993-07-07 | Not Marked | Pressurized
RAYS CORNER | 1002 HOG MTN RD | WATKINSVILLE | Oconee | 9108006 | 3 | [5 empty] | Removed from Ground | Other | 1000 | Not Marked/Unknown | 1993-07-09 | Not Marked | Pressurized
RAYS CORNER | 1002 HOG MTN RD | WATKINSVILLE | Oconee | 9108006 | 4 | [5 empty] | Removed from Ground | Other | 500 | Not Marked/Unknown | 1993-07-09 | Not Marked
UNION CAMP FARMINTON WOODYARD | US HWY 441/.6 MI NORTH/OLD FARMI | FARMINGTON | Oconee | 9108008 | 1 | [5 empty] | Removed from Ground | Empty | 1000 | Bare Steel | 1994-08-15 | Galvanized Steel | Suction (American)
UNION CAMP FARMINTON WOODYARD | US HWY 441/.6 MI NORTH/OLD FARMI | FARMINGTON | Oconee | 9108008 | 2 | [5 empty] | Removed from Ground | Empty | 550 | Bare Steel | 1994-08-15 | Galvanized Steel | Suction (American)
OLD OCONEE CO SHERIFFS DEPT | 23 WATER ST | WATKINSVILLE | Oconee | 9108009 | 1 | [5 empty] | Removed from Ground | Gas (Historical Use) | 560 | Bare Steel | 1978-05-10 | Galvanized Steel
RITE PRICE GROCERY/FORMER FINA | 4300 HWY 53 | WATKINSVILLE | Oconee | 9108010 | 1 | [5 empty] | Removed from Ground | Gas (Historical Use) | 10000 | Not Marked/Unknown | 1995-08-16 | Unknown
RITE PRICE GROCERY/FORMER FINA | 4300 HWY 53 | WATKINSVILLE | Oconee | 9108010 | 2 | [5 empty] | Removed from Ground | Gas (Historical Use) | 10000 | Not Marked/Unknown | 1995-08-16 | Unknown
RITE PRICE GROCERY/FORMER FINA | 4300 HWY 53 | WATKINSVILLE | Oconee | 9108010 | 3 | [5 empty] | Removed from Ground | Gas (Historical Use) | 1000 | Not Marked/Unknown | 1995-08-16 | Unknown
RITE PRICE GROCERY/FORMER FINA | 4300 HWY 53 | WATKINSVILLE | Oconee | 9108010 | 4 | [5 empty] | Removed from Ground | Gas (Historical Use) | 1000 | Not Marked/Unknown | 1995-08-16 | Unknown
RITE PRICE GROCERY/FORMER FINA | 4300 HWY 53 | WATKINSVILLE | Oconee | 9108010 | 5 | [5 empty] | Removed from Ground | Gas (Historical Use) | 1000 | Not Marked/Unknown | 1995-08-16 | Unknown
RITE PRICE GROCERY/FORMER FINA | 4300 HWY 53 | WATKINSVILLE | Oconee | 9108010 | 6 | [5 empty] | Removed from Ground | Gas (Historical Use) | 1000 | Bare Steel | 1960-01-01 | Bare Steel | Suction (American)
RITE PRICE GROCERY/FORMER FINA | 4300 HWY 53 | WATKINSVILLE | Oconee | 9108010 | 7 | [5 empty] | Removed from Ground | Gas (Historical Use) | 1000 | Bare Steel | 1960-01-01 | Bare Steel | Suction (American)
HIGH SHOALS GROCERY | HWY 186 | HIGH SHOALS | Oconee | 9108012 | 1 | [5 empty] | Removed from Ground | Gas (Historical Use) | 1000 | Bare Steel | 1967-03-01 | Galvanized Steel | Suction (American)
HIGH SHOALS GROCERY | HWY 186 | HIGH SHOALS | Oconee | 9108012 | 2 | [5 empty] | Removed from Ground | Gas (Historical Use) | 1000 | Bare Steel | 1967-03-01 | Galvanized Steel | Suction (American)
OCONEE COUNTY ROAD DEPT | 1150 INDUSTRIAL DR | WATKINSVILLE | Oconee | 9108013 | 1 | Flapper Valve | 1995-04-01 | FALSE | 1995-04-01 | FALSE | Currently in Use | Regular | 10000 | Galvanic (STIP-3) | 1987-03-13 |  | Suction (American)
OCONEE COUNTY ROAD DEPT | 1150 INDUSTRIAL DR | WATKINSVILLE | Oconee | 9108013 | 2 | Flapper Valve | 1995-04-01 | FALSE | 1995-04-01 | FALSE | Currently in Use | Diesel | 10000 | Galvanic (STIP-3) | 1987-03-13 |  | Safe Suction (Euro)
SMITH SETZER & SONS OF GA INC | 1180 GREENSBORO HWY | WATKINSVILLE | Oconee | 9108014 | 1 | [5 empty] | Removed from Ground | Diesel | 10000 | Bare Steel | 1981-05-01 | Bare Steel | Safe Suction (Euro)
SMITH SETZER & SONS OF GA INC | 1180 GREENSBORO HWY | WATKINSVILLE | Oconee | 9108014 | 2 |  | 1998-11-01 | FALSE | 1998-11-01 | FALSE | Removed from Ground | Diesel | 10000 | Composite | 1998-11-18 | Fiberglass Reinforced Plastic | Safe Suction (Euro)
LANE CREEK GOLF COURSE | 1201 CLUB DR | BISHOP | Oconee | 9108016 | 1 | Flapper Valve | 1992-11-01 | FALSE | 1992-11-01 | FALSE | Currently in Use | Regular | 1000 | Epoxy | 1992-01-01 | Fiberglass Reinforced Plastic | Suction (American)
LANE CREEK GOLF COURSE | 1201 CLUB DR | BISHOP | Oconee | 9108016 | 2 | Flapper Valve | 1992-11-01 | FALSE | 1992-11-01 | FALSE | Currently in Use | Diesel | 1000 | Epoxy | 1992-01-01 | Fiberglass Reinforced Plastic | Suction (American)
GOLDEN PANTRY #77 | 5171 Macon Hwy | BISHOP | Oconee | 9108019 | 1 | Flapper Valve | 1995-09-27 | FALSE | 1995-09-27 | FALSE | Temporarily out of use | Regular | 10000 | Fiberglass Double Walled | 1995-09-27 | Double-Walled Fiberglass | Pressurized
GOLDEN PANTRY #77 | 5171 Macon Hwy | BISHOP | Oconee | 9108019 | 2 | Flapper Valve | 1995-09-27 | FALSE | 1995-09-27 | FALSE | Temporarily out of use | Plus | 10000 | Fiberglass Double Walled | 1995-09-27 | Double-Walled Fiberglass | Pressurized
GOLDEN PANTRY #77 | 5171 Macon Hwy | BISHOP | Oconee | 9108019 | 3 | Flapper Valve | 1995-09-27 | FALSE | 1995-09-27 | FALSE | Temporarily out of use | Premium | 10000 | Fiberglass Double Walled | 1995-09-27 | Double-Walled Fiberglass | Pressurized
GOLDEN PANTRY #77 | 5171 Macon Hwy | BISHOP | Oconee | 9108019 | 4 | Flapper Valve | 1995-09-27 | FALSE | 1995-09-27 | FALSE | Temporarily out of use | Diesel | 4000 | Fiberglass Double Walled | 1995-09-27 | Double-Walled Fiberglass | Pressurized
GOLDEN PANTRY #77 | 5171 Macon Hwy | BISHOP | Oconee | 9108019 | 5 |  | 1995-09-27 | FALSE | 1995-09-27 | FALSE | Temporarily out of use | Diesel | 10000 | Fiberglass Double Walled | 1995-09-27 | Double-Walled Fiberglass | Pressurized
GOLDEN PANTRY #34 | 1010 MARS HILL RD | WATKINSVILLE | Oconee | 9108020 | 1 |  | 1995-03-02 |  | 1995-03-02 |  | Currently in Use | Gas (Historical Use) | 10000 | Double Walled | 1995-03-02 | Fiberglass Reinforced Plastic | Pressurized
GOLDEN PANTRY #34 | 1010 MARS HILL RD | WATKINSVILLE | Oconee | 9108020 | 2 |  | 1995-03-02 |  | 1995-03-02 |  | Currently in Use | Gas (Historical Use) | 10000 | Double Walled | 1995-03-02 | Fiberglass Reinforced Plastic | Pressurized
GOLDEN PANTRY #34 | 1010 MARS HILL RD | WATKINSVILLE | Oconee | 9108020 | 3 |  | 1995-03-02 |  | 1995-03-02 |  | Currently in Use | Gas (Historical Use) | 10000 | Double Walled | 1995-03-02 | Fiberglass Reinforced Plastic | Pressurized
GOLDEN PANTRY #34 | 1010 MARS HILL RD | WATKINSVILLE | Oconee | 9108020 | 4 |  | 1995-03-02 |  | 1995-03-02 |  | Currently in Use | Diesel | 4000 | Double Walled | 1995-03-02 | Fiberglass Reinforced Plastic | Pressurized
SUWANEE EXPRESS INC DBA ATHENS SHELL | 1211 JENNINGS MILL PKWY | ATHENS | Oconee | 9108021 | 1 | Ball Float | 1997-01-01 | FALSE | 1997-01-01 | FALSE | Currently in Use | Regular | 15000 | Composite | 1997-01-01 | Fiberglass Reinforced Plastic | Pressurized
SUWANEE EXPRESS INC DBA ATHENS SHELL | 1211 JENNINGS MILL PKWY | ATHENS | Oconee | 9108021 | 2 | Ball Float | 1997-01-01 | FALSE | 1997-01-01 | FALSE | Currently in Use | Premium | 10000 | Composite | 1997-01-01 | Fiberglass Reinforced Plastic | Pressurized
SUWANEE EXPRESS INC DBA ATHENS SHELL | 1211 JENNINGS MILL PKWY | ATHENS | Oconee | 9108021 | 3 | Ball Float | 2007-09-01 | FALSE | 2007-09-01 | FALSE | Currently in Use | Diesel | 10000 | Composite | 2007-09-01 | Fiberglass Reinforced Plastic | Pressurized
OCONEE FAST MART | 1961 HOG MOUNTAIN RD | WATKINSVILLE | Oconee | 9108022 | 1 | Ball Float | 1997-01-28 | FALSE | 1997-01-28 | FALSE | Currently in Use | Regular | 12000 | Fiberglass | 1997-01-21 | Double-Walled Flex | Pressurized
OCONEE FAST MART | 1961 HOG MOUNTAIN RD | WATKINSVILLE | Oconee | 9108022 | 2 | Ball Float | 1997-01-28 | FALSE | 1997-01-28 | FALSE | Currently in Use | Premium | 10000 | Fiberglass | 1997-01-21 | Double-Walled Flex | Pressurized
OCONEE FAST MART | 1961 HOG MOUNTAIN RD | WATKINSVILLE | Oconee | 9108022 | 3 | Flapper Valve | 1997-01-28 | FALSE | 1997-01-28 | FALSE | Currently in Use | Diesel | 2000 | Fiberglass | 1997-01-21 | Fiberglass Reinforced Plastic | Suction (American)
CLIPPER #26 | 2051 EXPERIMENT STATION RD | WATKINSVILLE | Oconee | 9108023 | 1 | Ball Float | 1998-04-01 | FALSE | 1998-04-01 | FALSE | Currently in Use | Gas (Historical Use) | 10000 | Epoxy | 1998-04-01 | Double-Walled Flex | Pressurized
CLIPPER #26 | 2051 EXPERIMENT STATION RD | WATKINSVILLE | Oconee | 9108023 | 2 | Ball Float | 1998-04-01 | FALSE | 1998-04-01 | FALSE | Currently in Use | Gas (Historical Use) | 10000 | Epoxy | 1998-04-01 | Double-Walled Flex | Pressurized
CLIPPER #26 | 2051 EXPERIMENT STATION RD | WATKINSVILLE | Oconee | 9108023 | 3 | Ball Float | 1998-04-01 | FALSE | 1998-04-01 | FALSE | Currently in Use | Gas (Historical Use) | 12460 | Epoxy | 1998-04-01 | Double-Walled Flex | Pressurized
CLIPPER #26 | 2051 EXPERIMENT STATION RD | WATKINSVILLE | Oconee | 9108023 | 4A | Ball Float | 1998-04-01 | FALSE | 1998-04-01 | FALSE | Currently in Use | Diesel | 6000 | Epoxy | 1998-04-01 | Double-Walled Flex | Pressurized
CLIPPER #26 | 2051 EXPERIMENT STATION RD | WATKINSVILLE | Oconee | 9108023 | 4B | Ball Float | 1998-04-01 | FALSE | 1998-04-01 | FALSE | Currently in Use | Diesel Off Road | 4000 | Epoxy | 1998-04-01 | Double-Walled Flex | Pressurized
CITY OF BOGART | 125 MAIN STREET | BOGART | Oconee | 9108024 | 1 | [5 empty] | Removed from Ground | Gas (Historical Use) | 1000 | Not Marked/Unknown | 1998-10-14 | Not Marked
J&B FOOD MART | 1461 GREENSBORO HWY | WATKINSVILLE | Oconee | 9108025 | 1 |  | 1989-07-01 | FALSE | 1989-07-01 | FALSE | Currently in Use | Regular | 6000 |  | 1989-07-01 | Fiberglass Reinforced Plastic | Pressurized
J&B FOOD MART | 1461 GREENSBORO HWY | WATKINSVILLE | Oconee | 9108025 | 2 |  | 1989-07-01 | FALSE | 1989-07-01 | FALSE | Currently in Use | Regular | 6000 |  | 1989-07-01 | Fiberglass Reinforced Plastic | Suction (American)
J&B FOOD MART | 1461 GREENSBORO HWY | WATKINSVILLE | Oconee | 9108025 | 3 |  | 1989-07-01 | FALSE | 1989-07-01 | FALSE | Currently in Use | Diesel | 10000 | Galvanic (STIP-3) | 1989-07-01 | Fiberglass Reinforced Plastic | Pressurized
J&B FOOD MART | 1461 GREENSBORO HWY | WATKINSVILLE | Oconee | 9108025 | 4 |  | 1989-07-01 | FALSE | 1989-07-01 | FALSE | Currently in Use | Diesel Off Road | 2000 |  | 1989-07-01 | Fiberglass Reinforced Plastic | Suction (American)
J&B FOOD MART | 1461 GREENSBORO HWY | WATKINSVILLE | Oconee | 9108025 | 5 |  | 1989-07-01 | FALSE | 1989-07-01 | FALSE | Currently in Use | Premium | 6000 |  | 1989-07-01 | Fiberglass Reinforced Plastic | Pressurized
OCONEE BUS SHOP | 1421 Rays Church Road | BISHOP | Oconee | 9108026 | 1 | Flapper Valve | 1998-06-01 | FALSE | 1998-06-01 | FALSE | Currently in Use | Diesel | 10000 | Composite | 1998-06-01 | Fiberglass Reinforced Plastic | Safe Suction (Euro)
OCONEE BUS SHOP | 1421 Rays Church Road | BISHOP | Oconee | 9108026 | 2 | Flapper Valve | 1998-06-01 | FALSE | 1998-06-01 | FALSE | Currently in Use | Diesel | 10000 | Composite | 1998-06-01 | Fiberglass Reinforced Plastic | Safe Suction (Euro)
GOLDEN PANTRY #4 | 31 GREENSBORO HWY | WATKINSVILLE | Oconee | 9108028 | 1 |  | 1999-06-01 |  | 1999-06-01 |  | Currently in Use | Gas (Historical Use) | 10000 | Double Walled | 1999-06-01 | Fiberglass Reinforced Plastic | Pressurized
GOLDEN PANTRY #4 | 31 GREENSBORO HWY | WATKINSVILLE | Oconee | 9108028 | 2 |  | 1999-06-01 |  | 1999-06-01 |  | Currently in Use | Gas (Historical Use) | 10000 | Double Walled | 1999-06-01 | Fiberglass Reinforced Plastic | Pressurized
GOLDEN PANTRY #4 | 31 GREENSBORO HWY | WATKINSVILLE | Oconee | 9108028 | 3 |  | 1999-06-01 |  | 1999-06-01 |  | Currently in Use | Gas (Historical Use) | 10000 | Double Walled | 1999-06-01 | Fiberglass Reinforced Plastic | Pressurized
GOLDEN PANTRY #4 | 31 GREENSBORO HWY | WATKINSVILLE | Oconee | 9108028 | 4 |  | 1999-06-01 |  | 1999-06-01 |  | Currently in Use | Diesel | 4000 | Double Walled | 1999-06-01 | Fiberglass Reinforced Plastic | Pressurized
FRANK HAILEY | 2071 EPPS BRIDGE RD | ATHENS | Oconee | 9108029 | 1 | [5 empty] | Removed from Ground | Gas (Historical Use) | 100 | Bare Steel | 2000-05-27 | Galvanized Steel | Suction (American)
FRANK HAILEY | 2071 EPPS BRIDGE RD | ATHENS | Oconee | 9108029 | 2 | [5 empty] | Removed from Ground | Gas (Historical Use) | 100 | Bare Steel | 2000-05-27 | Galvanized Steel | Suction (American)
FRANK HAILEY | 2071 EPPS BRIDGE RD | ATHENS | Oconee | 9108029 | 3 | [5 empty] | Removed from Ground | Gas (Historical Use) | 100 | Bare Steel | 2000-05-27 | Galvanized Steel | Suction (American)
RaceTrac #51 - Watkinsville | 7921 MACON HWY | WATKINSVILLE | Oconee | 9108030 | 1 | Overfill Alarm | 2000-09-01 | FALSE | 2000-09-01 | FALSE | Currently in Use | Regular | 20000 | Composite Double Walled | 2000-09-01 | Double-Walled Fiberglass | Pressurized
RaceTrac #51 - Watkinsville | 7921 MACON HWY | WATKINSVILLE | Oconee | 9108030 | 2 | Overfill Alarm | 2000-09-01 | FALSE | 2000-09-01 | FALSE | Currently in Use | Diesel | 12000 | Composite Double Walled | 2000-09-01 | Double-Walled Fiberglass | Pressurized
RaceTrac #51 - Watkinsville | 7921 MACON HWY | WATKINSVILLE | Oconee | 9108030 | 3 | Overfill Alarm | 2000-09-01 | FALSE | 2000-09-01 | FALSE | Currently in Use | Premium | 12000 | Composite Double Walled | 2000-09-01 | Double-Walled Fiberglass | Pressurized
J SWANTON IVY REALTY | 8660 MACON HWY/US HWY 441 | ATHENS | Oconee | 9029043 | 1 |  |  | TRUE |  | TRUE | Removed from Ground | Used Oil | 550 | Marked Unknown | 1992-12-11 | Unknown
J SWANTON IVY REALTY | 8660 MACON HWY/US HWY 441 | ATHENS | Oconee | 9029043 | 2 |  |  | FALSE |  | FALSE | Removed from Ground | Not Marked/Tank Removed | 500 | Unknown | 1992-01-01 | Unknown
OCONEE PLAZE AUTO | 2041 HOG MOUNTAIN RD | WATKINSVILLE | Oconee | 9147050 | 1 |  | 1998-09-30 |  | 1998-09-30 |  | Removed from Ground | Gas (Historical Use) | 8000 | Steel-Impressed Current | 1987-01-01 | Cathodically Protected | Safe Suction (Euro)
OCONEE PLAZE AUTO | 2041 HOG MOUNTAIN RD | WATKINSVILLE | Oconee | 9147050 | 2 |  | 1998-09-30 |  | 1998-09-30 |  | Removed from Ground | Gas (Historical Use) | 6000 | Steel-Impressed Current | 1987-01-01 | Cathodically Protected | Safe Suction (Euro)
OCONEE PLAZE AUTO | 2041 HOG MOUNTAIN RD | WATKINSVILLE | Oconee | 9147050 | 3 |  | 1998-09-30 |  | 1998-09-30 |  | Removed from Ground | Diesel | 6000 | Steel-Impressed Current | 1987-01-01 | Cathodically Protected | Safe Suction (Euro)
CITIZENS BANKING CO | INT OF MAIN & GILMER ST | LEXINGTON | Oglethorpe | 9109001 | 1 | [5 empty] | Removed from Ground | Gas (Historical Use) | 1000 | Bare Steel | 1940-01-01 | Galvanized Steel
CITIZENS BANKING CO | INT OF MAIN & GILMER ST | LEXINGTON | Oglethorpe | 9109001 | 2 | [5 empty] | Removed from Ground | Gas (Historical Use) | 1000 | Bare Steel | 1940-01-01 | Galvanized Steel
CITIZENS BANKING CO | INT OF MAIN & GILMER ST | LEXINGTON | Oglethorpe | 9109001 | 3 | [5 empty] | Removed from Ground | Diesel | 550 | Bare Steel | 1940-01-01 | Galvanized Steel
TOMS PLACE | 552 VERIBEST RD | CARLTON | Oglethorpe | 9109002 | 1 | [5 empty] | Removed from Ground | Gas (Historical Use) | 1000 | Bare Steel | 1981-01-01 | Galvanized Steel
TOMS PLACE | 552 VERIBEST RD | CARLTON | Oglethorpe | 9109002 | 2 | [5 empty] | Removed from Ground | Gas (Historical Use) | 500 | Bare Steel | 1981-01-01 | Galvanized Steel
TOMS PLACE | 552 VERIBEST RD | CARLTON | Oglethorpe | 9109002 | 3 | [5 empty] | Removed from Ground | Gas (Historical Use) | 1000 | Bare Steel | 1981-01-01 | Galvanized Steel
TOMS PLACE | 552 VERIBEST RD | CARLTON | Oglethorpe | 9109002 | 4 | Ball Float | 1990-07-19 | FALSE | 1990-07-19 | FALSE | Temporarily out of use | Gas (Historical Use) | 1000 | Galvanic (STIP-3) | 1990-07-19 | Galvanized Steel | Pressurized
TOMS PLACE | 552 VERIBEST RD | CARLTON | Oglethorpe | 9109002 | 5 | Ball Float | 1990-07-19 | FALSE | 1990-07-19 | FALSE | Temporarily out of use | Gas (Historical Use) | 1000 | Galvanic (STIP-3) | 1990-07-19 | Galvanized Steel | Pressurized
TOMS PLACE | 552 VERIBEST RD | CARLTON | Oglethorpe | 9109002 | 6 | Ball Float | 1990-07-19 | FALSE | 1990-07-19 | FALSE | Temporarily out of use | Gas (Historical Use) | 1000 | Galvanic (STIP-3) | 1990-07-19 | Galvanized Steel | Pressurized
ALLTEL GA INC | HWY 77 | MAXEYS | Oglethorpe | 9109003 | 1 | [5 empty] | Removed from Ground | Diesel | 550 | Bare Steel | 1993-05-27 | Unknown
DAVIDS B-B-Q WHOLESALE CO | RT 1 BOX 238 | ARNOLDSVILLE | Oglethorpe | 9109004 | 1 | [5 empty] | Removed from Ground | Gas (Historical Use) | 1000 | Bare Steel | 1964-01-01 | Galvanized Steel | Suction (American)
DAVIDS B-B-Q WHOLESALE CO | RT 1 BOX 238 | ARNOLDSVILLE | Oglethorpe | 9109004 | 2 | [5 empty] | Removed from Ground | Gas (Historical Use) | 1000 | Bare Steel | 1964-01-01 | Galvanized Steel | Suction (American)
OLD JEFFERSON MILLS | E COMER RD & NORTH ST | CRAWFORD | Oglethorpe | 9109005 | 1 | [5 empty] | Removed from Ground | Diesel | 2000 | Bare Steel | 1994-01-21 | Galvanized Steel | Safe Suction (Euro)
OLD JEFFERSON MILLS | E COMER RD & NORTH ST | CRAWFORD | Oglethorpe | 9109005 | 2 | [5 empty] | Removed from Ground | Gas (Historical Use) | 12000 | Bare Steel | 1994-01-21 | Galvanized Steel | Suction (American)
OLD JEFFERSON MILLS | E COMER RD & NORTH ST | CRAWFORD | Oglethorpe | 9109005 | 3 | [5 empty] | Removed from Ground | Other | 550 | Bare Steel | 1994-01-21 | Galvanized Steel | Suction (American)
BEAVER DAM FARMS | 3085 SMITHONIA RD | COLBERT | Oglethorpe | 9109007 | 1 |  |  | FALSE |  | FALSE | Removed from Ground | Diesel | 2000 | Bare Steel | 1980-02-06 | Unknown
BEAVER DAM FARMS | 3085 SMITHONIA RD | COLBERT | Oglethorpe | 9109007 | 2 |  |  | FALSE |  | FALSE | Removed from Ground | Gas (Historical Use) | 2000 | Bare Steel | 1980-02-06 | Unknown
BEAVER DAM FARMS | 3085 SMITHONIA RD | COLBERT | Oglethorpe | 9109007 | DIESEL | [5 empty] | Removed from Ground | Diesel | 2000 | Bare Steel | 1980-02-06 | Galvanized Steel | Suction (American)
BEAVER DAM FARMS | 3085 SMITHONIA RD | COLBERT | Oglethorpe | 9109007 | GASOLINE | [5 empty] | Removed from Ground | Gas (Historical Use) | 2000 | Bare Steel | 1980-02-06 | Galvanized Steel | Suction (American)
SANDY CROSS GROCERY | 815 LEXINGTON-CARLTON RD | CARLTON | Oglethorpe | 9109008 | 1 |  | 1998-12-01 |  | 1998-12-01 |  | Removed from Ground | Gas (Historical Use) | 4000 | Steel-Impressed Current | 1981-05-01 | Cathodically Protected | Suction (American)
SANDY CROSS GROCERY | 815 LEXINGTON-CARLTON RD | CARLTON | Oglethorpe | 9109008 | 2 |  | 1998-12-01 |  | 1998-12-01 |  | Removed from Ground | Gas (Historical Use) | 4000 | Steel-Impressed Current | 1981-05-01 | Cathodically Protected | Suction (American)
SANDY CROSS GROCERY | 815 LEXINGTON-CARLTON RD | CARLTON | Oglethorpe | 9109008 | 3 |  | 1998-12-01 |  | 1998-12-01 |  | Removed from Ground | Gas (Historical Use) | 2000 | Steel-Impressed Current | 1981-05-01 | Cathodically Protected | Suction (American)
SANDY CROSS GROCERY | 815 LEXINGTON-CARLTON RD | CARLTON | Oglethorpe | 9109008 | 4 |  | 1998-12-01 |  | 1998-12-01 |  | Removed from Ground | Diesel | 5000 | Steel-Impressed Current | 1981-05-01 | Cathodically Protected | Pressurized
WALLACE GRAHAM CONST CO | HWY 78 & HWY 22 | LEXINGTON | Oglethorpe | 9109009 | 1 | [5 empty] | Removed from Ground | Gas (Historical Use) | 1000 | Marked Unknown | 1995-11-24 | Unknown
WALLACE GRAHAM CONST CO | HWY 78 & HWY 22 | LEXINGTON | Oglethorpe | 9109009 | 2 | [5 empty] | Removed from Ground | Diesel | 1000 | Marked Unknown | 1995-11-24 | Unknown
JUNCTION GAS | 1816 ATHENS RD | CRAWFORD | Oglethorpe | 9109010 | 1 |  | 1998-12-01 |  | 1998-12-01 |  | Removed from Ground | Gas (Historical Use) | 8000 | Steel-Impressed Current | 1978-08-01 | Cathodically Protected | Safe Suction (Euro)
JUNCTION GAS | 1816 ATHENS RD | CRAWFORD | Oglethorpe | 9109010 | 2 |  | 1998-12-01 |  | 1998-12-01 |  | Removed from Ground | Gas (Historical Use) | 6000 | Steel-Impressed Current | 1978-08-01 | Cathodically Protected | Safe Suction (Euro)
JUNCTION GAS | 1816 ATHENS RD | CRAWFORD | Oglethorpe | 9109010 | 3 |  | 1998-12-01 |  | 1998-12-01 |  | Removed from Ground | Diesel | 6000 | Steel-Impressed Current | 1978-08-01 | Cathodically Protected | Safe Suction (Euro)
CRAWFORD FOOD MART, LLC | 1214 ATHENS RD | CRAWFORD | Oglethorpe | 9109012 | 1 | Ball Float | 1996-07-05 | FALSE | 1996-07-05 | FALSE | Currently in Use | Regular | 10000 | Galvanic (STIP-3) | 1996-07-05 | Fiberglass Reinforced Plastic | Pressurized
CRAWFORD FOOD MART, LLC | 1214 ATHENS RD | CRAWFORD | Oglethorpe | 9109012 | 2 | Ball Float | 1996-07-05 | FALSE | 1996-07-05 | FALSE | Currently in Use | Premium | 8000 | Galvanic (STIP-3) | 1996-07-05 | Fiberglass Reinforced Plastic | Pressurized
CRAWFORD FOOD MART, LLC | 1214 ATHENS RD | CRAWFORD | Oglethorpe | 9109012 | 3 |  | 1996-07-05 | FALSE | 1996-07-05 | FALSE | Currently in Use | Kerosene | 4000 | Galvanic (STIP-3) | 1996-07-05 | Fiberglass Reinforced Plastic | Safe Suction (Euro)
CRAWFORD FOOD MART, LLC | 1214 ATHENS RD | CRAWFORD | Oglethorpe | 9109012 | 4 | Flapper Valve | 2004-06-01 | FALSE | 2004-06-01 | FALSE | Currently in Use | Diesel | 6000 | Composite | 2004-06-01 | Fiberglass Reinforced Plastic | Pressurized
OGLETHORPE COUNTY SHERIFFS DEPT | HWY 78 | LEXINGTON | Oglethorpe | 9109013 | 1 | [5 empty] | Removed from Ground | Gas (Historical Use) | 1000 | Bare Steel | 1982-04-23 | Galvanized Steel
NIKHAR INC DBA SANDY CROSS GROCERY STORE | 815 LEXINGTON CARLTON RD | CARLTON | Oglethorpe | 9109014 | 1 |  | 2000-02-01 |  | 2000-02-01 |  | Removed from Ground | Kerosene | 1000 | Steel-Impressed Current | 1985-01-01 |  | Safe Suction (Euro)
NIKHAR INC DBA SANDY CROSS GROCERY STORE | 815 LEXINGTON CARLTON RD | CARLTON | Oglethorpe | 9109014 | 2 |  | 11/30/0002 |  | 11/30/0002 |  | Currently in Use | Gas (Historical Use) | 8000 | Composite | 2001-02-01 | Fiberglass Reinforced Plastic | Pressurized
NIKHAR INC DBA SANDY CROSS GROCERY STORE | 815 LEXINGTON CARLTON RD | CARLTON | Oglethorpe | 9109014 | 3A |  | 11/30/0002 |  | 11/30/0002 |  | Currently in Use | Gas (Historical Use) | 4000 | Composite | 2001-02-01 | Fiberglass Reinforced Plastic | Pressurized
NIKHAR INC DBA SANDY CROSS GROCERY STORE | 815 LEXINGTON CARLTON RD | CARLTON | Oglethorpe | 9109014 | 3B |  | 11/30/0002 |  | 11/30/0002 |  | Currently in Use | Diesel | 6000 | Composite | 2001-02-01 | Fiberglass Reinforced Plastic | Safe Suction (Euro)
OGLETHORPE COUNTY BUS | 29 FAIRGROUND ROAD | LEXINGTON | Oglethorpe | 9109015 | 1 | Flapper Valve | 1999-05-01 | FALSE | 1999-05-01 | FALSE | Currently in Use | Diesel | 10000 | Composite | 1999-05-01 | Fiberglass Reinforced Plastic | Safe Suction (Euro)
OGLETHORPE COUNTY BUS | 29 FAIRGROUND ROAD | LEXINGTON | Oglethorpe | 9109015 | 2 | Flapper Valve | 1999-05-01 | FALSE | 1999-05-01 | FALSE | Currently in Use | Regular | 10000 | Composite | 1999-05-01 | Fiberglass Reinforced Plastic | Safe Suction (Euro)
QUICK PANTRY #9 | 1772 ATHENS RD | CRAWFORD | Oglethorpe | 9108015 | 1 |  | 1999-01-01 |  | 1998-12-01 |  | Removed from Ground | Gas (Historical Use) | 10000 | Steel-Impressed Current | 1981-05-01 | Steel (Impressed Current) | Pressurized
QUICK PANTRY #9 | 1772 ATHENS RD | CRAWFORD | Oglethorpe | 9108015 | 2 |  | 1999-01-01 |  | 1998-12-01 |  | Removed from Ground | Gas (Historical Use) | 10000 | Steel-Impressed Current | 1981-05-01 | Steel (Impressed Current) | Pressurized
QUICK PANTRY #9 | 1772 ATHENS RD | CRAWFORD | Oglethorpe | 9108015 | 3 |  | 1999-02-01 |  | 1998-12-01 |  | Removed from Ground | Gas (Historical Use) | 6000 | Steel-Impressed Current | 1981-05-01 | Steel (Impressed Current) | Pressurized
QUICK PANTRY #9 | 1772 ATHENS RD | CRAWFORD | Oglethorpe | 9108015 | 4 |  | 1999-02-01 |  | 1998-12-01 |  | Removed from Ground | Diesel | 6000 | Steel-Impressed Current | 1981-05-01 | Steel (Impressed Current) | Pressurized
OGLETHORPE COUNTY WORK CAMP | HWY 78 | LEXINGTON | Oglethorpe | 290075 | 1 | [5 empty] | Removed from Ground | Gas (Historical Use) | 550 | Bare Steel | 1982-04-23 | Galvanized Steel
OGLETHORPE COUNTY WORK CAMP | HWY 78 | LEXINGTON | Oglethorpe | 290075 | 2 | [5 empty] | Removed from Ground | Diesel | 1000 | Bare Steel | 1982-04-23 | Galvanized Steel
BUDS SHELL | MAIN ST | LEXINGTON | Oglethorpe | 1080023 | 1 | [5 empty] | Removed from Ground | Gas (Historical Use) | 4000 | Bare Steel | 1970-04-26 | Galvanized Steel
BUDS SHELL | MAIN ST | LEXINGTON | Oglethorpe | 1080023 | 2 | [5 empty] | Removed from Ground | Gas (Historical Use) | 4000 | Bare Steel | 1970-04-26 | Galvanized Steel
BUDS SHELL | MAIN ST | LEXINGTON | Oglethorpe | 1080023 | 3 | [5 empty] | Removed from Ground | Gas (Historical Use) | 2000 | Bare Steel | 1970-04-26 | Galvanized Steel
BUDS SHELL | MAIN ST | LEXINGTON | Oglethorpe | 1080023 | 4 | [5 empty] | Removed from Ground | Diesel | 2000 | Bare Steel | 1970-04-26 | Galvanized Steel
BAKE ZONE II LLC DBA PEACH EXPRESS | 1185 ATHENS RD | CRAWFORD | Oglethorpe | 10001604 | 1 | Ball Float | 2008-06-15 | FALSE | 2008-06-15 | FALSE | Currently in Use | Regular | 15000 | Composite Double Walled | 2008-06-15 | Double-Walled Fiberglass | Pressurized
BAKE ZONE II LLC DBA PEACH EXPRESS | 1185 ATHENS RD | CRAWFORD | Oglethorpe | 10001604 | 2 | Ball Float | 2008-06-15 | FALSE | 2008-06-15 | FALSE | Currently in Use | Premium | 5000 | Composite Double Walled | 2008-06-01 | Double-Walled Fiberglass | Pressurized
BAKE ZONE II LLC DBA PEACH EXPRESS | 1185 ATHENS RD | CRAWFORD | Oglethorpe | 10001604 | 3 | Ball Float | 2008-06-15 | FALSE | 2008-06-15 | FALSE | Currently in Use | Diesel | 5000 | Composite Double Walled | 2008-06-01 | Double-Walled Fiberglass | Pressurized
OLD J W GRIFFITH SALVAGE YARD | 1559 ATHENS ROAD | CRAWFORD | Oglethorpe | 10001307 | 1 |  |  | FALSE |  | FALSE | Removed from Ground | Gas (Historical Use) | 550 | Unknown |  | Unknown
OLD J W GRIFFITH SALVAGE YARD | 1559 ATHENS ROAD | CRAWFORD | Oglethorpe | 10001307 | 2 |  |  | FALSE |  | FALSE | Removed from Ground | Gas (Historical Use) | 550 | Unknown |  | Unknown
JOHNSON FORD SALES INC | 111 SOUTH BROAD ST/BOX 615 | CRAWFORD | Oglethorpe | 1080006 | 1 |  |  | TRUE |  | TRUE | Removed from Ground | Used Oil | 500 | Bare Steel | 1955-12-24 | Galvanized Steel | Gravity Fed
E S GAINES |  | WINTERVILLE | Oglethorpe | 1090001 | 1 | [5 empty] | Closed in Ground | Gas (Historical Use) | 550 | Bare Steel | 1973-02-22 | Galvanized Steel
E S GAINES |  | WINTERVILLE | Oglethorpe | 1090001 | 2 | [5 empty] | Closed in Ground | Gas (Historical Use) | 1000 | Bare Steel | 1973-02-22 | Galvanized Steel
BOBBY JONES CONSTRUCTION CO | 1261 ROBERT HARDEMAN RD | WINTERVILLE | Oglethorpe | 1090003 | 1 | [5 empty] | Removed from Ground | Gas (Historical Use) | 3000 | Bare Steel | 1982-03-05 | Galvanized Steel
BOBBY JONES CONSTRUCTION CO | 1261 ROBERT HARDEMAN RD | WINTERVILLE | Oglethorpe | 1090003 | 2 | [5 empty] | Removed from Ground | Diesel | 3000 | Bare Steel | 1982-03-05 | Galvanized Steel
CRAWFORD TIRE SERVICE | HWY 78 | CRAWFORD | Oglethorpe | 1090004 | 1 | [5 empty] | Removed from Ground | Gas (Historical Use) | 1000 | Bare Steel | 1978-02-26 | Galvanized Steel | Suction (American)
CRAWFORD TIRE SERVICE | HWY 78 | CRAWFORD | Oglethorpe | 1090004 | 2 | [5 empty] | Removed from Ground | Gas (Historical Use) | 1000 | Bare Steel | 1978-02-26 | Galvanized Steel | Suction (American)
CRAWFORD TIRE SERVICE | HWY 78 | CRAWFORD | Oglethorpe | 1090004 | 3 | [5 empty] | Removed from Ground | Diesel | 1000 | Bare Steel | 1978-02-26 | Galvanized Steel | Suction (American)
OGLETHORPE COUNTY BOARD OF EDUCA | PO BOX 190 | LEXINGTON | Oglethorpe | 1090005 | 1 | [5 empty] | Removed from Ground | Gas (Historical Use) | 10000 | Bare Steel | 1955-01-29 | Bare Steel
OGLETHORPE COUNTY BOARD OF EDUCA | PO BOX 190 | LEXINGTON | Oglethorpe | 1090005 | 2 | [5 empty] | Removed from Ground | Gas (Historical Use) | 2000 | Bare Steel | 1968-07-01 | Not Marked
OGLETHORPE COUNTY BOARD OF EDUCA | PO BOX 190 | LEXINGTON | Oglethorpe | 1090005 | 3 | [5 empty] | Permanently Out of Use - historical purposes | Diesel | 200 | Bare Steel | 1961-01-27 | Unknown
OGLETHORPE COUNTY BOARD OF EDUCA | PO BOX 190 | LEXINGTON | Oglethorpe | 1090005 | 4 | [5 empty] | Permanently Out of Use - historical purposes | Empty | 10000 | Bare Steel | 1955-01-29 | Copper
OGLETHORPE COUNTY BOARD OF EDUCA | PO BOX 190 | LEXINGTON | Oglethorpe | 1090005 | 5 | [5 empty] | Permanently Out of Use - historical purposes | Kerosene | 1000 | Bare Steel | 1955-01-29 | Bare Steel
OGLETHORPE COUNTY BOARD OF EDUCA | PO BOX 190 | LEXINGTON | Oglethorpe | 1090005 | 6 | [5 empty] | Permanently Out of Use - historical purposes | Empty | 10000 | Bare Steel | 1976-01-24 | Copper
OGLETHORPE COUNTY BOARD OF EDUCA | PO BOX 190 | LEXINGTON | Oglethorpe | 1090005 | 7 | [5 empty] | Permanently Out of Use - historical purposes | Diesel | 10000 | Bare Steel | 1965-01-26 | Copper
OGLETHORPE COUNTY BOARD OF EDUCA | PO BOX 190 | LEXINGTON | Oglethorpe | 1090005 | 8 | [5 empty] | Permanently Out of Use - historical purposes | Empty | 1000 | Bare Steel | 1955-01-29 | Bare Steel
WATSONMILL BRIDGE STATE PARK | RT 2 BOX 190 | COMER | Oglethorpe | 1090006 | 1 | [5 empty] | Removed from Ground | Gas (Historical Use) | 500 | Bare Steel | 1977-01-24 | Unknown
GOLDEN PANTRY #35 | 591 W MAIN ST | LEXINGTON | Oglethorpe | 1090007 | 1 | Flapper Valve | 1997-08-08 | FALSE | 1997-08-08 | FALSE | Currently in Use | Premium | 10152 | Steel-Impressed Current | 1979-04-19 | Fiberglass Reinforced Plastic | Pressurized
GOLDEN PANTRY #35 | 591 W MAIN ST | LEXINGTON | Oglethorpe | 1090007 | 2 | Flapper Valve | 1997-08-08 | FALSE | 1997-08-08 | FALSE | Currently in Use | Regular | 10152 | Steel-Impressed Current | 1979-04-19 | Fiberglass Reinforced Plastic | Pressurized
GOLDEN PANTRY #35 | 591 W MAIN ST | LEXINGTON | Oglethorpe | 1090007 | 3 | Flapper Valve | 1997-08-08 | FALSE | 1997-08-08 | FALSE | Currently in Use | Diesel | 10152 | Steel-Impressed Current | 1979-04-19 | Steel (Impressed Current) | Pressurized
GOLDEN PANTRY #93 | 1085 ATHENS RD | CRAWFORD | Oglethorpe | 1090008 | 1 | Ball Float | 1997-06-14 | FALSE | 1997-06-14 | FALSE | Currently in Use | Regular | 10000 | Galvanic (STIP-3) | 1984-04-17 | Fiberglass Reinforced Plastic | Pressurized
GOLDEN PANTRY #93 | 1085 ATHENS RD | CRAWFORD | Oglethorpe | 1090008 | 2 | Flapper Valve | 1997-06-14 | FALSE | 1997-06-14 | FALSE | Currently in Use | Premium | 10000 | Galvanic (STIP-3) | 1984-04-17 | Fiberglass Reinforced Plastic | Pressurized
GOLDEN PANTRY #93 | 1085 ATHENS RD | CRAWFORD | Oglethorpe | 1090008 | 3 | Ball Float | 1997-06-14 | FALSE | 1997-06-14 | FALSE | Currently in Use | Diesel | 10000 | Galvanic (STIP-3) | 1984-04-17 | Fiberglass Reinforced Plastic | Pressurized
ACREE OIL CO DBA ATHENS OIL | MAIN & US 78 | LEXINGTON | Oglethorpe | 1090009 | 1 | [5 empty] | Closed in Ground | Gas (Historical Use) | 3000 | Bare Steel | 1971-04-25 | Galvanized Steel
ACREE OIL CO DBA ATHENS OIL | MAIN & US 78 | LEXINGTON | Oglethorpe | 1090009 | 2 | [5 empty] | Closed in Ground | Gas (Historical Use) | 3000 | Bare Steel | 1971-04-25 | Galvanized Steel
ACREE OIL CO DBA ATHENS OIL | MAIN & US 78 | LEXINGTON | Oglethorpe | 1090009 | 3 | [5 empty] | Closed in Ground | Gas (Historical Use) | 3000 | Bare Steel | 1971-04-25 | Galvanized Steel
ACREE OIL CO DBA ATHENS OIL CO | US 78 | OGLETHORPE | Oglethorpe | 1090010 | 1 | [5 empty] | Closed in Ground | Gas (Historical Use) | 1000 | Bare Steel | 1971-04-25 | Galvanized Steel
ACREE OIL CO DBA ATHENS OIL CO | US 78 | OGLETHORPE | Oglethorpe | 1090010 | 2 | [5 empty] | Closed in Ground | Gas (Historical Use) | 1000 | Bare Steel | 1971-04-25 | Galvanized Steel
ACREE OIL CO DBA ATHENS OIL CO | US 78 | OGLETHORPE | Oglethorpe | 1090010 | 3 | [5 empty] | Closed in Ground | Gas (Historical Use) | 1000 | Bare Steel | 1971-04-25 | Galvanized Steel
DEVILS POND | DEVILS POND & CRAWFORD SMITHONIA RD | CRAWFORD | Oglethorpe | 1090011 | 1 | [5 empty] | Removed from Ground | Gas (Historical Use) | 1000 | Bare Steel | 1986-04-21 | Galvanized Steel
DEVILS POND | DEVILS POND & CRAWFORD SMITHONIA RD | CRAWFORD | Oglethorpe | 1090011 | 2 | [5 empty] | Removed from Ground | Gas (Historical Use) | 1000 | Bare Steel | 1986-04-21 | Galvanized Steel
DEVILS POND | DEVILS POND & CRAWFORD SMITHONIA RD | CRAWFORD | Oglethorpe | 1090011 | 3 | [5 empty] | Removed from Ground | Gas (Historical Use) | 1000 | Bare Steel | 1986-04-21 | Galvanized Steel
OGLETHORPE COUNTY FORESTRY UNIT | 302 BUDDY FAUST RD | CRAWFORD | Oglethorpe | 1090012 | 1 | [5 empty] | Removed from Ground | Gas (Historical Use) | 2000 | Bare Steel | 1975-04-25 | Galvanized Steel
OGLETHORPE COUNTY FORESTRY UNIT | 302 BUDDY FAUST RD | CRAWFORD | Oglethorpe | 1090012 | 2 | [5 empty] | Removed from Ground | Diesel | 560 | Bare Steel | 1985-01-01 | Galvanized Steel
OGLETHORPE COUNTY FORESTRY UNIT | 302 BUDDY FAUST RD | CRAWFORD | Oglethorpe | 1090012 | 3 |  | 1991-01-01 |  | 1991-01-01 |  | Removed from Ground | Gas (Historical Use) | 1000 | Galvanic (STIP-3) | 1991-01-01 | Cathodically Protected | Safe Suction (Euro)
OGLETHORPE COUNTY FORESTRY UNIT | 302 BUDDY FAUST RD | CRAWFORD | Oglethorpe | 1090012 | 4 |  | 1991-01-01 |  | 1991-01-01 |  | Removed from Ground | Diesel | 1000 | Galvanic (STIP-3) | 1991-01-01 | Cathodically Protected | Safe Suction (Euro)
OGLETHORPE COUNTY FORESTRY UNIT | 302 BUDDY FAUST RD | CRAWFORD | Oglethorpe | 1090012 | 5 | Flapper Valve | 2007-02-19 | FALSE | 2007-02-19 | FALSE | Currently in Use | Diesel | 2500 | Fiberglass Double Walled | 2007-02-14 | Double-Walled Fiberglass | Safe Suction (Euro)
GA DOT #10228 OGLETHORPE CO MAIN | RT 1/FIRETOWER RD/NEAR SR 10 | CRAWFORD | Oglethorpe | 1090013 | 228D1 | [5 empty] | Removed from Ground | Diesel | 1000 | Bare Steel | 1985-04-29 | Galvanized Steel | Suction (American)
GA DOT #10228 OGLETHORPE CO MAIN | RT 1/FIRETOWER RD/NEAR SR 10 | CRAWFORD | Oglethorpe | 1090013 | 228G1 | [5 empty] | Removed from Ground | Gas (Historical Use) | 1000 | Bare Steel | 1985-04-29 | Galvanized Steel | Suction (American)
GA DOT #10283 OLD OGLETHORPE CO | NORTH ST/ 1/4 MI NORTH OF SR 10 | CRAWFORD | Oglethorpe | 1090014 | 10283-1 | [5 empty] | Removed from Ground | Gas (Historical Use) | 1020 | Bare Steel | 1984-01-01 | Unknown
CRAWFORD CHEVRON | HWY 78 | CRAWFORD | Oglethorpe | 1090015 | DIESEL-AST |  |  | TRUE |  | TRUE | Permanently Out of Use - historical purposes | Used Oil | 500 | Bare Steel | 1978-05-03 | Galvanized Steel
CRAWFORD CHEVRON | HWY 78 | CRAWFORD | Oglethorpe | 1090015 | REG | [5 empty] | Removed from Ground | Gas (Historical Use) | 2000 | Bare Steel | 1978-05-03 | Galvanized Steel
CRAWFORD CHEVRON | HWY 78 | CRAWFORD | Oglethorpe | 1090015 | SUP | [5 empty] | Removed from Ground | Gas (Historical Use) | 2000 | Bare Steel | 1978-05-03 | Galvanized Steel
CRAWFORD CHEVRON | HWY 78 | CRAWFORD | Oglethorpe | 1090015 | UNL | [5 empty] | Removed from Ground | Gas (Historical Use) | 1000 | Bare Steel | 1978-05-03 | Galvanized Steel
PRICE AMOCO | US HWY 78 | OGLETHORPE | Oglethorpe | 1090016 | 1 | [5 empty] | Closed in Ground | Gas (Historical Use) | 1000 | Bare Steel | 1971-01-01 | Galvanized Steel
PRICE AMOCO | US HWY 78 | OGLETHORPE | Oglethorpe | 1090016 | 2 | [5 empty] | Closed in Ground | Gas (Historical Use) | 1000 | Bare Steel | 1971-01-01 | Galvanized Steel
SHOAT'S GROCERY | 1064 UNION POINT RD | STEPHENS | Oglethorpe | 1090017 | 1 | [5 empty] | Removed from Ground | Gas (Historical Use) | 6000 | Bare Steel | 1961-05-13 | Galvanized Steel | Suction (American)
SHOAT'S GROCERY | 1064 UNION POINT RD | STEPHENS | Oglethorpe | 1090017 | 2 | [5 empty] | Removed from Ground | Gas (Historical Use) | 1000 | Bare Steel | 1961-05-13 | Galvanized Steel | Suction (American)
SHOAT'S GROCERY | 1064 UNION POINT RD | STEPHENS | Oglethorpe | 1090017 | 3 |  | 2001-01-18 | FALSE | 2001-01-18 | FALSE | Temporarily out of use | Gas (Historical Use) | 8000 | Composite | 2001-01-18 | Fiberglass Reinforced Plastic | Safe Suction (Euro)
GLENN'S CORNER | MAIN ST | STEPHENS | Oglethorpe | 1090018 | 1 | [5 empty] | Removed from Ground | Gas (Historical Use) | 1000 | Bare Steel | 1971-05-11 | Galvanized Steel | Suction (American)
GLENN'S CORNER | MAIN ST | STEPHENS | Oglethorpe | 1090018 | 2 | [5 empty] | Removed from Ground | Gas (Historical Use) | 560 | Bare Steel | 1975-05-10 | Galvanized Steel | Suction (American)
PARTAINS GROCERY | HWY 22 | PHILOMATH | Oglethorpe | 1090019 | 1 | [5 empty] | Removed from Ground | Diesel | 1000 | Bare Steel | 1961-05-13 | Galvanized Steel | Suction (American)
PARTAINS GROCERY | HWY 22 | PHILOMATH | Oglethorpe | 1090019 | 2 | [5 empty] | Removed from Ground | Gas (Historical Use) | 1000 | Bare Steel | 1961-05-13 | Galvanized Steel | Suction (American)
E&E TIRE SALES RICKY GABRIEL | PO BOX 494/HWY 78 | CRAWFORD | Oglethorpe | 1090020 | 1 | [5 empty] | Removed from Ground | Gas (Historical Use) | 10000 | Composite | 1983-05-02 | Galvanized Steel
E&E TIRE SALES RICKY GABRIEL | PO BOX 494/HWY 78 | CRAWFORD | Oglethorpe | 1090020 | 2 | [5 empty] | Removed from Ground | Gas (Historical Use) | 10000 | Composite | 1983-05-02 | Galvanized Steel
E&E TIRE SALES RICKY GABRIEL | PO BOX 494/HWY 78 | CRAWFORD | Oglethorpe | 1090020 | 3 | [5 empty] | Removed from Ground | Gas (Historical Use) | 5000 | Composite | 1980-05-02 | Galvanized Steel
E&E TIRE SALES RICKY GABRIEL | PO BOX 494/HWY 78 | CRAWFORD | Oglethorpe | 1090020 | 4 | [5 empty] | Removed from Ground | Diesel | 5000 | Composite | 1980-05-02 | Galvanized Steel
E&E TIRE SALES RICKY GABRIEL | PO BOX 494/HWY 78 | CRAWFORD | Oglethorpe | 1090020 | 5 | [5 empty] | Removed from Ground | Kerosene | 500 | Composite | 1985-05-01 | Galvanized Steel
DOYLE HOLMES | RT1 LEXINGTON HWY 77 | ATHENS | Oglethorpe | 1090023 | 1 | [5 empty] | Removed from Ground | Gas (Historical Use) | 1000 | Bare Steel | 1984-05-07 | Galvanized Steel | Safe Suction (Euro)
DOYLE HOLMES | RT1 LEXINGTON HWY 77 | ATHENS | Oglethorpe | 1090023 | 2 | [5 empty] | Removed from Ground | Gas (Historical Use) | 1000 | Bare Steel | 1984-05-07 | Galvanized Steel | Safe Suction (Euro)
JACK OGLE | 814 WASHINGTON ST | LEXINGTON | Oglethorpe | 1090024 | 1 | [5 empty] | Removed from Ground | Gas (Historical Use) | 4000 | Bare Steel | 1966-05-12 | Unknown | Suction (American)
JACK OGLE | 814 WASHINGTON ST | LEXINGTON | Oglethorpe | 1090024 | 2 | [5 empty] | Removed from Ground | Gas (Historical Use) | 3000 | Bare Steel | 1966-05-12 | Unknown | Suction (American)
JACK OGLE | 814 WASHINGTON ST | LEXINGTON | Oglethorpe | 1090024 | 3 | [5 empty] | Removed from Ground | Gas (Historical Use) | 1000 | Bare Steel | 1976-05-09 | Unknown | Suction (American)
MINIT SAVE #13 | VERY BEST RD RTE #1 | CARLTON | Oglethorpe | 1090025 | 1 | [5 empty] | Removed from Ground | Gas (Historical Use) | 1000 | Bare Steel | 1977-05-10 | Galvanized Steel
MINIT SAVE #13 | VERY BEST RD RTE #1 | CARLTON | Oglethorpe | 1090025 | 2 | [5 empty] | Removed from Ground | Gas (Historical Use) | 1000 | Bare Steel | 1977-05-10 | Galvanized Steel
MINIT SAVE #13 | VERY BEST RD RTE #1 | CARLTON | Oglethorpe | 1090025 | 3 | [5 empty] | Removed from Ground | Gas (Historical Use) | 550 | Composite | 1977-05-10 | Galvanized Steel
MINIT SAVE #13 | VERY BEST RD RTE #1 | CARLTON | Oglethorpe | 1090025 | 4 |  | 1994-03-01 |  | 1994-03-01 |  | Removed from Ground | Gas (Historical Use) | 6000 | Epoxy | 1994-03-01 | Fiberglass Reinforced Plastic | Suction (American)
MINIT SAVE #13 | VERY BEST RD RTE #1 | CARLTON | Oglethorpe | 1090025 | 5 |  | 1994-03-01 |  | 1994-03-01 |  | Removed from Ground | Gas (Historical Use) | 6000 | Epoxy | 1994-03-01 | Fiberglass Reinforced Plastic | Suction (American)
MINIT SAVE #13 | VERY BEST RD RTE #1 | CARLTON | Oglethorpe | 1090025 | 6 |  | 1994-03-01 |  | 1994-03-01 |  | Removed from Ground | Kerosene | 4000 | Epoxy | 1994-03-01 | Fiberglass Reinforced Plastic | Suction (American)
ALLTEL GA INC | RTE/HWY 78 | LEXINGTON | Oglethorpe | 1090026 | 1 | [5 empty] | Removed from Ground | Diesel | 550 | Bare Steel | 1985-05-08 | Unknown
SMITH GROCERY | RT 1 | CARLTON | Oglethorpe | 1090027 | 1 | [5 empty] | Removed from Ground | Gas (Historical Use) | 1000 | Bare Steel | 1966-05-12 | Galvanized Steel
SMITH GROCERY | RT 1 | CARLTON | Oglethorpe | 1090027 | 2 | [5 empty] | Removed from Ground | Gas (Historical Use) | 560 | Bare Steel | 1966-05-12 | Galvanized Steel
SMITH GROCERY | RT 1 | CARLTON | Oglethorpe | 1090027 | 3 | [5 empty] | Removed from Ground | Gas (Historical Use) | 560 | Bare Steel | 1971-05-11 | Galvanized Steel
SMITH GROCERY | RT 1 | CARLTON | Oglethorpe | 1090027 | 4 | [5 empty] | Currently in Use | Kerosene | 0 | Bare Steel | 1986-05-07 | Galvanized Steel
SNELLING GROCERY | RT 2 | CARLTON | Oglethorpe | 1090028 | 1 | [5 empty] | Permanently Out Of Use | Gas (Historical Use) | 1000 | Bare Steel | 1966-05-12 | Galvanized Steel
SNELLING GROCERY | RT 2 | CARLTON | Oglethorpe | 1090028 | 2 | [5 empty] | Permanently Out Of Use | Gas (Historical Use) | 560 | Bare Steel | 1966-05-12 | Galvanized Steel
SNELLING GROCERY | RT 2 | CARLTON | Oglethorpe | 1090028 | 3 | [5 empty] | Permanently Out Of Use | Diesel | 560 | Bare Steel | 1980-05-08 | Galvanized Steel
SNELLING GROCERY | RT 2 | CARLTON | Oglethorpe | 1090028 | 4 | [5 empty] | Permanently Out Of Use | Kerosene | 560 | Bare Steel | 1978-05-09 | Galvanized Steel
HAMS GROCERY | RT 1 | CARLTON | Oglethorpe | 1090029 | 1 | [5 empty] | Removed from Ground | Gas (Historical Use) | 8000 | Bare Steel | 1983-01-02 | Galvanized Steel
HAMS GROCERY | RT 1 | CARLTON | Oglethorpe | 1090029 | 2 | [5 empty] | Removed from Ground | Gas (Historical Use) | 6000 | Bare Steel | 1983-01-02 | Galvanized Steel
HAMS GROCERY | RT 1 | CARLTON | Oglethorpe | 1090029 | 3 | [5 empty] | Removed from Ground | Gas (Historical Use) | 4000 | Bare Steel | 1983-01-02 | Galvanized Steel
HAMS GROCERY | RT 1 | CARLTON | Oglethorpe | 1090029 | 4 | [5 empty] | Removed from Ground | Diesel | 4000 | Bare Steel | 1983-01-02 | Galvanized Steel
RAYLE ELECTRIC MEMBERSHIP CORP | US HWY 78 | LEXINGTON | Oglethorpe | 1090030 | 1 | Flapper Valve | 1987-01-01 | FALSE | 1987-01-01 | FALSE | Currently in Use | Regular | 6000 | Galvanic (STIP-3) | 1987-01-01 | Galvanized Steel | Pressurized
RAYLE ELECTRIC MEMBERSHIP CORP | US HWY 78 | LEXINGTON | Oglethorpe | 1090030 | 2 | Flapper Valve | 1990-01-01 | FALSE | 1990-01-01 | FALSE | Currently in Use | Diesel | 6000 | Galvanic (STIP-3) | 1990-01-01 | Galvanized Steel | Pressurized
WHELESS GRADING CONTRACTORS | HWY 78 | LEXINGTON | Oglethorpe | 1090031 | 1 | [5 empty] | Removed from Ground | Diesel | 2000 | Bare Steel | 1979-01-03 | Galvanized Steel
WHELESS GRADING CONTRACTORS | HWY 78 | LEXINGTON | Oglethorpe | 1090031 | 2 | [5 empty] | Removed from Ground | Gas (Historical Use) | 1000 | Bare Steel | 1979-01-03 | Galvanized Steel
WHELESS GRADING CONTRACTORS | HWY 78 | LEXINGTON | Oglethorpe | 1090031 | 3 | [5 empty] | Removed from Ground | Empty | 3000 | Bare Steel | 1969-01-05 | Galvanized Steel
ROY CARTER GROCERY |  | ARNOLDSVILLE | Oglethorpe | 1090033 | 1 | [5 empty] | Permanently Out of Use - historical purposes | Gas (Historical Use) | 1000 | Bare Steel | 1986-05-28 | Galvanized Steel
ROY CARTER GROCERY |  | ARNOLDSVILLE | Oglethorpe | 1090033 | 2 | [5 empty] | Permanently Out of Use - historical purposes | Gas (Historical Use) | 3000 | Bare Steel | 1986-05-28 | Galvanized Steel
ROY CARTER GROCERY |  | ARNOLDSVILLE | Oglethorpe | 1090033 | 3 | [5 empty] | Permanently Out of Use - historical purposes | Gas (Historical Use) | 500 | Bare Steel | 1986-05-28 | Galvanized Steel
C W HESTER |  | MAXEYS | Oglethorpe | 1090034 | 1 | [5 empty] | Currently in Use | Gas (Historical Use) | 2000 | Bare Steel | 1986-05-28 | Galvanized Steel
C W HESTER |  | MAXEYS | Oglethorpe | 1090034 | 2 | [5 empty] | Currently in Use | Gas (Historical Use) | 500 | Bare Steel | 1986-05-28 | Galvanized Steel
C W HESTER |  | MAXEYS | Oglethorpe | 1090034 | 3 | [5 empty] | Currently in Use | Gas (Historical Use) | 500 | Bare Steel | 1986-05-28 | Galvanized Steel
TURNER SERVICE STATION |  | LEXINGTON | Oglethorpe | 1090035 | 1 | [5 empty] | Permanently Out of Use - historical purposes | Gas (Historical Use) | 500 | Bare Steel | 1986-05-28 | Galvanized Steel
TURNER SERVICE STATION |  | LEXINGTON | Oglethorpe | 1090035 | 2 | [5 empty] | Permanently Out of Use - historical purposes | Gas (Historical Use) | 250 | Bare Steel | 1986-05-28 | Galvanized Steel
AJ's Food Mart | 648 ATHENS RD | LEXINGTON | Oglethorpe | 1080040 | 1 | Flapper Valve | 1998-12-28 | TRUE | 1998-12-28 | FALSE | Removed from Ground | Premium | 8000 | Steel-Impressed Current | 1985-05-07 | Steel (Impressed Current) | Suction (American)
AJ's Food Mart | 648 ATHENS RD | LEXINGTON | Oglethorpe | 1080040 | 2 | Flapper Valve | 1998-12-28 | TRUE | 1998-12-28 | FALSE | Removed from Ground | Plus | 8000 | Steel-Impressed Current | 1985-05-07 | Steel (Impressed Current) | Suction (American)
AJ's Food Mart | 648 ATHENS RD | LEXINGTON | Oglethorpe | 1080040 | 3 |  | 1998-12-28 | TRUE | 1998-12-28 | FALSE | Removed from Ground | Regular | 8000 | Steel-Impressed Current | 1985-05-07 | Steel (Impressed Current) | Suction (American)
AJ's Food Mart | 648 ATHENS RD | LEXINGTON | Oglethorpe | 1080040 | 4 | Flapper Valve | 2020-06-29 | FALSE | 2020-06-29 | FALSE | Currently in Use | Regular | 12000 | Tank Jacket Double Walled | 2020-06-19 | Double-Walled Flex | Pressurized
AJ's Food Mart | 648 ATHENS RD | LEXINGTON | Oglethorpe | 1080040 | 5A | Flapper Valve | 2020-06-29 | FALSE | 2020-06-29 | FALSE | Currently in Use | Premium | 4000 | Tank Jacket Double Walled | 2020-06-19 | Double-Walled Flex | Pressurized
AJ's Food Mart | 648 ATHENS RD | LEXINGTON | Oglethorpe | 1080040 | 5B | Flapper Valve | 2020-06-29 | FALSE | 2020-06-29 | FALSE | Currently in Use | E-0 | 4000 | Tank Jacket Double Walled | 2020-06-19 | Double-Walled Flex | Pressurized
AJ's Food Mart | 648 ATHENS RD | LEXINGTON | Oglethorpe | 1080040 | 5C | Flapper Valve | 2020-06-29 | FALSE | 2020-06-29 | FALSE | Currently in Use | Diesel On Road | 4000 | Tank Jacket Double Walled | 2020-06-19 | Double-Walled Flex | Pressurized
GPS Forsyth | 1000 Indian Springs Dr | Forsyth | Out of State | UST-SLOC-9102033 | 1 | Flapper Valve |  |  |  |  | Removed from Ground | Gas (Historical Use) | 10000 | Marked Unknown | 1986-01-01 | Unknown | Pressurized
GPS Forsyth | 1000 Indian Springs Dr | Forsyth | Out of State | UST-SLOC-9102033 | 2 | [5 empty] | Removed from Ground | Gas (Historical Use) | 10000 | Marked Unknown | 1986-01-01 | Unknown | Pressurized
GPS Forsyth | 1000 Indian Springs Dr | Forsyth | Out of State | UST-SLOC-9102033 | 3 | [5 empty] | Removed from Ground | Diesel | 6000 | Marked Unknown | 1986-01-01 | Unknown | Pressurized
GPS Forsyth | 1000 Indian Springs Dr | Forsyth | Out of State | UST-SLOC-9102033 | 4 |  |  | TRUE |  | TRUE | Removed from Ground | Used Oil | 550 | Marked Unknown | 1986-01-01 | Unknown | Pressurized
GPS Forsyth | 1000 Indian Springs Dr | Forsyth | Out of State | UST-SLOC-9102033 | 5 | Flapper Valve | 1998-04-02 | FALSE | 1998-04-02 | FALSE | Currently in Use | Regular | 10000 | Fiberglass Double Walled | 1998-04-02 | Fiberglass Reinforced Plastic | Pressurized
GPS Forsyth | 1000 Indian Springs Dr | Forsyth | Out of State | UST-SLOC-9102033 | 6 | Flapper Valve | 1998-04-02 | FALSE | 1998-04-02 | FALSE | Currently in Use | Diesel | 2000 | Fiberglass Double Walled | 1998-04-02 | Fiberglass Reinforced Plastic | Pressurized
GPS Forsyth | 1000 Indian Springs Dr | Forsyth | Out of State | UST-SLOC-9102038 | 1 | [5 empty] | Removed from Ground | Diesel | 10000 | Marked Unknown | 1985-01-01 | Unknown
GPS Forsyth | 1000 Indian Springs Dr | Forsyth | Out of State | UST-SLOC-9102040 | 1 | [5 empty] | Removed from Ground | Diesel | 500 | Marked Unknown | 1998-05-25 | Unknown
GPS Forsyth | 1000 Indian Springs Dr | Forsyth | Out of State | UST-SLOC-9102041 | 1 | [5 empty] | Removed from Ground | Diesel | 500 | Marked Unknown | 1998-05-28 | Unknown
GPS Forsyth | 1000 Indian Springs Dr | Forsyth | Out of State | UST-SLOC-9102042 | 1 | [5 empty] | Removed from Ground | Diesel | 2000 | Marked Unknown | 1998-05-28 | Unknown
GPS Forsyth | 1000 Indian Springs Dr | Forsyth | Out of State | UST-SLOC-9102043 | 1 | [5 empty] | Removed from Ground | Diesel | 500 | Marked Unknown | 1998-05-25 | Unknown
NEW GEORGIA STORE | 8064 VILLA RICA HWY | DALLAS | Paulding | 9110001 | 1 | Flapper Valve | 1998-04-01 | FALSE | 1998-04-01 | FALSE | Temporarily out of use | Kerosene | 1060 | Galvanic (STIP-3) | 2006-12-13 | Galvanized Steel | Safe Suction (Euro)
SHELL | 3491 ATLANTA HWY | HIRAM | Paulding | 9110002 | 1 | Ball Float | 1989-01-01 | FALSE | 1989-01-01 | FALSE | Currently in Use | Regular | 8000 | Galvanic (STIP-3) | 1989-01-01 | Fiberglass Reinforced Plastic | Pressurized
SHELL | 3491 ATLANTA HWY | HIRAM | Paulding | 9110002 | 2 | Ball Float | 1989-01-01 | FALSE | 1989-01-01 | FALSE | Currently in Use | Plus | 8000 | Galvanic (STIP-3) | 1989-01-01 | Fiberglass Reinforced Plastic | Pressurized
SHELL | 3491 ATLANTA HWY | HIRAM | Paulding | 9110002 | 3 | Ball Float | 1989-01-01 | FALSE | 1989-01-01 | FALSE | Currently in Use | Premium | 8000 | Galvanic (STIP-3) | 1989-01-01 | Fiberglass Reinforced Plastic | Pressurized
SHELL | 3491 ATLANTA HWY | HIRAM | Paulding | 9110002 | 4 | Ball Float | 1989-01-01 | FALSE | 1989-01-01 | FALSE | Currently in Use | Diesel | 4000 | Galvanic (STIP-3) | 1989-01-01 | Fiberglass Reinforced Plastic | Pressurized
GRANDS 18 | 6435 HIRAM DOUGLASVILLE HWY | POWDER SPRINGS | Paulding | 9110003 | 1 | Ball Float | 1991-08-01 | FALSE | 1991-08-01 | FALSE | Currently in Use | Diesel | 10000 | Steel-Impressed Current | 1991-11-01 | Fiberglass Reinforced Plastic | Pressurized
GRANDS 18 | 6435 HIRAM DOUGLASVILLE HWY | POWDER SPRINGS | Paulding | 9110003 | 2 | Ball Float | 1991-08-01 | FALSE | 1991-08-01 | FALSE | Currently in Use | Premium | 15000 | Steel-Impressed Current | 1991-11-01 | Fiberglass Reinforced Plastic | Pressurized
GRANDS 18 | 6435 HIRAM DOUGLASVILLE HWY | POWDER SPRINGS | Paulding | 9110003 | 3 | Ball Float | 2004-02-10 | FALSE | 2004-02-10 | FALSE | Currently in Use | Regular | 15000 | Epoxy | 2004-02-10 | Fiberglass Reinforced Plastic | Pressurized
L & L GROCERY | 7960 PAUL AIKEN RD | DALLAS | Paulding | 9110004 | 1 | [5 empty] | Removed from Ground | Gas (Historical Use) | 6000 | Epoxy | 1987-01-01 | Galvanized Steel
L & L GROCERY | 7960 PAUL AIKEN RD | DALLAS | Paulding | 9110004 | 2 | [5 empty] | Removed from Ground | Gas (Historical Use) | 6000 | Epoxy | 1987-01-01 | Galvanized Steel
L & L GROCERY | 7960 PAUL AIKEN RD | DALLAS | Paulding | 9110004 | 3 | [5 empty] | Removed from Ground | Gas (Historical Use) | 6000 | Epoxy | 1987-01-01 | Galvanized Steel
SCOTTS GROCERY | 2775 HWY 101 | ROCKMART | Paulding | 9110005 | 1 | Ball Float | 1998-03-01 | FALSE | 1998-03-01 | FALSE | Currently in Use | Regular | 2000 | Steel-Impressed Current | 1974-01-01 | Steel (Impressed Current) | Suction (American)
SCOTTS GROCERY | 2775 HWY 101 | ROCKMART | Paulding | 9110005 | 2 | Flapper Valve | 1998-03-01 | FALSE | 1998-03-01 | FALSE | Currently in Use | Diesel | 2000 | Steel-Impressed Current | 1974-01-01 | Steel (Impressed Current) | Suction (American)
SCOTTS GROCERY | 2775 HWY 101 | ROCKMART | Paulding | 9110005 | 3 | Flapper Valve | 1998-03-01 | FALSE | 1998-03-01 | FALSE | Currently in Use | Regular | 6000 | Steel-Impressed Current | 1980-01-01 | Steel (Impressed Current) | Pressurized
SCOTTS GROCERY | 2775 HWY 101 | ROCKMART | Paulding | 9110005 | 4 | Ball Float | 1998-03-01 | FALSE | 1998-03-01 | FALSE | Currently in Use | Premium | 6000 | Steel-Impressed Current | 1987-01-01 | Steel (Impressed Current) | Pressurized
HEROS CONVENIENCE STORE #133 | 3754 Hiram Acworth Hwy | DALLAS | Paulding | 9110007 | 1 | [5 empty] | Removed from Ground | Gas (Historical Use) | 4000 | Bare Steel | 1976-01-01 | Bare Steel
HEROS CONVENIENCE STORE #133 | 3754 Hiram Acworth Hwy | DALLAS | Paulding | 9110007 | 2 | [5 empty] | Removed from Ground | Gas (Historical Use) | 4000 | Bare Steel | 1976-01-01 | Bare Steel
HEROS CONVENIENCE STORE #133 | 3754 Hiram Acworth Hwy | DALLAS | Paulding | 9110007 | 3 | [5 empty] | Removed from Ground | Gas (Historical Use) | 6000 | Bare Steel | 1976-01-01 | Bare Steel
HEROS CONVENIENCE STORE #133 | 3754 Hiram Acworth Hwy | DALLAS | Paulding | 9110007 | 4 | [5 empty] | Removed from Ground | Gas (Historical Use) | 6000 | Bare Steel | 1976-01-01 | Bare Steel
HEROS CONVENIENCE STORE #133 | 3754 Hiram Acworth Hwy | DALLAS | Paulding | 9110007 | 5 | Flapper Valve | 1990-11-14 | FALSE | 1990-11-14 | FALSE | Currently in Use | Regular | 10000 | Composite | 1990-08-01 | Fiberglass Reinforced Plastic | Pressurized
HEROS CONVENIENCE STORE #133 | 3754 Hiram Acworth Hwy | DALLAS | Paulding | 9110007 | 6 | Ball Float | 1990-11-14 | FALSE | 1990-11-14 | FALSE | Currently in Use | Plus | 8000 | Composite | 1990-08-01 | Fiberglass Reinforced Plastic | Pressurized
HEROS CONVENIENCE STORE #133 | 3754 Hiram Acworth Hwy | DALLAS | Paulding | 9110007 | 7 | Ball Float | 1990-11-14 | FALSE | 1990-11-14 | FALSE | Currently in Use | Premium | 8000 | Composite | 1990-08-01 | Fiberglass Reinforced Plastic | Pressurized
CIRCLE M FOOD SHOP #54 | 4439 JIMMY LEE SMITH PKWY | HIRAM | Paulding | 9110008 | 1 | [5 empty] | Removed from Ground | Gas (Historical Use) | 10000 | Bare Steel | 1981-01-01 | Galvanized Steel
CIRCLE M FOOD SHOP #54 | 4439 JIMMY LEE SMITH PKWY | HIRAM | Paulding | 9110008 | 2 | [5 empty] | Removed from Ground | Gas (Historical Use) | 10000 | Bare Steel | 1981-01-01 | Galvanized Steel
CIRCLE M FOOD SHOP #54 | 4439 JIMMY LEE SMITH PKWY | HIRAM | Paulding | 9110008 | 3 | [5 empty] | Removed from Ground | Gas (Historical Use) | 10000 | Bare Steel | 1981-01-01 | Galvanized Steel
CIRCLE M FOOD SHOP #54 | 4439 JIMMY LEE SMITH PKWY | HIRAM | Paulding | 9110008 | 4 | [5 empty] | Removed from Ground | Diesel | 10000 | Bare Steel | 1981-01-01 | Galvanized Steel
CIRCLE M FOOD SHOP #54 | 4439 JIMMY LEE SMITH PKWY | HIRAM | Paulding | 9110008 | 5 | Ball Float | 1988-07-14 | FALSE | 1988-07-14 | FALSE | Currently in Use | Regular | 10000 | Steel-Impressed Current | 1988-07-14 | Fiberglass Reinforced Plastic | Pressurized
CIRCLE M FOOD SHOP #54 | 4439 JIMMY LEE SMITH PKWY | HIRAM | Paulding | 9110008 | 6 | Ball Float | 1988-07-14 | FALSE | 1988-07-14 | FALSE | Currently in Use | Regular | 10000 | Steel-Impressed Current | 1988-07-01 | Fiberglass Reinforced Plastic | Pressurized
CIRCLE M FOOD SHOP #54 | 4439 JIMMY LEE SMITH PKWY | HIRAM | Paulding | 9110008 | 7 | Ball Float | 1988-07-14 | FALSE | 1988-07-14 | FALSE | Currently in Use | Premium | 10000 | Steel-Impressed Current | 1988-07-01 | Fiberglass Reinforced Plastic | Pressurized
CIRCLE M FOOD SHOP #54 | 4439 JIMMY LEE SMITH PKWY | HIRAM | Paulding | 9110008 | 8 | Ball Float | 1988-07-14 | FALSE | 1988-07-14 | FALSE | Currently in Use | Diesel | 10000 | Steel-Impressed Current | 1988-07-01 | Fiberglass Reinforced Plastic | Pressurized
BAGWELL & SPEARS #36 | 4373 JIMMY LEE PKWY | HIRAM | Paulding | 9110009 | 63637 |  | 1989-11-01 |  | 1989-11-01 |  | Removed from Ground | Gas (Historical Use) | 10000 | Fiberglass | 1989-11-01 | Fiberglass Reinforced Plastic | Pressurized
BAGWELL & SPEARS #36 | 4373 JIMMY LEE PKWY | HIRAM | Paulding | 9110009 | 63638 |  | 1989-11-01 |  | 1989-11-01 |  | Removed from Ground | Gas (Historical Use) | 10000 | Fiberglass | 1989-11-01 | Fiberglass Reinforced Plastic | Pressurized
BAGWELL & SPEARS #36 | 4373 JIMMY LEE PKWY | HIRAM | Paulding | 9110009 | 63639 |  | 1989-11-01 |  | 1989-11-01 |  | Removed from Ground | Gas (Historical Use) | 10000 | Fiberglass | 1989-11-01 | Fiberglass Reinforced Plastic | Pressurized
QUICK THRIFT STORE #655 | COUNTY LINE RD/RT 2 | HIRAM | Paulding | 9110010 | 1 | [5 empty] | Removed from Ground | Gas (Historical Use) | 1000 | Bare Steel | 1976-01-01 | Galvanized Steel | Suction (American)
QUICK THRIFT STORE #655 | COUNTY LINE RD/RT 2 | HIRAM | Paulding | 9110010 | 2 | [5 empty] | Removed from Ground | Gas (Historical Use) | 1000 | Bare Steel | 1976-01-01 | Galvanized Steel | Suction (American)
QUICK THRIFT STORE #655 | COUNTY LINE RD/RT 2 | HIRAM | Paulding | 9110010 | 3 | [5 empty] | Removed from Ground | Gas (Historical Use) | 4000 | Cathodically Protected Steel | 1985-01-01 | Galvanized Steel | Suction (American)
QUICK THRIFT STORE #655 | COUNTY LINE RD/RT 2 | HIRAM | Paulding | 9110010 | 4 | [5 empty] | Removed from Ground | Gas (Historical Use) | 3000 | Bare Steel | 1982-01-01 | Galvanized Steel | Suction (American)
BST/DALLAS CO/F0273 | 325 MAIN ST | DALLAS | Paulding | 9110011 | 1 | [5 empty] | Removed from Ground | Other | 1000 | Fiberglass | 1987-01-01 | Copper | Suction (American)
BST/DALLAS CO/F0273 | 325 MAIN ST | DALLAS | Paulding | 9110011 | 2 |  | 1997-12-16 |  | 1997-12-16 |  | Currently in Use | Diesel | 4000 | Double Walled | 1997-12-16 | Copper | Suction (American)
DALLAS RECREATIONAL CENTER | 101 DURHAM ST | DALLAS | Paulding | 9110012 | 1 | [5 empty] | Removed from Ground | Gas (Historical Use) | 3000 | Not Marked/Unknown | 1993-06-04 | Not Marked
DALLAS RECREATIONAL CENTER | 101 DURHAM ST | DALLAS | Paulding | 9110012 | 2 | [5 empty] | Removed from Ground | Gas (Historical Use) | 4000 | Not Marked/Unknown | 1993-06-04 | Not Marked
DALLAS RECREATIONAL CENTER | 101 DURHAM ST | DALLAS | Paulding | 9110012 | 3 | [5 empty] | Removed from Ground | Gas (Historical Use) | 5000 | Not Marked/Unknown | 1993-06-04 | Not Marked
SPEARS, ROACH & LONG | 1128 MARIETTA HWY | DALLAS | Paulding | 9110013 | 1 |  | 1989-10-01 |  | 1989-10-01 |  | Removed from Ground | Gas (Historical Use) | 8000 | Double Walled | 1989-10-15 | Fiberglass Reinforced Plastic | Pressurized
SPEARS, ROACH & LONG | 1128 MARIETTA HWY | DALLAS | Paulding | 9110013 | 2 |  | 1989-10-01 |  | 1989-10-01 |  | Removed from Ground | Gas (Historical Use) | 10000 | Double Walled | 1989-10-15 | Fiberglass Reinforced Plastic | Pressurized
SPEARS, ROACH & LONG | 1128 MARIETTA HWY | DALLAS | Paulding | 9110013 | 3 |  | 1989-10-01 |  | 1989-10-01 |  | Removed from Ground | Gas (Historical Use) | 8000 | Double Walled | 1989-10-15 | Fiberglass Reinforced Plastic | Pressurized
STRICKLAND USED CARS/AUTO SALES | 1801 ATLANTA HWY | DALLAS | Paulding | 9110014 | 1 | [5 empty] | Removed from Ground | Gas (Historical Use) | 1000 | Bare Steel | 1993-08-20 | Galvanized Steel | Suction (American)
STRICKLAND USED CARS/AUTO SALES | 1801 ATLANTA HWY | DALLAS | Paulding | 9110014 | 2 | [5 empty] | Removed from Ground | Gas (Historical Use) | 1000 | Bare Steel | 1993-08-20 | Galvanized Steel | Suction (American)
STRICKLAND USED CARS/AUTO SALES | 1801 ATLANTA HWY | DALLAS | Paulding | 9110014 | 3 | [5 empty] | Removed from Ground | Gas (Historical Use) | 550 | Bare Steel | 1993-08-20 | Galvanized Steel | Suction (American)
STRICKLAND USED CARS/AUTO SALES | 1801 ATLANTA HWY | DALLAS | Paulding | 9110014 | 4 | [5 empty] | Removed from Ground | Gas (Historical Use) | 550 | Bare Steel | 1993-08-20 | Galvanized Steel | Suction (American)
STRICKLAND USED CARS/AUTO SALES | 1801 ATLANTA HWY | DALLAS | Paulding | 9110014 | 5 | [5 empty] | Removed from Ground | Gas (Historical Use) | 4000 | Bare Steel | 1993-08-20 | Galvanized Steel | Suction (American)
HIRAM FOOD AND FUEL | 4120 JIMMY LEE SMITH PKWY | HIRAM | Paulding | 9110015 | 1 | Ball Float | 1997-04-01 |  | 1997-04-01 |  | Currently in Use | Gas (Historical Use) | 12000 | Galvanic (STIP-3) | 1986-08-01 | Fiberglass Reinforced Plastic | Pressurized
HIRAM FOOD AND FUEL | 4120 JIMMY LEE SMITH PKWY | HIRAM | Paulding | 9110015 | 2 | Ball Float | 1997-04-01 |  | 1997-04-01 |  | Currently in Use | Gas (Historical Use) | 8000 | Galvanic (STIP-3) | 1986-08-01 | Fiberglass Reinforced Plastic | Pressurized
HIRAM FOOD AND FUEL | 4120 JIMMY LEE SMITH PKWY | HIRAM | Paulding | 9110015 | 3 | Ball Float | 1997-04-01 |  | 1997-04-01 |  | Currently in Use | Gas (Historical Use) | 8000 | Galvanic (STIP-3) | 1986-08-01 | Fiberglass Reinforced Plastic | Pressurized
HIRAM FOOD AND FUEL | 4120 JIMMY LEE SMITH PKWY | HIRAM | Paulding | 9110015 | 4 | Ball Float | 1997-04-01 |  | 1997-04-01 |  | Currently in Use | Diesel | 4000 | Galvanic (STIP-3) | 1986-01-01 | Fiberglass Reinforced Plastic | Pressurized
HIRAM FOOD AND FUEL | 4120 JIMMY LEE SMITH PKWY | HIRAM | Paulding | 9110015 | 5 | Ball Float | 1997-04-01 |  | 1997-04-01 |  | Currently in Use | Kerosene | 1000 | Galvanic (STIP-3) | 1986-08-01 | Fiberglass Reinforced Plastic | Pressurized
NOORALI INVESTMENT INC D/B/A TEX | 1665 HIRAM DOUGLASVILLE HWY | HIRAM | Paulding | 9110017 | 1 |  | 1995-03-24 | FALSE | 1995-03-24 | FALSE | Currently in Use | Regular | 5000 | Fiberglass | 1987-06-15 | Fiberglass Reinforced Plastic | Pressurized
NOORALI INVESTMENT INC D/B/A TEX | 1665 HIRAM DOUGLASVILLE HWY | HIRAM | Paulding | 9110017 | 2 |  | 1995-03-24 | FALSE | 1995-03-24 | FALSE | Currently in Use | Plus | 10000 | Fiberglass | 1987-06-15 | Fiberglass Reinforced Plastic | Pressurized
NOORALI INVESTMENT INC D/B/A TEX | 1665 HIRAM DOUGLASVILLE HWY | HIRAM | Paulding | 9110017 | 3 |  | 1995-03-24 | FALSE | 1995-03-24 | FALSE | Currently in Use | Premium | 10000 | Fiberglass | 1987-06-15 | Fiberglass Reinforced Plastic | Pressurized
ALSOBROOKS GARAGE | 501 HIRAM ACWORTH RD/GA HWY 92 | HIRAM | Paulding | 9110018 | 1 | [5 empty] | Removed from Ground | Diesel | 500 | Bare Steel | 1964-11-05 | Bare Steel | Safe Suction (Euro)
ALSOBROOKS GARAGE | 501 HIRAM ACWORTH RD/GA HWY 92 | HIRAM | Paulding | 9110018 | 2 | [5 empty] | Removed from Ground | Gas (Historical Use) | 500 | Bare Steel | 1964-11-05 | Bare Steel | Safe Suction (Euro)
ALSOBROOKS GARAGE | 501 HIRAM ACWORTH RD/GA HWY 92 | HIRAM | Paulding | 9110018 | 3 | [5 empty] | Removed from Ground | Gas (Historical Use) | 500 | Bare Steel | 1964-11-05 | Bare Steel | Safe Suction (Euro)
ALSOBROOKS GARAGE | 501 HIRAM ACWORTH RD/GA HWY 92 | HIRAM | Paulding | 9110018 | 4 | [5 empty] | Removed from Ground | Gas (Historical Use) | 2000 | Bare Steel | 1964-11-05 | Bare Steel | Safe Suction (Euro)
SHELL | 3601 MACLAND RD | HIRAM | Paulding | 9110019 | 1 | Ball Float | 1995-05-01 | FALSE | 1995-05-01 | FALSE | Currently in Use | Regular | 8000 | Galvanic (STIP-3) | 1986-12-17 | Fiberglass Reinforced Plastic | Pressurized
SHELL | 3601 MACLAND RD | HIRAM | Paulding | 9110019 | 2 | Ball Float | 1995-05-01 | FALSE | 1995-05-01 | FALSE | Currently in Use | Regular | 8000 | Galvanic (STIP-3) | 1986-12-17 | Fiberglass Reinforced Plastic | Pressurized
SHELL | 3601 MACLAND RD | HIRAM | Paulding | 9110019 | 3 | Ball Float | 1995-05-01 | FALSE | 1995-05-01 | FALSE | Currently in Use | Premium | 8000 | Galvanic (STIP-3) | 1986-12-17 | Fiberglass Reinforced Plastic | Pressurized
WAYNE DAVIS CONCRETE CO | 1706 ANGHAM RD | HIRAM | Paulding | 9110020 | 1 | Ball Float | 1998-11-15 | FALSE | 1998-11-15 | FALSE | Currently in Use | Diesel | 10000 | Epoxy Double-Walled | 1990-07-01 | Double-Walled Flex | Pressurized
SHELL FOOD MART | 2651 CHARLES HARDY PKWY | DALLAS | Paulding | 9110021 | 1 |  | 1990-05-01 | FALSE | 1990-05-01 | FALSE | Currently in Use | Regular | 10000 | Galvanic (STIP-3) | 1990-05-01 | Fiberglass Reinforced Plastic | Pressurized
SHELL FOOD MART | 2651 CHARLES HARDY PKWY | DALLAS | Paulding | 9110021 | 2 |  | 1990-05-01 | FALSE | 1990-05-01 | FALSE | Currently in Use | Plus | 10000 | Galvanic (STIP-3) | 1990-05-01 | Fiberglass Reinforced Plastic | Pressurized
SHELL FOOD MART | 2651 CHARLES HARDY PKWY | DALLAS | Paulding | 9110021 | 3 |  | 1990-05-01 | FALSE | 1990-05-01 | FALSE | Currently in Use | Premium | 10000 | Galvanic (STIP-3) | 1990-05-01 | Fiberglass Reinforced Plastic | Pressurized
SHELL FOOD MART | 2651 CHARLES HARDY PKWY | DALLAS | Paulding | 9110021 | 4 |  | 1990-05-01 | FALSE | 1990-05-01 | FALSE | Currently in Use | Diesel | 6000 | Galvanic (STIP-3) | 1990-05-01 | Fiberglass Reinforced Plastic | Pressurized
SHELL FOOD MART | 2651 CHARLES HARDY PKWY | DALLAS | Paulding | 9110021 | 5 | Flapper Valve | 1990-05-01 | FALSE | 1990-05-01 | FALSE | Currently in Use | Kerosene | 2000 | Galvanic (STIP-3) | 1990-05-01 | Fiberglass Reinforced Plastic | Safe Suction (Euro)
HOMER COCHRAN | 2087 ROCKMART HWY | DALLAS | Paulding | 9110023 | 1 | [5 empty] | Closed in Ground | Empty | 0 | Bare Steel |  | Not Marked
HOMER COCHRAN | 2087 ROCKMART HWY | DALLAS | Paulding | 9110023 | 2 | [5 empty] | Closed in Ground | Empty | 0 | Bare Steel |  | Not Marked
MINIT MART INC | RTE 2 BROWNSVILLE RD | POWDER SPRINGS | Paulding | 9110024 | 1 | [5 empty] | Removed from Ground | Gas (Historical Use) | 3000 | Bare Steel |  | Galvanized Steel
MINIT MART INC | RTE 2 BROWNSVILLE RD | POWDER SPRINGS | Paulding | 9110024 | 2 | [5 empty] | Removed from Ground | Gas (Historical Use) | 3000 | Bare Steel |  | Galvanized Steel
MINIT MART INC | RTE 2 BROWNSVILLE RD | POWDER SPRINGS | Paulding | 9110024 | 3 | [5 empty] | Removed from Ground | Gas (Historical Use) | 3000 | Bare Steel |  | Galvanized Steel
WELLSTAR PAULDING HOSPITAL | 600 WEST MEMORIAL DR | DALLAS | Paulding | 9110026 | 1 |  |  | FALSE | 1998-02-23 | FALSE | Removed from Ground | Diesel | 2000 |  | 1970-06-15 | Galvanized Steel
WELLSTAR PAULDING HOSPITAL | 600 WEST MEMORIAL DR | DALLAS | Paulding | 9110026 | 2 |  |  | FALSE |  | FALSE | Removed from Ground | Diesel | 2000 |  | 1977-08-20 | Galvanized Steel
WELLSTAR PAULDING HOSPITAL | 600 WEST MEMORIAL DR | DALLAS | Paulding | 9110026 | 3 |  |  | FALSE |  | FALSE | Removed from Ground | Gas (Historical Use) | 500 |  | 1980-09-01 | Galvanized Steel
WELLSTAR PAULDING HOSPITAL | 600 WEST MEMORIAL DR | DALLAS | Paulding | 9110026 | 4 |  |  | FALSE |  | FALSE | Removed from Ground | Gas (Historical Use) | 500 |  | 1978-05-05 | Galvanized Steel
WELLSTAR PAULDING HOSPITAL | 600 WEST MEMORIAL DR | DALLAS | Paulding | 9110026 | 5 |  |  | FALSE |  | FALSE | Removed from Ground | Gas (Historical Use) | 500 |  | 1971-08-12 | Galvanized Steel
WELLSTAR PAULDING HOSPITAL | 600 WEST MEMORIAL DR | DALLAS | Paulding | 9110026 | 6 | Flapper Valve | 1998-09-26 | FALSE | 1998-09-26 | FALSE | Currently in Use | Diesel | 2000 | Galvanic (STIP-3) | 1998-09-23 | Double-Walled Flex | Suction (American)
GLADE FOOD STORE | 231 W MEMORIAL DR | DALLAS | Paulding | 9110027 | 1 | Flapper Valve | 1990-06-25 | FALSE | 1990-06-25 | FALSE | Currently in Use | Regular | 6000 | Galvanic (STIP-3) | 1990-06-25 | Galvanized Steel | Pressurized
GLADE FOOD STORE | 231 W MEMORIAL DR | DALLAS | Paulding | 9110027 | 2A | Flapper Valve | 1990-06-25 | FALSE | 1990-06-25 | FALSE | Currently in Use | Plus | 4000 | Galvanic (STIP-3) | 1990-06-25 | Galvanized Steel | Pressurized
GLADE FOOD STORE | 231 W MEMORIAL DR | DALLAS | Paulding | 9110027 | 2B | Flapper Valve | 1990-06-25 | FALSE | 1990-06-25 | FALSE | Currently in Use | Premium | 4000 | Galvanic (STIP-3) | 1990-06-25 | Galvanized Steel | Pressurized
LUCKYS | 514 HARDEE ST | DALLAS | Paulding | 9110028 | 2 | Ball Float | 1987-11-04 | FALSE | 1987-11-04 | FALSE | Currently in Use | Regular | 8000 | Steel-Impressed Current | 2001-08-22 | Steel (Impressed Current) | Pressurized
LUCKYS | 514 HARDEE ST | DALLAS | Paulding | 9110028 | 3 | Ball Float | 1987-11-04 | FALSE | 1987-11-04 | FALSE | Currently in Use | Diesel | 8000 | Steel-Impressed Current | 2001-08-22 | Steel (Impressed Current) | Pressurized
LUCKYS | 514 HARDEE ST | DALLAS | Paulding | 9110028 | 4 | Ball Float | 1987-11-04 | FALSE | 1987-11-04 | FALSE | Currently in Use | Kerosene | 2000 | Steel-Impressed Current | 2001-08-22 | Steel (Impressed Current) | Safe Suction (Euro)
ROSES COASTAL | 9747 BUCHANAN HWY | TEMPLE | Paulding | 9110029 | 1 | Ball Float | 1989-08-01 | FALSE | 1989-08-01 | FALSE | Currently in Use | Regular | 8000 | Galvanic (STIP-3) | 1989-08-01 | Galvanized Steel | Pressurized
ROSES COASTAL | 9747 BUCHANAN HWY | TEMPLE | Paulding | 9110029 | 2 | Ball Float | 1989-08-01 | FALSE | 1989-08-01 | FALSE | Currently in Use | Premium | 6000 | Galvanic (STIP-3) | 1989-08-01 | Galvanized Steel | Pressurized
ROSES COASTAL | 9747 BUCHANAN HWY | TEMPLE | Paulding | 9110029 | 3 | Ball Float | 1989-08-01 | FALSE | 1989-08-01 | FALSE | Currently in Use | Diesel | 6000 | Galvanic (STIP-3) | 1989-08-01 | Galvanized Steel | Pressurized
FURNITURE REFINISHING | 2030 BICKERS RD @ DALLAS ACWORTH | DALLAS | Paulding | 9110030 | 1 | [5 empty] | Removed from Ground | Gas (Historical Use) | 1000 | Not Marked/Unknown | 1995-06-23 | Unknown
FURNITURE REFINISHING | 2030 BICKERS RD @ DALLAS ACWORTH | DALLAS | Paulding | 9110030 | 2 | [5 empty] | Removed from Ground | Gas (Historical Use) | 1000 | Not Marked/Unknown | 1995-06-23 | Unknown
SOUTHERN FLIER INC | 390 MAIN ST | HIRAM | Paulding | 9110031 | 1 | [5 empty] | Closed in Ground | Empty | 500 | Cathodically Protected Steel | 1995-05-26 | Fiberglass Reinforced Plastic | Suction (American)
AIKEN GRADING CO | 61 AIKEN DRIVE | DALLAS | Paulding | 9110032 | 1 |  | 1994-06-17 | FALSE | 1994-06-17 | FALSE | Removed from Ground | Gas (Historical Use) | 8000 | Steel-Impressed Current | 1994-06-17 | Steel (Impressed Current) | Suction (American)
AIKEN GRADING CO | 61 AIKEN DRIVE | DALLAS | Paulding | 9110032 | 2 |  | 1994-06-17 | FALSE | 1994-06-17 | FALSE | Removed from Ground | Diesel | 20000 | Steel-Impressed Current | 1994-06-17 | Steel (Impressed Current) | Pressurized
AIKEN GRADING CO | 61 AIKEN DRIVE | DALLAS | Paulding | 9110032 | 3 |  | 1994-06-17 | FALSE | 1994-06-17 | FALSE | Removed from Ground | Diesel | 20000 | Steel-Impressed Current | 1994-06-17 | Steel (Impressed Current) | Pressurized
AIKEN GRADING CO | 61 AIKEN DRIVE | DALLAS | Paulding | 9110032 | 4 |  | 2006-12-22 | TRUE | 2006-12-22 | TRUE | Removed from Ground | Used Oil | 1000 | Steel-Impressed Current | 1994-06-17 | Steel (Impressed Current) | Safe Suction (Euro)
TAZ FOOD MART | 1027 MECHANT DR | DALLAS | Paulding | 9110033 | 1 | Ball Float | 1998-10-02 |  | 1998-10-02 |  | Currently in Use | Gas (Historical Use) | 12000 | Fiberglass | 1986-04-01 | Double-Walled Fiberglass | Pressurized
TAZ FOOD MART | 1027 MECHANT DR | DALLAS | Paulding | 9110033 | 2 | Ball Float | 1998-10-02 |  | 1998-10-02 |  | Currently in Use | Gas (Historical Use) | 12000 | Fiberglass | 1986-04-01 | Double-Walled Fiberglass | Pressurized
TAZ FOOD MART | 1027 MECHANT DR | DALLAS | Paulding | 9110033 | 3 | Ball Float | 1998-10-02 |  | 1998-10-02 |  | Currently in Use | Diesel | 6000 | Fiberglass | 1986-04-01 | Double-Walled Fiberglass | Pressurized
BUDDYS | 3121 VILLA RICA HWY | DALLAS | Paulding | 9110034 | 1 | Ball Float | 1998-07-20 | FALSE | 1998-07-20 | FALSE | Currently in Use | Regular | 10000 | Fiberglass | 1989-01-01 | Fiberglass Reinforced Plastic | Pressurized
BUDDYS | 3121 VILLA RICA HWY | DALLAS | Paulding | 9110034 | 2 | Ball Float | 1998-07-20 | FALSE | 1998-07-20 | FALSE | Currently in Use | Plus | 10000 | Fiberglass | 1989-01-01 | Fiberglass Reinforced Plastic | Pressurized
BUDDYS | 3121 VILLA RICA HWY | DALLAS | Paulding | 9110034 | 3 | Ball Float | 1998-07-20 | FALSE | 1998-07-20 | FALSE | Currently in Use | Premium | 10000 | Fiberglass | 1989-01-01 | Fiberglass Reinforced Plastic | Pressurized
CITY OF DALLAS MAINTENANCE BARN | 200 HEAD PLACE | DALLAS | Paulding | 9110035 | 1 | [5 empty] | Removed from Ground | Gas (Historical Use) | 1000 | Cathodically Protected Steel | 1986-01-01 | Galvanized Steel | Suction (American)
FLOUR CHILD CAKERY & BAKE SHOP | 6129 RIDGE RD | HIRAM | Paulding | 9110036 | S2 |  | 1999-04-01 |  | 1989-05-01 |  | Closed in Ground | Gas (Historical Use) | 2000 | Galvanic (STIP-3) | 1989-05-01 | Galvanized Steel | Suction (American)
FLOUR CHILD CAKERY & BAKE SHOP | 6129 RIDGE RD | HIRAM | Paulding | 9110036 | UL-1 |  | 1999-04-01 |  | 1989-05-01 |  | Closed in Ground | Gas (Historical Use) | 2000 | Galvanic (STIP-3) | 1989-05-01 | Galvanized Steel | Suction (American)
CITGO SNACK-N-PACK | 500 NATHAN DEAN BLVD | DALLAS | Paulding | 9110037 | 1 |  | 1990-01-01 |  | 1990-01-01 |  | Removed from Ground | Gas (Historical Use) | 10000 | Fiberglass | 1990-01-01 | Fiberglass Reinforced Plastic | Pressurized
CITGO SNACK-N-PACK | 500 NATHAN DEAN BLVD | DALLAS | Paulding | 9110037 | 2 |  | 1990-01-01 |  | 1990-01-01 |  | Removed from Ground | Gas (Historical Use) | 10000 | Fiberglass | 1990-01-01 | Fiberglass Reinforced Plastic | Pressurized
CITGO SNACK-N-PACK | 500 NATHAN DEAN BLVD | DALLAS | Paulding | 9110037 | 3 |  | 1990-01-01 |  | 1990-01-01 |  | Removed from Ground | Diesel | 10000 | Fiberglass | 1990-01-01 | Fiberglass Reinforced Plastic | Pressurized
B&K FOOD STORES | 1818 HIRAM DOUGLASVILLE HWY | HIRAM | Paulding | 9110038 | 1 | Flapper Valve | 1997-03-01 |  | 1997-03-01 |  | Removed from Ground | Gas (Historical Use) | 8000 | Steel-Impressed Current | 1987-01-01 | Steel (Impressed Current) | Pressurized
B&K FOOD STORES | 1818 HIRAM DOUGLASVILLE HWY | HIRAM | Paulding | 9110038 | 2 | Flapper Valve | 1997-03-01 |  | 1997-03-01 |  | Removed from Ground | Gas (Historical Use) | 8000 | Steel-Impressed Current | 1987-01-01 | Steel (Impressed Current) | Pressurized
B&K FOOD STORES | 1818 HIRAM DOUGLASVILLE HWY | HIRAM | Paulding | 9110038 | 3 | Flapper Valve | 1997-03-01 |  | 1997-03-01 |  | Removed from Ground | Gas (Historical Use) | 6000 | Steel-Impressed Current | 1987-01-01 | Steel (Impressed Current) | Pressurized
GRANDS 14 | 43 DALLAS NEBO RD | DALLAS | Paulding | 9110039 | 1 |  | 1987-11-04 |  | 1987-11-04 |  | Removed from Ground | Kerosene | 1000 | Cathodically Protected Steel | 1987-11-04 | Fiberglass Reinforced Plastic | Pressurized
PINE VALLEY COUNTRY STORE | 265 PINE VALLEY RD | HIRAM | Paulding | 9110040 | 1 | Ball Float | 1995-09-01 | FALSE | 1995-09-01 | FALSE | Currently in Use | Regular | 8000 | Composite | 1995-09-01 | Fiberglass Reinforced Plastic | Pressurized
PINE VALLEY COUNTRY STORE | 265 PINE VALLEY RD | HIRAM | Paulding | 9110040 | 2 | Ball Float | 1995-09-01 | FALSE | 1995-09-01 | FALSE | Currently in Use | Premium | 6000 | Composite | 1995-09-01 | Fiberglass Reinforced Plastic | Pressurized
PINE VALLEY COUNTRY STORE | 265 PINE VALLEY RD | HIRAM | Paulding | 9110040 | 3 |  |  | FALSE |  | FALSE | Removed from Ground | Gas (Historical Use) | 1000 |  | 1995-10-25
PINE VALLEY COUNTRY STORE | 265 PINE VALLEY RD | HIRAM | Paulding | 9110040 | 4 |  |  | FALSE |  | FALSE | Removed from Ground | Gas (Historical Use) | 1000 |  | 1995-10-25
PINE VALLEY COUNTRY STORE | 265 PINE VALLEY RD | HIRAM | Paulding | 9110040 | 5 |  |  | FALSE |  | FALSE | Removed from Ground | Gas (Historical Use) | 500 |  | 1995-10-25
PINE VALLEY COUNTRY STORE | 265 PINE VALLEY RD | HIRAM | Paulding | 9110040 | 6 | Flapper Valve | 1995-09-01 | FALSE | 1995-09-01 | FALSE | Currently in Use | Diesel | 1000 | Composite | 1995-09-01 | Fiberglass Reinforced Plastic | Safe Suction (Euro)
HEADRICK INSULATION INC | 201 WHITE PK DRIVE | DALLAS | Paulding | 9110041 | 1 |  | 1994-06-20 | FALSE | 1994-06-20 | FALSE | Temporarily out of use | Gas (Historical Use) | 3000 | Fiberglass | 1994-06-20 | Fiberglass Reinforced Plastic | Safe Suction (Euro)
PAULDING BAPTIST CHURCH | 2135 ATLANTA HWY | HIRAM | Paulding | 9110042 | 1 | [5 empty] | Removed from Ground | Gas (Historical Use) | 3000 | Marked Unknown | 1995-11-27 | Unknown
PAULDING BAPTIST CHURCH | 2135 ATLANTA HWY | HIRAM | Paulding | 9110042 | 2 | [5 empty] | Removed from Ground | Gas (Historical Use) | 10000 | Marked Unknown | 1995-11-27 | Unknown
THOMAS CONCRETE OF GA INC-HIRAM | 1133 ROSEDALE DR | HIRAM | Paulding | 9110043 | 1 | Flapper Valve | 1995-08-01 | FALSE | 1995-08-01 | FALSE | Currently in Use | Diesel | 10000 | Fiberglass | 1995-08-01 | Fiberglass Reinforced Plastic | Safe Suction (Euro)
PAULDING COUNTY DEPT OF TRANSPOR | 1544 N INDUSTRIAL BLVD | DALLAS | Paulding | 9110044 | 1 | [5 empty] | Removed from Ground | Gas (Historical Use) | 1000 | Bare Steel | 1995-12-01 | Bare Steel | Gravity Fed
PAULDING COUNTY DEPT OF TRANSPOR | 1544 N INDUSTRIAL BLVD | DALLAS | Paulding | 9110044 | 2 | [5 empty] | Removed from Ground | Gas (Historical Use) | 10000 | Bare Steel | 1995-12-01 | Bare Steel | Gravity Fed
PAULDING COUNTY DEPT OF TRANSPOR | 1544 N INDUSTRIAL BLVD | DALLAS | Paulding | 9110044 | 3 | [5 empty] | Removed from Ground | Gas (Historical Use) | 1000 | Bare Steel | 1995-12-01 | Bare Steel | Gravity Fed
PAULDING COUNTY DEPT OF TRANSPOR | 1544 N INDUSTRIAL BLVD | DALLAS | Paulding | 9110044 | 4 | [5 empty] | Removed from Ground | Diesel | 8000 | Bare Steel | 1995-12-01 | Bare Steel | Gravity Fed
PAULDING COUNTY DEPT OF TRANSPOR | 1544 N INDUSTRIAL BLVD | DALLAS | Paulding | 9110044 | 5 |  |  | TRUE |  | TRUE | Removed from Ground | Used Oil | 10000 | Bare Steel | 1995-12-01 | Bare Steel | Gravity Fed
PAULDING COUNTY BOARD OF COMMISS | 95 INDUSTRIAL WAY N | DALLAS | Paulding | 9110045 | 1 |  |  | FALSE |  | FALSE | Removed from Ground |  | 3000
PAULDING COUNTY BOARD OF COMMISS | 95 INDUSTRIAL WAY N | DALLAS | Paulding | 9110045 | 2 | Ball Float | 1996-03-08 | FALSE | 1996-03-08 | FALSE | Currently in Use | Regular | 12000 | Fiberglass Double Walled | 1996-01-15 | Fiberglass Reinforced Plastic | Pressurized
PAULDING COUNTY BOARD OF COMMISS | 95 INDUSTRIAL WAY N | DALLAS | Paulding | 9110045 | 3 | Ball Float | 1996-03-08 | FALSE | 1996-03-08 | FALSE | Currently in Use | Diesel | 12000 | Fiberglass Double Walled | 1996-01-15 | Fiberglass Reinforced Plastic | Pressurized
PAULDING COUNTY WATER AUTHORITY | 1225 MACLAND RD | DALLAS | Paulding | 9110048 | 1 | [5 empty] | Removed from Ground | Gas (Historical Use) | 1000 | Bare Steel | 1986-01-01 | Galvanized Steel | Suction (American)
PAULDING COUNTY WATER AUTHORITY | 1225 MACLAND RD | DALLAS | Paulding | 9110048 | 2A |  | 1999-01-01 | FALSE | 1999-01-01 | FALSE | Removed from Ground | Gas (Historical Use) | 2000 | Fiberglass | 1999-01-25 | Fiberglass Reinforced Plastic | Suction (American)
PAULDING COUNTY WATER AUTHORITY | 1225 MACLAND RD | DALLAS | Paulding | 9110048 | 2B |  | 1999-01-01 | FALSE | 1999-01-01 | FALSE | Removed from Ground | Diesel | 2000 | Fiberglass | 1999-01-25 | Fiberglass Reinforced Plastic | Suction (American)
QUIKYS | 7034 VILLA RICA HWY | DALLAS | Paulding | 9110050 | 1 | Ball Float | 1996-03-01 | FALSE | 1996-03-01 | FALSE | Currently in Use | Premium | 10000 | Fiberglass | 1996-03-01 | Fiberglass Reinforced Plastic | Pressurized
QUIKYS | 7034 VILLA RICA HWY | DALLAS | Paulding | 9110050 | 2 | Ball Float | 1996-03-01 | FALSE | 1996-03-01 | FALSE | Currently in Use | Regular | 8000 | Fiberglass | 1996-03-01 | Fiberglass Reinforced Plastic | Pressurized
QUIKYS | 7034 VILLA RICA HWY | DALLAS | Paulding | 9110050 | 3 | Ball Float | 1996-03-01 | FALSE | 1996-03-01 | FALSE | Currently in Use | Diesel | 4000 | Fiberglass | 1996-03-01 | Fiberglass Reinforced Plastic | Pressurized
QUIKYS | 7034 VILLA RICA HWY | DALLAS | Paulding | 9110050 | 4 | Ball Float | 1996-03-01 |  | 1996-03-01 |  | Removed from Ground | Kerosene | 1000 | Fiberglass | 1996-03-01 | Fiberglass Reinforced Plastic | Pressurized
PAULDING COUNTY SHERIFF (FORMER | 329 JOHNSTON STREET | DALLAS | Paulding | 9110051 | 1 | [5 empty] | Removed from Ground | Gas (Historical Use) | 1000 | Not Marked/Unknown | 1996-05-01 | Not Marked
FORMER SERVICE STATION | 551 HARDEE STREET | DALLAS | Paulding | 9110052 | 1 | [5 empty] | Permanently Out of Use - historical purposes | Gas (Historical Use) | 0 | Not Marked/Unknown |  | Not Marked
DIAMOND FOOD MART | 2529 BROWNSVILLE RD | POWDER SPRINGS | Paulding | 9110053 | 1 | Flapper Valve | 1999-02-06 | FALSE | 1997-03-01 | FALSE | Removed from Ground | Gas (Historical Use) | 3000 | Steel-Impressed Current | 1985-01-01 | Steel (Impressed Current) | Safe Suction (Euro)
DIAMOND FOOD MART | 2529 BROWNSVILLE RD | POWDER SPRINGS | Paulding | 9110053 | 2 | Flapper Valve | 1999-02-06 | FALSE | 1997-03-01 | FALSE | Removed from Ground | Gas (Historical Use) | 3000 | Steel-Impressed Current | 1985-01-01 | Steel (Impressed Current) | Safe Suction (Euro)
DIAMOND FOOD MART | 2529 BROWNSVILLE RD | POWDER SPRINGS | Paulding | 9110053 | 3 | Flapper Valve | 1999-02-06 | FALSE | 1997-03-01 | FALSE | Removed from Ground | Gas (Historical Use) | 3000 | Steel-Impressed Current | 1985-01-01 | Steel (Impressed Current) | Safe Suction (Euro)
DIAMOND FOOD MART | 2529 BROWNSVILLE RD | POWDER SPRINGS | Paulding | 9110053 | 4 | Overfill Alarm | 2010-04-01 | FALSE | 2010-04-01 | FALSE | Currently in Use | Regular | 12000 | Fiberglass Double Walled | 2010-02-15 | Double-Walled Fiberglass | Pressurized
DIAMOND FOOD MART | 2529 BROWNSVILLE RD | POWDER SPRINGS | Paulding | 9110053 | 5 | Overfill Alarm | 2010-04-01 | FALSE | 2010-04-01 | FALSE | Currently in Use | Premium | 4000 | Fiberglass Double Walled | 2010-02-15 | Double-Walled Fiberglass | Pressurized
DIAMOND FOOD MART | 2529 BROWNSVILLE RD | POWDER SPRINGS | Paulding | 9110053 | 6 | Overfill Alarm | 2010-04-01 | FALSE | 2010-04-01 | FALSE | Currently in Use | Diesel | 4000 | Fiberglass Double Walled | 2010-02-15 | Double-Walled Fiberglass | Pressurized
RaceTrac #610 - Hiram | 4597 JIMMY LEE SMITH PKWY | HIRAM | Paulding | 9110054 | 1 | Overfill Alarm | 1997-12-06 | FALSE | 1997-12-06 | FALSE | Currently in Use | Regular | 15000 | Composite Double Walled | 1997-12-06 | Double-Walled Fiberglass | Pressurized
RaceTrac #610 - Hiram | 4597 JIMMY LEE SMITH PKWY | HIRAM | Paulding | 9110054 | 2 | Overfill Alarm | 1997-12-06 | FALSE | 1997-12-06 | FALSE | Currently in Use | Diesel | 12000 | Composite Double Walled | 1997-12-06 | Double-Walled Fiberglass | Pressurized
RaceTrac #610 - Hiram | 4597 JIMMY LEE SMITH PKWY | HIRAM | Paulding | 9110054 | 3 | Overfill Alarm | 1997-12-06 | FALSE | 1997-12-06 | FALSE | Currently in Use | Premium | 12000 | Composite Double Walled | 1997-12-06 | Double-Walled Fiberglass | Pressurized
MOUNTAIN EXPRESS #231 | 2536 MARIETTA HWY | DALLAS | Paulding | 9110055 | 6701 | Ball Float | 1997-10-01 | FALSE | 1997-10-01 | FALSE | Currently in Use | Premium | 15000 | Composite | 1997-10-01 | Fiberglass Reinforced Plastic | Pressurized
MOUNTAIN EXPRESS #231 | 2536 MARIETTA HWY | DALLAS | Paulding | 9110055 | 6702 | Ball Float | 1997-10-01 | FALSE | 1997-10-01 | FALSE | Currently in Use | Regular | 10000 | Composite | 1997-10-01 | Fiberglass Reinforced Plastic | Pressurized
CIRCLE M FOOD SHOP #55 | 1238 MARIETTA HWY | DALLAS | Paulding | 9110056 | 1 | Ball Float | 1998-10-06 | FALSE | 1998-10-06 | FALSE | Currently in Use | Plus | 10000 | Fiberglass Double Walled |  | Double-Walled Fiberglass | Pressurized
CIRCLE M FOOD SHOP #55 | 1238 MARIETTA HWY | DALLAS | Paulding | 9110056 | 2 | Ball Float | 1998-10-06 | FALSE | 1998-10-06 | FALSE | Currently in Use | Regular | 10000 | Fiberglass Double Walled |  | Double-Walled Fiberglass | Pressurized
CIRCLE M FOOD SHOP #55 | 1238 MARIETTA HWY | DALLAS | Paulding | 9110056 | 3 | Ball Float | 1998-10-06 | FALSE | 1998-10-06 | FALSE | Currently in Use | Premium | 10000 | Fiberglass Double Walled |  | Double-Walled Fiberglass | Pressurized
CIRCLE M FOOD SHOP #55 | 1238 MARIETTA HWY | DALLAS | Paulding | 9110056 | 4 | Ball Float | 2011-12-01 | FALSE | 2011-12-01 | FALSE | Currently in Use | Diesel | 10000 | Composite Double Walled | 2011-12-01 | Double-Walled Fiberglass | Pressurized
S & S FOOD MART | 4854 MACLAND RD | HIRAM | Paulding | 9110057 | 1 |  | 1997-11-07 | FALSE | 1997-11-07 | FALSE | Currently in Use | Regular | 10000 | Epoxy | 1997-11-07 | Fiberglass Reinforced Plastic | Pressurized
S & S FOOD MART | 4854 MACLAND RD | HIRAM | Paulding | 9110057 | 2 |  | 1997-11-07 | FALSE | 1997-11-07 | FALSE | Currently in Use | Premium | 3000 | Epoxy | 1997-11-07 | Fiberglass Reinforced Plastic | Pressurized
S & S FOOD MART | 4854 MACLAND RD | HIRAM | Paulding | 9110057 | 3 |  | 1997-11-07 | FALSE | 1997-11-07 | FALSE | Currently in Use | Diesel | 6000 | Epoxy | 1997-11-07 | Fiberglass Reinforced Plastic | Pressurized
SOUTHERN SHELL | 5329 WENDY BAGWELL PKWY | HIRAM | Paulding | 9110058 | 1 |  | 1996-12-01 |  | 1996-12-01 |  | Removed from Ground | Gas (Historical Use) | 10000 | Fiberglass | 1996-12-01 | Fiberglass Reinforced Plastic | Pressurized
SOUTHERN SHELL | 5329 WENDY BAGWELL PKWY | HIRAM | Paulding | 9110058 | 2 |  | 1996-12-01 |  | 1996-12-01 |  | Removed from Ground | Gas (Historical Use) | 8000 | Fiberglass | 1996-12-01 | Fiberglass Reinforced Plastic | Pressurized
SOUTHERN SHELL | 5329 WENDY BAGWELL PKWY | HIRAM | Paulding | 9110058 | 3 |  | 1996-12-01 |  | 1996-12-01 |  | Removed from Ground | Diesel | 8000 | Fiberglass | 1996-12-01 | Fiberglass Reinforced Plastic | Pressurized
PAULDING CONCRETE | 102 INDUSTRIAL DR | DALLAS | Paulding | 9110059 | 1 | [5 empty] | Removed from Ground | Diesel | 6000 | Bare Steel | 2000-01-21 | Bare Steel
PAULDING CONCRETE | 102 INDUSTRIAL DR | DALLAS | Paulding | 9110059 | 2 | [5 empty] | Removed from Ground | Diesel | 1000 | Bare Steel | 2000-01-21 | Bare Steel
WAYNE DAVIS CONCRETE CO | 6570 MULBERRY ROCK RD | DALLAS | Paulding | 9071040 | 1 |  | 1998-12-15 | FALSE | 1998-12-15 | FALSE | Currently in Use | Diesel | 12000 | Fiberglass | 1998-12-15 | Double-Walled Fiberglass | Pressurized
GRANDS XXI (21) #43 | 4689 RIDGE ROAD | DOUGLASVILLE | Paulding | 9048080 | 1 | Ball Float | 1996-04-01 |  | 1996-04-01 |  | Currently in Use | Gas (Historical Use) | 10000 | Epoxy | 1996-04-01 | Double Walled | Pressurized
GRANDS XXI (21) #43 | 4689 RIDGE ROAD | DOUGLASVILLE | Paulding | 9048080 | 2 | Ball Float | 1996-04-01 |  | 1996-04-01 |  | Currently in Use | Gas (Historical Use) | 8000 | Epoxy | 1996-04-01 | Double Walled | Pressurized
GRANDS XXI (21) #43 | 4689 RIDGE ROAD | DOUGLASVILLE | Paulding | 9048080 | 3 | Ball Float | 1996-04-01 |  | 1996-04-01 |  | Currently in Use | Diesel | 6000 | Epoxy | 1996-04-01 | Double Walled | Pressurized
GRANDS XXI (21) #43 | 4689 RIDGE ROAD | DOUGLASVILLE | Paulding | 9048080 | 4 | Ball Float | 1996-04-01 |  | 1996-04-01 |  | Currently in Use | Gas (Historical Use) | 2000 | Epoxy | 1996-04-01 | Double Walled | Pressurized
GA DOT #10606/PAULDING CO MAINT | 2890 N INDUSTRIAL PARK BLVD | DALLAS | Paulding | 1100001 | 606D1 | [5 empty] | Removed from Ground | Diesel | 1050 | Bare Steel | 1961-05-05 | Galvanized Steel | Safe Suction (Euro)
GA DOT #10606/PAULDING CO MAINT | 2890 N INDUSTRIAL PARK BLVD | DALLAS | Paulding | 1100001 | 606G1 | [5 empty] | Removed from Ground | Gas (Historical Use) | 1000 | Cathodically Protected Steel | 1988-01-01 | Cathodically Protected | Safe Suction (Euro)
GA FC PAULDING CIT UNIT | HWY 278 WEST | DALLAS | Paulding | 1100003 | 1 | [5 empty] | Removed from Ground | Gas (Historical Use) | 560 | Bare Steel | 1977-04-24 | Galvanized Steel
GA FC PAULDING CIT UNIT | HWY 278 WEST | DALLAS | Paulding | 1100003 | 2 | [5 empty] | Removed from Ground | Empty | 560 | Marked Unknown | 1956-04-29 | Unknown
GA FC PAULDING CIT UNIT | HWY 278 WEST | DALLAS | Paulding | 1100003 | 3 | [5 empty] | Removed from Ground | Empty | 330 | Marked Unknown | 1956-04-29 | Unknown
ALS EXXON FOOD MART | 30 HIGHWAY 101 NORTH | DALLAS | Paulding | 1100004 | 1 | Flapper Valve | 1999-03-18 | FALSE | 1999-03-18 | FALSE | Removed from Ground |  | 2000 | Steel-Impressed Current | 2014-04-25 | Cathodically Protected | Safe Suction (Euro)
ALS EXXON FOOD MART | 30 HIGHWAY 101 NORTH | DALLAS | Paulding | 1100004 | 2 |  | 1999-03-18 |  | 1999-03-18 |  | Removed from Ground | Gas (Historical Use) | 2000 | Steel-Impressed Current | 1971-04-25 | Cathodically Protected | Safe Suction (Euro)
ALS EXXON FOOD MART | 30 HIGHWAY 101 NORTH | DALLAS | Paulding | 1100004 | 3 |  | 1999-03-18 | FALSE | 1999-03-18 | FALSE | Removed from Ground |  | 2000 | Steel-Impressed Current | 2014-04-25 | Cathodically Protected | Safe Suction (Euro)
ALS EXXON FOOD MART | 30 HIGHWAY 101 NORTH | DALLAS | Paulding | 1100004 | 4A |  | 2017-06-01 | FALSE | 2017-06-07 | FALSE | Currently in Use | Gas (Historical Use) | 12000 | Tank Jacket Double Walled | 2017-06-01 | Double-Walled Fiberglass | Pressurized
ALS EXXON FOOD MART | 30 HIGHWAY 101 NORTH | DALLAS | Paulding | 1100004 | 4B |  | 2017-06-01 | FALSE | 2017-06-01 | FALSE | Currently in Use | Gas (Historical Use) | 4000 | Tank Jacket Double Walled | 2017-06-01 | Double-Walled Fiberglass | Pressurized
ALS EXXON FOOD MART | 30 HIGHWAY 101 NORTH | DALLAS | Paulding | 1100004 | 4C |  | 2017-06-01 | FALSE | 2017-06-01 | FALSE | Currently in Use | Diesel | 4000 | Tank Jacket Double Walled | 2017-06-01 | Double-Walled Fiberglass | Pressurized
ALS EXXON FOOD MART | 30 HIGHWAY 101 NORTH | DALLAS | Paulding | 1100004 | 5A |  | 2017-06-01 | FALSE | 2017-06-01 | FALSE | Currently in Use | Diesel | 2000 | Tank Jacket Double Walled | 2017-06-01 | Double-Walled Fiberglass | Pressurized
ALS EXXON FOOD MART | 30 HIGHWAY 101 NORTH | DALLAS | Paulding | 1100004 | 5B |  | 2017-06-01 | FALSE | 2017-06-01 | FALSE | Currently in Use | Kerosene | 2000 | Tank Jacket Double Walled | 2017-06-01 | Double-Walled Fiberglass | Pressurized
E&S SERVICE STATION | 4957 HIRAM ACWORTH HWY | HIRAM | Paulding | 1100011 | 1 | [5 empty] | Removed from Ground | Gas (Historical Use) | 6000 | Bare Steel | 1975-03-03 | Galvanized Steel | Suction (American)
E&S SERVICE STATION | 4957 HIRAM ACWORTH HWY | HIRAM | Paulding | 1100011 | 2 | [5 empty] | Removed from Ground | Diesel | 6000 | Bare Steel | 1975-03-03 | Galvanized Steel | Suction (American)
E&S SERVICE STATION | 4957 HIRAM ACWORTH HWY | HIRAM | Paulding | 1100011 | 3 | [5 empty] | Removed from Ground | Gas (Historical Use) | 6000 | Bare Steel | 1975-03-03 | Galvanized Steel | Suction (American)
PAULDING COUNTY SCHOOL SYSTEM | 522 HARDEE ST | DALLAS | Paulding | 1100013 | 1 |  |  | FALSE |  | FALSE | Removed from Ground | Gas (Historical Use) | 15500 | Bare Steel | 1974-01-17 |  | Pressurized
PAULDING COUNTY SCHOOL SYSTEM | 522 HARDEE ST | DALLAS | Paulding | 1100013 | 2 | Overfill Alarm | 1997-07-01 | FALSE | 1997-07-01 | FALSE | Currently in Use | Regular | 10000 | Steel-Impressed Current | 1978-01-16 | Double-Walled Fiberglass | Safe Suction (Euro)
PAULDING COUNTY SCHOOL SYSTEM | 522 HARDEE ST | DALLAS | Paulding | 1100013 | 3 |  |  | FALSE |  | FALSE | Removed from Ground | Gas (Historical Use) | 5000 | Bare Steel | 1982-01-15
PAULDING COUNTY SCHOOL SYSTEM | 522 HARDEE ST | DALLAS | Paulding | 1100013 | 4 |  |  | TRUE |  | TRUE | Removed from Ground | Used Oil | 500 | Bare Steel | 1974-01-17 | Double-Walled Fiberglass
PAULDING COUNTY SCHOOL SYSTEM | 522 HARDEE ST | DALLAS | Paulding | 1100013 | 4A |  |  | TRUE |  | TRUE | Removed from Ground | Diesel | 500 | Epoxy | 1993-07-07 | Fiberglass Reinforced Plastic | Pressurized
PAULDING COUNTY SCHOOL SYSTEM | 522 HARDEE ST | DALLAS | Paulding | 1100013 | 5 | Overfill Alarm | 1997-08-01 | FALSE | 1997-08-01 | FALSE | Currently in Use | Diesel | 12000 | Epoxy | 1997-08-01 | Fiberglass Reinforced Plastic | Pressurized
CHEVRON FOOD MART | 1980 HIRAM DOUGLAS HWY | HIRAM | Paulding | 1100017 | 1 | Ball Float | 1991-06-01 | FALSE | 1991-06-01 | FALSE | Removed from Ground | Gas (Historical Use) | 4000 | Steel-Impressed Current | 1973-04-18 | Steel (Impressed Current) | Safe Suction (Euro)
CHEVRON FOOD MART | 1980 HIRAM DOUGLAS HWY | HIRAM | Paulding | 1100017 | 2 | Ball Float | 1991-06-01 | FALSE | 1991-06-01 | FALSE | Removed from Ground | Gas (Historical Use) | 3000 | Steel-Impressed Current | 1973-04-18 | Steel (Impressed Current) | Safe Suction (Euro)
CHEVRON FOOD MART | 1980 HIRAM DOUGLAS HWY | HIRAM | Paulding | 1100017 | 3 | Ball Float | 1991-06-01 | FALSE | 1991-06-01 | FALSE | Removed from Ground | Gas (Historical Use) | 4000 | Steel-Impressed Current | 1973-04-18 | Steel (Impressed Current) | Safe Suction (Euro)
DALLAS SUPER CENTER #37 | 4088 MARIETTA HWY | DALLAS | Paulding | 1100019 | 1 |  | 1998-07-01 |  | 1998-07-01 |  | Removed from Ground | Gas (Historical Use) | 10000 | Steel-Impressed Current | 1984-05-01 | Double Walled | Pressurized
DALLAS SUPER CENTER #37 | 4088 MARIETTA HWY | DALLAS | Paulding | 1100019 | 2 |  | 1998-07-01 |  | 1998-07-01 |  | Removed from Ground | Gas (Historical Use) | 8000 | Steel-Impressed Current | 1984-05-01 | Double Walled | Pressurized
DALLAS SUPER CENTER #37 | 4088 MARIETTA HWY | DALLAS | Paulding | 1100019 | 3 |  | 1998-07-01 |  | 1998-07-01 |  | Removed from Ground | Gas (Historical Use) | 8000 | Steel-Impressed Current | 1984-05-01 | Double Walled | Pressurized
DALLAS MARKET | 2634 BOBO RD | DALLAS | Paulding | 1100020 | 1 |  |  | FALSE |  | FALSE | Removed from Ground |  | 6000 | Bare Steel | 1976-05-03 | Galvanized Steel
DALLAS MARKET | 2634 BOBO RD | DALLAS | Paulding | 1100020 | 2 |  |  | FALSE |  | FALSE | Removed from Ground |  | 4000 | Bare Steel | 1976-11-06 | Galvanized Steel
DALLAS MARKET | 2634 BOBO RD | DALLAS | Paulding | 1100020 | 3 |  |  | FALSE |  | FALSE | Removed from Ground |  | 4000 | Bare Steel | 1976-05-03 | Galvanized Steel
DALLAS MARKET | 2634 BOBO RD | DALLAS | Paulding | 1100020 | 4 |  | 1987-11-04 | FALSE | 1987-11-04 | FALSE | Currently in Use | Regular | 10120 | Composite | 1987-11-04 | Fiberglass Reinforced Plastic | Safe Suction (Euro)
DALLAS MARKET | 2634 BOBO RD | DALLAS | Paulding | 1100020 | 5 |  | 1987-11-04 | FALSE | 1987-11-04 | FALSE | Currently in Use | Premium | 8021 | Composite | 1987-11-04 | Fiberglass Reinforced Plastic | Safe Suction (Euro)
DALLAS MARKET | 2634 BOBO RD | DALLAS | Paulding | 1100020 | 6 | Ball Float | 1987-11-04 | FALSE | 1987-11-04 | FALSE | Currently in Use | Diesel | 8021 | Composite | 1987-11-04 | Fiberglass Reinforced Plastic | Safe Suction (Euro)
GRANDS VI | 1600 HIRAM DOUGLASVILLE HWY | HIRAM | Paulding | 1100021 | 1 |  | 1995-06-01 |  | 1995-06-01 |  | Removed from Ground | Gas (Historical Use) | 10000 | Bare Steel | 1981-05-02 | Galvanized Steel
GRANDS VI | 1600 HIRAM DOUGLASVILLE HWY | HIRAM | Paulding | 1100021 | 2 | [5 empty] | Removed from Ground | Gas (Historical Use) | 8000 | Bare Steel | 1981-05-02 | Galvanized Steel
GRANDS VI | 1600 HIRAM DOUGLASVILLE HWY | HIRAM | Paulding | 1100021 | 3 | [5 empty] | Removed from Ground | Gas (Historical Use) | 8000 | Bare Steel | 1981-05-02 | Galvanized Steel
GRANDS VI | 1600 HIRAM DOUGLASVILLE HWY | HIRAM | Paulding | 1100021 | 4 | Ball Float | 1995-06-01 | FALSE | 1995-06-01 | FALSE | Currently in Use | Regular | 12000 | Composite | 1995-06-01 | Double-Walled Flex | Pressurized
GRANDS VI | 1600 HIRAM DOUGLASVILLE HWY | HIRAM | Paulding | 1100021 | 5 |  | 1995-06-01 |  | 1995-06-01 |  | Removed from Ground | Gas (Historical Use) | 10000 | Composite | 1995-06-01 | Double Walled | Pressurized
GRANDS VI | 1600 HIRAM DOUGLASVILLE HWY | HIRAM | Paulding | 1100021 | 6A | Ball Float | 2010-04-01 | FALSE | 2010-04-01 | FALSE | Currently in Use | Premium | 8000 | Composite Double Walled | 2010-04-01 | Double-Walled Flex | Pressurized
GRANDS VI | 1600 HIRAM DOUGLASVILLE HWY | HIRAM | Paulding | 1100021 | 6B | Ball Float | 2010-04-01 | FALSE | 2010-04-01 | FALSE | Currently in Use | Diesel | 6000 | Composite Double Walled | 2010-04-01 | Double-Walled Flex | Pressurized
DALLAS FOOD MART | 758 VILLA RICA HWY | DALLAS | Paulding | 1100022 | 1 | [5 empty] | Removed from Ground | Gas (Historical Use) | 8000 | Bare Steel | 1976-05-03 | Galvanized Steel
DALLAS FOOD MART | 758 VILLA RICA HWY | DALLAS | Paulding | 1100022 | 2 | [5 empty] | Removed from Ground | Gas (Historical Use) | 8000 | Bare Steel | 1976-05-03 | Galvanized Steel
DALLAS FOOD MART | 758 VILLA RICA HWY | DALLAS | Paulding | 1100022 | 3 | [5 empty] | Removed from Ground | Gas (Historical Use) | 8000 | Bare Steel | 1976-05-03 | Galvanized Steel
DALLAS FOOD MART | 758 VILLA RICA HWY | DALLAS | Paulding | 1100022 | 4 | Ball Float | 1990-05-01 | FALSE | 1990-05-01 | FALSE | Currently in Use | Regular | 8000 | Composite | 1990-05-01 | Fiberglass Reinforced Plastic | Pressurized
DALLAS FOOD MART | 758 VILLA RICA HWY | DALLAS | Paulding | 1100022 | 5 | Ball Float | 1990-05-01 | FALSE | 1990-05-01 | FALSE | Currently in Use | Premium | 8000 | Composite | 1990-05-01 | Fiberglass Reinforced Plastic | Pressurized
DALLAS FOOD MART | 758 VILLA RICA HWY | DALLAS | Paulding | 1100022 | 6 | Ball Float | 1990-05-01 | FALSE | 1990-05-01 | FALSE | Currently in Use | Diesel | 10000 | Composite | 1990-05-01 | Fiberglass Reinforced Plastic | Pressurized
SUPREME AUTO | 601 W MEMORIAL DR | DALLAS | Paulding | 1100023 | 1 | [5 empty] | Removed from Ground | Gas (Historical Use) | 3000 | Bare Steel | 1951-04-04 | Galvanized Steel
SUPREME AUTO | 601 W MEMORIAL DR | DALLAS | Paulding | 1100023 | 2 | [5 empty] | Removed from Ground | Gas (Historical Use) | 3000 | Bare Steel | 1951-04-04 | Galvanized Steel
SUPREME AUTO | 601 W MEMORIAL DR | DALLAS | Paulding | 1100023 | 3 | [5 empty] | Removed from Ground | Gas (Historical Use) | 3000 | Bare Steel | 1951-04-04 | Galvanized Steel
SUPREME AUTO | 601 W MEMORIAL DR | DALLAS | Paulding | 1100023 | 4 | [5 empty] | Removed from Ground | Gas (Historical Use) | 3000 | Bare Steel | 1951-04-04 | Galvanized Steel
SUPREME AUTO | 601 W MEMORIAL DR | DALLAS | Paulding | 1100023 | 5 |  |  | TRUE |  | TRUE | Removed from Ground | Used Oil | 500 | Bare Steel | 1951-04-04 | Galvanized Steel
SUPREME AUTO | 601 W MEMORIAL DR | DALLAS | Paulding | 1100023 | 6 |  | 1989-10-25 |  | 1989-10-25 |  | Temporarily out of use | Gas (Historical Use) | 4000 | Galvanic (STIP-3) | 1989-10-25 | Fiberglass Reinforced Plastic | Suction (American)
SUPREME AUTO | 601 W MEMORIAL DR | DALLAS | Paulding | 1100023 | 7 |  | 1989-10-25 |  | 1989-10-25 |  | Temporarily out of use | Gas (Historical Use) | 4000 | Galvanic (STIP-3) | 1989-10-25 | Fiberglass Reinforced Plastic | Suction (American)
SUPREME AUTO | 601 W MEMORIAL DR | DALLAS | Paulding | 1100023 | 8 |  | 1989-10-25 |  | 1989-10-25 |  | Temporarily out of use | Gas (Historical Use) | 4000 | Galvanic (STIP-3) | 1989-10-25 | Fiberglass Reinforced Plastic | Suction (American)
KLM Auto Sales | 832 SEABOARD DR | DALLAS | Paulding | 1100024 | 1A |  | 1999-04-01 | FALSE | 1999-04-01 | FALSE | Temporarily out of use | Gas (Historical Use) | 12000 | Composite | 1999-04-01 | Fiberglass Reinforced Plastic | Pressurized
KLM Auto Sales | 832 SEABOARD DR | DALLAS | Paulding | 1100024 | 1B |  | 1999-04-01 | FALSE | 1999-04-01 | FALSE | Temporarily out of use | Diesel | 3000 | Composite | 1999-04-01 | Fiberglass Reinforced Plastic | Pressurized
KLM Auto Sales | 832 SEABOARD DR | DALLAS | Paulding | 1100024 | 6 | [5 empty] | Removed from Ground | Gas (Historical Use) | 250 | Not Marked/Unknown | 1998-06-18 | Not Marked
KLM Auto Sales | 832 SEABOARD DR | DALLAS | Paulding | 1100024 | D-3 |  | 1990-01-01 | FALSE | 1990-01-01 | FALSE | Temporarily out of use | Diesel | 2000 | Galvanic (STIP-3) | 1990-01-01 | Fiberglass Reinforced Plastic | Safe Suction (Euro)
KLM Auto Sales | 832 SEABOARD DR | DALLAS | Paulding | 1100024 | K-2 |  | 1990-01-01 |  | 1990-01-01 |  | Removed from Ground | Kerosene | 1500 | Cathodically Protected Steel | 1989-01-01 | Galvanized Steel | Suction (American)
KLM Auto Sales | 832 SEABOARD DR | DALLAS | Paulding | 1100024 | UL-1 | [5 empty] | Removed from Ground | Gas (Historical Use) | 2000 | Bare Steel | 1978-01-01 | Galvanized Steel | Suction (American)
PLEASANT HILL COUNTRY STORE | 5600 BROWNSVILLE ROAD | POWDER SPRINGS | Paulding | 1100025 | 1 | [5 empty] | Permanently Out of Use - historical purposes | Gas (Historical Use) | 2000 | Bare Steel | 1973-05-03 | Galvanized Steel
PLEASANT HILL COUNTRY STORE | 5600 BROWNSVILLE ROAD | POWDER SPRINGS | Paulding | 1100025 | 2 | [5 empty] | Permanently Out of Use - historical purposes | Gas (Historical Use) | 500 | Bare Steel | 1949-05-09 | Galvanized Steel
PLEASANT HILL COUNTRY STORE | 5600 BROWNSVILLE ROAD | POWDER SPRINGS | Paulding | 1100025 | 3 | [5 empty] | Permanently Out of Use - historical purposes | Gas (Historical Use) | 500 | Bare Steel | 1949-05-09 | Galvanized Steel
PLEASANT HILL COUNTRY STORE | 5600 BROWNSVILLE ROAD | POWDER SPRINGS | Paulding | 1100025 | 4 | [5 empty] | Permanently Out of Use - historical purposes | Gas (Historical Use) | 1000 | Bare Steel | 1973-05-03 | Galvanized Steel
PLEASANT HILL COUNTRY STORE | 5600 BROWNSVILLE ROAD | POWDER SPRINGS | Paulding | 1100025 | 5 | [5 empty] | Permanently Out of Use - historical purposes | Kerosene | 500 | Bare Steel | 1981-05-01 | Galvanized Steel
A&R SHOPPETTE #17 | 6821 CARTERSVILLE HWY | DALLAS | Paulding | 1100027 | 1 |  | 1998-01-14 | FALSE | 1998-01-14 | FALSE | Currently in Use | Gas (Historical Use) | 10000 | Galvanic (STIP-3) | 1979-05-03 | Cathodically Protected | Pressurized
A&R SHOPPETTE #17 | 6821 CARTERSVILLE HWY | DALLAS | Paulding | 1100027 | 2 |  | 1998-01-14 | FALSE | 1998-01-14 | FALSE | Currently in Use | Gas (Historical Use) | 8000 | Galvanic (STIP-3) | 1979-05-03 | Cathodically Protected | Pressurized
A&R SHOPPETTE #17 | 6821 CARTERSVILLE HWY | DALLAS | Paulding | 1100027 | 3 |  | 1998-01-14 | FALSE | 1998-01-14 | FALSE | Currently in Use | Gas (Historical Use) | 8000 | Galvanic (STIP-3) | 1979-05-03 | Cathodically Protected | Pressurized
A&R SHOPPETTE #17 | 6821 CARTERSVILLE HWY | DALLAS | Paulding | 1100027 | 4 |  | 1998-01-14 | FALSE | 1998-01-14 | FALSE | Currently in Use | Diesel | 2000 | Galvanic (STIP-3) | 1979-05-03 | Cathodically Protected | Pressurized
JAMES L WALRAVEN | 155 HARDEE ST | DALLAS | Paulding | 1100028 | 1 | [5 empty] | Closed in Ground | Gas (Historical Use) | 1 | Bare Steel | 1961-01-01 | Bare Steel
JAMES L WALRAVEN | 155 HARDEE ST | DALLAS | Paulding | 1100028 | 2 | [5 empty] | Closed in Ground | Gas (Historical Use) | 1 | Bare Steel | 1961-01-01 | Bare Steel
JAMES L WALRAVEN | 155 HARDEE ST | DALLAS | Paulding | 1100028 | 3 | [5 empty] | Closed in Ground | Gas (Historical Use) | 1 | Bare Steel | 1961-01-01 | Bare Steel
JAMES L WALRAVEN | 155 HARDEE ST | DALLAS | Paulding | 1100028 | 4 | [5 empty] | Closed in Ground | Gas (Historical Use) | 1 | Bare Steel | 1961-01-01 | Bare Steel
CLAYS GROCERY | RT 3 HWY 278 | ROCKMART | Paulding | 1100029 | 1 | [5 empty] | Removed from Ground | Gas (Historical Use) | 560 | Bare Steel | 1969-05-09 | Galvanized Steel | Suction (American)
CLAYS GROCERY | RT 3 HWY 278 | ROCKMART | Paulding | 1100029 | 2 | [5 empty] | Removed from Ground | Gas (Historical Use) | 560 | Bare Steel | 1969-05-09 | Galvanized Steel | Suction (American)
CLAYS GROCERY | RT 3 HWY 278 | ROCKMART | Paulding | 1100029 | 3 | [5 empty] | Removed from Ground | Gas (Historical Use) | 1000 | Bare Steel | 1972-05-08 | Galvanized Steel | Suction (American)
CLAYS GROCERY | RT 3 HWY 278 | ROCKMART | Paulding | 1100029 | 4 | [5 empty] | Removed from Ground | Kerosene | 280 | Bare Steel | 1972-05-08 | Galvanized Steel | Suction (American)
LITTLE BEAR FOOD STORE | 521 HARDEE ST | DALLAS | Paulding | 1100030 | 1 | Ball Float | 1994-11-15 | FALSE | 1994-11-15 | FALSE | Currently in Use | Regular | 8000 | Steel-Impressed Current | 1994-11-30 | Fiberglass Reinforced Plastic | Pressurized
LITTLE BEAR FOOD STORE | 521 HARDEE ST | DALLAS | Paulding | 1100030 | 2 | Ball Float | 1994-11-15 | FALSE | 1994-11-15 | FALSE | Currently in Use | Diesel | 8000 | Steel-Impressed Current | 1994-11-30 | Fiberglass Reinforced Plastic | Pressurized
LITTLE BEAR FOOD STORE | 521 HARDEE ST | DALLAS | Paulding | 1100030 | 3 | Ball Float | 1994-11-15 | FALSE | 1994-11-15 | FALSE | Currently in Use | Premium | 4000 | Steel-Impressed Current | 1994-11-30 | Fiberglass Reinforced Plastic | Pressurized
MARILYN GROCERY | RT 3 HWY 61 | DALLAS | Paulding | 1100031 | 1 | [5 empty] | Removed from Ground | Gas (Historical Use) | 550 | Bare Steel | 1966-05-10 | Galvanized Steel
MARILYN GROCERY | RT 3 HWY 61 | DALLAS | Paulding | 1100031 | 2 | [5 empty] | Removed from Ground | Gas (Historical Use) | 550 | Bare Steel | 1966-05-10 | Galvanized Steel
RACKLEY GROCERY | RT 6 HWY 92 SPUR | DALLAS | Paulding | 1100032 | 1 | [5 empty] | Removed from Ground | Gas (Historical Use) | 2000 | Bare Steel | 1981-05-06 | Galvanized Steel
RACKLEY GROCERY | RT 6 HWY 92 SPUR | DALLAS | Paulding | 1100032 | 2 | [5 empty] | Removed from Ground | Gas (Historical Use) | 1000 | Bare Steel | 1971-05-09 | Galvanized Steel
RACKLEY GROCERY | RT 6 HWY 92 SPUR | DALLAS | Paulding | 1100032 | 3 | [5 empty] | Removed from Ground | Gas (Historical Use) | 1000 | Bare Steel | 1971-05-09 | Galvanized Steel
RODGERS MARKET | 604 WEST MEMORIAL DR | DALLAS | Paulding | 1100033 | 1 | [5 empty] | Removed from Ground | Gas (Historical Use) | 3000 | Bare Steel | 1972-05-08 | Galvanized Steel
RODGERS MARKET | 604 WEST MEMORIAL DR | DALLAS | Paulding | 1100033 | 2 | [5 empty] | Removed from Ground | Gas (Historical Use) | 3000 | Bare Steel | 1972-05-08 | Galvanized Steel
RODGERS MARKET | 604 WEST MEMORIAL DR | DALLAS | Paulding | 1100033 | 3 | [5 empty] | Removed from Ground | Gas (Historical Use) | 3000 | Bare Steel | 1972-05-08 | Galvanized Steel
RODGERS MARKET | 604 WEST MEMORIAL DR | DALLAS | Paulding | 1100033 | 4 | [5 empty] | Removed from Ground | Gas (Historical Use) | 3000 | Bare Steel | 1972-05-08 | Galvanized Steel
SAV-A-LOT | 1275 MERCHANT DR | DALLAS | Paulding | 1100039 | 1 | [5 empty] | Removed from Ground | Gas (Historical Use) | 10000 | Bare Steel | 1980-05-08 | Galvanized Steel
SAV-A-LOT | 1275 MERCHANT DR | DALLAS | Paulding | 1100039 | 2 | [5 empty] | Removed from Ground | Gas (Historical Use) | 8000 | Bare Steel | 1968-05-11 | Galvanized Steel
SAV-A-LOT | 1275 MERCHANT DR | DALLAS | Paulding | 1100039 | 3 | [5 empty] | Removed from Ground | Gas (Historical Use) | 10000 | Cathodically Protected Steel | 1985-05-07 | Galvanized Steel
SAV-A-LOT | 1275 MERCHANT DR | DALLAS | Paulding | 1100039 | 4 | [5 empty] | Removed from Ground | Diesel | 8000 | Bare Steel | 1968-05-11 | Galvanized Steel
SAV-A-LOT | 1275 MERCHANT DR | DALLAS | Paulding | 1100039 | 5 | Ball Float | 1994-12-16 | FALSE | 1994-12-16 | FALSE | Currently in Use | Diesel | 10000 | Composite | 2003-03-26 | Fiberglass Reinforced Plastic | Pressurized
SAV-A-LOT | 1275 MERCHANT DR | DALLAS | Paulding | 1100039 | 6 | Ball Float | 1994-12-16 | FALSE | 1994-12-16 | FALSE | Currently in Use | Regular | 10000 | Composite | 2003-03-26 | Fiberglass Reinforced Plastic | Pressurized
SAV-A-LOT | 1275 MERCHANT DR | DALLAS | Paulding | 1100039 | 7 |  | 1994-12-16 | FALSE | 1994-12-16 | FALSE | Currently in Use | Premium | 10000 | Composite | 2003-03-26 | Fiberglass Reinforced Plastic | Pressurized
SAV-A-LOT | 1275 MERCHANT DR | DALLAS | Paulding | 1100039 | 8 |  | 1994-12-16 | FALSE | 1994-12-16 | FALSE | Currently in Use | Kerosene | 4000 | Composite | 2003-03-26 | Fiberglass Reinforced Plastic | Pressurized
FAST LANE FOODS | 4522 VILLA RICA HWY | DALLAS | Paulding | 1100040 | 1 | Flapper Valve | 1998-04-01 | FALSE | 1998-04-01 | FALSE | Currently in Use | Regular | 6000 |  | 1998-04-01 |  | Pressurized
FAST LANE FOODS | 4522 VILLA RICA HWY | DALLAS | Paulding | 1100040 | 2 | Flapper Valve | 1998-04-01 | FALSE | 1998-04-01 | FALSE | Currently in Use | Regular | 6000 |  | 1998-04-01 |  | Pressurized
FAST LANE FOODS | 4522 VILLA RICA HWY | DALLAS | Paulding | 1100040 | 3 | Flapper Valve | 1998-04-01 | FALSE | 1998-04-01 | FALSE | Currently in Use | Diesel | 2000 |  | 1998-04-01 |  | Pressurized
FAST LANE FOODS | 4522 VILLA RICA HWY | DALLAS | Paulding | 1100040 | 4 | Flapper Valve | 1998-04-01 | FALSE | 1998-04-01 | FALSE | Currently in Use | Premium | 2000 | Steel-Impressed Current | 1998-04-01 |  | Safe Suction (Euro)
FAST LANE FOODS | 4522 VILLA RICA HWY | DALLAS | Paulding | 1100040 | 5 | [5 empty] | Removed from Ground | Kerosene | 550 | Bare Steel | 1974-05-08 | Galvanized Steel | Safe Suction (Euro)
RAIESH MOMIN | 6454 HWY 101 N | ROCKMART | Paulding | 1100042 | 1 | Ball Float | 1998-09-30 | FALSE | 1998-09-30 | FALSE | Currently in Use | Regular | 4000 | Steel-Impressed Current | 1975-05-11 |  | Pressurized
RAIESH MOMIN | 6454 HWY 101 N | ROCKMART | Paulding | 1100042 | 2 | Ball Float | 1998-09-30 | FALSE | 1998-09-30 | FALSE | Currently in Use | Premium | 4000 | Steel-Impressed Current | 1975-05-11 |  | Pressurized
RAIESH MOMIN | 6454 HWY 101 N | ROCKMART | Paulding | 1100042 | 3 | Ball Float | 1998-09-30 | FALSE | 1998-09-30 | FALSE | Currently in Use | Plus | 4000 | Steel-Impressed Current | 1975-05-11 |  | Pressurized
RAIESH MOMIN | 6454 HWY 101 N | ROCKMART | Paulding | 1100042 | 4 | Ball Float | 1998-09-30 | FALSE | 1998-09-30 | FALSE | Currently in Use | Diesel | 8000 | Steel-Impressed Current | 1975-05-11 |  | Pressurized
AT&T | US 278 & SR 101 NW OF DALLAS | YORKVILLE | Paulding | 1100044 | 1 | [5 empty] | Removed from Ground | Diesel | 2000 | Bare Steel | 1966-05-13 | Galvanized Steel
AT&T | US 278 & SR 101 NW OF DALLAS | YORKVILLE | Paulding | 1100044 | 2 | [5 empty] | Removed from Ground | Diesel | 300 | Bare Steel | 1966-05-13 | Galvanized Steel
ELLIS ASTIN GRADING CO INC | 9139 VILLA RICA HWY | VILLA RICA | Paulding | 1100046 | 1 | [5 empty] | Removed from Ground | Diesel | 2000 | Bare Steel | 1980-05-09 | Galvanized Steel | Safe Suction (Euro)
ELLIS ASTIN GRADING CO INC | 9139 VILLA RICA HWY | VILLA RICA | Paulding | 1100046 | 2 |  | 1997-08-21 | FALSE | 1997-08-21 | FALSE | Temporarily out of use | Diesel | 3000 |  | 1996-09-19 | Fiberglass Reinforced Plastic | Suction (American)
ELLIS ASTIN GRADING CO INC | 9139 VILLA RICA HWY | VILLA RICA | Paulding | 1100046 | 3 |  | 1997-08-21 | FALSE | 1997-08-21 | FALSE | Temporarily out of use | Diesel | 3000 |  | 1996-09-19 | Fiberglass Reinforced Plastic | Suction (American)
ELLIS ASTIN GRADING CO INC | 9139 VILLA RICA HWY | VILLA RICA | Paulding | 1100046 | 4 |  | 2000-10-20 | FALSE | 2000-10-20 | FALSE | Temporarily out of use | Gas (Historical Use) | 3000 | Composite | 2000-10-20 | Fiberglass Reinforced Plastic | Suction (American)
SEABOARD SYSTEM RR | MAIN ST | DALLAS | Paulding | 1100048 | 14 | [5 empty] | Removed from Ground | Gas (Historical Use) | 300 | Bare Steel | 1981-05-09 | Bare Steel
SEABOARD SYSTEM RR | MAIN ST | DALLAS | Paulding | 1100048 | 2 | [5 empty] | Removed from Ground | Gas (Historical Use) | 280 | Marked Unknown | 1993-02-15 | Unknown
CSX | NORTH MAIN ST | DALLAS | Paulding | 1100049 | 16 | [5 empty] | Removed from Ground | Gas (Historical Use) | 280 | Bare Steel | 1950-05-17 | Bare Steel
GOLDEN COASTAL | 250 MERCHANTS DR | DALLAS | Paulding | 1100050 | D-2 |  | 1989-09-01 | FALSE | 1989-09-01 | FALSE | Currently in Use | Diesel | 10000 | Steel-Impressed Current | 1974-05-12 | Cathodically Protected | Pressurized
GOLDEN COASTAL | 250 MERCHANTS DR | DALLAS | Paulding | 1100050 | S-3 |  | 1989-09-01 | FALSE | 1989-09-01 | FALSE | Currently in Use | Premium | 4000 | Steel-Impressed Current | 1970-05-12 | Cathodically Protected | Pressurized
GOLDEN COASTAL | 250 MERCHANTS DR | DALLAS | Paulding | 1100050 | UL-1 |  | 1989-09-01 | FALSE | 1989-09-01 | FALSE | Currently in Use | Regular | 10000 | Steel-Impressed Current | 1970-05-12 | Cathodically Protected | Pressurized
PDQ MART/R S POWELL/FLEET #215 | 1730 ATLANTA RD (US HWY 278) | HIRAM | Paulding | 1100053 | MG1 |  | 1993-04-23 |  | 1993-04-23 |  | Removed from Ground | Gas (Historical Use) | 6000 | Bare Steel | 1965-05-01 | Galvanized Steel | Suction (American)
PDQ MART/R S POWELL/FLEET #215 | 1730 ATLANTA RD (US HWY 278) | HIRAM | Paulding | 1100053 | S2 |  | 1993-04-23 |  | 1993-04-23 |  | Removed from Ground | Gas (Historical Use) | 6000 | Bare Steel | 1965-05-01 | Galvanized Steel | Suction (American)
PDQ MART/R S POWELL/FLEET #215 | 1730 ATLANTA RD (US HWY 278) | HIRAM | Paulding | 1100053 | UL3 |  | 1993-04-23 |  | 1993-04-23 |  | Removed from Ground | Gas (Historical Use) | 6000 | Bare Steel | 1965-05-01 | Galvanized Steel | Suction (American)
PDQ MART/R S POWELL/FLEET #215 | 1730 ATLANTA RD (US HWY 278) | HIRAM | Paulding | 1100053 | UL4 |  | 1993-04-23 |  | 1993-04-23 |  | Removed from Ground | Gas (Historical Use) | 4000 | Bare Steel | 1965-05-01 | Galvanized Steel | Suction (American)
DALLAS CHEVRON | 210 EAST MEMORIAL DR | DALLAS | Paulding | 1100057 | 1 | [5 empty] | Removed from Ground | Gas (Historical Use) | 10000 | Bare Steel | 1977-01-03 | Unknown
DALLAS CHEVRON | 210 EAST MEMORIAL DR | DALLAS | Paulding | 1100057 | 2 | [5 empty] | Removed from Ground | Gas (Historical Use) | 2000 | Bare Steel | 1977-01-03 | Unknown
DALLAS CHEVRON | 210 EAST MEMORIAL DR | DALLAS | Paulding | 1100057 | 3 | [5 empty] | Removed from Ground | Gas (Historical Use) | 6000 | Bare Steel | 1977-01-03 | Unknown
DALLAS CHEVRON | 210 EAST MEMORIAL DR | DALLAS | Paulding | 1100057 | 4 | [5 empty] | Removed from Ground | Gas (Historical Use) | 8000 | Bare Steel | 1977-01-03 | Unknown
DIXIE STATION #313 | 608 WEST MEMORIAL DR | DALLAS | Paulding | 1100059 | 1 |  |  | FALSE |  | FALSE | Removed from Ground | Gas (Historical Use) | 1 | Bare Steel | 1976-05-15 | Galvanized Steel
DIXIE STATION #313 | 608 WEST MEMORIAL DR | DALLAS | Paulding | 1100059 | 10 |  | 1992-06-23 |  | 1992-06-23 |  | Temporarily out of use | Diesel | 4000 | Galvanic (STIP-3) | 1992-06-23 | Fiberglass Reinforced Plastic | Safe Suction (Euro)
DIXIE STATION #313 | 608 WEST MEMORIAL DR | DALLAS | Paulding | 1100059 | 2 |  |  | FALSE |  | FALSE | Removed from Ground | Gas (Historical Use) | 1 | Bare Steel | 1976-05-15 | Galvanized Steel
DIXIE STATION #313 | 608 WEST MEMORIAL DR | DALLAS | Paulding | 1100059 | 3 |  |  | FALSE |  | FALSE | Removed from Ground | Gas (Historical Use) | 1 | Bare Steel | 1976-05-15 | Galvanized Steel
DIXIE STATION #313 | 608 WEST MEMORIAL DR | DALLAS | Paulding | 1100059 | 4 |  |  | FALSE |  | FALSE | Removed from Ground | Gas (Historical Use) | 1 | Bare Steel | 1976-05-15 | Galvanized Steel
DIXIE STATION #313 | 608 WEST MEMORIAL DR | DALLAS | Paulding | 1100059 | 5 |  |  | FALSE |  | FALSE | Removed from Ground | Diesel | 1 | Bare Steel | 1976-05-15 | Galvanized Steel
DIXIE STATION #313 | 608 WEST MEMORIAL DR | DALLAS | Paulding | 1100059 | 6 | Flapper Valve | 1992-06-23 | FALSE | 1992-06-23 | FALSE | Currently in Use | Diesel | 4000 | Galvanic (STIP-3) | 1992-06-23 | Fiberglass Reinforced Plastic | Safe Suction (Euro)
DIXIE STATION #313 | 608 WEST MEMORIAL DR | DALLAS | Paulding | 1100059 | 7 | Flapper Valve | 1992-06-23 | FALSE | 1992-06-23 | FALSE | Currently in Use | Diesel | 4000 | Galvanic (STIP-3) | 1992-06-23 | Fiberglass Reinforced Plastic | Safe Suction (Euro)
DIXIE STATION #313 | 608 WEST MEMORIAL DR | DALLAS | Paulding | 1100059 | 8 | Flapper Valve | 1992-06-23 | FALSE | 1992-06-23 | FALSE | Currently in Use | Diesel | 4000 | Galvanic (STIP-3) | 1992-06-23 | Fiberglass Reinforced Plastic | Safe Suction (Euro)
DIXIE STATION #313 | 608 WEST MEMORIAL DR | DALLAS | Paulding | 1100059 | 9 |  | 1992-06-23 | FALSE | 1992-06-23 | FALSE | Temporarily out of use | Diesel | 4000 | Galvanic (STIP-3) | 1992-06-23 | Fiberglass Reinforced Plastic | Safe Suction (Euro)
HARDY CHEV/PONTIAC/BUICK INC | HWY 120 @ 360 | DALLAS | Paulding | 110006 | 1 | [5 empty] | Removed from Ground | Diesel | 500 | Bare Steel | 1977-03-13 | Bare Steel | Safe Suction (Euro)
QUIKYS FOOD STORE | 2615 VILLA RICA HWY | DALLAS | Paulding | 1100062 | 1 | [5 empty] | Permanently Out of Use - historical purposes | Gas (Historical Use) | 4000 | Bare Steel | 1961-05-27 | Bare Steel | Gravity Fed
QUIKYS FOOD STORE | 2615 VILLA RICA HWY | DALLAS | Paulding | 1100062 | 2 | [5 empty] | Permanently Out of Use - historical purposes | Gas (Historical Use) | 4000 | Bare Steel | 1975-05-24 | Bare Steel | Suction (American)
QUIKYS FOOD STORE | 2615 VILLA RICA HWY | DALLAS | Paulding | 1100062 | 3 | [5 empty] | Permanently Out of Use - historical purposes | Gas (Historical Use) | 6000 | Bare Steel | 1961-05-27 | Bare Steel | Gravity Fed
QUIKYS FOOD STORE | 2615 VILLA RICA HWY | DALLAS | Paulding | 1100062 | 4 | [5 empty] | Permanently Out of Use - historical purposes | Gas (Historical Use) | 5000 | Bare Steel | 1989-07-01 | Galvanized Steel | Suction (American)
NEW GEORGIA STORE | 8064 VILLA RICA HWY | DALLAS | Paulding | 1100063 | 1 | Flapper Valve | 1998-04-01 | FALSE | 1998-04-01 | FALSE | Currently in Use | Regular | 10000 | Fiberglass | 1986-01-01 | Fiberglass Reinforced Plastic | Safe Suction (Euro)
NEW GEORGIA STORE | 8064 VILLA RICA HWY | DALLAS | Paulding | 1100063 | 2 | Flapper Valve | 1998-04-01 | FALSE | 1998-04-01 | FALSE | Currently in Use | Premium | 8000 | Fiberglass | 1987-01-01 | Fiberglass Reinforced Plastic | Safe Suction (Euro)
NEW GEORGIA STORE | 8064 VILLA RICA HWY | DALLAS | Paulding | 1100063 | 3 | Flapper Valve | 1998-04-01 | FALSE | 1998-04-01 | FALSE | Currently in Use | Plus | 8000 | Fiberglass | 1987-01-01 | Fiberglass Reinforced Plastic | Safe Suction (Euro)
NEW GEORGIA STORE | 8064 VILLA RICA HWY | DALLAS | Paulding | 1100063 | 4 | Flapper Valve | 1998-04-01 | FALSE | 1998-04-01 | FALSE | Currently in Use | Diesel | 6000 | Fiberglass | 1987-01-01 | Fiberglass Reinforced Plastic | Safe Suction (Euro)
NEW GEORGIA STORE | 8064 VILLA RICA HWY | DALLAS | Paulding | 1100063 | 5 | Flapper Valve |  | FALSE | 1998-04-01 | FALSE | Temporarily out of use | Kerosene | 1060 | Galvanic (STIP-3) | 2006-12-13 | Galvanized Steel | Safe Suction (Euro)
PAULDING COUNTY BEER & TOBACCO #119 | 4201 DALLAS ACWORTH HWY | DALLAS | Paulding | 1100064 | 1 | Ball Float | 1986-11-04 | FALSE | 1986-11-04 | FALSE | Currently in Use | Regular | 10000 | Fiberglass | 1986-11-04 | Fiberglass Reinforced Plastic | Pressurized
PAULDING COUNTY BEER & TOBACCO #119 | 4201 DALLAS ACWORTH HWY | DALLAS | Paulding | 1100064 | 2 | Ball Float | 1986-11-04 | FALSE | 1986-11-04 | FALSE | Currently in Use | Diesel | 8000 | Fiberglass | 1986-11-04 | Fiberglass Reinforced Plastic | Pressurized
PAULDING COUNTY BEER & TOBACCO #119 | 4201 DALLAS ACWORTH HWY | DALLAS | Paulding | 1100064 | 3 | Ball Float | 1986-11-04 | FALSE | 1986-11-04 | FALSE | Currently in Use | Premium | 8000 | Fiberglass | 1986-11-04 | Fiberglass Reinforced Plastic | Pressurized
GRAND PAW'S #1 | 43 DALLAS NEBO RD | DALLAS | Paulding | 1100066 | 1 | Ball Float | 1996-11-01 | FALSE | 1996-11-01 | FALSE | Currently in Use | Regular | 6000 | Galvanic (STIP-3) | 1987-11-04 | Double-Walled Fiberglass | Pressurized
GRAND PAW'S #1 | 43 DALLAS NEBO RD | DALLAS | Paulding | 1100066 | 2 | Ball Float | 1996-11-01 | FALSE | 1996-11-01 | FALSE | Currently in Use | Plus | 8000 | Galvanic (STIP-3) | 1987-11-04 | Double-Walled Fiberglass | Pressurized
GRAND PAW'S #1 | 43 DALLAS NEBO RD | DALLAS | Paulding | 1100066 | 3 | Ball Float | 1996-11-01 | FALSE | 1996-11-01 | FALSE | Currently in Use | Gas (Historical Use) | 6000 | Galvanic (STIP-3) | 1987-11-04 | Double-Walled Fiberglass | Pressurized
GRANDS #19 | 1575 DALLAS NEBO RD | DALLAS | Paulding | 1102002 | 1 | Ball Float | 1994-11-05 | FALSE | 1994-11-05 | FALSE | Currently in Use | Regular | 8000 | Galvanic (STIP-3) | 1986-08-18 | Fiberglass Reinforced Plastic | Pressurized
GRANDS #19 | 1575 DALLAS NEBO RD | DALLAS | Paulding | 1102002 | 2 | Ball Float | 1994-11-05 | FALSE | 1994-11-05 | FALSE | Currently in Use | Premium | 8000 | Galvanic (STIP-3) | 1986-08-18 | Fiberglass Reinforced Plastic | Pressurized
GRANDS #19 | 1575 DALLAS NEBO RD | DALLAS | Paulding | 1102002 | 3 | Ball Float | 1994-11-05 | FALSE | 1994-11-05 | FALSE | Currently in Use | Plus | 8000 | Galvanic (STIP-3) | 1986-08-18 | Fiberglass Reinforced Plastic | Pressurized
RITE WAY FOOD STORE | 8774 DALLAS ACWORTH HWY | DALLAS | Paulding | 1102003 | 1 | Ball Float | 1997-03-31 | FALSE | 1997-03-31 | FALSE | Currently in Use | Regular | 8000 | Galvanic (STIP-3) | 1987-09-04 | Fiberglass Reinforced Plastic | Pressurized
RITE WAY FOOD STORE | 8774 DALLAS ACWORTH HWY | DALLAS | Paulding | 1102003 | 2 |  | 1997-03-31 | FALSE | 1997-03-31 | FALSE | Currently in Use | Plus | 8000 | Galvanic (STIP-3) | 1987-09-04 | Fiberglass Reinforced Plastic | Pressurized
RITE WAY FOOD STORE | 8774 DALLAS ACWORTH HWY | DALLAS | Paulding | 1102003 | 3 |  | 1997-03-31 | FALSE | 1997-03-31 | FALSE | Currently in Use | Premium | 8000 | Galvanic (STIP-3) | 1987-11-04 | Fiberglass Reinforced Plastic | Pressurized
RaceTrac #2485 Bill Carruth | 2850 Jimmy Lee Smith Pkwy | Hiram | Paulding | 10002925 | 1 | Overfill Alarm | 2019-06-12 | FALSE | 2019-04-17 | FALSE | Currently in Use | Regular | 20000 | Fiberglass Double Walled | 2019-04-10 | Double-Walled Fiberglass | Pressurized
RaceTrac #2485 Bill Carruth | 2850 Jimmy Lee Smith Pkwy | Hiram | Paulding | 10002925 | 2A | Overfill Alarm | 2019-06-12 | FALSE | 2019-04-17 | FALSE | Currently in Use | Diesel | 10000 | Fiberglass Double Walled | 2019-04-10 | Double-Walled Fiberglass | Pressurized
RaceTrac #2485 Bill Carruth | 2850 Jimmy Lee Smith Pkwy | Hiram | Paulding | 10002925 | 2B | Overfill Alarm | 2019-06-12 | FALSE | 2019-04-17 | FALSE | Currently in Use | Diesel | 10000 | Fiberglass Double Walled | 2019-04-10 | Double-Walled Fiberglass | Pressurized
RaceTrac #2485 Bill Carruth | 2850 Jimmy Lee Smith Pkwy | Hiram | Paulding | 10002925 | 3A | Overfill Alarm | 2019-06-12 | FALSE | 2019-04-17 | FALSE | Currently in Use | E-85 | 10000 | Fiberglass Double Walled | 2019-04-10 | Double-Walled Fiberglass | Pressurized
RaceTrac #2485 Bill Carruth | 2850 Jimmy Lee Smith Pkwy | Hiram | Paulding | 10002925 | 3B | Overfill Alarm | 2019-06-12 | FALSE | 2019-04-17 | FALSE | Currently in Use | Premium | 10000 | Fiberglass Double Walled | 2019-04-10 | Double-Walled Fiberglass | Pressurized
Minit Saver 2 | 50 Virgie Ballentine Dr | Hiram | Paulding | 10003083 | 1 | Flapper Valve | 2020-02-03 | FALSE | 2019-12-15 | FALSE | Currently in Use | Regular | 12000 | Epoxy Double-Walled | 2020-02-12 | Double-Walled Fiberglass | Pressurized
Minit Saver 2 | 50 Virgie Ballentine Dr | Hiram | Paulding | 10003083 | 2A | Flapper Valve | 2020-02-03 | FALSE | 2019-12-15 | FALSE | Currently in Use | Premium | 6000 | Epoxy Double-Walled | 2020-02-12 | Double-Walled Fiberglass | Pressurized
Minit Saver 2 | 50 Virgie Ballentine Dr | Hiram | Paulding | 10003083 | 2B | Flapper Valve | 2020-02-03 | FALSE | 2019-12-15 | FALSE | Currently in Use | Diesel | 6000 | Epoxy Double-Walled | 2020-02-12 | Double-Walled Fiberglass | Pressurized
WASTE INDUSTRIES | 1120 OLD HARRIS RD | DALLAS | Paulding | 10001321 | 1 | Ball Float | 2002-08-01 | FALSE | 2002-08-01 | FALSE | Temporarily out of use | Diesel | 12000 | Composite | 2002-08-01 | Fiberglass Reinforced Plastic | Pressurized
EAST PAULDING SHELL | 185 EAST PAULDING DRIVE | DALLAS | Paulding | 10001137 | 329129 | Ball Float | 2006-03-09 | FALSE | 2006-03-09 | FALSE | Currently in Use | Regular | 12000 | Fiberglass | 2006-03-09 | Double-Walled Fiberglass | Pressurized
EAST PAULDING SHELL | 185 EAST PAULDING DRIVE | DALLAS | Paulding | 10001137 | 329131A | Ball Float | 2006-03-09 | FALSE | 2006-03-09 | FALSE | Currently in Use | Premium | 8000 | Fiberglass | 2006-03-09 | Double-Walled Fiberglass | Pressurized
EAST PAULDING SHELL | 185 EAST PAULDING DRIVE | DALLAS | Paulding | 10001137 | 329131B | Ball Float | 2006-03-09 | FALSE | 2006-03-09 | FALSE | Currently in Use | Diesel | 4000 | Fiberglass | 2006-03-09 | Double-Walled Fiberglass | Pressurized
DALLAS AUTO SALES | 3755 ATLANTA HIGHWAY | DALLAS | Paulding | 10001182 | 1 |  |  | FALSE |  | FALSE | Removed from Ground | Gas (Historical Use) | 3000 | Unknown | 2006-07-26 | Unknown
DALLAS AUTO SALES | 3755 ATLANTA HIGHWAY | DALLAS | Paulding | 10001182 | 2 |  |  | FALSE |  | FALSE | Removed from Ground | Diesel | 3000 | Unknown | 2006-07-26 | Unknown
DALLAS AUTO SALES | 3755 ATLANTA HIGHWAY | DALLAS | Paulding | 10001182 | 3 |  |  | FALSE |  | FALSE | Removed from Ground | Kerosene | 550 | Unknown | 2006-07-26 | Unknown
SHELTON SCHOOL | 1535 CEDARCREST RD | DALLAS | Paulding | 10001230 | 1 | Ball Float | 2006-09-01 | FALSE | 2006-09-01 | FALSE | Currently in Use | Regular | 12000 | Tank Jacket | 2006-09-01 | Double-Walled Fiberglass | Pressurized
SHELTON SCHOOL | 1535 CEDARCREST RD | DALLAS | Paulding | 10001230 | 2 | Ball Float | 2006-09-01 | FALSE | 2006-09-01 | FALSE | Currently in Use | Diesel | 12000 | Tank Jacket | 2006-09-01 | Double-Walled Fiberglass | Pressurized
PANTER SCHOOL | 186 PANTER SCHOOL RD | DALLAS | Paulding | 10001231 | 1 | Ball Float | 2006-09-01 | FALSE | 2006-09-01 | FALSE | Currently in Use | Regular | 12000 | Tank Jacket | 2006-09-01 | Double-Walled Fiberglass | Pressurized
PANTER SCHOOL | 186 PANTER SCHOOL RD | DALLAS | Paulding | 10001231 | 2 | Ball Float | 2006-09-01 | FALSE | 2006-09-01 | FALSE | Currently in Use | Diesel | 12000 | Tank Jacket | 2006-09-01 | Double-Walled Fiberglass | Pressurized
BARFIELD PROPERTY | 2680 /2690 HWY 92 | HIRAM | Paulding | 10001198 | 1 |  |  | FALSE |  | FALSE | Removed from Ground |  | 1000 | Bare Steel | 2006-07-24
BARFIELD PROPERTY | 2680 /2690 HWY 92 | HIRAM | Paulding | 10001198 | 2 |  |  | FALSE |  | FALSE | Removed from Ground |  | 1000 | Bare Steel | 2006-07-24
BARFIELD PROPERTY | 2680 /2690 HWY 92 | HIRAM | Paulding | 10001198 | 3 |  |  | FALSE |  | FALSE | Removed from Ground |  | 1000 | Bare Steel | 2006-07-24
BARFIELD PROPERTY | 2680 /2690 HWY 92 | HIRAM | Paulding | 10001198 | 4 |  |  | FALSE |  | FALSE | Removed from Ground |  | 250 | Bare Steel | 2006-07-24
THE I MARKET #714 | 3354 NEBO RD | DALLAS | Paulding | 10001541 | 1A |  | 2008-10-15 | FALSE | 2008-10-15 | FALSE | Currently in Use | Regular | 25000 | Fiberglass Double Walled | 2008-10-15 | Double-Walled Flex | Pressurized
THE I MARKET #714 | 3354 NEBO RD | DALLAS | Paulding | 10001541 | 1B | Flapper Valve | 2008-10-15 | FALSE | 2008-10-15 | FALSE | Currently in Use | Premium | 7000 | Fiberglass Double Walled | 2008-10-15 | Double-Walled Flex | Pressurized
THE I MARKET #714 | 3354 NEBO RD | DALLAS | Paulding | 10001541 | 2A | Flapper Valve | 2008-10-15 | FALSE | 2008-10-15 | FALSE | Currently in Use | Diesel | 5000 | Fiberglass Double Walled | 2008-10-15 | Double-Walled Flex | Pressurized
THE I MARKET #714 | 3354 NEBO RD | DALLAS | Paulding | 10001541 | 2B | Flapper Valve | 2008-10-15 | FALSE | 2008-10-15 | FALSE | Currently in Use | Diesel | 5000 | Fiberglass Double Walled | 2008-10-15 | Double-Walled Flex | Pressurized
BALA SHOPPING PLAZA | 8860 CARTERSVILLE HWY | DALLAS | Paulding | 10001552 | 1 | Ball Float | 2008-03-27 | FALSE | 2008-03-27 | FALSE | Currently in Use | Regular | 12000 | Composite Double Walled | 2008-03-25 | Double-Walled Fiberglass | Pressurized
BALA SHOPPING PLAZA | 8860 CARTERSVILLE HWY | DALLAS | Paulding | 10001552 | 2 | Ball Float | 2008-03-27 | FALSE | 2008-03-27 | FALSE | Currently in Use | Premium | 12000 | Composite Double Walled | 2008-03-25 | Double-Walled Fiberglass | Pressurized
BALA SHOPPING PLAZA | 8860 CARTERSVILLE HWY | DALLAS | Paulding | 10001552 | 3A | Ball Float | 2008-03-27 | FALSE | 2008-03-27 | FALSE | Currently in Use | Diesel | 10000 | Composite Double Walled | 2008-03-25 | Double-Walled Fiberglass | Pressurized
BALA SHOPPING PLAZA | 8860 CARTERSVILLE HWY | DALLAS | Paulding | 10001552 | 3B | Flapper Valve | 2008-03-27 | FALSE | 2008-03-27 | FALSE | Currently in Use | Kerosene | 2000 | Composite Double Walled | 2008-03-25 | Fiberglass Reinforced Plastic | Safe Suction (Euro)
PAULDING MEDICAL CENTER | 146 BILL CARRUTH PKWY | HIRAM | Paulding | 10002250 | 1 | Overfill Alarm | 2012-09-28 | FALSE | 2012-09-28 | FALSE | Currently in Use | Diesel | 20000 | Fiberglass Double Walled | 2012-09-28 | Double-Walled Fiberglass | Pressurized
CITY OF DALLAS CONSTRUCTION SITE | 120 MAIN STREET | DALLAS | Paulding | 10001931 | 1 |  |  | FALSE |  | FALSE | Removed from Ground | Other | 1000 | Unknown | 2010-11-10 | Unknown
UNKNOWN | HARDEE AND MAIN STREETS | DALLAS | Paulding | 10001709 | 1 |  |  | FALSE |  | FALSE | Removed from Ground | Diesel | 1000 | Unknown | 2009-03-05 | Unknown
UNKNOWN | HARDEE AND MAIN STREETS | DALLAS | Paulding | 10001709 | 2 |  |  | FALSE |  | FALSE | Removed from Ground |  | 500 | Unknown | 2009-03-05
RaceTrac #76 - Bagwell Pkwy | 5882 WENDY BAGWELL PKWY | HIRAM | Paulding | 10001653 | 1 |  | 2008-10-27 | FALSE | 2008-10-27 | FALSE | Currently in Use | Regular | 12000 | Composite Double Walled | 2008-10-27 | Double-Walled Fiberglass | Pressurized
RaceTrac #76 - Bagwell Pkwy | 5882 WENDY BAGWELL PKWY | HIRAM | Paulding | 10001653 | 2 |  | 2008-10-27 | FALSE | 2008-10-27 | FALSE | Currently in Use | Diesel | 12000 | Composite Double Walled | 2008-10-27 | Double-Walled Fiberglass | Pressurized
RaceTrac #76 - Bagwell Pkwy | 5882 WENDY BAGWELL PKWY | HIRAM | Paulding | 10001653 | 3 |  | 2008-10-27 | FALSE | 2008-10-27 | FALSE | Currently in Use | Premium | 20000 | Composite Double Walled | 2008-10-27 | Double-Walled Fiberglass | Pressurized
TOP OF THE RIDGE | 2874 RIDGE RD | DOUGLASVILLE | Paulding | 10001658 | 1 | Ball Float | 2008-01-01 | FALSE | 2008-01-01 | FALSE | Currently in Use | Regular | 12000 | Composite Double Walled | 2008-01-17 | Fiberglass Reinforced Plastic | Pressurized
TOP OF THE RIDGE | 2874 RIDGE RD | DOUGLASVILLE | Paulding | 10001658 | 2 | Ball Float | 2008-01-01 | FALSE | 2008-01-01 | FALSE | Currently in Use | Premium | 6000 | Composite Double Walled | 2008-01-01 | Fiberglass Reinforced Plastic | Pressurized
TOP OF THE RIDGE | 2874 RIDGE RD | DOUGLASVILLE | Paulding | 10001658 | 3 | Ball Float | 2008-01-01 | FALSE | 2008-01-01 | FALSE | Currently in Use | Diesel | 6000 | Composite Double Walled | 2008-01-01 | Fiberglass Reinforced Plastic | Pressurized
GRANDS 24 | 60 IVEY GULLEDGE RD | DALLAS | Paulding | 10001893 | 1 | Ball Float | 2009-05-26 | FALSE | 2009-05-26 | FALSE | Currently in Use | Regular | 15000 | Composite Double Walled | 2009-05-26 | Double-Walled Fiberglass | Safe Suction (Euro)
GRANDS 24 | 60 IVEY GULLEDGE RD | DALLAS | Paulding | 10001893 | 2A | Ball Float | 2009-05-26 | FALSE | 2009-05-26 | FALSE | Currently in Use | Premium | 6000 | Composite Double Walled | 2009-05-26 | Double-Walled Fiberglass | Pressurized
GRANDS 24 | 60 IVEY GULLEDGE RD | DALLAS | Paulding | 10001893 | 2B | Ball Float | 2009-05-26 | FALSE | 2009-05-26 | FALSE | Currently in Use | Diesel | 6000 | Composite Double Walled | 2009-05-26 | Double-Walled Fiberglass | Safe Suction (Euro)
CARL SCOGGINS MIDDLE SCHOOL | 1663 MULBERRY ROCK RD | DALLAS | Paulding | 10001895 | 1 |  | 2009-04-01 | FALSE | 2009-04-01 | FALSE | Currently in Use | Gas (Historical Use) | 12000 | Epoxy Double-Walled | 2009-04-01 | Double-Walled Fiberglass
CARL SCOGGINS MIDDLE SCHOOL | 1663 MULBERRY ROCK RD | DALLAS | Paulding | 10001895 | 2 |  | 2009-04-01 | FALSE | 2009-04-01 | FALSE | Currently in Use | Diesel | 12000 | Epoxy Double-Walled | 2009-04-01 | Double-Walled Fiberglass
CAPS CORNER EZ SHOP | 6989 BRASWELL RD | ROCKMART | Paulding | 10000706 | REG-UL |  | 2004-05-01 | FALSE | 2004-05-01 | FALSE | Temporarily out of use | Gas (Historical Use) | 10000 | Epoxy | 2004-05-01 | Fiberglass Reinforced Plastic | Pressurized
CAPS CORNER EZ SHOP | 6989 BRASWELL RD | ROCKMART | Paulding | 10000706 | SUP U/L |  | 2004-05-01 | FALSE | 2004-05-01 | FALSE | Temporarily out of use | Gas (Historical Use) | 5000 | Epoxy | 2004-05-01 | Fiberglass Reinforced Plastic | Pressurized
EXXON FOOD MART | 101 FIRST PAULDING DR | DALLAS | Paulding | 10000616 | N626042 | Ball Float | 2003-12-30 | FALSE | 2003-12-30 | FALSE | Currently in Use | Plus | 8000 | Composite | 2003-09-01 | Fiberglass Reinforced Plastic | Pressurized
EXXON FOOD MART | 101 FIRST PAULDING DR | DALLAS | Paulding | 10000616 | N626108 | Ball Float | 2003-12-30 | FALSE | 2003-12-30 | FALSE | Currently in Use | Regular | 10000 | Composite | 2003-09-01 | Fiberglass Reinforced Plastic | Pressurized
EXXON FOOD MART | 101 FIRST PAULDING DR | DALLAS | Paulding | 10000616 | N626112 | Ball Float | 2003-12-30 | FALSE | 2003-12-30 | FALSE | Currently in Use | Premium | 6000 | Composite | 2003-09-01 | Fiberglass Reinforced Plastic | Pressurized
KROGER GA-616 | 4815 RIDGE RD | DOUGLASVILLE | Paulding | 10000648 | 1A |  | 2004-02-25 | FALSE | 2004-02-25 | FALSE | Currently in Use | Regular | 20000 | Fiberglass Double Walled | 2004-02-18 |  | Pressurized
KROGER GA-616 | 4815 RIDGE RD | DOUGLASVILLE | Paulding | 10000648 | 1B |  | 2004-02-25 | FALSE | 2004-02-25 | FALSE | Currently in Use | Diesel | 8000 | Fiberglass Double Walled | 2004-02-18 | Double-Walled Fiberglass | Pressurized
KROGER GA-616 | 4815 RIDGE RD | DOUGLASVILLE | Paulding | 10000648 | 2 |  | 2010-07-02 | FALSE | 2010-07-02 | FALSE | Currently in Use | Premium | 10000 | Fiberglass Double Walled | 2014-09-05 | Double-Walled Fiberglass | Pressurized
KROGER GA-616 | 4815 RIDGE RD | DOUGLASVILLE | Paulding | 10000648 | 3 |  | 2014-11-04 | FALSE | 2014-11-04 | FALSE | Currently in Use | Plus | 10000 | Fiberglass Double Walled | 2014-11-04 | Double-Walled Fiberglass | Pressurized
MOUNTAIN EXPRESS #144 | 51 CADILLAC PKWY | DALLAS | Paulding | 10001075 | 1 | Overfill Alarm | 2004-08-01 | FALSE | 2004-08-01 | FALSE | Currently in Use | Regular | 12000 | Composite | 2004-06-01 | Flex | Pressurized
MOUNTAIN EXPRESS #144 | 51 CADILLAC PKWY | DALLAS | Paulding | 10001075 | 2 | Overfill Alarm | 2004-08-01 | FALSE | 2004-08-01 | FALSE | Currently in Use | Premium | 6000 | Composite | 2004-06-01 | Flex | Pressurized
MOUNTAIN EXPRESS #144 | 51 CADILLAC PKWY | DALLAS | Paulding | 10001075 | 3 | Overfill Alarm | 2004-08-01 | FALSE | 2004-08-01 | FALSE | Currently in Use | Diesel | 6000 | Composite | 2004-06-01 | Flex | Pressurized
MURPHY USA #7284 | 55 HILLSIDE DR | DALLAS | Paulding | 10001053 | 1 | Flapper Valve | 2006-01-04 | FALSE | 2006-01-04 | FALSE | Currently in Use | Gas (Historical Use) | 20000 | Fiberglass Double Walled | 2005-12-29 |  | Pressurized
MURPHY USA #7284 | 55 HILLSIDE DR | DALLAS | Paulding | 10001053 | 2A | Flapper Valve | 2006-01-04 | FALSE | 2006-01-04 | FALSE | Currently in Use | Diesel | 12000 | Fiberglass Double Walled | 2005-12-29 |  | Pressurized
MURPHY USA #7284 | 55 HILLSIDE DR | DALLAS | Paulding | 10001053 | 2B | Flapper Valve | 2006-01-04 | FALSE | 2006-01-04 | FALSE | Currently in Use | Premium | 8000 | Fiberglass Double Walled | 2005-12-29 |  | Pressurized
KROGER GA 673 | 457 NATHAN DEAN BLVD | DALLAS | Paulding | 10000963 | 1 | Flapper Valve | 2005-07-29 | FALSE | 2005-07-29 | FALSE | Currently in Use | Regular | 20000 | Fiberglass Double Walled | 2005-06-10 | Double-Walled Fiberglass | Pressurized
KROGER GA 673 | 457 NATHAN DEAN BLVD | DALLAS | Paulding | 10000963 | 2A | Flapper Valve | 2005-07-29 | FALSE | 2005-07-29 | FALSE | Currently in Use | Diesel | 8000 | Fiberglass Double Walled | 2005-06-10 | Double-Walled Fiberglass | Pressurized
KROGER GA 673 | 457 NATHAN DEAN BLVD | DALLAS | Paulding | 10000963 | 2B | Flapper Valve | 2005-07-29 | FALSE | 2005-07-29 | FALSE | Currently in Use | Premium | 8000 | Fiberglass Double Walled | 2005-07-25 | Double-Walled Fiberglass | Pressurized
THE KROGER COMPANY-GA634 | 8876 DALLAS ACWORTH HWY | DALLAS | Paulding | 10000935 | 1 | Flapper Valve | 2005-06-20 | FALSE | 2005-06-20 | FALSE | Currently in Use | Gas (Historical Use) | 20000 | Fiberglass Double Walled | 2005-06-12 | Double-Walled Fiberglass | Pressurized
THE KROGER COMPANY-GA634 | 8876 DALLAS ACWORTH HWY | DALLAS | Paulding | 10000935 | 2A | Flapper Valve | 2005-06-20 | FALSE | 2005-06-20 | FALSE | Currently in Use | Diesel | 8000 | Fiberglass Double Walled | 2005-06-12 | Double-Walled Fiberglass | Pressurized
THE KROGER COMPANY-GA634 | 8876 DALLAS ACWORTH HWY | DALLAS | Paulding | 10000935 | 2B | Flapper Valve | 2005-06-20 | FALSE | 2005-06-20 | FALSE | Currently in Use | Gas (Historical Use) | 8000 | Fiberglass Double Walled | 2005-06-12 | Double-Walled Fiberglass | Pressurized
GROGANS GROCERY | SR92@CEDARCREST ROAD | DALLAS | Paulding | 10000928 | 1 |  |  | FALSE |  | FALSE | Closed in Ground | Not Marked/Tank Removed | 500 | Bare Steel | 2005-05-11
GROGANS GROCERY | SR92@CEDARCREST ROAD | DALLAS | Paulding | 10000928 | 2 |  |  | FALSE |  | FALSE | Closed in Ground | Not Marked/Tank Removed | 500 | Bare Steel | 2005-05-11
NEW GRANDS | 21 GOLF CREST RD | ACWORTH-DALLAS | Paulding | 10000092 | 1 | Ball Float | 2002-04-01 | FALSE | 2002-04-01 | FALSE | Currently in Use | Regular | 10000 | Composite | 2002-04-01 | Fiberglass Reinforced Plastic | Pressurized
NEW GRANDS | 21 GOLF CREST RD | ACWORTH-DALLAS | Paulding | 10000092 | 2 | Ball Float | 2002-04-01 | FALSE | 2002-04-01 | FALSE | Currently in Use | Diesel Off Road | 8000 | Composite | 2002-04-01 | Fiberglass Reinforced Plastic | Pressurized
NEW GRANDS | 21 GOLF CREST RD | ACWORTH-DALLAS | Paulding | 10000092 | 3 |  | 2002-04-01 | FALSE | 2002-04-01 | FALSE | Currently in Use | Diesel | 6000 | Composite | 2002-04-01 | Fiberglass Reinforced Plastic | Pressurized
CHEVRON COUNTRY STORE | 2515 GOLD MINE RD | DALLAS | Paulding | 10000085 | 1 |  | 2002-06-20 | FALSE | 2002-06-20 | FALSE | Currently in Use | Gas (Historical Use) | 12000 | Composite | 2002-06-20 | Double Walled | Pressurized
CHEVRON COUNTRY STORE | 2515 GOLD MINE RD | DALLAS | Paulding | 10000085 | 2 |  | 2002-06-20 | FALSE | 2002-06-20 | FALSE | Currently in Use | Gas (Historical Use) | 10000 | Composite | 2002-06-20 | Double Walled | Pressurized
CHEVRON COUNTRY STORE | 2515 GOLD MINE RD | DALLAS | Paulding | 10000085 | 3 |  | 2002-06-20 | FALSE | 2002-06-20 | FALSE | Currently in Use | Diesel | 8000 | Composite | 2002-06-20 | Double Walled | Pressurized
CHEVRON COUNTRY STORE | 2515 GOLD MINE RD | DALLAS | Paulding | 10000085 | 4 |  | 2002-06-20 | FALSE | 2002-06-20 | FALSE | Currently in Use | Diesel | 4000 | Composite | 2002-06-20 | Double Walled | Pressurized
CHEVRON COUNTRY STORE | 2515 GOLD MINE RD | DALLAS | Paulding | 10000085 | 5 |  | 2002-06-20 | FALSE | 2002-06-20 | FALSE | Currently in Use | Kerosene | 2000 | Composite | 2002-06-20 | Double Walled | Pressurized
GRANDS XXII | 2785 BOBO RD | DALLAS | Paulding | 10000138 | 1 | Ball Float | 2001-01-01 | FALSE | 2001-01-01 | FALSE | Currently in Use | Regular | 10000 | Composite | 2001-01-01 | Fiberglass Reinforced Plastic | Pressurized
GRANDS XXII | 2785 BOBO RD | DALLAS | Paulding | 10000138 | 2 | Ball Float | 2001-01-01 | FALSE | 2001-01-01 | FALSE | Currently in Use | Premium | 8000 | Composite | 2001-01-01 | Fiberglass Reinforced Plastic | Pressurized
GRANDS XXII | 2785 BOBO RD | DALLAS | Paulding | 10000138 | 3 | Ball Float | 2001-01-01 | FALSE | 2001-01-01 | FALSE | Currently in Use | Diesel | 6000 | Composite | 2001-01-01 | Fiberglass Reinforced Plastic | Pressurized
GRANDS XXII | 2785 BOBO RD | DALLAS | Paulding | 10000138 | 4 | Flapper Valve | 2001-01-01 | FALSE | 2001-01-01 | FALSE | Currently in Use | E-0 | 2000 | Composite | 2001-01-01 | Fiberglass Reinforced Plastic | Safe Suction (Euro)
SAMS #4802 | 4798 JIMMY LEE PKWY | HIRAM | Paulding | 10000147 | 1 | Flapper Valve | 2002-03-08 | FALSE | 2002-03-08 | FALSE | Currently in Use | Regular | 20000 | Fiberglass Double Walled | 2002-03-08 | Double-Walled Flex | Pressurized
SAMS #4802 | 4798 JIMMY LEE PKWY | HIRAM | Paulding | 10000147 | 2 | Flapper Valve | 2002-03-08 | FALSE | 2002-03-08 | FALSE | Currently in Use | Regular | 20000 | Fiberglass Double Walled | 2002-03-08 | Double-Walled Flex | Pressurized
SAMS #4802 | 4798 JIMMY LEE PKWY | HIRAM | Paulding | 10000147 | 3 | Flapper Valve | 2002-03-08 | FALSE | 2002-03-08 | FALSE | Currently in Use | Premium | 20000 | Fiberglass Double Walled | 2002-03-08 | Double-Walled Flex | Pressurized
QUIKTRIP #788 | 491 NATHAN DEAN BLVD | DALLAS | Paulding | 10000148 | 1 |  | 2002-05-01 | FALSE | 2002-05-01 | FALSE | Currently in Use | Premium | 20000 | Fiberglass Double Walled | 2002-05-01 |  | Pressurized
QUIKTRIP #788 | 491 NATHAN DEAN BLVD | DALLAS | Paulding | 10000148 | 2 | Overfill Alarm | 2002-05-01 | FALSE | 2002-05-01 | FALSE | Currently in Use | Regular | 20000 | Fiberglass Double Walled | 2002-05-01 |  | Pressurized
QUIKTRIP #788 | 491 NATHAN DEAN BLVD | DALLAS | Paulding | 10000148 | 3 | Overfill Alarm | 2002-05-01 | FALSE | 2002-05-01 | FALSE | Currently in Use | Plus | 12000 | Fiberglass Double Walled | 2002-05-01 |  | Pressurized
QUIKTRIP #788 | 491 NATHAN DEAN BLVD | DALLAS | Paulding | 10000148 | 4A | Flapper Valve | 2015-03-01 | FALSE | 2015-03-14 | FALSE | Temporarily out of use |  | 10000 | Fiberglass Double Walled | 2015-02-19
QUIKTRIP #788 | 491 NATHAN DEAN BLVD | DALLAS | Paulding | 10000148 | 4B |  | 2015-03-01 | FALSE | 2015-03-14 | FALSE | Currently in Use | Diesel | 9500 | Fiberglass Double Walled | 2015-02-19 |  | Pressurized
EXXON FOOD STORE | 257 BUCHANNAN ST | DALLAS | Paulding | 10000207 | 1 | Ball Float | 2002-05-29 | FALSE | 2002-05-29 | FALSE | Currently in Use | Premium | 12000 | Fiberglass | 2002-05-24 | Double-Walled Fiberglass | Pressurized
EXXON FOOD STORE | 257 BUCHANNAN ST | DALLAS | Paulding | 10000207 | 2 | Ball Float | 2002-05-29 | FALSE | 2002-05-29 | FALSE | Currently in Use | Regular | 12000 | Fiberglass | 2002-05-24 | Double-Walled Fiberglass | Pressurized
EXXON FOOD STORE | 257 BUCHANNAN ST | DALLAS | Paulding | 10000207 | 3 | Ball Float | 2002-05-29 | FALSE | 2002-05-29 | FALSE | Currently in Use | Diesel | 12000 | Fiberglass | 2002-05-24 | Double-Walled Fiberglass | Pressurized
ECONO FLASH | 9388 VILLA RICA HWY | VILLA RICA | Paulding | 10000410 | 1A | Ball Float | 2003-03-10 | FALSE | 2003-03-10 | FALSE | Currently in Use | Regular | 14000 | Epoxy | 2003-03-10 | Fiberglass Reinforced Plastic | Pressurized
ECONO FLASH | 9388 VILLA RICA HWY | VILLA RICA | Paulding | 10000410 | 1B | Ball Float | 2003-03-10 | FALSE | 2003-03-10 | FALSE | Currently in Use | Premium | 6000 | Epoxy | 2003-03-10 | Fiberglass Reinforced Plastic | Pressurized
ECONO FLASH | 9388 VILLA RICA HWY | VILLA RICA | Paulding | 10000410 | 2A | Ball Float | 2003-03-10 | FALSE | 2003-03-10 | FALSE | Currently in Use | Diesel | 14000 | Epoxy | 2003-03-10 | Fiberglass Reinforced Plastic | Pressurized
ECONO FLASH | 9388 VILLA RICA HWY | VILLA RICA | Paulding | 10000410 | 2B | Ball Float | 2003-03-10 | FALSE | 2003-03-10 | FALSE | Currently in Use | Diesel | 6000 | Epoxy | 2003-03-10 | Fiberglass Reinforced Plastic | Pressurized
ROXIE'S FLAVORS | 237 BUCHANAN ST | DALLAS | Paulding | 10000278 | 1 |  |  | FALSE |  | FALSE | Removed from Ground | Not Marked/Tank Removed | 550 | Bare Steel | 2003-02-03
ROXIE'S FLAVORS | 237 BUCHANAN ST | DALLAS | Paulding | 10000278 | 2 |  |  | FALSE |  | FALSE | Removed from Ground | Not Marked/Tank Removed | 550 | Bare Steel | 2003-02-03
ROXIE'S FLAVORS | 237 BUCHANAN ST | DALLAS | Paulding | 10000278 | 3 |  |  | FALSE |  | FALSE | Removed from Ground | Not Marked/Tank Removed | 1000 | Bare Steel | 2003-02-03
ASN ENTERPRISE LLC | 3036 VILLA RICA HWY | DALLAS | Paulding | 10000253 | 1 | Overfill Alarm | 2003-01-01 | FALSE | 2003-01-01 | FALSE | Currently in Use | Regular | 12000 | Composite | 2003-01-01 | Fiberglass Reinforced Plastic | Pressurized
ASN ENTERPRISE LLC | 3036 VILLA RICA HWY | DALLAS | Paulding | 10000253 | 2 | Overfill Alarm | 2003-01-01 | FALSE | 2003-01-01 | FALSE | Currently in Use | Premium | 10000 | Composite | 2003-01-01 | Fiberglass Reinforced Plastic | Pressurized
ASN ENTERPRISE LLC | 3036 VILLA RICA HWY | DALLAS | Paulding | 10000253 | 3 | Overfill Alarm | 2003-01-01 | FALSE | 2003-01-01 | FALSE | Currently in Use | Diesel | 10000 | Composite | 2003-01-01 | Fiberglass Reinforced Plastic | Pressurized
WILL'S GROCERY | 2585 CARTERSVILLE HWY | DALLAS | Paulding | 1100036 | 1 | [5 empty] | Removed from Ground | Gas (Historical Use) | 1000 | Bare Steel | 1966-05-10 | Galvanized Steel | Safe Suction (Euro)
WILL'S GROCERY | 2585 CARTERSVILLE HWY | DALLAS | Paulding | 1100036 | 2 | [5 empty] | Removed from Ground | Gas (Historical Use) | 500 | Bare Steel | 1966-05-10 | Galvanized Steel | Safe Suction (Euro)
WALTHALL OIL CO | 302 HWY 49 | BYRON | Peach | 10000081 | 1 | Flapper Valve | 2002-05-01 | FALSE | 2002-05-01 | FALSE | Currently in Use | Gas (Historical Use) | 15000 | Composite | 2002-05-01 | Flex | Pressurized
WALTHALL OIL CO | 302 HWY 49 | BYRON | Peach | 10000081 | 2 | Flapper Valve | 2002-05-01 | FALSE | 2002-05-01 | FALSE | Currently in Use | Gas (Historical Use) | 8000 | Fiberglass | 2002-05-01 |  | Pressurized
WALTHALL OIL CO | 302 HWY 49 | BYRON | Peach | 10000081 | 3 | Flapper Valve | 2002-05-01 | FALSE | 2002-05-01 | FALSE | Currently in Use | Diesel | 4000 | Composite | 2002-05-01 |  | Pressurized
BANNER HARDWARE | 106 HIGHWAY 49 NORTH | BYRON | Peach | 10001024 | 1 |  |  | FALSE |  | FALSE | Removed from Ground | Gas (Historical Use) | 0 | Unknown |  | Unknown
BANNER HARDWARE | 106 HIGHWAY 49 NORTH | BYRON | Peach | 10001024 | 2 |  |  | FALSE |  | FALSE | Removed from Ground | Gas (Historical Use) | 0 | Unknown |  | Unknown
SWAMI 4009 INC | 4009 HWY 41 N | BYRON | Peach | 10001863 | 1 | Flapper Valve | 2010-03-01 | FALSE | 2010-03-01 | FALSE | Currently in Use | Gas (Historical Use) | 12000 | Epoxy Double-Walled | 2010-03-01 | Double-Walled Fiberglass | Pressurized
SWAMI 4009 INC | 4009 HWY 41 N | BYRON | Peach | 10001863 | 2 |  | 2010-03-01 | FALSE | 2010-03-01 | FALSE | Currently in Use | Gas (Historical Use) | 8000 | Epoxy Double-Walled | 2010-03-01 | Double-Walled Fiberglass | Pressurized
SWAMI 4009 INC | 4009 HWY 41 N | BYRON | Peach | 10001863 | 3 | Flapper Valve | 2010-03-01 | FALSE | 2010-03-01 | FALSE | Currently in Use | Diesel | 4000 | Epoxy Double-Walled | 2010-03-01 | Double-Walled Fiberglass | Pressurized
FORMER PEARSONS | 11022 HIGHWAY 341 | FORT VALLEY | Peach | 10001994 | 1 |  |  | FALSE |  | FALSE | Removed from Ground | Gas (Historical Use) | 2000 | Bare Steel | 2011-05-25 | Bare Steel | Suction (American)
FORMER PEARSONS | 11022 HIGHWAY 341 | FORT VALLEY | Peach | 10001994 | 2 |  |  | FALSE |  | FALSE | Removed from Ground | Gas (Historical Use) | 2000 | Bare Steel | 2011-05-25 | Bare Steel | Suction (American)
JACKS CORNER | 100 JOHN E HOWARD DR | BYRON | Peach | 10001990 | 1 |  | 2010-11-01 | FALSE | 2010-11-01 | FALSE | Currently in Use | Gas (Historical Use) | 12000 | Composite Double Walled | 2010-11-01 | Double-Walled Fiberglass | Pressurized
JACKS CORNER | 100 JOHN E HOWARD DR | BYRON | Peach | 10001990 | 2 |  | 2010-11-01 | FALSE | 2010-11-01 | FALSE | Currently in Use | Gas (Historical Use) | 4000 | Composite Double Walled | 2010-11-01 | Double-Walled Fiberglass | Pressurized
JACKS CORNER | 100 JOHN E HOWARD DR | BYRON | Peach | 10001990 | 3 |  | 2010-11-01 | FALSE | 2010-11-01 | FALSE | Currently in Use | Diesel | 4000 | Composite Double Walled | 2010-11-01 | Double-Walled Fiberglass | Pressurized
JACKS CORNER | 100 JOHN E HOWARD DR | BYRON | Peach | 10001990 | 4 |  | 2010-11-01 | FALSE | 2010-11-01 | FALSE | Currently in Use | E-85 | 6000 | Composite Double Walled | 2010-11-01 | Double-Walled Fiberglass | Pressurized
NICKS FOOD MART | 2015 HWY 341 | FORT VALLEY | Peach | 10002049 | 1 | Ball Float | 2011-06-22 | FALSE | 2011-06-09 | FALSE | Currently in Use | Gas (Historical Use) | 12000 | Composite Double Walled | 2011-06-09 | Double-Walled Fiberglass | Pressurized
NICKS FOOD MART | 2015 HWY 341 | FORT VALLEY | Peach | 10002049 | 2A | Ball Float | 2011-06-22 | FALSE | 2011-06-09 | FALSE | Currently in Use | Gas (Historical Use) | 5000 | Composite Double Walled | 2011-06-09 | Double-Walled Fiberglass | Pressurized
NICKS FOOD MART | 2015 HWY 341 | FORT VALLEY | Peach | 10002049 | 2B | Ball Float | 2011-06-22 | FALSE | 2011-06-09 | FALSE | Currently in Use | Diesel | 5000 | Composite Double Walled | 2011-06-09 | Double-Walled Fiberglass | Pressurized
HWY 49 FOOD MART | 121 N CAMELLIA BLVD | FORT VALLEY | Peach | 10002184 | 1A | Ball Float | 2012-12-15 | FALSE | 2012-12-15 | FALSE | Currently in Use | Gas (Historical Use) | 10000 | Tank Jacket | 2012-12-15 | Double-Walled Fiberglass | Pressurized
HWY 49 FOOD MART | 121 N CAMELLIA BLVD | FORT VALLEY | Peach | 10002184 | 1B | Ball Float | 2012-12-15 | FALSE | 2012-12-15 | FALSE | Currently in Use | Gas (Historical Use) | 5000 | Tank Jacket | 2012-12-15 | Double-Walled Fiberglass | Pressurized
HWY 49 FOOD MART | 121 N CAMELLIA BLVD | FORT VALLEY | Peach | 10002184 | 1C | Ball Float | 2012-12-15 | FALSE | 2012-12-15 | FALSE | Currently in Use | Diesel | 5000 | Tank Jacket | 2012-12-15 | Double-Walled Fiberglass | Pressurized
Buc-ee's #51 | 7001 Russell Pkwy | Fort Valley | Peach | 10003084 | 1 | Flapper Valve |  | FALSE |  | FALSE | Currently in Use | Regular | 40000 | Fiberglass Double Walled | 2020-03-16 | Double-Walled Fiberglass | Pressurized
Buc-ee's #51 | 7001 Russell Pkwy | Fort Valley | Peach | 10003084 | 2A | Flapper Valve |  | FALSE |  | FALSE | Currently in Use | Regular | 28000 | Fiberglass Double Walled | 2020-03-16 | Double-Walled Fiberglass | Pressurized
Buc-ee's #51 | 7001 Russell Pkwy | Fort Valley | Peach | 10003084 | 2B | Flapper Valve |  | FALSE |  | FALSE | Currently in Use | Premium | 12000 | Fiberglass Double Walled | 2020-03-16 | Double-Walled Fiberglass | Pressurized
Buc-ee's #51 | 7001 Russell Pkwy | Fort Valley | Peach | 10003084 | 3A | Flapper Valve |  | FALSE |  | FALSE | Currently in Use | Diesel | 28000 | Fiberglass Double Walled | 2020-03-16 | Double-Walled Fiberglass | Pressurized
Buc-ee's #51 | 7001 Russell Pkwy | Fort Valley | Peach | 10003084 | 3B | Flapper Valve |  | FALSE |  | FALSE | Currently in Use | E-0 | 12000 | Fiberglass Double Walled | 2020-03-16 | Double-Walled Fiberglass | Pressurized
Buc-ee's #51 | 7001 Russell Pkwy | Fort Valley | Peach | 10003084 | 4 | Flapper Valve |  | FALSE |  | FALSE | Currently in Use | Regular | 32000 | Fiberglass Double Walled | 2020-03-16 | Double-Walled Fiberglass | Pressurized
Buc-ee's #51 | 7001 Russell Pkwy | Fort Valley | Peach | 10003084 | 5A | Flapper Valve |  | FALSE |  | FALSE | Currently in Use | Regular | 28000 | Fiberglass Double Walled | 2020-03-16 | Double-Walled Fiberglass | Pressurized
Buc-ee's #51 | 7001 Russell Pkwy | Fort Valley | Peach | 10003084 | 5B | Flapper Valve |  | FALSE |  | FALSE | Currently in Use | E-0 | 12000 | Fiberglass Double Walled | 2020-03-16 | Double-Walled Fiberglass | Pressurized
Buc-ee's #51 | 7001 Russell Pkwy | Fort Valley | Peach | 10003084 | 6A | Flapper Valve |  | FALSE |  | FALSE | Currently in Use | Diesel | 28000 | Fiberglass Double Walled | 2020-03-16 | Double-Walled Fiberglass | Pressurized
Buc-ee's #51 | 7001 Russell Pkwy | Fort Valley | Peach | 10003084 | 6B | Flapper Valve |  | FALSE |  | FALSE | Currently in Use | Premium | 12000 | Fiberglass Double Walled | 2020-03-16 | Double-Walled Fiberglass | Pressurized
MEDICAL CENTER OF PEACH COUNTY | 1960 HWY 247 CONNECTOR | BYRON | Peach | 10002307 | 1 |  | 2012-10-01 | FALSE | 2012-10-01 | FALSE | Currently in Use | Diesel | 12000 | Fiberglass Double Walled | 2012-10-01 | Double-Walled Flex | Safe Suction (Euro)
ABANDONED TANK | 106 NORTH CAMELLIA BLVD | FT VALLEY | Peach | 10002279 | 1 |  |  | FALSE |  | FALSE | Removed from Ground |  | 600 | Bare Steel | 2013-06-18
HOP IN FOOD & TOBACCO | 1125 E CHURCH ST | FORT VALLEY | Peach | 10002281 | 1 | Ball Float | 2013-07-01 | FALSE | 2013-07-01 | FALSE | Currently in Use | Gas (Historical Use) | 4000 | Composite Double Walled | 2013-06-18 | Double-Walled Fiberglass | Pressurized
HOP IN FOOD & TOBACCO | 1125 E CHURCH ST | FORT VALLEY | Peach | 10002281 | 2 | Ball Float | 2013-07-01 | FALSE | 2013-07-01 | FALSE | Currently in Use | Diesel | 4000 | Composite Double Walled | 2013-06-18 | Double-Walled Fiberglass | Pressurized
HOP IN FOOD & TOBACCO | 1125 E CHURCH ST | FORT VALLEY | Peach | 10002281 | 3 | Ball Float | 2013-07-01 | FALSE | 2013-07-01 | FALSE | Currently in Use | Diesel | 4000 | Composite Double Walled | 2013-06-18 | Double-Walled Fiberglass | Pressurized
HOP IN FOOD & TOBACCO | 1125 E CHURCH ST | FORT VALLEY | Peach | 10002281 | 4 | Ball Float | 2013-07-01 | FALSE | 2013-07-01 | FALSE | Currently in Use | Gas (Historical Use) | 12000 | Composite Double Walled | 2013-06-18 | Double-Walled Fiberglass | Pressurized
TABACCO WORLD | 2991 HWY 41 N | FORT VALLEY | Peach | 10002613 | 1A |  | 2016-07-25 | FALSE | 2016-07-25 | FALSE | Currently in Use | Gas (Historical Use) | 15000 | Composite Double Walled | 2016-06-16 | Double-Walled Fiberglass | Pressurized
TABACCO WORLD | 2991 HWY 41 N | FORT VALLEY | Peach | 10002613 | 1B |  | 2016-07-25 | FALSE | 2016-07-25 | FALSE | Currently in Use | Gas (Historical Use) | 5000 | Composite Double Walled | 2016-06-16 | Double-Walled Fiberglass | Pressurized
TABACCO WORLD | 2991 HWY 41 N | FORT VALLEY | Peach | 10002613 | 1C |  | 2016-07-25 | FALSE | 2016-07-25 | FALSE | Currently in Use | Diesel | 5000 | Composite Double Walled | 2016-06-16 | Double-Walled Fiberglass
PEACH COUNTY SCHOOL BUS BARN | 901 TULIP DR | FORT VALLEY | Peach | 1110006 | 1 | [5 empty] | Removed from Ground | Gas (Historical Use) | 7000 | Bare Steel | 1974-03-03 | Galvanized Steel
PEACH COUNTY SCHOOL BUS BARN | 901 TULIP DR | FORT VALLEY | Peach | 1110006 | 2A |  | 1991-08-07 |  | 1991-08-07 |  | Currently in Use | Diesel | 8000 | Cathodically Protected Steel | 1991-08-07 | Fiberglass Reinforced Plastic | Pressurized
PEACH COUNTY SCHOOL BUS BARN | 901 TULIP DR | FORT VALLEY | Peach | 1110006 | 2B |  | 1991-08-07 |  | 1991-08-07 |  | Currently in Use | Gas (Historical Use) | 4000 | Cathodically Protected Steel | 1991-08-07 | Fiberglass Reinforced Plastic | Pressurized
WARREN GREENE CHEV-OLDS INC | 121 CAMELLIA BLVD | FORT VALLEY | Peach | 1110008 | 1 | [5 empty] | Removed from Ground | Gas (Historical Use) | 500 | Bare Steel | 1971-03-21 | Galvanized Steel
USDA | 21 DUNBAR RD | BYRON | Peach | 1110013 | 1 | [5 empty] | Currently in Use | Other | 2000 | Composite | 1991-10-28 | Galvanized Steel
USDA | 21 DUNBAR RD | BYRON | Peach | 1110013 | 2 | [5 empty] | Currently in Use | Other | 2000 | Composite | 1991-10-28 | Galvanized Steel
USDA | 21 DUNBAR RD | BYRON | Peach | 1110013 | 3 |  | 1991-11-10 |  | 1991-11-10 |  | Currently in Use | Gas (Historical Use) | 1000 | Fiberglass | 1991-11-10 | Fiberglass Reinforced Plastic | Safe Suction (Euro)
USDA | 21 DUNBAR RD | BYRON | Peach | 1110013 | 4 |  | 1991-11-10 |  | 1991-11-10 |  | Currently in Use | Diesel | 1000 | Fiberglass | 1991-11-10 | Fiberglass Reinforced Plastic | Safe Suction (Euro)
USDA | 21 DUNBAR RD | BYRON | Peach | 1110013 | 5 | [5 empty] | Currently in Use | Other | 500 | Not Marked/Unknown | 1991-10-28 | Not Marked
DEPARTMENT OF TRANSPORTATION 103 | 210 HWY 49 N | BYRON | Peach | 1110014 | 10344-1 | [5 empty] | Removed from Ground | Gas (Historical Use) | 1060 | Bare Steel | 1972-05-02 | Galvanized Steel | Safe Suction (Euro)
DEPARTMENT OF TRANSPORTATION 103 | 210 HWY 49 N | BYRON | Peach | 1110014 | 344D1 | [5 empty] | Removed from Ground | Diesel | 2000 | Bare Steel | 1988-05-04 | Galvanized Steel | Safe Suction (Euro)
DEPARTMENT OF TRANSPORTATION 103 | 210 HWY 49 N | BYRON | Peach | 1110014 | 344G1 | [5 empty] | Removed from Ground | Gas (Historical Use) | 2000 | Bare Steel | 1988-05-04 | Galvanized Steel | Safe Suction (Euro)
FT VALLEY DEPT OF PUBLIC WORKS | 610 /601 SOUTH CAMELLIA BLVD | FORT VALLEY | Peach | 1110015 | 1 | [5 empty] | Removed from Ground | Gas (Historical Use) | 1000 | Bare Steel | 1986-03-27 | Galvanized Steel
FT VALLEY DEPT OF PUBLIC WORKS | 610 /601 SOUTH CAMELLIA BLVD | FORT VALLEY | Peach | 1110015 | 3 | [5 empty] | Removed from Ground | Diesel | 2000 | Bare Steel | 1986-03-27 | Galvanized Steel
FORT VALLEY FISHERIES | RT 3 BOX 75 | FORT VALLEY | Peach | 1110017 | 1 | [5 empty] | Removed from Ground | Gas (Historical Use) | 525 | Marked Unknown | 1961-04-23 | Unknown | Safe Suction (Euro)
MARATHON MART 2 | 103 CHAPMAN RD | BYRON | Peach | 1110019 | 1 | [5 empty] | Removed from Ground | Gas (Historical Use) | 4000 | Bare Steel | 1966-04-28 | Galvanized Steel
MARATHON MART 2 | 103 CHAPMAN RD | BYRON | Peach | 1110019 | 102 |  | 1987-12-12 | FALSE | 1987-12-12 | FALSE | Temporarily out of use | Gas (Historical Use) | 8000 | Fiberglass | 1987-12-12 | Fiberglass Reinforced Plastic | Pressurized
MARATHON MART 2 | 103 CHAPMAN RD | BYRON | Peach | 1110019 | 103 |  | 1987-12-12 | FALSE | 1987-12-12 | FALSE | Temporarily out of use | Gas (Historical Use) | 8000 | Fiberglass | 1987-12-12 | Fiberglass Reinforced Plastic | Pressurized
MARATHON MART 2 | 103 CHAPMAN RD | BYRON | Peach | 1110019 | 104 |  | 1987-12-12 | FALSE | 1987-12-12 | FALSE | Temporarily out of use | Gas (Historical Use) | 8000 | Fiberglass | 1987-12-12 | Fiberglass Reinforced Plastic | Pressurized
MARATHON MART 2 | 103 CHAPMAN RD | BYRON | Peach | 1110019 | 105 |  | 1987-12-12 | FALSE | 1987-12-12 | FALSE | Temporarily out of use | Diesel | 10000 | Fiberglass | 1987-12-12 | Fiberglass Reinforced Plastic | Pressurized
MARATHON MART 2 | 103 CHAPMAN RD | BYRON | Peach | 1110019 | 106 | [5 empty] | Removed from Ground | Empty | 560 | Fiberglass | 1992-12-01 | Fiberglass Reinforced Plastic | Suction (American)
MARATHON MART 2 | 103 CHAPMAN RD | BYRON | Peach | 1110019 | 2 | [5 empty] | Removed from Ground | Gas (Historical Use) | 4000 | Bare Steel | 1966-04-28 | Galvanized Steel
MARATHON MART 2 | 103 CHAPMAN RD | BYRON | Peach | 1110019 | 3 | [5 empty] | Removed from Ground | Gas (Historical Use) | 4000 | Bare Steel | 1966-04-28 | Galvanized Steel
MARATHON MART 2 | 103 CHAPMAN RD | BYRON | Peach | 1110019 | 4 | [5 empty] | Removed from Ground | Gas (Historical Use) | 4000 | Bare Steel | 1966-04-28 | Galvanized Steel
MARATHON MART 2 | 103 CHAPMAN RD | BYRON | Peach | 1110019 | 5 | [5 empty] | Removed from Ground | Diesel | 10000 | Bare Steel | 1982-04-24 | Galvanized Steel
MARATHON MART 2 | 103 CHAPMAN RD | BYRON | Peach | 1110019 | 7 | [5 empty] | Removed from Ground | Diesel | 1000 | Bare Steel | 1966-04-28 | Galvanized Steel
FLASH FOODS #133 | 740 CAMELLIA BLVD | FORT VALLEY | Peach | 1110021 | 1 | [5 empty] | Removed from Ground | Gas (Historical Use) | 8000 | Bare Steel | 1981-01-01 | Galvanized Steel | Pressurized
FLASH FOODS #133 | 740 CAMELLIA BLVD | FORT VALLEY | Peach | 1110021 | 2 | [5 empty] | Removed from Ground | Gas (Historical Use) | 8000 | Bare Steel | 1981-01-01 | Galvanized Steel | Pressurized
FLASH FOODS #133 | 740 CAMELLIA BLVD | FORT VALLEY | Peach | 1110021 | 3 | [5 empty] | Removed from Ground | Gas (Historical Use) | 6000 | Bare Steel | 1981-01-01 | Galvanized Steel | Pressurized
FLASH FOODS #133 | 740 CAMELLIA BLVD | FORT VALLEY | Peach | 1110021 | 4 | Flapper Valve | 1994-04-28 |  | 1994-04-28 |  | Currently in Use | Gas (Historical Use) | 10000 | Composite | 1994-04-28 | Fiberglass Reinforced Plastic | Pressurized
FLASH FOODS #133 | 740 CAMELLIA BLVD | FORT VALLEY | Peach | 1110021 | 5 | Flapper Valve | 1994-04-28 |  | 1994-04-28 |  | Currently in Use | Gas (Historical Use) | 10000 | Composite | 1994-04-28 | Fiberglass Reinforced Plastic | Pressurized
ESTECH CHEMICAL CORP | US 341 SOUTH | FORT VALLEY | Peach | 1110022 | 1 | [5 empty] | Removed from Ground | Gas (Historical Use) | 550 | Bare Steel | 1966-05-04 | Unknown
ESTECH CHEMICAL CORP | US 341 SOUTH | FORT VALLEY | Peach | 1110022 | 2 | [5 empty] | Removed from Ground | Gas (Historical Use) | 1000 | Bare Steel | 1964-05-04 | Unknown
HOUSTON FERTILIZER AND GRAIN | US HWY 341 SOUTH | FORT VALLEY | Peach | 1110023 | 1 | [5 empty] | Removed from Ground | Diesel | 550 | Bare Steel | 1974-05-02 | Unknown
HOUSTON FERTILIZER AND GRAIN | US HWY 341 SOUTH | FORT VALLEY | Peach | 1110023 | 2 | [5 empty] | Removed from Ground | Empty | 550 | Bare Steel | 1974-05-02 | Unknown
STANLEYS BP | 700 ORANGE ST | FORT VALLEY | Peach | 1110024 | 1 |  |  | TRUE |  | TRUE | Removed from Ground | Used Oil | 550 | Bare Steel | 1963-05-05 | Unknown
STANLEYS BP | 700 ORANGE ST | FORT VALLEY | Peach | 1110024 | 2 | [5 empty] | Removed from Ground | Gas (Historical Use) | 4000 | Bare Steel | 1963-05-05 | Unknown | Suction (American)
STANLEYS BP | 700 ORANGE ST | FORT VALLEY | Peach | 1110024 | 3 | [5 empty] | Removed from Ground | Gas (Historical Use) | 4000 | Bare Steel | 1963-05-05 | Unknown | Suction (American)
STANLEYS BP | 700 ORANGE ST | FORT VALLEY | Peach | 1110024 | 4 | [5 empty] | Removed from Ground | Gas (Historical Use) | 4000 | Bare Steel | 1963-05-05 | Unknown | Safe Suction (Euro)
SOUTHSIDE BP | 501 STATE COLLEGE DR | FORT VALLEY | Peach | 1110025 | 1 |  |  | TRUE |  | TRUE | Removed from Ground | Used Oil | 550 | Bare Steel | 1967-05-04 | Unknown
SOUTHSIDE BP | 501 STATE COLLEGE DR | FORT VALLEY | Peach | 1110025 | 2 | [5 empty] | Removed from Ground | Empty | 1000 | Bare Steel | 1970-05-03 | Unknown
SOUTHSIDE BP | 501 STATE COLLEGE DR | FORT VALLEY | Peach | 1110025 | 3 | [5 empty] | Removed from Ground | Gas (Historical Use) | 2000 | Bare Steel | 1971-05-03 | Unknown | Safe Suction (Euro)
SOUTHSIDE BP | 501 STATE COLLEGE DR | FORT VALLEY | Peach | 1110025 | 4 | [5 empty] | Removed from Ground | Gas (Historical Use) | 2000 | Bare Steel | 1971-05-03 | Unknown | Safe Suction (Euro)
SOUTHSIDE BP | 501 STATE COLLEGE DR | FORT VALLEY | Peach | 1110025 | 5 | [5 empty] | Removed from Ground | Gas (Historical Use) | 2000 | Bare Steel | 1971-05-03 | Unknown | Safe Suction (Euro)
EAST MAIN GULF SERVICE | 103 EAST MAIN ST | FORT VALLEY | Peach | 1110028 | 1 | [5 empty] | Removed from Ground | Gas (Historical Use) | 2000 | Bare Steel | 1954-05-07 | Unknown
EAST MAIN GULF SERVICE | 103 EAST MAIN ST | FORT VALLEY | Peach | 1110028 | 2 | [5 empty] | Removed from Ground | Gas (Historical Use) | 2000 | Bare Steel | 1966-05-04 | Unknown
EAST MAIN GULF SERVICE | 103 EAST MAIN ST | FORT VALLEY | Peach | 1110028 | 3 | [5 empty] | Removed from Ground | Gas (Historical Use) | 2000 | Bare Steel | 1966-05-04 | Unknown
BYRON GAS N GO | 248 HWY 49 N | BYRON | Peach | 1110029 | 1 | [5 empty] | Removed from Ground | Gas (Historical Use) | 6000 | Bare Steel | 1986-04-29 | Galvanized Steel
BYRON GAS N GO | 248 HWY 49 N | BYRON | Peach | 1110029 | 10 | Flapper Valve | 1996-06-01 |  | 1996-06-01 |  | Currently in Use | Diesel | 15000 | Epoxy | 1996-06-01 | Double Walled | Pressurized
BYRON GAS N GO | 248 HWY 49 N | BYRON | Peach | 1110029 | 11 | Overfill Alarm | 2016-12-16 | FALSE | 2016-12-16 | FALSE | Currently in Use | Gas (Historical Use) | 6000 | Composite Double Walled | 2016-12-16 | Double-Walled Fiberglass | Pressurized
BYRON GAS N GO | 248 HWY 49 N | BYRON | Peach | 1110029 | 2 | [5 empty] | Removed from Ground | Gas (Historical Use) | 6000 | Cathodically Protected Steel | 1986-04-29 | Galvanized Steel
BYRON GAS N GO | 248 HWY 49 N | BYRON | Peach | 1110029 | 3 | [5 empty] | Removed from Ground | Gas (Historical Use) | 6000 | Bare Steel | 1986-04-29 | Galvanized Steel
BYRON GAS N GO | 248 HWY 49 N | BYRON | Peach | 1110029 | 4 | [5 empty] | Removed from Ground | Gas (Historical Use) | 6000 | Bare Steel | 1986-04-29 | Galvanized Steel
BYRON GAS N GO | 248 HWY 49 N | BYRON | Peach | 1110029 | 5 | [5 empty] | Removed from Ground | Other | 1000 | Not Marked/Unknown | 1996-02-01 | Not Marked
BYRON GAS N GO | 248 HWY 49 N | BYRON | Peach | 1110029 | 6 | [5 empty] | Removed from Ground | Other | 1000 | Not Marked/Unknown | 1996-02-01 | Not Marked
BYRON GAS N GO | 248 HWY 49 N | BYRON | Peach | 1110029 | 7 | [5 empty] | Removed from Ground | Other | 1000 | Not Marked/Unknown | 1996-02-01 | Not Marked
BYRON GAS N GO | 248 HWY 49 N | BYRON | Peach | 1110029 | 8 | Flapper Valve | 1996-06-01 |  | 1996-06-01 |  | Currently in Use | Gas (Historical Use) | 15000 | Epoxy | 1996-06-01 | Double Walled | Pressurized
BYRON GAS N GO | 248 HWY 49 N | BYRON | Peach | 1110029 | 9 | Flapper Valve | 1996-06-01 |  | 1996-06-01 |  | Currently in Use | Gas (Historical Use) | 10000 | Epoxy | 1996-06-01 | Double Walled | Pressurized
FLASH FOODS #265 | 3211 GA HWY 247 CONN & I-75 | BYRON | Peach | 1110033 | 1 |  | 1998-12-01 |  | 1998-12-01 |  | Removed from Ground | Gas (Historical Use) | 10000 | Composite | 1986-03-17 | Fiberglass Reinforced Plastic | Pressurized
FLASH FOODS #265 | 3211 GA HWY 247 CONN & I-75 | BYRON | Peach | 1110033 | 2 |  | 1998-12-01 |  | 1998-12-01 |  | Removed from Ground | Gas (Historical Use) | 10000 | Composite | 1986-03-17 | Fiberglass Reinforced Plastic | Pressurized
FLASH FOODS #265 | 3211 GA HWY 247 CONN & I-75 | BYRON | Peach | 1110033 | 3 |  | 1998-12-01 |  | 1998-12-01 |  | Removed from Ground | Gas (Historical Use) | 8000 | Composite | 1986-03-17 | Fiberglass Reinforced Plastic | Pressurized
FLASH FOODS #265 | 3211 GA HWY 247 CONN & I-75 | BYRON | Peach | 1110033 | 4 |  | 1998-12-01 |  | 1998-12-01 |  | Removed from Ground | Diesel | 8000 | Composite | 1986-03-17 | Fiberglass Reinforced Plastic | Pressurized
FLASH FOODS #265 | 3211 GA HWY 247 CONN & I-75 | BYRON | Peach | 1110033 | 5 |  | 1998-12-01 |  | 1998-12-01 |  | Removed from Ground | Kerosene | 4000 | Composite | 1986-03-17 | Fiberglass Reinforced Plastic | Pressurized
FLASH FOODS #265 | 3211 GA HWY 247 CONN & I-75 | BYRON | Peach | 1110033 | 6 | Flapper Valve | 2007-09-06 | FALSE | 2007-09-06 | FALSE | Currently in Use | Gas (Historical Use) | 15000 | Composite Double Walled | 2007-09-06 | Double-Walled Flex | Pressurized
FLASH FOODS #265 | 3211 GA HWY 247 CONN & I-75 | BYRON | Peach | 1110033 | 7 | Flapper Valve | 2007-09-06 | FALSE | 2007-09-06 | FALSE | Currently in Use | Gas (Historical Use) | 15000 | Composite Double Walled | 2007-09-06 | Double-Walled Flex | Pressurized
FLASH FOODS #265 | 3211 GA HWY 247 CONN & I-75 | BYRON | Peach | 1110033 | 8 | Flapper Valve | 2007-09-06 | FALSE | 2007-09-06 | FALSE | Currently in Use | Gas (Historical Use) | 8000 | Composite Double Walled | 2007-09-06 | Double-Walled Flex | Pressurized
FLASH FOODS #265 | 3211 GA HWY 247 CONN & I-75 | BYRON | Peach | 1110033 | 9 | Flapper Valve | 2007-09-06 | FALSE | 2007-09-06 | FALSE | Currently in Use | Diesel | 8000 | Composite Double Walled | 2007-09-06 | Double-Walled Flex | Pressurized
FLASH FOODS #264 | 240 GA HWY 49 @ I-75 | BYRON | Peach | 1110034 | 1 | Flapper Valve | 1997-10-01 |  | 1997-10-01 |  | Currently in Use | Gas (Historical Use) | 12000 | Steel-Impressed Current | 1982-03-18 | Fiberglass Reinforced Plastic | Pressurized
FLASH FOODS #264 | 240 GA HWY 49 @ I-75 | BYRON | Peach | 1110034 | 2 | Flapper Valve | 1997-10-01 |  | 1997-10-01 |  | Currently in Use | Gas (Historical Use) | 6000 | Steel-Impressed Current | 1982-03-18 | Fiberglass Reinforced Plastic | Pressurized
FLASH FOODS #264 | 240 GA HWY 49 @ I-75 | BYRON | Peach | 1110034 | 3 | Flapper Valve | 1997-10-10 |  | 1997-10-10 |  | Currently in Use | Gas (Historical Use) | 8000 | Steel-Impressed Current | 1982-03-18 | Fiberglass Reinforced Plastic | Pressurized
FLASH FOODS #264 | 240 GA HWY 49 @ I-75 | BYRON | Peach | 1110034 | 4 | Flapper Valve | 1997-10-01 |  | 1997-10-01 |  | Currently in Use | Gas (Historical Use) | 5000 | Steel-Impressed Current | 1982-03-18 | Fiberglass Reinforced Plastic | Pressurized
FLASH FOODS #264 | 240 GA HWY 49 @ I-75 | BYRON | Peach | 1110034 | 5 |  | 1997-10-01 |  | 1997-10-01 |  | Permanently Out Of Use | Gas (Historical Use) | 5000 | Cathodically Protected Steel | 1982-03-18 | Fiberglass Reinforced Plastic | Pressurized
FLASH FOODS #264 | 240 GA HWY 49 @ I-75 | BYRON | Peach | 1110034 | 6 | Flapper Valve | 1997-10-01 |  | 1997-10-01 |  | Currently in Use | Diesel | 20000 | Steel-Impressed Current | 1982-03-18 | Fiberglass Reinforced Plastic | Pressurized
FT VALLEY RADIO RELAY STATION | UNKNOWN/HARTLEY ROAD? | FORT VALLEY | Peach | 1110037 | 1 | [5 empty] | Removed from Ground | Diesel | 1500 | Bare Steel | 1974-05-09 | Galvanized Steel
COMMUNITY PLAZA 2 | 402 VINEVILLE ST | FORT VALLEY | Peach | 1110038 | 1 | [5 empty] | Removed from Ground | Gas (Historical Use) | 8000 | Bare Steel | 1976-05-09 | Galvanized Steel
COMMUNITY PLAZA 2 | 402 VINEVILLE ST | FORT VALLEY | Peach | 1110038 | 2 | [5 empty] | Removed from Ground | Gas (Historical Use) | 8000 | Bare Steel | 1976-05-09 | Galvanized Steel
COMMUNITY PLAZA 2 | 402 VINEVILLE ST | FORT VALLEY | Peach | 1110038 | 3 | [5 empty] | Removed from Ground | Gas (Historical Use) | 6000 | Bare Steel | 1976-05-09 | Galvanized Steel
COMMUNITY PLAZA 2 | 402 VINEVILLE ST | FORT VALLEY | Peach | 1110038 | 4 | Ball Float | 1994-04-01 |  | 1994-04-01 |  | Currently in Use | Gas (Historical Use) | 10000 | Epoxy | 1994-04-01 | Fiberglass Reinforced Plastic | Pressurized
COMMUNITY PLAZA 2 | 402 VINEVILLE ST | FORT VALLEY | Peach | 1110038 | 5 | Ball Float | 1994-04-01 |  | 1994-04-01 |  | Currently in Use | Gas (Historical Use) | 5000 | Epoxy | 1994-04-01 | Fiberglass Reinforced Plastic | Pressurized
CIRCLE K #2703146 | 303 HWY 49 N | BYRON | Peach | 1110039 | 1 | Ball Float | 1991-05-01 | FALSE | 1991-05-01 | FALSE | Currently in Use | Gas (Historical Use) | 6000 | Composite | 1985-05-07 | Fiberglass Reinforced Plastic | Pressurized
CIRCLE K #2703146 | 303 HWY 49 N | BYRON | Peach | 1110039 | 2 | Flapper Valve | 1991-05-01 | FALSE | 1991-05-01 | FALSE | Currently in Use | Gas (Historical Use) | 6000 | Composite | 1985-05-07 | Fiberglass Reinforced Plastic | Pressurized
CIRCLE K #2703146 | 303 HWY 49 N | BYRON | Peach | 1110039 | 3 | Flapper Valve | 1991-05-01 | FALSE | 1991-05-01 | FALSE | Currently in Use | Gas (Historical Use) | 6000 | Composite | 1985-05-07 | Fiberglass Reinforced Plastic | Pressurized
CIRCLE K #2703146 | 303 HWY 49 N | BYRON | Peach | 1110039 | 4 | Ball Float | 1991-05-01 | FALSE | 1991-05-01 | FALSE | Temporarily out of use | Diesel | 6000 | Composite | 1985-05-07 | Fiberglass Reinforced Plastic | Pressurized
CIRCLE K #2703146 | 303 HWY 49 N | BYRON | Peach | 1110039 | 5 | Flapper Valve | 1991-05-01 | FALSE | 1991-05-01 | FALSE | Currently in Use | Gas (Historical Use) | 6000 | Composite | 1991-05-01 | Fiberglass Reinforced Plastic | Pressurized
CIRCLE K #2703146 | 303 HWY 49 N | BYRON | Peach | 1110039 | 6 | Flapper Valve | 2008-06-20 | FALSE | 2008-06-20 | FALSE | Currently in Use | Diesel | 6000 | Composite Double Walled | 2008-06-20 | Double-Walled Fiberglass | Pressurized
96 SHELL ALFORD SHELL | I-75 & HOUSER MILL RD | FORT VALLEY | Peach | 1110040 | 1 |  | 1996-12-18 |  | 1996-12-18 |  | Removed from Ground | Gas (Historical Use) | 6000 | Steel-Impressed Current | 1970-05-11 | Cathodically Protected | Pressurized
96 SHELL ALFORD SHELL | I-75 & HOUSER MILL RD | FORT VALLEY | Peach | 1110040 | 2 |  | 1996-12-18 |  | 1996-12-18 |  | Removed from Ground | Gas (Historical Use) | 6000 | Steel-Impressed Current | 1970-05-11 | Cathodically Protected | Pressurized
96 SHELL ALFORD SHELL | I-75 & HOUSER MILL RD | FORT VALLEY | Peach | 1110040 | 3 |  | 1996-12-18 |  | 1996-12-18 |  | Removed from Ground | Gas (Historical Use) | 6000 | Steel-Impressed Current | 1970-05-11 | Cathodically Protected | Pressurized
GAS & GROCERY | 510 S CAMILLIA BLVD | FORT VALLEY | Peach | 1110041 | 1-RU |  | 1995-05-22 |  | 1995-05-22 |  | Removed from Ground | Gas (Historical Use) | 8000 | Steel-Impressed Current | 1972-05-11 | Cathodically Protected | Safe Suction (Euro)
GAS & GROCERY | 510 S CAMILLIA BLVD | FORT VALLEY | Peach | 1110041 | 2-SU |  | 1995-05-22 |  | 1995-05-22 |  | Removed from Ground | Gas (Historical Use) | 3000 | Steel-Impressed Current | 1972-05-11 | Cathodically Protected | Safe Suction (Euro)
GAS & GROCERY | 510 S CAMILLIA BLVD | FORT VALLEY | Peach | 1110041 | 3-MID |  | 1995-05-22 |  | 1995-05-22 |  | Removed from Ground | Gas (Historical Use) | 3000 | Steel-Impressed Current | 1975-05-11 | Cathodically Protected | Safe Suction (Euro)
GAS & GROCERY | 510 S CAMILLIA BLVD | FORT VALLEY | Peach | 1110041 | 4A |  | 2006-12-06 | FALSE | 2006-12-06 | FALSE | Currently in Use | Gas (Historical Use) | 5000 | Composite | 2006-12-06 | Fiberglass Reinforced Plastic | Safe Suction (Euro)
GAS & GROCERY | 510 S CAMILLIA BLVD | FORT VALLEY | Peach | 1110041 | 4B |  | 2006-12-06 | FALSE | 2006-12-06 | FALSE | Currently in Use | Gas (Historical Use) | 3000 | Composite | 2006-12-06 | Fiberglass Reinforced Plastic | Safe Suction (Euro)
FLASH FOODS #214 | 105 GA HWY 49 SOUTH | BYRON | Peach | 1110042 | 1 | Flapper Valve | 1997-07-11 |  | 1993-08-01 |  | Currently in Use | Gas (Historical Use) | 10000 | Steel-Impressed Current | 1980-05-09 | Steel (Impressed Current) | Pressurized
FLASH FOODS #214 | 105 GA HWY 49 SOUTH | BYRON | Peach | 1110042 | 2 | Flapper Valve | 1997-07-11 |  | 1993-08-01 |  | Currently in Use | Gas (Historical Use) | 10000 | Steel-Impressed Current | 1980-05-09 | Steel (Impressed Current) | Pressurized
FLASH FOODS #214 | 105 GA HWY 49 SOUTH | BYRON | Peach | 1110042 | 3 | Flapper Valve | 1997-07-11 |  | 1983-08-01 |  | Currently in Use | Gas (Historical Use) | 6000 | Steel-Impressed Current | 1980-05-09 | Steel (Impressed Current) | Pressurized
FORT VALLEY\THE BIBB CO | US 341 S | FORT VALLEY | Peach | 1110045 | 1 | [5 empty] | Removed from Ground | Gas (Historical Use) | 1000 | Bare Steel | 1970-05-12 | Bare Steel
WINDSTREAM CENTERVILLE CENTRAL OFFICE | 109 GUNN RD | CENTERVILLE | Peach | 1110046 | 1 |  | 1990-01-01 | FALSE | 1990-01-01 | FALSE | Removed from Ground | Diesel | 1000 | Bare Steel | 1986-05-08 |  | Suction (American)
WINDSTREAM BYRON CENTRAL OFFICE | 103 HWY 49 S | BYRON | Peach | 1110047 | 1 |  |  | FALSE |  | FALSE | Removed from Ground | Diesel | 100 | Bare Steel | 1986-05-08 | Unknown
WINDSTREAM BYRON CENTRAL OFFICE | 103 HWY 49 S | BYRON | Peach | 1110047 | 2 | [5 empty] | Removed from Ground | Gas (Historical Use) | 100 | Fiberglass Double Walled | 1986-05-08 | Unknown
WINDSTREAM BYRON CENTRAL OFFICE | 103 HWY 49 S | BYRON | Peach | 1110047 | 3 |  | 1988-01-01 | FALSE | 1988-01-01 | FALSE | Removed from Ground | Diesel | 1000 |  | 1988-01-01 | Copper | Safe Suction (Euro)
SUWANEE SWIFTY | 200 EAST CHURCH ST | FORT VALLEY | Peach | 1110048 | 1 | [5 empty] | Removed from Ground | Gas (Historical Use) | 8000 | Bare Steel | 1978-05-07 | Galvanized Steel
SUWANEE SWIFTY | 200 EAST CHURCH ST | FORT VALLEY | Peach | 1110048 | 2 | [5 empty] | Removed from Ground | Gas (Historical Use) | 6000 | Bare Steel | 1978-05-07 | Galvanized Steel
SUWANEE SWIFTY | 200 EAST CHURCH ST | FORT VALLEY | Peach | 1110048 | 3 | [5 empty] | Removed from Ground | Gas (Historical Use) | 5000 | Bare Steel | 1978-05-07 | Galvanized Steel
49 GROCERY | HWY 49 | BYRON | Peach | 1110050 | 1 | [5 empty] | Removed from Ground | Gas (Historical Use) | 0 | Bare Steel | 1966-05-11 | Unknown
49 GROCERY | HWY 49 | BYRON | Peach | 1110050 | 2 | [5 empty] | Removed from Ground | Gas (Historical Use) | 0 | Bare Steel | 1966-05-11 | Unknown
49 GROCERY | HWY 49 | BYRON | Peach | 1110050 | 3 | [5 empty] | Removed from Ground | Gas (Historical Use) | 0 | Bare Steel | 1966-05-11 | Unknown
49 GROCERY | HWY 49 | BYRON | Peach | 1110050 | 4 | [5 empty] | Removed from Ground | Gas (Historical Use) | 0 | Bare Steel | 1966-05-11 | Unknown
CITY OF BYRON | PO BOX 129 | BYRON | Peach | 1110052 | 1 | [5 empty] | Removed from Ground | Gas (Historical Use) | 1000 | Bare Steel | 1966-05-13 | Unknown
RAILROAD AGENTS OFFICE | EAST MAIN ST | FORT VALLEY | Peach | 1110054 | 1 | [5 empty] | Removed from Ground | Gas (Historical Use) | 400 | Bare Steel | 1986-05-08 | Bare Steel
RAILROAD AGENTS OFFICE | EAST MAIN ST | FORT VALLEY | Peach | 1110054 | 2 | [5 empty] | Removed from Ground | Diesel | 400 | Bare Steel | 1986-05-08 | Bare Steel
BST/FORT VALLEY CO/R2125 | 110 ANDERSON AVE | FORT VALLEY | Peach | 1110058 | 1 | [5 empty] | Removed from Ground | Diesel | 1000 | Bare Steel | 1981-02-20 | Bare Steel | Suction (American)
BST/FORT VALLEY CO/R2125 | 110 ANDERSON AVE | FORT VALLEY | Peach | 1110058 | 2 |  | 1998-04-06 | FALSE | 1998-04-06 | FALSE | Currently in Use | Diesel | 2500 |  | 1998-04-06 | Copper | Suction (American)
BADCOCK HOME FURNISHING SERVICE | RT 1 BOX 1295 | FORT VALLEY | Peach | 1110059 | 1 |  | 1998-12-18 |  | 1998-12-18 |  | Removed from Ground | Diesel | 10000 | Steel-Impressed Current | 1985-01-01 | Cathodically Protected | Pressurized
BADCOCK HOME FURNISHING SERVICE | RT 1 BOX 1295 | FORT VALLEY | Peach | 1110059 | 2 |  | 1998-12-18 |  | 1998-12-18 |  | Removed from Ground | Diesel | 20000 | Steel-Impressed Current | 1985-01-01 | Cathodically Protected | Pressurized
BADCOCK HOME FURNISHING SERVICE | RT 1 BOX 1295 | FORT VALLEY | Peach | 1110059 | 3 |  | 1998-12-18 |  | 1998-12-18 |  | Removed from Ground | Gas (Historical Use) | 12000 | Steel-Impressed Current | 1985-01-01 | Cathodically Protected | Pressurized
BADCOCK HOME FURNISHING SERVICE | RT 1 BOX 1295 | FORT VALLEY | Peach | 1110059 | 4 |  |  | TRUE |  | TRUE | Removed from Ground | Used Oil | 265 | Bare Steel | 1985-01-01 | Galvanized Steel | Pressurized
AP MINI MART | 702 ORANGE ST | FORT VALLEY | Peach | 1110060 | 1 | Flapper Valve | 1997-10-01 | FALSE | 1997-10-01 | FALSE | Currently in Use | Gas (Historical Use) | 8000 | Steel-Impressed Current | 1978-05-10 | Steel (Impressed Current) | Pressurized
AP MINI MART | 702 ORANGE ST | FORT VALLEY | Peach | 1110060 | 2 | Flapper Valve | 1997-10-01 | FALSE | 1997-10-01 | FALSE | Currently in Use | Gas (Historical Use) | 8000 | Steel-Impressed Current | 1978-05-10 | Steel (Impressed Current) | Pressurized
AP MINI MART | 702 ORANGE ST | FORT VALLEY | Peach | 1110060 | 3 | Flapper Valve | 1997-10-01 | FALSE | 1997-10-01 | FALSE | Currently in Use | Gas (Historical Use) | 6000 | Steel-Impressed Current | 1978-05-10 | Steel (Impressed Current) | Pressurized
FAMILY FOOD MART | 402 S CAMELLIA BLVD. | FORT VALLEY | Peach | 1110061 | 1 |  | 1997-12-22 |  | 1997-12-22 |  | Currently in Use | Gas (Historical Use) | 8000 | Steel-Impressed Current | 1978-05-10 | Cathodically Protected | Pressurized
FAMILY FOOD MART | 402 S CAMELLIA BLVD. | FORT VALLEY | Peach | 1110061 | 2 |  | 1997-12-22 |  | 1997-12-22 |  | Temporarily out of use | Gas (Historical Use) | 8000 | Steel-Impressed Current | 1978-05-10 | Cathodically Protected | Pressurized
FAMILY FOOD MART | 402 S CAMELLIA BLVD. | FORT VALLEY | Peach | 1110061 | 3 |  | 1997-12-22 |  | 1997-12-22 |  | Currently in Use | Gas (Historical Use) | 6000 | Steel-Impressed Current | 1978-05-10 | Cathodically Protected | Pressurized
FORT VALLEY REDI-MIX & SUPPLY CO | 502 ANTHOINE ST | FORT VALLEY | Peach | 1110067 | 1 | [5 empty] | Removed from Ground | Diesel | 10061 | Bare Steel | 1981-01-02 | Galvanized Steel
HIGHWAY HAVEN | 1300 HWY 96 & HWY 41 | FORT VALLEY | Peach | 1110068 | 1 |  | 1999-01-25 |  | 1999-01-25 |  | Currently in Use | Diesel | 2008 | Steel-Impressed Current | 1987-09-17 | Cathodically Protected | Suction (American)
HIGHWAY HAVEN | 1300 HWY 96 & HWY 41 | FORT VALLEY | Peach | 1110068 | 2 |  | 1999-01-25 |  | 1999-01-25 |  | Currently in Use | Gas (Historical Use) | 3005 | Steel-Impressed Current | 1967-02-18 | Cathodically Protected | Suction (American)
HIGHWAY HAVEN | 1300 HWY 96 & HWY 41 | FORT VALLEY | Peach | 1110068 | 3 |  | 1999-01-25 |  | 1999-01-25 |  | Currently in Use | Gas (Historical Use) | 2005 | Steel-Impressed Current | 1967-02-18 | Cathodically Protected | Suction (American)
J W DENT & SONS | 14391 HWY 96 E | FORT VALLEY | Peach | 1110070 | 75 | [5 empty] | Removed from Ground | Gas (Historical Use) | 560 | Marked Unknown | 1972-01-05 | Galvanized Steel | Safe Suction (Euro)
J W DENT & SONS | 14391 HWY 96 E | FORT VALLEY | Peach | 1110070 | 76 | [5 empty] | Removed from Ground | Diesel | 10000 | Marked Unknown | 1972-01-05 | Galvanized Steel | Safe Suction (Euro)
J W DENT & SONS | 14391 HWY 96 E | FORT VALLEY | Peach | 1110070 | 77 | [5 empty] | Removed from Ground | Gas (Historical Use) | 560 | Marked Unknown | 1972-01-05 | Galvanized Steel | Safe Suction (Euro)
J W DENT & SONS | 14391 HWY 96 E | FORT VALLEY | Peach | 1110070 | 78 | Overfill Alarm | 1998-11-01 | FALSE | 1998-11-01 | FALSE | Currently in Use | Diesel | 8000 | Composite | 1998-11-01 | Fiberglass Reinforced Plastic | Safe Suction (Euro)
J W DENT & SONS | 14391 HWY 96 E | FORT VALLEY | Peach | 1110070 | 79 | Overfill Alarm | 1998-11-01 | FALSE | 1998-11-01 | FALSE | Currently in Use | Diesel | 2000 | Composite | 1998-11-01 | Fiberglass Reinforced Plastic | Safe Suction (Euro)
J W DENT & SONS | 14391 HWY 96 E | FORT VALLEY | Peach | 1110070 | 80 | Overfill Alarm | 1998-11-01 | FALSE | 1998-11-01 | FALSE | Currently in Use | Gas (Historical Use) | 2000 | Composite | 1998-11-01 | Fiberglass Reinforced Plastic | Safe Suction (Euro)
GRUB & GAS | 201 MOSELY RD | BYRON | Peach | 9111002 | 1 | Flapper Valve | 1987-01-01 | FALSE | 1987-01-01 | FALSE | Currently in Use |  | 6000 | Galvanic (STIP-3) | 1987-01-01 | Fiberglass Reinforced Plastic | Pressurized
GRUB & GAS | 201 MOSELY RD | BYRON | Peach | 9111002 | 2 |  | 1987-01-01 | FALSE | 1987-01-01 | FALSE | Currently in Use |  | 6000 | Galvanic (STIP-3) | 1987-01-01 | Fiberglass Reinforced Plastic | Pressurized
GRUB & GAS | 201 MOSELY RD | BYRON | Peach | 9111002 | 3 | Flapper Valve | 1987-01-01 | FALSE | 1987-01-01 | FALSE | Currently in Use |  | 6000 | Galvanic (STIP-3) | 1987-01-01 | Fiberglass Reinforced Plastic | Pressurized
GRUB & GAS | 201 MOSELY RD | BYRON | Peach | 9111002 | 4 | Flapper Valve | 1987-01-01 | FALSE | 1987-01-01 | FALSE | Currently in Use |  | 4000 | Galvanic (STIP-3) | 1987-01-01 | Fiberglass Reinforced Plastic | Pressurized
COMMUNITY PLAZA 1 | 1200 ST COLLEGE DR | FORT VALLEY | Peach | 9111003 | 1 |  | 1998-08-24 | FALSE | 1998-08-24 | FALSE | Currently in Use | Regular | 4000 | Galvanic (STIP-3) | 1986-01-01 | Fiberglass Reinforced Plastic | Pressurized
COMMUNITY PLAZA 1 | 1200 ST COLLEGE DR | FORT VALLEY | Peach | 9111003 | 2 | Ball Float | 1998-08-24 | FALSE | 1998-08-24 | FALSE | Currently in Use | Regular | 6000 | Galvanic (STIP-3) | 1986-01-01 | Fiberglass Reinforced Plastic | Pressurized
COMMUNITY PLAZA 1 | 1200 ST COLLEGE DR | FORT VALLEY | Peach | 9111003 | 3 | Ball Float | 1998-08-24 | FALSE | 1998-08-24 | FALSE | Currently in Use | Regular | 4000 | Galvanic (STIP-3) | 1986-01-01 | Fiberglass Reinforced Plastic | Pressurized
FLASH FOODS #213 | 401 NORTH CAMELLIA BLVD | FORT VALLEY | Peach | 9111005 | 1 | Flapper Valve | 1997-07-29 |  | 1988-04-06 |  | Currently in Use | Gas (Historical Use) | 10000 | Galvanic (STIP-3) | 1988-04-06 | Fiberglass Reinforced Plastic | Pressurized
FLASH FOODS #213 | 401 NORTH CAMELLIA BLVD | FORT VALLEY | Peach | 9111005 | 2 | Flapper Valve | 1997-07-29 |  | 1988-04-06 |  | Currently in Use | Gas (Historical Use) | 10000 | Galvanic (STIP-3) | 1988-04-06 | Fiberglass Reinforced Plastic | Pressurized
FLASH FOODS #213 | 401 NORTH CAMELLIA BLVD | FORT VALLEY | Peach | 9111005 | 3 | Flapper Valve | 1997-07-29 |  | 1988-04-06 |  | Currently in Use | Gas (Historical Use) | 8000 | Galvanic (STIP-3) | 1988-04-06 | Fiberglass Reinforced Plastic | Pressurized
FLASH FOODS #213 | 401 NORTH CAMELLIA BLVD | FORT VALLEY | Peach | 9111005 | 4 | Flapper Valve | 1997-07-29 |  | 1988-04-06 |  | Currently in Use | Diesel | 8000 | Galvanic (STIP-3) | 1988-04-06 | Fiberglass Reinforced Plastic | Pressurized
QUICK STOP #489 | 310 GA HWY 49 NORTH | BYRON | Peach | 9111006 | 1 | Ball Float | 1990-10-01 |  | 1990-10-01 |  | Currently in Use | Gas (Historical Use) | 12000 | Galvanic (STIP-3) | 1990-10-01 | Fiberglass Reinforced Plastic | Pressurized
QUICK STOP #489 | 310 GA HWY 49 NORTH | BYRON | Peach | 9111006 | 2 | Ball Float | 1990-10-01 |  | 1990-10-01 |  | Currently in Use | Gas (Historical Use) | 8000 | Galvanic (STIP-3) | 1990-10-01 | Fiberglass Reinforced Plastic | Pressurized
QUICK STOP #489 | 310 GA HWY 49 NORTH | BYRON | Peach | 9111006 | 3 | Ball Float | 1990-10-01 |  | 1990-10-01 |  | Currently in Use | Gas (Historical Use) | 8000 | Galvanic (STIP-3) | 1990-10-01 | Fiberglass Reinforced Plastic | Pressurized
QUICK STOP #489 | 310 GA HWY 49 NORTH | BYRON | Peach | 9111006 | 4 | Ball Float | 1990-10-01 |  | 1990-10-01 |  | Currently in Use | Diesel | 8000 | Galvanic (STIP-3) | 1990-10-01 | Fiberglass Reinforced Plastic | Pressurized
FIVE POINT SERVICES INC | 8 Wonderlodge Way | FORT VALLEY | Peach | 9111007 | 1 |  | 1990-01-01 |  | 1990-01-01 |  | Currently in Use | Diesel | 10000 | Cathodically Protected Steel | 1990-01-01 | Fiberglass Reinforced Plastic | Pressurized
FIVE POINT SERVICES INC | 8 Wonderlodge Way | FORT VALLEY | Peach | 9111007 | 1A |  | 1990-01-01 | FALSE | 1990-01-01 | FALSE | Currently in Use | Diesel | 10000 |  | 1990-01-01 | Fiberglass Reinforced Plastic | Pressurized
FIVE POINT SERVICES INC | 8 Wonderlodge Way | FORT VALLEY | Peach | 9111007 | 1B |  | 1990-01-01 | FALSE | 1990-01-01 | FALSE | Currently in Use | Gas (Historical Use) | 4000 |  | 1990-01-01 | Fiberglass Reinforced Plastic | Pressurized
FIVE POINT SERVICES INC | 8 Wonderlodge Way | FORT VALLEY | Peach | 9111007 | 2 |  | 1990-01-01 |  | 1990-01-01 |  | Currently in Use | Gas (Historical Use) | 8000 | Cathodically Protected Steel | 1990-01-01 | Fiberglass Reinforced Plastic | Pressurized
FIVE POINT SERVICES INC | 8 Wonderlodge Way | FORT VALLEY | Peach | 9111007 | 3 |  | 1990-01-01 |  | 1990-01-01 |  | Currently in Use | Diesel | 8000 | Cathodically Protected Steel | 1990-01-01 | Fiberglass Reinforced Plastic | Pressurized
UTILITY COMM-CITY OF FT VALLEY | 500 ANTHOINE ST | FORT VALLEY | Peach | 9111008 | 1 | [5 empty] | Removed from Ground | Gas (Historical Use) | 10000 | Bare Steel | 1989-12-01 | Bare Steel
COCA-COLA ENTERPRISES | HWY 49/MAIN ST | FORT VALLEY | Peach | 9111010 | 1 | [5 empty] | Closed in Ground | Diesel | 3000 | Not Marked/Unknown | 1979-01-01 | Not Marked
PEACH CO FORESTRY UNIT | HWY 96 2 MI EAST OF FORT VALLEY | FORT VALLEY | Peach | 9111012 | 1 |  | 1990-01-01 |  | 1990-01-01 |  | Removed from Ground | Diesel | 550 | Galvanic (STIP-3) | 1987-01-01 | Cathodically Protected | Safe Suction (Euro)
PEACH CO FORESTRY UNIT | HWY 96 2 MI EAST OF FORT VALLEY | FORT VALLEY | Peach | 9111012 | 2 |  | 1990-01-01 |  | 1990-01-01 |  | Removed from Ground | Gas (Historical Use) | 550 | Galvanic (STIP-3) | 1990-01-01 | Cathodically Protected | Safe Suction (Euro)
PEACH CO FORESTRY UNIT | HWY 96 2 MI EAST OF FORT VALLEY | FORT VALLEY | Peach | 9111012 | 3 | [5 empty] | Closed in Ground | Gas (Historical Use) | 560 | Bare Steel | 1971-01-01 | Bare Steel
CHEVRON #40456 | I-75 GA 49 | BYRON | Peach | 9111013 | 1 | [5 empty] | Removed from Ground | Gas (Historical Use) | 5000 | Cathodically Protected Steel | 1965-01-01 | Galvanized Steel
CHEVRON #40456 | I-75 GA 49 | BYRON | Peach | 9111013 | 2 | [5 empty] | Removed from Ground | Gas (Historical Use) | 4000 | Cathodically Protected Steel | 1965-01-01 | Galvanized Steel
CHEVRON #40456 | I-75 GA 49 | BYRON | Peach | 9111013 | 3 | [5 empty] | Removed from Ground | Gas (Historical Use) | 4000 | Cathodically Protected Steel | 1965-01-01 | Galvanized Steel
CHEVRON #40456 | I-75 GA 49 | BYRON | Peach | 9111013 | 4 | [5 empty] | Removed from Ground | Gas (Historical Use) | 3000 | Cathodically Protected Steel | 1965-01-01 | Galvanized Steel
CHEVRON #40456 | I-75 GA 49 | BYRON | Peach | 9111013 | 5 |  |  | TRUE |  | TRUE | Removed from Ground | Used Oil | 550 | Cathodically Protected Steel | 1965-01-01 | Galvanized Steel
RaceWay #917 - Byron | 237 HWY 49 | BYRON | Peach | 9111014 | 1 | [5 empty] | Removed from Ground | Gas (Historical Use) | 12000 | Bare Steel | 1973-01-01 | Galvanized Steel
RaceWay #917 - Byron | 237 HWY 49 | BYRON | Peach | 9111014 | 2 | [5 empty] | Removed from Ground | Gas (Historical Use) | 12000 | Bare Steel | 1973-01-01 | Galvanized Steel
RaceWay #917 - Byron | 237 HWY 49 | BYRON | Peach | 9111014 | 3 | [5 empty] | Removed from Ground | Gas (Historical Use) | 12000 | Bare Steel | 1973-01-01 | Galvanized Steel
RaceWay #917 - Byron | 237 HWY 49 | BYRON | Peach | 9111014 | 4 | Overfill Alarm | 1992-01-01 | FALSE | 1992-01-01 | FALSE | Currently in Use | Gas (Historical Use) | 12000 | Composite Double Walled | 1992-01-01 | Double-Walled Fiberglass | Pressurized
RaceWay #917 - Byron | 237 HWY 49 | BYRON | Peach | 9111014 | 5 | Overfill Alarm | 1992-01-01 | FALSE | 1992-01-01 | FALSE | Currently in Use | Diesel | 12000 | Composite Double Walled | 1992-01-01 | Double-Walled Fiberglass | Pressurized
RaceWay #917 - Byron | 237 HWY 49 | BYRON | Peach | 9111014 | 6 | Overfill Alarm | 1992-01-01 | FALSE | 1992-01-01 | FALSE | Currently in Use | Gas (Historical Use) | 12000 | Composite Double Walled | 1992-01-01 | Double-Walled Fiberglass | Pressurized
XPO Logistics | 130 PEACHTREE PARKWAY | BYRON | Peach | 9111015 | 1 | Flapper Valve | 1990-01-01 |  | 1990-01-01 |  | Currently in Use | Diesel | 10000 | Fiberglass | 1990-01-01 | Fiberglass Reinforced Plastic | Pressurized
BYRON TEXACO | 245 HWY 49 | BYRON | Peach | 9111017 | 1 |  | 1997-02-21 | TRUE | 1997-02-21 | TRUE | Closed in Ground | Used Oil | 550 | Cathodically Protected Steel | 1961-01-01 | Galvanized Steel
BYRON TEXACO | 245 HWY 49 | BYRON | Peach | 9111017 | 2 | [5 empty] | Permanently Out Of Use | Diesel | 1000 | Bare Steel | 1961-01-01 | Unknown
BYRON TEXACO | 245 HWY 49 | BYRON | Peach | 9111017 | 3 | Flapper Valve | 1998-08-01 |  | 1998-08-01 |  | Currently in Use | Diesel | 3000 | Steel-Impressed Current | 1958-01-01 | Double-Walled Flex | Pressurized
BYRON TEXACO | 245 HWY 49 | BYRON | Peach | 9111017 | 4 | Flapper Valve | 1998-08-01 |  | 1998-08-01 |  | Currently in Use | Gas (Historical Use) | 3000 | Steel-Impressed Current | 1958-01-01 | Double-Walled Flex | Pressurized
BYRON TEXACO | 245 HWY 49 | BYRON | Peach | 9111017 | 5 | Flapper Valve | 1998-08-01 |  | 1998-08-01 |  | Currently in Use | Gas (Historical Use) | 3000 | Steel-Impressed Current | 1958-01-01 | Double-Walled Flex | Pressurized
BYRON TEXACO | 245 HWY 49 | BYRON | Peach | 9111017 | 6 | Flapper Valve | 1997-02-21 |  | 1997-02-21 |  | Currently in Use | Gas (Historical Use) | 10000 | Steel-Impressed Current | 1978-01-01 | Double-Walled Flex | Pressurized
CLOSED/NO NAME ON FORM | 100 GA HWY 49 NORTH | BYRON | Peach | 9111018 | 1 | [5 empty] | Removed from Ground | Gas (Historical Use) | 2000 | Marked Unknown |  | Unknown | Suction (American)
CLOSED/NO NAME ON FORM | 100 GA HWY 49 NORTH | BYRON | Peach | 9111018 | 2 | [5 empty] | Removed from Ground | Gas (Historical Use) | 2000 | Marked Unknown |  | Unknown | Suction (American)
DOT 10343/PEACH CO MAINT HQ | OLD MACON RD | FORT VALLEY | Peach | 9111019 | 10343-1 | [5 empty] | Removed from Ground | Gas (Historical Use) | 560 | Bare Steel | 1993-05-19 | Galvanized Steel | Safe Suction (Euro)
DOT 10343/PEACH CO MAINT HQ | OLD MACON RD | FORT VALLEY | Peach | 9111019 | 10343-2 | [5 empty] | Removed from Ground | Gas (Historical Use) | 1000 | Bare Steel | 1993-05-19 | Galvanized Steel | Safe Suction (Euro)
FT VALLEY STATE COLLEGE/WILSON R | 1005 STATE COLLEGE DR | FORT VALLEY | Peach | 9111023 | 1 | [5 empty] | Removed from Ground | Gas (Historical Use) | 545 | Bare Steel | 1969-01-01 | Bare Steel | Safe Suction (Euro)
FT VALLEY STATE COLLEGE/WILSON R | 1005 STATE COLLEGE DR | FORT VALLEY | Peach | 9111023 | 2 | [5 empty] | Removed from Ground | Gas (Historical Use) | 545 | Bare Steel | 1969-01-01 | Bare Steel | Safe Suction (Euro)
FT VALLEY STATE COLLEGE/WILSON R | 1005 STATE COLLEGE DR | FORT VALLEY | Peach | 9111023 | 3 | [5 empty] | Removed from Ground | Gas (Historical Use) | 545 | Bare Steel | 1969-01-01 | Bare Steel | Safe Suction (Euro)
FT VALLEY STATE COLLEGE/WILSON R | 1005 STATE COLLEGE DR | FORT VALLEY | Peach | 9111023 | 4 | [5 empty] | Removed from Ground | Gas (Historical Use) | 2000 | Bare Steel | 1969-01-01 | Bare Steel | Safe Suction (Euro)
FORT VALLEY OIL CO INC | 209 CAMELLIA BLVD | FORT VALLEY | Peach | 9111026 | 1 | [5 empty] | Removed from Ground | Gas (Historical Use) | 1000 | Bare Steel | 1973-01-01 | Unknown
RACEWAY FOODMART #2 | 2494 HWY 247 CONNECTOR | BYRON | Peach | 9111027 | 1 | Flapper Valve | 1999-02-19 | FALSE | 1999-02-19 | FALSE | Currently in Use |  | 10000 | Steel-Impressed Current | 1970-01-01 | Fiberglass Reinforced Plastic | Pressurized
RACEWAY FOODMART #2 | 2494 HWY 247 CONNECTOR | BYRON | Peach | 9111027 | 2 | Flapper Valve | 1999-02-19 | FALSE | 1999-02-19 | FALSE | Currently in Use |  | 8000 | Steel-Impressed Current | 1970-01-01 |  | Suction (American)
RACEWAY FOODMART #2 | 2494 HWY 247 CONNECTOR | BYRON | Peach | 9111027 | 3 | Flapper Valve | 1999-02-19 | FALSE | 1999-02-19 | FALSE | Currently in Use |  | 8000 | Steel-Impressed Current | 1970-01-01 |  | Suction (American)
RACEWAY FOODMART #2 | 2494 HWY 247 CONNECTOR | BYRON | Peach | 9111027 | 4 | Flapper Valve | 1999-02-19 | FALSE | 1999-02-19 | FALSE | Currently in Use |  | 5000 | Steel-Impressed Current | 1970-01-01 |  | Suction (American)
PEACH CO HOSPITAL | 601 NORTH CAMALIA BLVD | FORT VALLEY | Peach | 9111028 | 1 | [5 empty] | Closed in Ground | Diesel | 125 | Bare Steel | 1964-01-01 | Unknown
PEACH CO HOSPITAL | 601 NORTH CAMALIA BLVD | FORT VALLEY | Peach | 9111028 | 2 | [5 empty] | Removed from Ground | Diesel | 500 | Bare Steel | 1964-01-01 | Unknown
MASTERS ECONOMY INN | HAMPTON RD & GA HWY 247 | BYRON | Peach | 9111029 | 1 | [5 empty] | Permanently Out of Use - historical purposes | Gas (Historical Use) | 0 | Marked Unknown |  | Unknown
GREAT AMERICAN | 910 MLK JR DR | FORT VALLEY | Peach | 9111030 | 1 |  | 1996-11-01 |  | 1996-11-01 |  | Currently in Use | Diesel | 10000 | Steel-Impressed Current | 1986-01-01 | Steel (Impressed Current) | Pressurized
GREAT AMERICAN | 910 MLK JR DR | FORT VALLEY | Peach | 9111030 | 2 |  | 1996-11-01 |  | 1996-11-01 |  | Currently in Use | Gas (Historical Use) | 10000 | Steel-Impressed Current | 1986-01-01 | Steel (Impressed Current) | Pressurized
GREAT AMERICAN | 910 MLK JR DR | FORT VALLEY | Peach | 9111030 | 3 |  | 1996-11-01 |  | 1996-11-01 |  | Currently in Use | Gas (Historical Use) | 10000 | Steel-Impressed Current | 1986-01-01 | Steel (Impressed Current) | Pressurized
GREAT AMERICAN | 910 MLK JR DR | FORT VALLEY | Peach | 9111030 | 4 |  | 1996-11-01 |  | 1996-11-01 |  | Currently in Use | Kerosene | 6000 | Steel-Impressed Current | 1986-01-01 | Steel (Impressed Current) | Pressurized
DAVIS EXXON MARKET | 12017 WATSON BLVD | BYRON | Peach | 9111031 | 1 |  | 1998-10-23 |  | 1998-10-23 |  | Removed from Ground | Gas (Historical Use) | 6000 | Steel-Impressed Current | 1987-10-30 | Fiberglass Reinforced Plastic | Pressurized
DAVIS EXXON MARKET | 12017 WATSON BLVD | BYRON | Peach | 9111031 | 2 |  | 1998-10-27 |  | 1998-10-23 |  | Removed from Ground | Gas (Historical Use) | 6000 | Steel-Impressed Current | 1987-10-30 | Fiberglass Reinforced Plastic | Pressurized
DAVIS EXXON MARKET | 12017 WATSON BLVD | BYRON | Peach | 9111031 | 3 |  | 1998-10-23 |  | 1998-10-23 |  | Removed from Ground | Gas (Historical Use) | 4000 | Steel-Impressed Current | 1987-10-30 | Fiberglass Reinforced Plastic | Pressurized
DAVIS EXXON MARKET | 12017 WATSON BLVD | BYRON | Peach | 9111031 | 4 |  | 1998-10-23 |  | 1998-10-23 |  | Closed in Ground | Kerosene | 500 | Steel-Impressed Current | 1987-10-20 | Fiberglass Reinforced Plastic
DAVIS EXXON MARKET | 12017 WATSON BLVD | BYRON | Peach | 9111031 | 5 |  | 1998-10-23 | TRUE | 1998-10-23 | TRUE | Closed in Ground | Used Oil | 500 | Steel-Impressed Current | 1987-10-30 | Fiberglass Reinforced Plastic | Pressurized
DAVIS EXXON MARKET | 12017 WATSON BLVD | BYRON | Peach | 9111031 | 6A |  | 2004-11-06 | FALSE | 2004-11-06 | FALSE | Currently in Use | Gas (Historical Use) | 12000 | Composite | 2004-10-01 | Double Walled | Pressurized
DAVIS EXXON MARKET | 12017 WATSON BLVD | BYRON | Peach | 9111031 | 6B |  | 2004-11-06 | FALSE | 2004-11-06 | FALSE | Currently in Use | Gas (Historical Use) | 8000 | Composite | 2004-10-01 | Double Walled | Pressurized
DAVIS EXXON MARKET | 12017 WATSON BLVD | BYRON | Peach | 9111031 | 7A |  | 2004-11-06 | FALSE | 2004-11-06 | FALSE | Currently in Use | Diesel | 4000 | Composite | 2004-10-01 | Double Walled | Pressurized
DAVIS EXXON MARKET | 12017 WATSON BLVD | BYRON | Peach | 9111031 | 7B |  | 2004-11-06 | FALSE | 2004-11-06 | FALSE | Currently in Use | Diesel | 4000 | Composite | 2004-10-01 | Double Walled | Pressurized
F HUNT SANDERS | 3341 HWY 41 N | BYRON | Peach | 9111032 | 1 | [5 empty] | Currently in Use | Gas (Historical Use) | 550 | Epoxy | 1986-05-01 | Galvanized Steel | Pressurized
NEIGHBOR'S FOOD MART | 412 MARTIN LUTHER KING JR DR | FORT VALLEY | Peach | 9111033 | 1 | [5 empty] | Removed from Ground | Gas (Historical Use) | 3000 | Bare Steel | 1989-01-01 | Fiberglass Reinforced Plastic | Pressurized
NEIGHBOR'S FOOD MART | 412 MARTIN LUTHER KING JR DR | FORT VALLEY | Peach | 9111033 | 2 | [5 empty] | Removed from Ground | Gas (Historical Use) | 4000 | Bare Steel | 1989-01-01 | Fiberglass Reinforced Plastic | Pressurized
NEIGHBOR'S FOOD MART | 412 MARTIN LUTHER KING JR DR | FORT VALLEY | Peach | 9111033 | 3 |  | 1998-11-23 |  | 1998-11-23 |  | Currently in Use | Gas (Historical Use) | 8000 | Composite | 1998-11-23 | Fiberglass Reinforced Plastic | Pressurized
NEIGHBOR'S FOOD MART | 412 MARTIN LUTHER KING JR DR | FORT VALLEY | Peach | 9111033 | 4 |  | 1998-11-23 |  | 1998-11-23 |  | Temporarily out of use | Gas (Historical Use) | 6000 | Composite | 1989-01-01 | Fiberglass Reinforced Plastic | Pressurized
NEIGHBOR'S FOOD MART | 412 MARTIN LUTHER KING JR DR | FORT VALLEY | Peach | 9111033 | 5 | [5 empty] | Removed from Ground | Kerosene | 2000 | Bare Steel | 1989-01-01 | Fiberglass Reinforced Plastic | Pressurized
BOBBYS FOOD MART | 4003 N HWY 41 | BYRON | Peach | 9111034 | 1 |  | 1999-04-02 |  | 1999-04-02 |  | Removed from Ground | Gas (Historical Use) | 4000 | Steel-Impressed Current | 1978-01-01 | Cathodically Protected | Suction (American)
BOBBYS FOOD MART | 4003 N HWY 41 | BYRON | Peach | 9111034 | 2 |  | 1999-04-02 |  | 1999-04-02 |  | Removed from Ground | Gas (Historical Use) | 4000 | Steel-Impressed Current | 1978-01-01 | Cathodically Protected | Suction (American)
BOBBYS FOOD MART | 4003 N HWY 41 | BYRON | Peach | 9111034 | 3 |  | 1999-04-02 |  | 1999-04-02 |  | Removed from Ground | Gas (Historical Use) | 6000 | Steel-Impressed Current | 1978-01-01 | Cathodically Protected | Suction (American)
EVANS FARMS LLC | HWY 96 & EVANS RD | FORT VALLEY | Peach | 9111038 | 1 |  | 1998-12-01 |  | 1998-12-01 |  | Currently in Use | Gas (Historical Use) | 10000 | Steel-Impressed Current | 1985-01-01 | Steel (Impressed Current) | Suction (American)
BYRON POLICE DEPARMENT | 103 S HIGHWAY 49 | BYRON | Peach | 9111039 | 1 |  | 1998-03-04 |  | 1998-03-04 |  | Temporarily out of use | Gas (Historical Use) | 8000 | Steel-Impressed Current | 1986-01-01 | Cathodically Protected | Suction (American)
EASTSIDE QUICK STOP | 413 E CHURCH ST | FORT VALLEY | Peach | 9111040 | 1 | [5 empty] | Removed from Ground | Gas (Historical Use) | 1000 | Bare Steel | 1974-01-01 | Bare Steel | Suction (American)
EASTSIDE QUICK STOP | 413 E CHURCH ST | FORT VALLEY | Peach | 9111040 | 2 | [5 empty] | Removed from Ground | Gas (Historical Use) | 0 | Not Marked/Unknown | 1999-07-14 | Not Marked
R & R QUICK STOP | 501 MARTIN LUTHER KING BLVD | FORT VALLEY | Peach | 9111041 | 1 |  | 1989-06-22 | FALSE | 1989-06-22 | FALSE | Currently in Use | Gas (Historical Use) | 4000 | Galvanic (STIP-3) | 1989-06-01 | Fiberglass Reinforced Plastic | Suction (American)
R & R QUICK STOP | 501 MARTIN LUTHER KING BLVD | FORT VALLEY | Peach | 9111041 | 2 |  | 1989-06-22 | FALSE | 1989-06-22 | FALSE | Currently in Use | Gas (Historical Use) | 4000 | Galvanic (STIP-3) | 1989-06-01 | Fiberglass Reinforced Plastic | Suction (American)
R & R QUICK STOP | 501 MARTIN LUTHER KING BLVD | FORT VALLEY | Peach | 9111041 | 3 |  | 1989-06-22 | FALSE | 1989-06-22 | FALSE | Currently in Use | Gas (Historical Use) | 2000 | Galvanic (STIP-3) | 1989-06-01 | Fiberglass Reinforced Plastic | Suction (American)
R AND R QUICK STOP #2 | 808 STATE UNIVERSITY BLVD | FORT VALLEY | Peach | 9111042 | 1 |  | 1998-12-06 |  | 1998-12-06 |  | Removed from Ground | Gas (Historical Use) | 6000 | Steel-Impressed Current | 1986-01-01 | Cathodically Protected | Suction (American)
R AND R QUICK STOP #2 | 808 STATE UNIVERSITY BLVD | FORT VALLEY | Peach | 9111042 | 2 |  | 1998-12-06 |  | 1998-12-06 |  | Removed from Ground | Gas (Historical Use) | 0 | Steel-Impressed Current | 1986-01-01 | Cathodically Protected | Suction (American)
R AND R QUICK STOP #2 | 808 STATE UNIVERSITY BLVD | FORT VALLEY | Peach | 9111042 | 3A |  | 2007-11-21 | FALSE | 2007-11-21 | FALSE | Currently in Use | Not Marked | 4000 | Composite | 2007-11-29 | Not Marked
R AND R QUICK STOP #2 | 808 STATE UNIVERSITY BLVD | FORT VALLEY | Peach | 9111042 | 3B |  | 2007-11-21 | FALSE | 2007-11-21 | FALSE | Currently in Use | Not Marked | 2000 | Composite | 2007-11-29 | Not Marked
UNION 76 STATION | 400 NORTH CAMELIA BLVD | FORT VALLEY | Peach | 9111043 | 1 | [5 empty] | Removed from Ground | Used Oil | 500 | Not Marked/Unknown | 1995-09-08 | Not Marked
UNION 76 STATION | 400 NORTH CAMELIA BLVD | FORT VALLEY | Peach | 9111043 | 2 | [5 empty] | Removed from Ground | Gas (Historical Use) | 2500 | Not Marked/Unknown | 1995-09-08 | Not Marked
UNION 76 STATION | 400 NORTH CAMELIA BLVD | FORT VALLEY | Peach | 9111043 | 3 | [5 empty] | Removed from Ground | Diesel | 10000 | Not Marked/Unknown | 1995-09-08 | Not Marked
UNION 76 STATION | 400 NORTH CAMELIA BLVD | FORT VALLEY | Peach | 9111043 | 4 | [5 empty] | Removed from Ground | Gas (Historical Use) | 10000 | Not Marked/Unknown | 1995-09-08 | Not Marked
BYRON PACKAGE | 243 HWY 49 NORTH | BYRON | Peach | 9111045 | 1 | [5 empty] | Removed from Ground | Gas (Historical Use) | 8000 | Not Marked/Unknown | 1997-08-21 | Not Marked
BYRON PACKAGE | 243 HWY 49 NORTH | BYRON | Peach | 9111045 | 2 | [5 empty] | Removed from Ground | Gas (Historical Use) | 8000 | Not Marked/Unknown | 1997-08-21 | Not Marked
SHELL STATION | 12005 WATSON BLVD | Byron | Peach | 9111046 | 1 |  | 1997-10-01 | FALSE | 1997-10-01 | FALSE | Currently in Use | Gas (Historical Use) | 8000 | Composite | 1997-10-01 |  | Pressurized
SHELL STATION | 12005 WATSON BLVD | Byron | Peach | 9111046 | 2 |  | 1997-10-01 | FALSE | 1997-10-01 | FALSE | Currently in Use | Gas (Historical Use) | 10000 | Composite | 1997-10-01 |  | Pressurized
FT VALLEY FIRE ST/CITY HALL | 204 WEST CHURCH ST | FORT VALLEY | Peach | 9111047 | 1 | [5 empty] | Removed from Ground | Gas (Historical Use) | 1000 | Bare Steel | 1986-03-27 | Galvanized Steel
PILOT TRAVEL CENTER 267 | 2965 HWY 247C | BYRON | Peach | 9111048 | 1 | Ball Float | 1999-06-01 |  | 1999-06-01 |  | Currently in Use | Diesel | 20000 | Double Walled | 1999-06-01 | Fiberglass Reinforced Plastic | Pressurized
PILOT TRAVEL CENTER 267 | 2965 HWY 247C | BYRON | Peach | 9111048 | 2 | Ball Float | 1999-06-01 |  | 1999-06-01 |  | Currently in Use | Diesel | 20000 | Double Walled | 1999-06-01 | Fiberglass Reinforced Plastic | Pressurized
PILOT TRAVEL CENTER 267 | 2965 HWY 247C | BYRON | Peach | 9111048 | 3 | Ball Float | 1999-06-01 |  | 1999-06-01 |  | Currently in Use | Diesel | 20000 | Double Walled | 1999-06-01 | Fiberglass Reinforced Plastic | Pressurized
PILOT TRAVEL CENTER 267 | 2965 HWY 247C | BYRON | Peach | 9111048 | 4 | Ball Float | 1999-06-01 |  | 1999-06-01 |  | Currently in Use | Gas (Historical Use) | 15000 | Double Walled | 1999-06-01 | Fiberglass Reinforced Plastic | Pressurized
PILOT TRAVEL CENTER 267 | 2965 HWY 247C | BYRON | Peach | 9111048 | 5 | Ball Float | 1999-06-01 |  | 1999-06-01 |  | Currently in Use | Gas (Historical Use) | 12000 | Double Walled | 1999-06-01 | Fiberglass Reinforced Plastic | Pressurized
PILOT TRAVEL CENTER 267 | 2965 HWY 247C | BYRON | Peach | 9111048 | 6 | Ball Float | 1999-06-01 |  | 1999-06-01 |  | Currently in Use | Diesel | 4000 | Double Walled | 1999-06-01 | Fiberglass Reinforced Plastic | Pressurized
HIWAY PATEL | 14950 HWY 96 E & HWY41 | FORT VALLEY | Peach | 9111049 | 1 |  | 1999-11-01 |  | 1999-11-01 |  | Currently in Use | Gas (Historical Use) | 12000 | Composite | 2000-04-20 | Fiberglass Reinforced Plastic | Pressurized
HIWAY PATEL | 14950 HWY 96 E & HWY41 | FORT VALLEY | Peach | 9111049 | 2 |  | 1999-11-01 |  | 1999-11-01 |  | Currently in Use | Gas (Historical Use) | 8000 | Composite | 2000-04-20 | Fiberglass Reinforced Plastic | Pressurized
HIWAY PATEL | 14950 HWY 96 E & HWY41 | FORT VALLEY | Peach | 9111049 | 3 |  | 1999-11-01 |  | 1999-11-01 |  | Currently in Use | Diesel | 8000 | Composite | 2000-04-20 | Fiberglass Reinforced Plastic | Pressurized
HIWAY PATEL | 14950 HWY 96 E & HWY41 | FORT VALLEY | Peach | 9111049 | 4 | [5 empty] | Removed from Ground | Gas (Historical Use) | 2000 | Marked Unknown | 2000-04-27 | Unknown
HIWAY PATEL | 14950 HWY 96 E & HWY41 | FORT VALLEY | Peach | 9111049 | 5 | [5 empty] | Removed from Ground | Gas (Historical Use) | 2000 | Marked Unknown | 2000-04-27 | Unknown
HIWAY PATEL | 14950 HWY 96 E & HWY41 | FORT VALLEY | Peach | 9111049 | 6 | [5 empty] | Removed from Ground | Gas (Historical Use) | 3000 | Marked Unknown | 2000-04-27 | Unknown
FIVE POINTS CHEVRON | 101 VINEVILLE AVE | FORT VALLEY | Peach | 9111050 | 1 |  | 2000-03-01 |  | 2000-03-01 |  | Currently in Use | Diesel | 15000 | Composite | 2000-03-01 | Double Walled | Pressurized
FIVE POINTS CHEVRON | 101 VINEVILLE AVE | FORT VALLEY | Peach | 9111050 | 2 |  | 2000-03-01 |  | 2000-03-01 |  | Currently in Use | Gas (Historical Use) | 15000 | Composite | 2000-03-01 | Double Walled | Pressurized
FIVE POINTS CHEVRON | 101 VINEVILLE AVE | FORT VALLEY | Peach | 9111050 | 3 |  | 2000-03-01 |  | 2000-03-01 |  | Currently in Use | Gas (Historical Use) | 10000 | Composite | 2000-03-01 | Double Walled | Pressurized
FIVE POINTS CHEVRON | 101 VINEVILLE AVE | FORT VALLEY | Peach | 9111050 | 4 |  | 2000-03-01 |  | 2000-03-01 |  | Currently in Use | Diesel | 6000 | Composite | 2000-03-01 | Double Walled | Pressurized
FIVE POINTS CHEVRON | 101 VINEVILLE AVE | FORT VALLEY | Peach | 9111050 | 5 |  | 2000-03-01 | FALSE | 2000-03-01 | FALSE | Currently in Use | Gas (Historical Use) | 2000 | Composite | 2000-03-01 | Double Walled | Pressurized
BYRON CONCRETE PLANT | 2094 HWY 49 N | BYRON | Peach | 9111051 | 1 | Flapper Valve | 2001-03-01 |  | 2001-03-01 |  | Currently in Use | Diesel | 12000 | Fiberglass | 2001-03-01 | Double-Walled Fiberglass | Safe Suction (Euro)
NAPIER PROPERTY-FORMER SERVICE S | 3219 US HWY 41 | BYRON | Peach | 9111052 | 1 | [5 empty] | Removed from Ground | Gas (Historical Use) | 0 | Marked Unknown |  | Unknown
AMOCO STATION #1265 (FORMER) | 608 MAIN ST | FORT VALLEY | Peach | 9000503 | DUMMY | [5 empty] | Removed from Ground | Other | 1 | Not Marked/Unknown | 1989-09-01 | Not Marked
BILLS TRAVEL SHOP | HWY 376 & I-75 | BYRON | Peach | 920270 | 1 | [5 empty] | Removed from Ground | Empty | 4000 | Bare Steel | 1976-03-01 | Galvanized Steel
BILLS TRAVEL SHOP | HWY 376 & I-75 | BYRON | Peach | 920270 | 2 | [5 empty] | Removed from Ground | Empty | 4000 | Bare Steel | 1976-04-01 | Galvanized Steel
BILLS TRAVEL SHOP | HWY 376 & I-75 | BYRON | Peach | 920270 | 3 | [5 empty] | Removed from Ground | Empty | 4000 | Bare Steel | 1976-04-01 | Galvanized Steel
BILLS TRAVEL SHOP | HWY 376 & I-75 | BYRON | Peach | 920270 | 4 | [5 empty] | Removed from Ground | Empty | 4000 | Bare Steel | 1976-04-01 | Galvanized Steel
BILLS TRAVEL SHOP | HWY 376 & I-75 | BYRON | Peach | 920270 | 5 | [5 empty] | Removed from Ground | Empty | 4000 | Bare Steel | 1976-04-01 | Galvanized Steel
BILLS TRAVEL SHOP | HWY 376 & I-75 | BYRON | Peach | 920270 | 6 | [5 empty] | Removed from Ground | Empty | 4000 | Bare Steel | 1976-04-01 | Galvanized Steel
BENT TREE COMMUNITY INC | BENT TREE DR | JASPER | Pickens | 9112001 | 1 | [5 empty] | Removed from Ground | Gas (Historical Use) | 1000 | Bare Steel | 1970-01-01 | Bare Steel
BENT TREE COMMUNITY INC | BENT TREE DR | JASPER | Pickens | 9112001 | 2 | [5 empty] | Removed from Ground | Gas (Historical Use) | 2000 | Bare Steel | 1997-09-04 | Galvanized Steel | Safe Suction (Euro)
GA MARBLE CO-PLT 5 | PLANT 5 HOOD RD | JASPER | Pickens | 9112002 | 1 | [5 empty] | Removed from Ground | Gas (Historical Use) | 500 | Bare Steel | 1985-01-01 | Unknown
CM #72 | 2101 WALESKA RD HWY 108 | TATE | Pickens | 9112003 | 1 |  | 1990-01-01 | FALSE | 1990-01-01 | FALSE | Temporarily out of use | Gas (Historical Use) | 10000 | Galvanic (STIP-3) | 1990-01-01 | Fiberglass Reinforced Plastic | Pressurized
CM #72 | 2101 WALESKA RD HWY 108 | TATE | Pickens | 9112003 | 2 |  | 1990-01-01 | FALSE | 1990-01-01 | FALSE | Temporarily out of use | Gas (Historical Use) | 8000 | Galvanic (STIP-3) | 1990-01-01 | Fiberglass Reinforced Plastic | Pressurized
CM #72 | 2101 WALESKA RD HWY 108 | TATE | Pickens | 9112003 | 3 |  | 1990-01-01 |  | 1990-01-01 |  | Temporarily out of use | Gas (Historical Use) | 8000 | Galvanic (STIP-3) | 1990-01-01 | Fiberglass Reinforced Plastic | Pressurized
CM #72 | 2101 WALESKA RD HWY 108 | TATE | Pickens | 9112003 | 4 |  | 1990-01-01 | FALSE | 1990-01-01 | FALSE | Temporarily out of use | Diesel | 6000 | Galvanic (STIP-3) | 1990-01-01 | Fiberglass Reinforced Plastic | Pressurized
CM #72 | 2101 WALESKA RD HWY 108 | TATE | Pickens | 9112003 | 5 |  | 1990-01-01 | FALSE | 1990-01-01 | FALSE | Temporarily out of use | Kerosene | 2000 | Galvanic (STIP-3) | 1990-01-01 | Fiberglass Reinforced Plastic | Suction (American)
JASPER BY PASS AMOCO | 1738 HWY 53 W | JASPER | Pickens | 9112004 | 1 |  | 1989-01-01 | FALSE | 1989-01-01 | FALSE | Currently in Use | Regular | 10000 | Composite | 1989-01-01 | Fiberglass Reinforced Plastic | Pressurized
JASPER BY PASS AMOCO | 1738 HWY 53 W | JASPER | Pickens | 9112004 | 2 |  | 1989-01-01 | FALSE | 1989-01-01 | FALSE | Currently in Use | Regular | 10000 | Composite | 1989-01-01 | Fiberglass Reinforced Plastic | Pressurized
JASPER BY PASS AMOCO | 1738 HWY 53 W | JASPER | Pickens | 9112004 | 3 | Ball Float | 1989-01-01 | FALSE | 1989-01-01 | FALSE | Currently in Use | Premium | 10000 | Composite | 1989-01-01 | Fiberglass Reinforced Plastic | Pressurized
JASPER BY PASS AMOCO | 1738 HWY 53 W | JASPER | Pickens | 9112004 | 4 |  | 1989-01-01 | FALSE | 1989-01-01 | FALSE | Currently in Use | Diesel | 5000 | Composite | 1989-01-01 | Fiberglass Reinforced Plastic | Pressurized
JASPER BY PASS AMOCO | 1738 HWY 53 W | JASPER | Pickens | 9112004 | 5 | Ball Float | 1989-01-01 | FALSE | 1989-01-01 | FALSE | Currently in Use | Diesel | 5000 | Composite | 1989-01-01 | Fiberglass Reinforced Plastic | Pressurized
JASPER JEEP SALES INC | 1050 HWY 515 S | JASPER | Pickens | 9112005 | 1 |  | 1996-03-21 |  | 1996-03-21 |  | Temporarily out of use | Gas (Historical Use) | 12000 | Galvanic (STIP-3) | 1988-01-01 | Fiberglass Reinforced Plastic | Safe Suction (Euro)
WEAVERS AMOCO | 13073 HWY 53 EAST | MARBLE HILL | Pickens | 9112006 | 1 |  | 1995-03-15 |  | 1995-03-15 |  | Temporarily out of use | Gas (Historical Use) | 5000 | Cathodically Protected Steel | 1989-01-01 | Fiberglass Reinforced Plastic
WEAVERS AMOCO | 13073 HWY 53 EAST | MARBLE HILL | Pickens | 9112006 | 2 |  | 1995-03-15 |  | 1995-03-15 |  | Temporarily out of use | Gas (Historical Use) | 5000 | Cathodically Protected Steel | 1989-01-01 | Fiberglass Reinforced Plastic
WEAVERS AMOCO | 13073 HWY 53 EAST | MARBLE HILL | Pickens | 9112006 | 3 |  | 1995-03-15 | FALSE | 1995-03-15 | FALSE | Temporarily out of use | Gas (Historical Use) | 8000 | Composite | 1995-03-15 | Fiberglass Reinforced Plastic | Pressurized
WEAVERS AMOCO | 13073 HWY 53 EAST | MARBLE HILL | Pickens | 9112006 | 4 |  | 1995-03-15 | FALSE | 1995-03-15 | FALSE | Temporarily out of use | Diesel | 4000 | Composite | 1995-03-15 | Fiberglass Reinforced Plastic | Pressurized
IGA EXPRESS | 24 WOLFSCRATCH VILLAGE CIRCLE | BIG CANOE | Pickens | 9112007 | 1 |  | 1992-04-21 | FALSE | 1992-04-21 | FALSE | Removed from Ground | Gas (Historical Use) | 8000 | Fiberglass | 1992-04-21 | Fiberglass Reinforced Plastic | Pressurized
IGA EXPRESS | 24 WOLFSCRATCH VILLAGE CIRCLE | BIG CANOE | Pickens | 9112007 | 2 |  | 1992-04-21 | FALSE | 1992-04-21 | FALSE | Removed from Ground |  | 8000 | Fiberglass | 1992-04-21 | Fiberglass Reinforced Plastic | Pressurized
IGA EXPRESS | 24 WOLFSCRATCH VILLAGE CIRCLE | BIG CANOE | Pickens | 9112007 | 3 | [5 empty] | Removed from Ground | Gas (Historical Use) | 20000 | Bare Steel | 1998-10-14 | Bare Steel | Safe Suction (Euro)
VERNIE JONES FORD | 333 CHURCH ST | JASPER | Pickens | 9112008 | 1 |  |  | TRUE |  | TRUE | Removed from Ground | Used Oil | 500 | Marked Unknown | 1992-12-01 | Unknown
TDS TELECOM | 1937 KENNESAW AVE | NELSON | Pickens | 9112009 | 1 | [5 empty] | Removed from Ground | Gas (Historical Use) | 300 | Bare Steel | 1992-10-06 | Bare Steel
TDS TELECOM | 1937 KENNESAW AVE | NELSON | Pickens | 9112009 | 2 |  | 1994-11-10 |  | 1994-11-10 |  | Removed from Ground | Gas (Historical Use) | 2000 | Composite | 1994-11-09 | Fiberglass Reinforced Plastic | Safe Suction (Euro)
PICKENS COUNTY SCHOOL BUS SHOP | 134 D B CARROLL | JASPER | Pickens | 9112012 | 1 |  | 1997-07-22 |  | 1997-07-22 |  | Removed from Ground | Gas (Historical Use) | 7200 | Steel-Impressed Current | 1965-01-01 | Cathodically Protected | Suction (American)
PICKENS COUNTY SCHOOL BUS SHOP | 134 D B CARROLL | JASPER | Pickens | 9112012 | 2 |  | 1997-07-22 |  | 1997-07-22 |  | Removed from Ground | Diesel | 6000 | Steel-Impressed Current | 1975-01-01 | Cathodically Protected | Suction (American)
TATE ELEMENTARY SCHOOL | 1 MI SE OF TATE ON GA HWY 53 | TATE | Pickens | 9112014 | 1 | [5 empty] | Closed in Ground | Diesel | 8000 | Bare Steel | 1956-01-17 | Galvanized Steel
CLARK CONSTRUCTION CO | FRONTIER RD | JASPER | Pickens | 9112015 | 1 | [5 empty] | Removed from Ground | Gas (Historical Use) | 4000 | Bare Steel | 1990-03-01 | Galvanized Steel | Suction (American)
CLARK CONSTRUCTION CO | FRONTIER RD | JASPER | Pickens | 9112015 | 2 | [5 empty] | Removed from Ground | Diesel | 4000 | Bare Steel | 1990-03-01 | Galvanized Steel | Suction (American)
BUDS CHEVRON | 523 E CHURCH ST | JASPER | Pickens | 9112016 | 36 |  | 1998-09-04 |  | 1998-09-04 |  | Removed from Ground | Diesel | 3000 | Steel-Impressed Current | 1986-01-01 | Cathodically Protected | Suction (American)
BUDS CHEVRON | 523 E CHURCH ST | JASPER | Pickens | 9112016 | 37 |  | 1998-09-04 |  | 1998-09-04 |  | Removed from Ground | Gas (Historical Use) | 8000 | Steel-Impressed Current | 1982-01-01 | Cathodically Protected | Pressurized
BUDS CHEVRON | 523 E CHURCH ST | JASPER | Pickens | 9112016 | 38 |  | 1998-09-04 |  | 1998-09-04 |  | Removed from Ground | Gas (Historical Use) | 4000 | Steel-Impressed Current | 1998-09-19 | Cathodically Protected | Pressurized
BUDS CHEVRON | 523 E CHURCH ST | JASPER | Pickens | 9112016 | 39 |  | 1998-09-04 |  | 1998-09-04 |  | Removed from Ground | Gas (Historical Use) | 6000 | Steel-Impressed Current | 1980-01-01 | Cathodically Protected | Pressurized
LAWSON CHEV/OLDS INC | 545 HWY 515 S | JASPER | Pickens | 9112017 | 1 | Flapper Valve | 1998-04-01 |  | 1998-04-01 |  | Removed from Ground | Gas (Historical Use) | 10000 | Galvanic (STIP-3) | 1988-05-16 | Fiberglass Reinforced Plastic | Safe Suction (Euro)
IMERYS MARBLE INC | 9986 HWY 53 | MARBLE HILL | Pickens | 9112018 | 1 | [5 empty] | Removed from Ground | Gas (Historical Use) | 1000 | Bare Steel | 1983-08-01 | Galvanized Steel | Suction (American)
IMERYS MARBLE INC | 9986 HWY 53 | MARBLE HILL | Pickens | 9112018 | 2 | [5 empty] | Removed from Ground | Gas (Historical Use) | 1000 | Bare Steel | 1983-08-01 | Galvanized Steel | Suction (American)
IMERYS MARBLE INC | 9986 HWY 53 | MARBLE HILL | Pickens | 9112018 | 3 | [5 empty] | Removed from Ground | Gas (Historical Use) | 5000 | Bare Steel | 1983-08-01 | Galvanized Steel | Suction (American)
IMERYS MARBLE INC | 9986 HWY 53 | MARBLE HILL | Pickens | 9112018 | 4 | Flapper Valve | 1998-03-20 | FALSE | 1998-03-20 | FALSE | Currently in Use | Gas (Historical Use) | 1000 | Epoxy | 1998-03-20 | Double-Walled Fiberglass | Safe Suction (Euro)
BIG CANOE GOLF COURSE | 586 BIG CANOE | BIG CANOE | Pickens | 9112019 | 3 | [5 empty] | Removed from Ground | Gas (Historical Use) | 1000 | Bare Steel | 1973-01-01 | Galvanized Steel | Safe Suction (Euro)
BIG CANOE GOLF COURSE | 586 BIG CANOE | BIG CANOE | Pickens | 9112019 | 4 | [5 empty] | Removed from Ground | Diesel | 1000 | Bare Steel | 1998-11-30 | Galvanized Steel | Safe Suction (Euro)
AMOCO WEST MARKET | 4631 HWY 53 W | JASPER | Pickens | 9112020 | 1 | Ball Float | 1995-07-26 | FALSE | 1995-07-26 | FALSE | Currently in Use | Regular | 8000 | Composite | 1995-07-26 | Fiberglass Reinforced Plastic | Pressurized
AMOCO WEST MARKET | 4631 HWY 53 W | JASPER | Pickens | 9112020 | 2 | Ball Float | 1995-07-26 | FALSE | 1995-07-26 | FALSE | Currently in Use | Regular | 6000 | Composite | 1995-07-26 | Fiberglass Reinforced Plastic | Pressurized
AMOCO WEST MARKET | 4631 HWY 53 W | JASPER | Pickens | 9112020 | 3 | Ball Float | 1995-07-26 | FALSE | 1995-07-26 | FALSE | Currently in Use | Premium | 6000 | Composite | 1995-07-26 | Fiberglass Reinforced Plastic | Pressurized
AMOCO WEST MARKET | 4631 HWY 53 W | JASPER | Pickens | 9112020 | 4 | Ball Float | 1995-07-26 | FALSE | 1995-07-26 | FALSE | Currently in Use | Diesel | 4000 | Composite | 1995-07-26 | Fiberglass Reinforced Plastic | Pressurized
AMOCO WEST MARKET | 4631 HWY 53 W | JASPER | Pickens | 9112020 | 5 | Ball Float | 1995-07-26 | FALSE | 1995-07-26 | FALSE | Currently in Use | E-0 | 4000 | Composite | 1995-07-26 | Fiberglass Reinforced Plastic | Pressurized
HILL CITY SUPERETTE | 4611 HWY 53 W | JASPER | Pickens | 9112021 | 1 | [5 empty] | Removed from Ground | Gas (Historical Use) | 7500 | Bare Steel | 1996-12-01 | Galvanized Steel | Safe Suction (Euro)
HILL CITY SUPERETTE | 4611 HWY 53 W | JASPER | Pickens | 9112021 | 2 | [5 empty] | Removed from Ground | Gas (Historical Use) | 7500 | Bare Steel | 1996-12-01 | Galvanized Steel | Safe Suction (Euro)
HILL CITY SUPERETTE | 4611 HWY 53 W | JASPER | Pickens | 9112021 | 3 | [5 empty] | Removed from Ground | Diesel | 4000 | Bare Steel | 1996-12-01 | Galvanized Steel | Safe Suction (Euro)
HILL CITY SUPERETTE | 4611 HWY 53 W | JASPER | Pickens | 9112021 | 4 | [5 empty] | Removed from Ground | Diesel | 3000 | Bare Steel | 1996-12-01 | Galvanized Steel | Safe Suction (Euro)
HILL CITY SUPERETTE | 4611 HWY 53 W | JASPER | Pickens | 9112021 | 5 | [5 empty] | Removed from Ground | Kerosene | 560 | Bare Steel | 1983-01-01 | Galvanized Steel | Safe Suction (Euro)
PICKENS CO GOV | 1266 E CHURCH ST | JASPER | Pickens | 9112022 | 1 | Flapper Valve | 2011-02-24 |  | 1994-08-22 |  | Removed from Ground | Diesel | 2000 | Composite | 1994-08-22 | Fiberglass Reinforced Plastic | Safe Suction (Euro)
PLATINUM MOUNT VIEW INC | 29 COVE RD | JASPER | Pickens | 9112024 | 1 | Ball Float | 1996-09-27 | FALSE | 1996-09-27 | FALSE | Currently in Use | Regular | 10000 | Epoxy | 1996-09-25 | Fiberglass Reinforced Plastic | Pressurized
PLATINUM MOUNT VIEW INC | 29 COVE RD | JASPER | Pickens | 9112024 | 2 | Ball Float | 1996-09-27 | FALSE | 1996-09-27 | FALSE | Currently in Use | Premium | 6000 | Epoxy | 1996-09-25 | Fiberglass Reinforced Plastic | Pressurized
PLATINUM MOUNT VIEW INC | 29 COVE RD | JASPER | Pickens | 9112024 | 3 | Ball Float | 1996-09-27 | FALSE | 1996-09-27 | FALSE | Currently in Use | Kerosene | 5000 | Epoxy | 1996-09-25 | Fiberglass Reinforced Plastic | Pressurized
PLATINUM MOUNT VIEW INC | 29 COVE RD | JASPER | Pickens | 9112024 | 4 | Ball Float | 1996-09-27 | FALSE | 1996-09-27 | FALSE | Currently in Use | Diesel | 3000 | Epoxy | 1996-09-25 | Fiberglass Reinforced Plastic | Pressurized
LEXINGTON INSULATORS | 1076 RIDGEWOOD RD | JASPER | Pickens | 9112025 | 1 | [5 empty] | Removed from Ground | Gas (Historical Use) | 550 | Not Marked/Unknown | 1997-06-10 | Not Marked
CITY OF JASPER | BURNT MTN RD | JASPER | Pickens | 9112026 | 1 | [5 empty] | Removed from Ground | Gas (Historical Use) | 560 | Bare Steel | 1997-09-15 | Bare Steel
CITY OF JASPER | BURNT MTN RD | JASPER | Pickens | 9112026 | 2 | [5 empty] | Removed from Ground | Gas (Historical Use) | 560 | Bare Steel | 1997-09-15 | Bare Steel
CITY OF JASPER | BURNT MTN RD | JASPER | Pickens | 9112026 | 3 | [5 empty] | Removed from Ground | Gas (Historical Use) | 560 | Bare Steel | 1997-09-15 | Bare Steel
CITY OF JASPER | BURNT MTN RD | JASPER | Pickens | 9112026 | 4 | [5 empty] | Removed from Ground | Diesel | 562 | Bare Steel | 1997-09-15 | Bare Steel
FORMER JASPER EXXON CARWASH | 742 CHURCH STREET | JASPER | Pickens | 9112027 | 1 | [5 empty] | Removed from Ground | Gas (Historical Use) | 6000 | Bare Steel | 1998-05-01 | Bare Steel | Suction (American)
FORMER JASPER EXXON CARWASH | 742 CHURCH STREET | JASPER | Pickens | 9112027 | 2 | [5 empty] | Removed from Ground | Gas (Historical Use) | 3000 | Bare Steel | 1998-05-01 | Bare Steel | Suction (American)
FORMER JASPER EXXON CARWASH | 742 CHURCH STREET | JASPER | Pickens | 9112027 | 3 | [5 empty] | Removed from Ground | Gas (Historical Use) | 3000 | Bare Steel | 1998-05-01 | Bare Steel | Suction (American)
FORMER JASPER EXXON CARWASH | 742 CHURCH STREET | JASPER | Pickens | 9112027 | 4 | [5 empty] | Removed from Ground | Diesel | 3000 | Bare Steel | 1998-05-01 | Bare Steel | Suction (American)
GRANTS AUTO SERVICE | 3101 HWY 53 EAST | TATE | Pickens | 9112028 | 1 | [5 empty] | Removed from Ground | Gas (Historical Use) | 6000 | Marked Unknown | 1999-09-17 | Not Marked
GRANTS AUTO SERVICE | 3101 HWY 53 EAST | TATE | Pickens | 9112028 | 2 | [5 empty] | Removed from Ground | Gas (Historical Use) | 3000 | Marked Unknown | 1999-09-17 | Not Marked
GRANTS AUTO SERVICE | 3101 HWY 53 EAST | TATE | Pickens | 9112028 | 3 | [5 empty] | Removed from Ground | Gas (Historical Use) | 2000 | Marked Unknown | 1999-09-17 | Not Marked
PICKENS COUNTY GOVERNMENT | 3043 CAMP RD | JASPER | Pickens | 9112030 | 1 | Ball Float | 1998-12-21 | FALSE | 1998-12-21 | FALSE | Currently in Use | Gas (Historical Use) | 10000 | Epoxy | 1998-12-20 | Fiberglass Reinforced Plastic | Pressurized
PICKENS COUNTY GOVERNMENT | 3043 CAMP RD | JASPER | Pickens | 9112030 | 2 | Ball Float | 1998-12-21 | FALSE | 1998-12-21 | FALSE | Currently in Use | Diesel | 10000 | Epoxy | 1998-12-20 | Fiberglass Reinforced Plastic | Pressurized
PICKENS COUNTY GOVERNMENT | 193 AIRPORT RD | JASPER | Pickens | 9112031 | 1 |  | 1998-12-21 |  | 1998-12-21 |  | Removed from Ground | Gas (Historical Use) | 10000 | Epoxy | 1998-12-20 | Fiberglass Reinforced Plastic | Pressurized
BIG CANOE POA MAINTENANCE BUILDI | STEVE TATE HWY | BIG CANOE | Pickens | 9112032 | 1 | [5 empty] | Removed from Ground | Diesel | 1000 | Bare Steel | 1973-01-01 | Bare Steel | Safe Suction (Euro)
BIG CANOE POA MAINTENANCE BUILDI | STEVE TATE HWY | BIG CANOE | Pickens | 9112032 | 2 | [5 empty] | Removed from Ground | Gas (Historical Use) | 2000 | Bare Steel | 1973-01-01 | Bare Steel | Safe Suction (Euro)
CHERI MARTIN | 1853 HIGHWAY 53 | JASPER | Pickens | 9112033 | 1 | [5 empty] | Removed from Ground | Gas (Historical Use) | 500 | Bare Steel | 2000-01-12 | Bare Steel
CHERI MARTIN | 1853 HIGHWAY 53 | JASPER | Pickens | 9112033 | 2 | [5 empty] | Removed from Ground | Gas (Historical Use) | 1000 | Bare Steel | 2000-01-12 | Bare Steel
CHERI MARTIN | 1853 HIGHWAY 53 | JASPER | Pickens | 9112033 | 3 | [5 empty] | Removed from Ground | Gas (Historical Use) | 2000 | Bare Steel | 2000-01-12 | Bare Steel
FOOTHILLS CHEVRON | 13359 HWY 53 E | MARBLE HILL | Pickens | 9112034 | 1 | Ball Float | 2001-07-19 | FALSE | 2001-07-19 | FALSE | Currently in Use | Regular | 12000 | Fiberglass | 2001-07-12 | Fiberglass Reinforced Plastic | Pressurized
FOOTHILLS CHEVRON | 13359 HWY 53 E | MARBLE HILL | Pickens | 9112034 | 2 | Ball Float | 2001-07-19 | FALSE | 2001-07-19 | FALSE | Currently in Use | Premium | 10000 | Fiberglass | 2001-07-12 | Fiberglass Reinforced Plastic | Pressurized
FOOTHILLS CHEVRON | 13359 HWY 53 E | MARBLE HILL | Pickens | 9112034 | 3 | Ball Float | 2001-07-19 | FALSE | 2001-07-19 | FALSE | Currently in Use | Diesel | 6000 | Fiberglass | 2001-07-12 | Fiberglass Reinforced Plastic | Pressurized
MT OGLETHORPE REMOTE COMMUNICATI | DEAD END ON MONUMENT RD | JASPER | Pickens | 9023050 | 1 | [5 empty] | Removed from Ground | Diesel | 1000 | Not Marked/Unknown | 1998-08-06 | Not Marked
ROCK SOLID VENTURES LLC | 362 CARNS MILL RD | TALKING ROCK | Pickens | 9061022 | 1 | Ball Float | 1995-12-15 | FALSE | 1995-12-15 | FALSE | Removed from Ground | Gas (Historical Use) | 12000 | Fiberglass | 1995-12-15 | Fiberglass Reinforced Plastic | Pressurized
ROCK SOLID VENTURES LLC | 362 CARNS MILL RD | TALKING ROCK | Pickens | 9061022 | 2 | Ball Float | 1995-12-15 | FALSE | 1995-12-15 | FALSE | Removed from Ground | Gas (Historical Use) | 10000 | Fiberglass | 1995-12-15 | Fiberglass Reinforced Plastic | Pressurized
ROCK SOLID VENTURES LLC | 362 CARNS MILL RD | TALKING ROCK | Pickens | 9061022 | 3 | Ball Float | 1995-12-15 | FALSE | 1995-12-15 | FALSE | Removed from Ground | Diesel | 10000 | Fiberglass | 1995-12-15 | Fiberglass Reinforced Plastic | Pressurized
ROCK SOLID VENTURES LLC | 362 CARNS MILL RD | TALKING ROCK | Pickens | 9061022 | 4 | Flapper Valve | 1995-12-15 | FALSE | 1995-12-15 | FALSE | Removed from Ground | Diesel | 1000 | Fiberglass | 1995-12-15 | Fiberglass Reinforced Plastic | Suction (American)
PICKENS TECHNICAL INSTITUTE | 100 PICKENS TECH DR | JASPER | Pickens | 1120001 | 1 | [5 empty] | Removed from Ground | Other | 250 | Bare Steel | 1967-03-11 | Galvanized Steel
PICKENS TECHNICAL INSTITUTE | 100 PICKENS TECH DR | JASPER | Pickens | 1120001 | 2 |  |  | TRUE |  | TRUE | Removed from Ground | Used Oil | 250 | Bare Steel | 1967-03-11 | Galvanized Steel
PICKENS CO HEAD START | SMOKY HOLLOW RD/3 MILES EAST | TATE | Pickens | 1120002 | 1 | [5 empty] | Closed in Ground | Diesel | 5000 | Bare Steel | 1956-01-17 | Galvanized Steel | Suction (American)
AMICALOLA EMC | 544 HWY 515 S | JASPER | Pickens | 1120004 | 1 | Flapper Valve | 1998-08-31 |  | 1998-08-31 |  | Currently in Use | Diesel | 5000 | Steel-Impressed Current | 1984-03-21 | Steel (Impressed Current) | Safe Suction (Euro)
AMICALOLA EMC | 544 HWY 515 S | JASPER | Pickens | 1120004 | 2 | Flapper Valve | 1998-08-31 |  | 1998-08-31 |  | Currently in Use | Diesel | 5000 | Steel-Impressed Current | 1984-03-21 | Steel (Impressed Current) | Safe Suction (Euro)
AMICALOLA EMC | 544 HWY 515 S | JASPER | Pickens | 1120004 | 3 | Flapper Valve | 1998-08-31 | FALSE | 1998-08-31 | FALSE | Currently in Use | Gas (Historical Use) | 10000 | Steel-Impressed Current | 1984-03-21 | Steel (Impressed Current) | Safe Suction (Euro)
AMICALOLA EMC | 544 HWY 515 S | JASPER | Pickens | 1120004 | 4 |  |  | TRUE |  | TRUE | Removed from Ground | Used Oil | 2000 | Bare Steel | 1984-03-21 | Galvanized Steel
AMICALOLA EMC | 544 HWY 515 S | JASPER | Pickens | 1120004 | 5 | [5 empty] | Removed from Ground | Diesel | 500 | Bare Steel | 1984-03-21 | Galvanized Steel
AMICALOLA EMC | 544 HWY 515 S | JASPER | Pickens | 1120004 | 6 |  |  | TRUE |  | TRUE | Removed from Ground | Used Oil | 500 | Bare Steel | 1984-03-21 | Galvanized Steel
WEST END GROCERY | RT #2 JERUSALEM RD | JASPER | Pickens | 1120005 | 1 | [5 empty] | Removed from Ground | Gas (Historical Use) | 10000 | Bare Steel | 1969-04-20 | Galvanized Steel
WEST END GROCERY | RT #2 JERUSALEM RD | JASPER | Pickens | 1120005 | 2 | [5 empty] | Removed from Ground | Gas (Historical Use) | 10000 | Bare Steel | 1969-04-20 | Galvanized Steel
WEST END GROCERY | RT #2 JERUSALEM RD | JASPER | Pickens | 1120005 | 3 | [5 empty] | Removed from Ground | Gas (Historical Use) | 10000 | Bare Steel | 1969-04-20 | Galvanized Steel
ATLANTA COCA COLA BOTTLING CO | 670 CHURCH ST | JASPER | Pickens | 1120006 | 1 | [5 empty] | Removed from Ground | Gas (Historical Use) | 10000 | Bare Steel | 1974-04-24 | Galvanized Steel
ATLANTA COCA COLA BOTTLING CO | 670 CHURCH ST | JASPER | Pickens | 1120006 | 2 | [5 empty] | Closed in Ground | Diesel | 2000 | Bare Steel | 1969-04-25 | Galvanized Steel
JASPER FINA & MUFFLER | 540 E CHURCH ST | JASPER | Pickens | 1120007 | 1 | [5 empty] | Removed from Ground | Gas (Historical Use) | 6000 | Bare Steel | 1985-04-11 | Galvanized Steel | Suction (American)
JASPER FINA & MUFFLER | 540 E CHURCH ST | JASPER | Pickens | 1120007 | 2 | [5 empty] | Removed from Ground | Gas (Historical Use) | 10000 | Bare Steel | 1985-04-11 | Galvanized Steel | Suction (American)
JASPER FINA & MUFFLER | 540 E CHURCH ST | JASPER | Pickens | 1120007 | 3 | [5 empty] | Removed from Ground | Gas (Historical Use) | 6000 | Bare Steel | 1985-04-11 | Galvanized Steel | Suction (American)
JASPER FINA & MUFFLER | 540 E CHURCH ST | JASPER | Pickens | 1120007 | 4 | [5 empty] | Removed from Ground | Diesel | 3000 | Bare Steel | 1981-04-12 | Galvanized Steel | Suction (American)
JASPER FINA & MUFFLER | 540 E CHURCH ST | JASPER | Pickens | 1120007 | 5 | [5 empty] | Removed from Ground | Kerosene | 2000 | Bare Steel | 1981-04-12 | Galvanized Steel | Suction (American)
JEAN ROLAND SERVICE STATION | RT 4 BOX 21 | JASPER | Pickens | 1120009 | 1 | [5 empty] | Removed from Ground | Gas (Historical Use) | 5000 | Bare Steel | 1979-01-03 | Galvanized Steel
JEAN ROLAND SERVICE STATION | RT 4 BOX 21 | JASPER | Pickens | 1120009 | 2 | [5 empty] | Removed from Ground | Gas (Historical Use) | 5000 | Bare Steel | 1979-01-03 | Galvanized Steel
JEAN ROLAND SERVICE STATION | RT 4 BOX 21 | JASPER | Pickens | 1120009 | 3 | [5 empty] | Removed from Ground | Gas (Historical Use) | 1000 | Bare Steel | 1979-01-03 | Galvanized Steel
JEAN ROLAND SERVICE STATION | RT 4 BOX 21 | JASPER | Pickens | 1120009 | 4 | [5 empty] | Removed from Ground | Gas (Historical Use) | 5000 | Bare Steel | 1957-01-08 | Galvanized Steel
JEAN ROLAND SERVICE STATION | RT 4 BOX 21 | JASPER | Pickens | 1120009 | 5 | [5 empty] | Removed from Ground | Gas (Historical Use) | 5000 | Bare Steel | 1957-01-08 | Galvanized Steel
H L COLLINS GROCERY | HWY 5 NORTH | JASPER | Pickens | 1120011 | 1 | [5 empty] | Closed in Ground | Empty | 1000 | Bare Steel | 1967-01-06 | Galvanized Steel
H L COLLINS GROCERY | HWY 5 NORTH | JASPER | Pickens | 1120011 | 2 | [5 empty] | Closed in Ground | Empty | 1000 | Bare Steel | 1967-01-06 | Galvanized Steel
H L COLLINS GROCERY | HWY 5 NORTH | JASPER | Pickens | 1120011 | 3 | [5 empty] | Closed in Ground | Empty | 1000 | Bare Steel | 1967-01-06 | Galvanized Steel
BROCK & PARKER INC | 1052 EAST CHURCH ST | JASPER | Pickens | 1120012 | 1 |  | 1997-02-20 |  | 1997-02-20 |  | Removed from Ground | Diesel | 10000 | Steel-Impressed Current | 1967-01-06 | Cathodically Protected | Pressurized
BROCK & PARKER INC | 1052 EAST CHURCH ST | JASPER | Pickens | 1120012 | 2 |  | 1997-02-20 |  | 1997-02-20 |  | Removed from Ground | Diesel | 15000 | Steel-Impressed Current | 1967-01-06 | Cathodically Protected | Pressurized
BROCK & PARKER INC | 1052 EAST CHURCH ST | JASPER | Pickens | 1120012 | 3 |  | 1997-02-20 |  | 1997-02-20 |  | Removed from Ground | Gas (Historical Use) | 15000 | Steel-Impressed Current | 1967-01-06 | Cathodically Protected | Pressurized
BROCK & PARKER INC | 1052 EAST CHURCH ST | JASPER | Pickens | 1120012 | 4 |  | 1997-02-20 |  | 1997-02-20 |  | Removed from Ground | Gas (Historical Use) | 10000 | Steel-Impressed Current | 1967-01-06 | Cathodically Protected | Pressurized
BROCK & PARKER INC | 1052 EAST CHURCH ST | JASPER | Pickens | 1120012 | 5 |  | 1997-02-20 |  | 1997-02-20 |  | Removed from Ground | Diesel | 6000 | Steel-Impressed Current | 1967-01-06 | Cathodically Protected | Pressurized
TATE TEXACO | HWY 5 & 53 | TATE | Pickens | 1120013 | 1 | [5 empty] | Removed from Ground | Gas (Historical Use) | 3000 | Bare Steel | 1972-01-05 | Galvanized Steel
TATE TEXACO | HWY 5 & 53 | TATE | Pickens | 1120013 | 2 | [5 empty] | Removed from Ground | Diesel | 3000 | Bare Steel | 1972-01-05 | Galvanized Steel
TATE TEXACO | HWY 5 & 53 | TATE | Pickens | 1120013 | 3 | [5 empty] | Removed from Ground | Diesel | 3000 | Bare Steel | 1972-01-05 | Galvanized Steel
TATE TEXACO | HWY 5 & 53 | TATE | Pickens | 1120013 | 4 | [5 empty] | Removed from Ground | Gas (Historical Use) | 7000 | Bare Steel | 1972-01-05 | Galvanized Steel
TATE TEXACO | HWY 5 & 53 | TATE | Pickens | 1120013 | 5 | [5 empty] | Removed from Ground | Gas (Historical Use) | 7000 | Bare Steel | 1972-01-05 | Galvanized Steel
GA FORESTRY COMMISSION | RT 4 BOX 139 | JASPER | Pickens | 1120014 | 1 | [5 empty] | Removed from Ground | Gas (Historical Use) | 2000 | Bare Steel | 1979-04-24 | Galvanized Steel | Safe Suction (Euro)
GA FORESTRY COMMISSION | RT 4 BOX 139 | JASPER | Pickens | 1120014 | 2 | [5 empty] | Removed from Ground | Diesel | 560 | Bare Steel | 1969-04-26 | Galvanized Steel | Safe Suction (Euro)
GA FORESTRY COMMISSION | RT 4 BOX 139 | JASPER | Pickens | 1120014 | 205938 |  | 1992-10-06 |  | 1992-10-06 |  | Removed from Ground | Gas (Historical Use) | 1000 | Galvanic (STIP-3) | 1992-10-06 | Cathodically Protected | Safe Suction (Euro)
GA FORESTRY COMMISSION | RT 4 BOX 139 | JASPER | Pickens | 1120014 | 205939 |  | 1992-10-06 |  | 1992-10-06 |  | Removed from Ground | Diesel | 1000 | Galvanic (STIP-3) | 1992-10-06 | Cathodically Protected | Safe Suction (Euro)
PICKENS HIGH SCHOOL | 670 W CHURCH ST | JASPER | Pickens | 1120015 | 1 | [5 empty] | Closed in Ground | Diesel | 5000 | Bare Steel | 1957-04-17 | Galvanized Steel
PICKENS HIGH SCHOOL | 670 W CHURCH ST | JASPER | Pickens | 1120015 | 2 |  | 1997-07-22 | FALSE | 1997-07-22 | FALSE | Permanently Out of Use - historical purposes | Diesel | 5000 | Steel-Impressed Current | 1958-04-17 | Cathodically Protected
GEORGIA DEPARTMENT OF TRANSPORTA | AIRPORT RD 1/4 S OF SR 53 ON CAM | JASPER | Pickens | 1120016 | 62302 | [5 empty] | Removed from Ground | Gas (Historical Use) | 550 | Bare Steel | 1964-05-04 | Galvanized Steel | Safe Suction (Euro)
GEORGIA DEPARTMENT OF TRANSPORTA | AIRPORT RD 1/4 S OF SR 53 ON CAM | JASPER | Pickens | 1120016 | 623D1 | [5 empty] | Removed from Ground | Diesel | 1000 | Cathodically Protected Steel | 1964-05-04 | Cathodically Protected | Safe Suction (Euro)
GEORGIA DEPARTMENT OF TRANSPORTA | AIRPORT RD 1/4 S OF SR 53 ON CAM | JASPER | Pickens | 1120016 | 623G1 | [5 empty] | Removed from Ground | Gas (Historical Use) | 1000 | Cathodically Protected Steel | 1989-09-08 | Bare Steel | Safe Suction (Euro)
MOSS SER STA | 9252 HWY 53 W | JASPER | Pickens | 1120018 | 1 | [5 empty] | Removed from Ground | Gas (Historical Use) | 6000 | Bare Steel | 1969-04-22 | Galvanized Steel
MOSS SER STA | 9252 HWY 53 W | JASPER | Pickens | 1120018 | 2 | [5 empty] | Removed from Ground | Gas (Historical Use) | 6000 | Bare Steel | 1969-04-22 | Galvanized Steel
JASPER BP | 585 E CHURCH ST | JASPER | Pickens | 1120019 | 1 |  | 1992-05-15 |  | 1992-05-15 |  | Closed in Ground | Gas (Historical Use) | 10000 | Cathodically Protected Steel | 1985-08-01 | Fiberglass Reinforced Plastic | Pressurized
JASPER BP | 585 E CHURCH ST | JASPER | Pickens | 1120019 | 2 | Ball Float | 1992-05-15 | FALSE | 1992-05-15 | FALSE | Currently in Use | Regular | 10000 | Galvanic (STIP-3)/Sacrificial Anodes | 1985-08-01 | Fiberglass Reinforced Plastic | Pressurized
JASPER BP | 585 E CHURCH ST | JASPER | Pickens | 1120019 | 3 | Ball Float | 1992-05-15 | FALSE | 1992-05-15 | FALSE | Currently in Use | Premium | 10000 | Galvanic (STIP-3)/Sacrificial Anodes | 1985-08-01 | Fiberglass Reinforced Plastic | Pressurized
TOM M PHILLIPS | 54 PINE ST | JASPER | Pickens | 1120021 | 1 |  | 1992-01-08 |  | 1992-01-08 |  | Temporarily out of use | Diesel | 12000 | Galvanic (STIP-3) | 1985-04-18 | Fiberglass Reinforced Plastic | Pressurized
TOM M PHILLIPS | 54 PINE ST | JASPER | Pickens | 1120021 | 2 |  | 2005-11-14 | FALSE | 2005-11-14 | FALSE | Temporarily out of use | Diesel | 12000 | Composite | 2005-11-14 | Fiberglass Reinforced Plastic | Pressurized
TOM M PHILLIPS | 54 PINE ST | JASPER | Pickens | 1120021 | 3 |  | 2007-09-27 | FALSE | 2007-09-27 | FALSE | Temporarily out of use | Diesel | 12000 | Composite | 2007-09-27 | Fiberglass Reinforced Plastic | Pressurized
THOMASONS OUTLET STORE | 9228 HWY 53 WEST | JASPER | Pickens | 1120026 | 1 | [5 empty] | Removed from Ground | Gas (Historical Use) | 560 | Bare Steel | 1971-05-04 | Galvanized Steel
THOMASONS OUTLET STORE | 9228 HWY 53 WEST | JASPER | Pickens | 1120026 | 2 | [5 empty] | Removed from Ground | Gas (Historical Use) | 560 | Bare Steel | 1971-05-04 | Galvanized Steel
THOMASONS OUTLET STORE | 9228 HWY 53 WEST | JASPER | Pickens | 1120026 | 3 |  | 1990-01-01 |  | 1990-01-01 |  | Removed from Ground | Gas (Historical Use) | 2000 | Cathodically Protected Steel | 1990-01-01 | Fiberglass Reinforced Plastic | Safe Suction (Euro)
THOMASONS OUTLET STORE | 9228 HWY 53 WEST | JASPER | Pickens | 1120026 | 4 |  | 1990-01-01 |  | 1990-01-01 |  | Removed from Ground | Gas (Historical Use) | 2000 | Cathodically Protected Steel | 1990-01-01 | Fiberglass Reinforced Plastic | Safe Suction (Euro)
RUBICO | 9037 HWY 53 | MARBLE HILL | Pickens | 1120027 | 1 |  | 1998-02-01 | FALSE | 1998-02-01 | FALSE | Temporarily out of use | Empty | 3000 | Steel-Impressed Current | 1982-04-09 |  | Pressurized
RUBICO | 9037 HWY 53 | MARBLE HILL | Pickens | 1120027 | 2 |  | 1998-02-01 | FALSE | 1998-02-01 | FALSE | Temporarily out of use | Empty | 3000 | Steel-Impressed Current | 1982-04-09 |  | Pressurized
BARNES BROTHERS INC/HINTON COMMU | DEAN MILL RD | JASPER | Pickens | 1120028 | 1 | [5 empty] | Removed from Ground | Diesel | 8000 | Bare Steel | 1980-05-07 | Galvanized Steel | Safe Suction (Euro)
BARTS BAIT & TACKLE | 8126 HWY 136 W | TALKING ROCK | Pickens | 1120029 | 1 | Flapper Valve | 1998-12-08 | FALSE | 1998-12-08 | FALSE | Currently in Use | Premium | 4000 | Steel-Impressed Current | 1983-05-07 | Fiberglass Reinforced Plastic | Safe Suction (Euro)
BARTS BAIT & TACKLE | 8126 HWY 136 W | TALKING ROCK | Pickens | 1120029 | 2 | Flapper Valve | 1998-12-08 | FALSE | 1998-12-08 | FALSE | Currently in Use | Diesel | 3000 | Steel-Impressed Current | 1983-05-07 | Fiberglass Reinforced Plastic | Safe Suction (Euro)
BARTS BAIT & TACKLE | 8126 HWY 136 W | TALKING ROCK | Pickens | 1120029 | 3 | Flapper Valve | 1998-12-08 | FALSE | 1998-12-08 | FALSE | Temporarily out of use | Empty | 2000 | Steel-Impressed Current | 1983-05-07 | Fiberglass Reinforced Plastic | Safe Suction (Euro)
BARTS BAIT & TACKLE | 8126 HWY 136 W | TALKING ROCK | Pickens | 1120029 | 4 | Flapper Valve | 1998-12-08 | FALSE | 1998-12-08 | FALSE | Currently in Use | Diesel Off Road | 1000 | Steel-Impressed Current | 1983-05-07 | Fiberglass Reinforced Plastic | Safe Suction (Euro)
BARTS BAIT & TACKLE | 8126 HWY 136 W | TALKING ROCK | Pickens | 1120029 | 5 | [5 empty] | Removed from Ground | Kerosene | 280 | Bare Steel | 1983-05-07 | Galvanized Steel | Suction (American)
BARTS BAIT & TACKLE | 8126 HWY 136 W | TALKING ROCK | Pickens | 1120029 | 6 | Flapper Valve | 1998-12-08 | FALSE | 1998-12-08 | FALSE | Currently in Use | Regular | 8000 | Epoxy | 1998-12-04 | Fiberglass Reinforced Plastic | Safe Suction (Euro)
BURGESS SERVICE STATION | 45 E CHURCH ST | JASPER | Pickens | 1120030 | 1 |  |  | FALSE |  | FALSE | Removed from Ground | Gas (Historical Use) | 10000 | Bare Steel | 1981-05-07 | Bare Steel | Safe Suction (Euro)
BURGESS SERVICE STATION | 45 E CHURCH ST | JASPER | Pickens | 1120030 | 2 | [5 empty] | Removed from Ground | Gas (Historical Use) | 6000 | Bare Steel | 1981-05-07 | Bare Steel | Safe Suction (Euro)
BURGESS SERVICE STATION | 45 E CHURCH ST | JASPER | Pickens | 1120030 | 3 | [5 empty] | Removed from Ground | Gas (Historical Use) | 4000 | Bare Steel | 1981-05-07 | Bare Steel | Safe Suction (Euro)
BURGESS SERVICE STATION | 45 E CHURCH ST | JASPER | Pickens | 1120030 | 4 | Flapper Valve | 1997-06-23 | FALSE | 1997-06-23 | FALSE | Currently in Use | Gas (Historical Use) | 10000 | Epoxy | 1997-06-18 | Fiberglass Reinforced Plastic | Pressurized
BURGESS SERVICE STATION | 45 E CHURCH ST | JASPER | Pickens | 1120030 | 5A | Flapper Valve | 1997-06-23 | FALSE | 1997-06-23 | FALSE | Currently in Use | Gas (Historical Use) | 5000 | Epoxy | 1997-06-18 | Fiberglass Reinforced Plastic | Pressurized
BURGESS SERVICE STATION | 45 E CHURCH ST | JASPER | Pickens | 1120030 | 5B | Flapper Valve | 1997-06-23 | FALSE | 1997-06-23 | FALSE | Currently in Use | Diesel | 5000 | Epoxy | 1997-06-18 | Fiberglass Reinforced Plastic | Pressurized
TATE MARKET | 20 CANTON HWY | TATE | Pickens | 1120031 | 1 | Flapper Valve | 1998-12-21 |  | 1998-12-21 |  | Currently in Use | Gas (Historical Use) | 8000 | Steel-Impressed Current | 1981-05-07 | Fiberglass Reinforced Plastic | Pressurized
TATE MARKET | 20 CANTON HWY | TATE | Pickens | 1120031 | 2 | Flapper Valve | 1998-12-21 |  | 1998-12-21 |  | Currently in Use | Gas (Historical Use) | 6000 | Steel-Impressed Current | 1981-05-07 | Fiberglass Reinforced Plastic | Pressurized
TATE MARKET | 20 CANTON HWY | TATE | Pickens | 1120031 | 3 | Flapper Valve | 1998-12-21 |  | 1998-12-21 |  | Currently in Use | Gas (Historical Use) | 6000 | Steel-Impressed Current | 1981-05-07 | Fiberglass Reinforced Plastic | Pressurized
TATE MARKET | 20 CANTON HWY | TATE | Pickens | 1120031 | 4 | [5 empty] | Permanently Out Of Use | Empty | 10000 | Bare Steel | 1981-05-07 | Galvanized Steel | Safe Suction (Euro)
TATE MARKET | 20 CANTON HWY | TATE | Pickens | 1120031 | 5 | Flapper Valve | 1998-12-21 |  | 1998-12-21 |  | Temporarily out of use | Diesel | 6000 | Unknown | 1998-12-16 | Fiberglass Reinforced Plastic | Pressurized
JONES OIL DISTRIBUTOR INC | 184 OLD FEDERAL RD | JASPER | Pickens | 1120032 | 1 | Ball Float | 1994-10-15 | FALSE | 1994-10-15 | FALSE | Currently in Use | Premium | 12000 | Steel-Impressed Current | 1984-05-06 | Steel (Impressed Current) | Pressurized
JONES OIL DISTRIBUTOR INC | 184 OLD FEDERAL RD | JASPER | Pickens | 1120032 | 2 | Ball Float | 1994-10-15 | FALSE | 1994-10-15 | FALSE | Currently in Use | Regular | 12000 | Steel-Impressed Current | 1984-05-06 | Steel (Impressed Current) | Pressurized
JONES OIL DISTRIBUTOR INC | 184 OLD FEDERAL RD | JASPER | Pickens | 1120032 | 3 | Ball Float | 1984-01-01 | FALSE | 1984-01-01 | FALSE | Currently in Use | Kerosene | 12000 | Steel-Impressed Current | 1984-01-01 | Fiberglass Reinforced Plastic | Pressurized
JONES OIL DISTRIBUTOR INC | 184 OLD FEDERAL RD | JASPER | Pickens | 1120032 | 4 | Ball Float | 1994-10-15 | FALSE | 1994-10-15 | FALSE | Currently in Use | Diesel | 12000 | Steel-Impressed Current | 1984-05-06 | Steel (Impressed Current) | Pressurized
JONES OIL DISTRIBUTOR INC | 184 OLD FEDERAL RD | JASPER | Pickens | 1120032 | 5 | Ball Float | 1994-10-15 | FALSE | 1994-10-15 | FALSE | Currently in Use | Diesel | 12000 | Steel-Impressed Current | 1984-05-06 | Steel (Impressed Current) | Pressurized
JONES OIL DISTRIBUTOR INC | 184 OLD FEDERAL RD | JASPER | Pickens | 1120032 | 6 | Ball Float | 2006-01-01 | FALSE | 2006-01-01 | FALSE | Currently in Use | Regular | 15000 | Steel-Impressed Current | 2006-01-01 | Fiberglass Reinforced Plastic | Pressurized
JONES OIL DISTRIBUTOR INC | 184 OLD FEDERAL RD | JASPER | Pickens | 1120032 | 7 | Ball Float | 2006-01-01 | FALSE | 2006-01-01 | FALSE | Currently in Use | Diesel | 15000 | Steel-Impressed Current | 2006-01-01 | Fiberglass Reinforced Plastic | Pressurized
JONES OIL DISTRIBUTOR INC | 184 OLD FEDERAL RD | JASPER | Pickens | 1120032 | 8 | Ball Float | 2006-01-01 | FALSE | 2006-01-01 | FALSE | Currently in Use | Diesel | 15000 | Steel-Impressed Current | 2006-01-01 | Fiberglass Reinforced Plastic | Pressurized
FAZ CORNER | 12910 HWY 53 E | MARBLE HILL | Pickens | 1120033 | 1 | [5 empty] | Removed from Ground | Gas (Historical Use) | 6000 | Bare Steel | 1983-05-07 | Galvanized Steel | Suction (American)
FAZ CORNER | 12910 HWY 53 E | MARBLE HILL | Pickens | 1120033 | 2 | [5 empty] | Removed from Ground | Gas (Historical Use) | 6000 | Bare Steel | 1983-05-07 | Galvanized Steel | Suction (American)
FAZ CORNER | 12910 HWY 53 E | MARBLE HILL | Pickens | 1120033 | 3 | [5 empty] | Removed from Ground | Gas (Historical Use) | 4000 | Bare Steel | 1983-05-07 | Galvanized Steel | Suction (American)
FAZ CORNER | 12910 HWY 53 E | MARBLE HILL | Pickens | 1120033 | 4 | [5 empty] | Removed from Ground | Gas (Historical Use) | 3000 | Bare Steel | 1983-05-07 | Galvanized Steel | Suction (American)
FAZ CORNER | 12910 HWY 53 E | MARBLE HILL | Pickens | 1120033 | 5 | Flapper Valve | 1990-09-12 |  | 1990-09-12 |  | Currently in Use | Diesel | 6000 | Fiberglass | 1990-01-01 | Fiberglass Reinforced Plastic | Safe Suction (Euro)
FAZ CORNER | 12910 HWY 53 E | MARBLE HILL | Pickens | 1120033 | 6 | [5 empty] | Removed from Ground | Gas (Historical Use) | 3000 | Cathodically Protected Steel | 1990-01-01 | Fiberglass Reinforced Plastic
FAZ CORNER | 12910 HWY 53 E | MARBLE HILL | Pickens | 1120033 | 7 | Flapper Valve | 1990-09-12 |  | 1990-09-12 |  | Currently in Use | Kerosene | 1000 | Fiberglass | 1990-01-01 | Fiberglass Reinforced Plastic | Safe Suction (Euro)
FAZ CORNER | 12910 HWY 53 E | MARBLE HILL | Pickens | 1120033 | 8 |  | 1995-08-29 |  | 1995-08-29 |  | Currently in Use | Gas (Historical Use) | 10000 | Composite | 1995-08-28 | Fiberglass Reinforced Plastic | Pressurized
FAZ CORNER | 12910 HWY 53 E | MARBLE HILL | Pickens | 1120033 | 9 |  | 1995-08-29 |  | 1995-08-29 |  | Currently in Use | Gas (Historical Use) | 8000 | Composite | 1995-08-28 | Fiberglass Reinforced Plastic | Pressurized
JASPER FOOD MART | 304 W CHURCH ST | JASPER | Pickens | 1120034 | 1 | Ball Float | 1998-06-25 | FALSE | 1998-06-25 | FALSE | Currently in Use | Regular | 8000 | Galvanic (STIP-3) | 1985-05-06 | Fiberglass Reinforced Plastic | Pressurized
JASPER FOOD MART | 304 W CHURCH ST | JASPER | Pickens | 1120034 | 2 | Ball Float | 1998-06-25 | FALSE | 1998-06-25 | FALSE | Currently in Use | Regular | 8000 | Galvanic (STIP-3) | 1985-05-06 | Fiberglass Reinforced Plastic | Pressurized
JASPER FOOD MART | 304 W CHURCH ST | JASPER | Pickens | 1120034 | 3 | Ball Float | 1998-06-25 | FALSE | 1998-06-25 | FALSE | Currently in Use | Premium | 6000 | Galvanic (STIP-3) | 1985-05-06 | Fiberglass Reinforced Plastic | Pressurized
JASPER FOOD MART | 304 W CHURCH ST | JASPER | Pickens | 1120034 | 4 | Ball Float | 1998-06-25 | FALSE | 1998-06-25 | FALSE | Currently in Use | Diesel | 6000 | Galvanic (STIP-3) | 1985-05-06 | Fiberglass Reinforced Plastic | Pressurized
JASPER FOOD MART | 304 W CHURCH ST | JASPER | Pickens | 1120034 | 5 |  | 1993-11-18 | FALSE | 1993-11-18 | FALSE | Temporarily out of use | Kerosene | 1000 | Galvanic (STIP-3) | 1993-11-18 | Fiberglass Reinforced Plastic | Safe Suction (Euro)
MULLINAX TRUSS CO INC | 741 HOOD RD | JASPER | Pickens | 1120035 | 1 | [5 empty] | Permanently Out of Use - historical purposes | Diesel | 5500 | Bare Steel | 1982-05-07 | Galvanized Steel | Suction (American)
MULLINAX TRUSS CO INC | 741 HOOD RD | JASPER | Pickens | 1120035 | 2 | [5 empty] | Permanently Out of Use - historical purposes | Diesel | 3000 | Bare Steel | 1982-05-07 | Galvanized Steel | Suction (American)
PICKENS COUNTY CONCRETE | CONVICT CAMP RD | JASPER | Pickens | 1120036 | 1 | [5 empty] | Removed from Ground | Diesel | 3000 | Bare Steel | 1980-05-07 | Galvanized Steel | Safe Suction (Euro)
THE TRADING POST | RT 3 REFUGE RD | JASPER | Pickens | 1120037 | 1 | [5 empty] | Removed from Ground | Gas (Historical Use) | 6000 | Bare Steel | 1981-05-07 | Galvanized Steel | Pressurized
THE TRADING POST | RT 3 REFUGE RD | JASPER | Pickens | 1120037 | 2 | [5 empty] | Removed from Ground | Gas (Historical Use) | 6000 | Bare Steel | 1981-05-07 | Galvanized Steel | Pressurized
THE TRADING POST | RT 3 REFUGE RD | JASPER | Pickens | 1120037 | 3 | [5 empty] | Removed from Ground | Gas (Historical Use) | 6000 | Bare Steel | 1981-05-07 | Galvanized Steel | Pressurized
THE TRADING POST | RT 3 REFUGE RD | JASPER | Pickens | 1120037 | 4 | [5 empty] | Removed from Ground | Diesel | 3000 | Bare Steel | 1981-05-07 | Galvanized Steel | Safe Suction (Euro)
THE TRADING POST | RT 3 REFUGE RD | JASPER | Pickens | 1120037 | 5 | [5 empty] | Removed from Ground | Kerosene | 500 | Bare Steel | 1981-05-07 | Galvanized Steel | Safe Suction (Euro)
COUNTRY CUPBOARD #8 | HWY 5 SOUTH | JASPER | Pickens | 1120038 | 1 | [5 empty] | Removed from Ground | Gas (Historical Use) | 10008 | Bare Steel | 1981-05-06 | Galvanized Steel
COUNTRY CUPBOARD #8 | HWY 5 SOUTH | JASPER | Pickens | 1120038 | 2 | [5 empty] | Removed from Ground | Gas (Historical Use) | 10008 | Bare Steel | 1981-05-06 | Galvanized Steel
COUNTRY CUPBOARD #8 | HWY 5 SOUTH | JASPER | Pickens | 1120038 | 3 | [5 empty] | Removed from Ground | Gas (Historical Use) | 6110 | Bare Steel | 1981-05-06 | Galvanized Steel
MOUNTAIN EXPRESS #090 | 1759 HWY 53 W | JASPER | Pickens | 1120039 | 1 | Ball Float | 2006-10-18 | FALSE | 2006-10-18 | FALSE | Currently in Use | Regular | 12000 | Fiberglass | 2006-10-18 | Fiberglass Reinforced Plastic | Pressurized
MOUNTAIN EXPRESS #090 | 1759 HWY 53 W | JASPER | Pickens | 1120039 | 1501 |  | 1998-10-01 |  | 1998-10-01 |  | Removed from Ground | Gas (Historical Use) | 10000 | Steel-Impressed Current | 1983-02-06 | Fiberglass Reinforced Plastic | Pressurized
MOUNTAIN EXPRESS #090 | 1759 HWY 53 W | JASPER | Pickens | 1120039 | 1502 |  | 1998-10-01 |  | 1998-10-01 |  | Removed from Ground | Gas (Historical Use) | 6000 | Steel-Impressed Current | 1983-02-06 | Fiberglass Reinforced Plastic | Pressurized
MOUNTAIN EXPRESS #090 | 1759 HWY 53 W | JASPER | Pickens | 1120039 | 1503 |  | 1998-10-01 |  | 1998-10-01 |  | Removed from Ground | Gas (Historical Use) | 10000 | Steel-Impressed Current | 1983-02-06 | Fiberglass Reinforced Plastic | Pressurized
MOUNTAIN EXPRESS #090 | 1759 HWY 53 W | JASPER | Pickens | 1120039 | 2A | Ball Float | 2006-10-18 | FALSE | 2006-10-18 | FALSE | Currently in Use | Premium | 6000 | Fiberglass | 2006-10-18 | Fiberglass Reinforced Plastic | Pressurized
MOUNTAIN EXPRESS #090 | 1759 HWY 53 W | JASPER | Pickens | 1120039 | 2B | Flapper Valve | 2006-10-18 | FALSE | 2006-10-18 | FALSE | Currently in Use | Diesel | 6000 | Fiberglass | 2006-10-18 | Fiberglass Reinforced Plastic | Pressurized
MOUNTAIN EXPRESS #090 | 1759 HWY 53 W | JASPER | Pickens | 1120039 | 3A | Flapper Valve | 2006-10-18 | FALSE | 2006-10-18 | FALSE | Currently in Use | Racing Fuel | 3000 | Fiberglass | 2006-10-18 | Fiberglass Reinforced Plastic | Safe Suction (Euro)
MOUNTAIN EXPRESS #090 | 1759 HWY 53 W | JASPER | Pickens | 1120039 | 3B | Flapper Valve | 2006-10-18 | FALSE | 2006-10-18 | FALSE | Currently in Use | Diesel Off Road | 6000 | Fiberglass | 2006-10-18 | Fiberglass Reinforced Plastic | Safe Suction (Euro)
MOUNTAIN EXPRESS #090 | 1759 HWY 53 W | JASPER | Pickens | 1120039 | 3C | Flapper Valve | 2006-10-18 | FALSE | 2006-10-18 | FALSE | Currently in Use | Kerosene | 3000 | Fiberglass | 2006-10-18 | Fiberglass Reinforced Plastic | Safe Suction (Euro)
MAIN STOP MARKET INC | 575 SUITE D N MAIN ST | JASPER | Pickens | 1120040 | 501 | Flapper Valve | 1998-11-01 |  | 1998-11-01 |  | Currently in Use | Gas (Historical Use) | 10008 | Steel-Impressed Current | 1982-10-24 | Fiberglass Reinforced Plastic | Pressurized
MAIN STOP MARKET INC | 575 SUITE D N MAIN ST | JASPER | Pickens | 1120040 | 502 | Flapper Valve | 1998-11-01 |  | 1998-11-01 |  | Currently in Use | Gas (Historical Use) | 10008 | Steel-Impressed Current | 1982-10-24 | Fiberglass Reinforced Plastic | Pressurized
MAIN STOP MARKET INC | 575 SUITE D N MAIN ST | JASPER | Pickens | 1120040 | 503 | Flapper Valve | 1998-11-01 |  | 1998-11-01 |  | Currently in Use | Gas (Historical Use) | 4000 | Steel-Impressed Current | 1982-10-24 | Fiberglass Reinforced Plastic | Pressurized
MAIN STOP MARKET INC | 575 SUITE D N MAIN ST | JASPER | Pickens | 1120040 | 504 |  | 1998-11-01 |  | 1998-11-01 |  | Currently in Use | Diesel | 6110 | Steel-Impressed Current | 1982-10-24 | Fiberglass Reinforced Plastic | Pressurized
BAGWELL & SPEARS #31 | 253 CHURCH ST | JASPER | Pickens | 1120041 | 1 | Flapper Valve | 1996-05-01 | FALSE | 1996-05-01 | FALSE | Currently in Use | Regular | 8000 | Steel-Impressed Current | 1985-05-05 | Fiberglass Reinforced Plastic | Pressurized
BAGWELL & SPEARS #31 | 253 CHURCH ST | JASPER | Pickens | 1120041 | 2 | Flapper Valve | 1996-05-01 | FALSE | 1996-05-01 | FALSE | Currently in Use | Regular | 8000 | Steel-Impressed Current | 1985-05-05 | Fiberglass Reinforced Plastic | Pressurized
BAGWELL & SPEARS #31 | 253 CHURCH ST | JASPER | Pickens | 1120041 | 3 | Flapper Valve | 1996-05-01 | FALSE | 1996-05-01 | FALSE | Currently in Use | Premium | 6000 | Steel-Impressed Current | 1985-05-05 | Fiberglass Reinforced Plastic | Pressurized
LEXINGTON COMPONENTS | 250 RIDGEWAY RD | JASPER | Pickens | 1120042 | 1 |  |  | FALSE |  | FALSE | Closed in Ground | Other | 4000 | Bare Steel | 1984-05-02 | Unknown
LEXINGTON COMPONENTS | 250 RIDGEWAY RD | JASPER | Pickens | 1120042 | 1AST | [5 empty] | Closed in Ground | Other | 4000 | Bare Steel | 1984-05-02 | Bare Steel
LEXINGTON COMPONENTS | 250 RIDGEWAY RD | JASPER | Pickens | 1120042 | 2 |  |  | FALSE |  | FALSE | Closed in Ground | Other | 4000 | Bare Steel | 1984-05-02 | Unknown
LEXINGTON COMPONENTS | 250 RIDGEWAY RD | JASPER | Pickens | 1120042 | 2AST | [5 empty] | Closed in Ground | Other | 4000 | Bare Steel | 1984-05-02 | Bare Steel
LEXINGTON COMPONENTS | 250 RIDGEWAY RD | JASPER | Pickens | 1120042 | 3 |  |  | FALSE |  | FALSE | Closed in Ground | Other | 4000 | Bare Steel | 1984-05-02 | Unknown
LEXINGTON COMPONENTS | 250 RIDGEWAY RD | JASPER | Pickens | 1120042 | 3AST | [5 empty] | Closed in Ground | Other | 4000 | Bare Steel | 1984-05-02 | Bare Steel
LEXINGTON COMPONENTS | 250 RIDGEWAY RD | JASPER | Pickens | 1120042 | 4 |  |  | FALSE |  | FALSE | Closed in Ground | Other | 4000 | Bare Steel | 1984-05-02 | Unknown
LEXINGTON COMPONENTS | 250 RIDGEWAY RD | JASPER | Pickens | 1120042 | 4AST | [5 empty] | Closed in Ground | Other | 4000 | Bare Steel | 1984-05-02 | Bare Steel
THE OLD TWIN TANKS GENERAL STORE | 12878 HWY 53 W | FAIRMOUNT | Pickens | 1120043 | 1 | Flapper Valve | 1998-09-23 | FALSE | 1998-09-23 | FALSE | Currently in Use | Regular | 6000 | Steel-Impressed Current | 1983-05-06 |  | Pressurized
THE OLD TWIN TANKS GENERAL STORE | 12878 HWY 53 W | FAIRMOUNT | Pickens | 1120043 | 2 | Flapper Valve | 1998-09-23 | FALSE | 1998-09-23 | FALSE | Currently in Use | Regular | 6000 | Steel-Impressed Current | 1983-05-06 |  | Pressurized
THE OLD TWIN TANKS GENERAL STORE | 12878 HWY 53 W | FAIRMOUNT | Pickens | 1120043 | 3 | Flapper Valve | 1998-09-23 | FALSE | 1998-09-23 | FALSE | Currently in Use | Premium | 6000 | Steel-Impressed Current | 1983-05-06 |  | Pressurized
THE OLD TWIN TANKS GENERAL STORE | 12878 HWY 53 W | FAIRMOUNT | Pickens | 1120043 | 4 | Ball Float | 1999-03-09 | FALSE | 1999-03-09 | FALSE | Currently in Use | Diesel | 6000 |  | 1999-03-09 |  | Pressurized
AT&T NELSON #112044 | OFF OF YELLOW CREEK CHURCH RD | TATE | Pickens | 1120044 | 1 | [5 empty] | Removed from Ground | Diesel | 3000 | Bare Steel | 1986-05-07 | Unknown
AT&T EMMA RADIO RELAY STATION | BURNT MOUNTAIN | JASPER | Pickens | 1120045 | 1 | [5 empty] | Removed from Ground | Diesel | 10000 | Bare Steel | 1966-01-01 | Copper | Suction (American)
GA MARBLE CO | GA HWY 53 | TATE | Pickens | 1120048 | 1 | [5 empty] | Removed from Ground | Diesel | 10000 | Bare Steel | 1961-05-12 | Galvanized Steel
GA MARBLE CO | GA HWY 53 | TATE | Pickens | 1120048 | 2 | [5 empty] | Removed from Ground | Gas (Historical Use) | 1000 | Bare Steel | 1966-05-11 | Galvanized Steel
GA MARBLE CO | GA HWY 53 | TATE | Pickens | 1120048 | 3 | [5 empty] | Removed from Ground | Gas (Historical Use) | 1000 | Bare Steel | 1966-05-11 | Galvanized Steel
GA MARBLE CO | GA HWY 53 | TATE | Pickens | 1120048 | 6 | [5 empty] | Removed from Ground | Diesel | 500 | Bare Steel | 1961-05-12 | Galvanized Steel
PICKENS FOOTWEAR 6 INC | 800 HOOD RD | JASPER | Pickens | 1120051 | 1 | [5 empty] | Removed from Ground | Kerosene | 1 | Bare Steel | 1986-05-07 | Galvanized Steel
DUNNS FOOD STORE | 170 ANTIOCH CHURCH RD | TALKING ROCK | Pickens | 1120053 | 1 | Ball Float | 1987-01-01 | FALSE | 1987-01-01 | FALSE | Currently in Use | Gas (Historical Use) | 8000 | Galvanic (STIP-3) | 1987-01-01 | Fiberglass Reinforced Plastic | Pressurized
DUNNS FOOD STORE | 170 ANTIOCH CHURCH RD | TALKING ROCK | Pickens | 1120053 | 2 | Ball Float | 1987-01-01 | FALSE | 1987-01-01 | FALSE | Currently in Use | Gas (Historical Use) | 8000 | Galvanic (STIP-3) | 1987-01-01 | Fiberglass Reinforced Plastic | Pressurized
DUNNS FOOD STORE | 170 ANTIOCH CHURCH RD | TALKING ROCK | Pickens | 1120053 | 3 | Ball Float | 1987-01-01 | FALSE | 1987-01-01 | FALSE | Currently in Use | Premium | 6000 | Galvanic (STIP-3) | 1987-01-01 | Fiberglass Reinforced Plastic | Pressurized
DUNNS FOOD STORE | 170 ANTIOCH CHURCH RD | TALKING ROCK | Pickens | 1120053 | 4 | Ball Float | 1987-01-01 | FALSE | 1987-01-01 | FALSE | Currently in Use | Diesel | 6000 | Galvanic (STIP-3) | 1987-01-01 | Fiberglass Reinforced Plastic | Pressurized
DUNNS FOOD STORE | 170 ANTIOCH CHURCH RD | TALKING ROCK | Pickens | 1120053 | 5 | Flapper Valve | 2006-01-01 | FALSE | 1987-01-01 | FALSE | Currently in Use | Kerosene | 1000 | Galvanic (STIP-3) | 1987-01-01 | Fiberglass Reinforced Plastic | Suction (American)
PHARRS CONVIENCE STORE | 850 S MAIN ST | JASPER | Pickens | 1120054 | 1 | Ball Float | 1998-05-01 | FALSE | 1998-05-01 | FALSE | Currently in Use | Gas (Historical Use) | 6000 | Galvanic (STIP-3) | 1987-11-04 | Fiberglass Reinforced Plastic | Pressurized
PHARRS CONVIENCE STORE | 850 S MAIN ST | JASPER | Pickens | 1120054 | 2 | Ball Float | 1998-05-01 | FALSE | 1998-05-01 | FALSE | Currently in Use | Gas (Historical Use) | 8000 | Galvanic (STIP-3) | 1987-11-04 | Fiberglass Reinforced Plastic | Pressurized
PHARRS CONVIENCE STORE | 850 S MAIN ST | JASPER | Pickens | 1120054 | 3 | Ball Float | 1998-05-01 | FALSE | 1998-05-01 | FALSE | Currently in Use | Diesel | 6000 | Galvanic (STIP-3) | 1987-11-04 | Fiberglass Reinforced Plastic | Pressurized
PHARRS CONVIENCE STORE | 850 S MAIN ST | JASPER | Pickens | 1120054 | 4 | Ball Float | 1998-05-01 | FALSE | 1998-05-01 | FALSE | Currently in Use | Gas (Historical Use) | 6000 | Galvanic (STIP-3) | 1987-11-04 | Fiberglass Reinforced Plastic | Pressurized
PHARRS CONVIENCE STORE | 850 S MAIN ST | JASPER | Pickens | 1120054 | 5 | Flapper Valve | 1998-05-18 | FALSE | 1998-05-18 | FALSE | Temporarily out of use | Kerosene | 1000 | Galvanic (STIP-3) | 1987-11-04 | Fiberglass Reinforced Plastic | Safe Suction (Euro)
MURPHY EXPRESS #8809 | 1101 NOAH DR | JASPER | Pickens | 10002614 | 1 |  | 2016-10-06 | FALSE | 2016-10-06 | FALSE | Currently in Use | Gas (Historical Use) | 25000 | Fiberglass Double Walled | 2016-08-26 | Double-Walled Fiberglass | Pressurized
MURPHY EXPRESS #8809 | 1101 NOAH DR | JASPER | Pickens | 10002614 | 2A |  | 2016-10-06 | FALSE | 2016-10-06 | FALSE | Currently in Use | Gas (Historical Use) | 8000 | Fiberglass Double Walled | 2016-08-26 | Double-Walled Fiberglass | Pressurized
MURPHY EXPRESS #8809 | 1101 NOAH DR | JASPER | Pickens | 10002614 | 2B |  | 2016-10-06 | FALSE | 2016-10-06 | FALSE | Currently in Use | Diesel | 10000 | Fiberglass Double Walled | 2016-08-26 | Double-Walled Fiberglass | Pressurized
MURPHY EXPRESS #8809 | 1101 NOAH DR | JASPER | Pickens | 10002614 | 2C |  | 2016-10-06 | FALSE | 2016-10-06 | FALSE | Currently in Use | Gas (Historical Use) | 8000 | Fiberglass Double Walled | 2016-08-26 | Double-Walled Fiberglass | Pressurized
THE OLD TRUCK STOP | 1267 EAST CHRUCH STREET | JASPER | Pickens | 10002460 | 1 |  |  | FALSE |  | FALSE | Removed from Ground | Gas (Historical Use) | 1000 | Bare Steel | 2015-06-15 | Bare Steel
THE OLD TRUCK STOP | 1267 EAST CHRUCH STREET | JASPER | Pickens | 10002460 | 2 |  |  | FALSE |  | FALSE | Removed from Ground | Gas (Historical Use) | 750 | Bare Steel | 2015-06-15 | Bare Steel
JASPER FORMER USED CAR LOT | 1070 HIGHWAY 515 SOUTH | JASPER | Pickens | 10001681 | 1 |  |  | FALSE |  | FALSE | Removed from Ground | Gas (Historical Use) | 500 | Bare Steel | 2007-06-10
QUIKTRIP #829 | 3353 CAMP RD | JASPER | Pickens | 10001642 | 1 | Overfill Alarm | 2008-10-01 | FALSE | 2008-06-01 | FALSE | Currently in Use | Gas (Historical Use) | 20000 | Fiberglass Double Walled | 2008-06-01 | Double-Walled Fiberglass | Pressurized
QUIKTRIP #829 | 3353 CAMP RD | JASPER | Pickens | 10001642 | 2 | Overfill Alarm | 2008-10-01 | FALSE | 2008-06-01 | FALSE | Currently in Use | Gas (Historical Use) | 20000 | Fiberglass Double Walled | 2008-06-01 | Double-Walled Fiberglass | Pressurized
QUIKTRIP #829 | 3353 CAMP RD | JASPER | Pickens | 10001642 | 3A | Overfill Alarm | 2008-10-01 | FALSE | 2008-06-01 | FALSE | Currently in Use | Diesel | 12000 | Fiberglass Double Walled | 2008-06-01 | Double-Walled Fiberglass | Pressurized
QUIKTRIP #829 | 3353 CAMP RD | JASPER | Pickens | 10001642 | 3B | Overfill Alarm | 2008-10-01 | FALSE | 2008-06-01 | FALSE | Currently in Use | Gas (Historical Use) | 8000 | Fiberglass Double Walled | 2008-06-01 | Double-Walled Fiberglass | Pressurized
PICKENS CO SCHOOLS TRANSPORTATION DEPT | 330 HARMONY SCHOOL RD | JASPER | Pickens | 10001277 | 1 | Flapper Valve | 2003-08-22 | FALSE | 2003-08-22 | FALSE | Currently in Use | Diesel | 15000 | Epoxy Double-Walled | 2003-08-22 | Double-Walled Fiberglass | Pressurized
PICKENS CO SCHOOLS TRANSPORTATION DEPT | 330 HARMONY SCHOOL RD | JASPER | Pickens | 10001277 | 2 | Flapper Valve | 2003-08-22 | FALSE | 2003-08-22 | FALSE | Currently in Use | Regular | 10000 | Epoxy Double-Walled | 2003-08-22 | Double-Walled Fiberglass | Pressurized
WEST END GENERAL STORE | 2881 JERUSALEM CHURCH RD | JASPER | Pickens | 10000889 | 1 | Ball Float | 2005-01-01 | FALSE | 2005-01-01 | FALSE | Currently in Use | Gas (Historical Use) | 10000 | Epoxy | 2005-01-01 | Fiberglass Reinforced Plastic | Pressurized
WEST END GENERAL STORE | 2881 JERUSALEM CHURCH RD | JASPER | Pickens | 10000889 | 2 | Ball Float | 2005-01-01 | FALSE | 2005-01-01 | FALSE | Currently in Use | Gas (Historical Use) | 5000 | Epoxy | 2005-01-01 | Fiberglass Reinforced Plastic | Pressurized
WEST END GENERAL STORE | 2881 JERUSALEM CHURCH RD | JASPER | Pickens | 10000889 | 3 | Flapper Valve | 2005-01-01 | FALSE | 2005-01-01 | FALSE | Currently in Use | Diesel | 7000 | Epoxy | 2005-01-01 | Fiberglass Reinforced Plastic | Pressurized
WEST END GENERAL STORE | 2881 JERUSALEM CHURCH RD | JASPER | Pickens | 10000889 | 4 | Flapper Valve | 2005-01-01 | FALSE | 2005-01-01 | FALSE | Currently in Use | Diesel | 3000 | Epoxy | 2005-01-01 | Fiberglass Reinforced Plastic | Pressurized
WEST END GENERAL STORE | 2881 JERUSALEM CHURCH RD | JASPER | Pickens | 10000889 | 5 | Flapper Valve | 2005-01-01 | FALSE | 2005-01-01 | FALSE | Currently in Use | Kerosene | 1000 | Epoxy | 2005-01-01 | Fiberglass Reinforced Plastic | Safe Suction (Euro)
KROGER GA 620 | 115 BILL WIGINGTON PKWY | JASPER | Pickens | 10000853 | 1 | Flapper Valve | 2005-01-24 | FALSE | 2005-01-24 | FALSE | Currently in Use | Gas (Historical Use) | 20000 | Fiberglass Double Walled | 2004-12-16 | Double-Walled Fiberglass | Pressurized
KROGER GA 620 | 115 BILL WIGINGTON PKWY | JASPER | Pickens | 10000853 | 2A | Flapper Valve | 2005-01-24 | FALSE | 2005-01-24 | FALSE | Currently in Use | Gas (Historical Use) | 8000 | Fiberglass Double Walled | 2004-12-16 | Double-Walled Fiberglass | Pressurized
KROGER GA 620 | 115 BILL WIGINGTON PKWY | JASPER | Pickens | 10000853 | 2B | Flapper Valve | 2005-01-24 | FALSE | 2005-01-24 | FALSE | Currently in Use | Diesel | 8000 | Fiberglass Double Walled | 2004-12-16 | Double-Walled Fiberglass | Pressurized
OLD STORE | 1565 WEST CHURCH STREET | JASPER | Pickens | 10000809 | 1 |  |  | FALSE |  | FALSE | Removed from Ground | Gas (Historical Use) | 1000 | Bare Steel | 2004-01-25 | Bare Steel | Safe Suction (Euro)
OLD STORE | 1565 WEST CHURCH STREET | JASPER | Pickens | 10000809 | 2 |  |  | FALSE |  | FALSE | Removed from Ground | Gas (Historical Use) | 1000 | Bare Steel | 2005-01-25 | Bare Steel | Safe Suction (Euro)
Thomas Concrete Jasper Plant #1700 | 690 A W LAWSON BLVD | JASPER | Pickens | 10000759 | 1 |  | 2004-11-01 | FALSE | 2004-11-01 | FALSE | Temporarily out of use | Diesel | 10000 | Epoxy | 2004-10-29 | Fiberglass Reinforced Plastic | Pressurized
INGLES GAS EXPRESS #437 | 1449 W CHURCH ST | JASPER | Pickens | 10000184 | 1A |  | 2002-07-08 | FALSE | 2002-07-08 | FALSE | Currently in Use | Gas (Historical Use) | 20000 | Fiberglass | 2002-06-28 | Double-Walled Fiberglass | Pressurized
INGLES GAS EXPRESS #437 | 1449 W CHURCH ST | JASPER | Pickens | 10000184 | 1B |  | 2002-07-08 | FALSE | 2002-07-08 | FALSE | Currently in Use | Gas (Historical Use) | 12000 | Fiberglass | 2002-06-28 | Double-Walled Fiberglass | Pressurized
RaceTrac #118 - Jasper | 303 INTERSTATE SOUTH DR | JASPER | Pickens | 10000351 | 1 | Overfill Alarm | 2003-02-25 | FALSE | 2003-02-25 | FALSE | Installed | Gas (Historical Use) | 20000 | Composite Double Walled | 2003-02-25 | Double-Walled Fiberglass | Pressurized
RaceTrac #118 - Jasper | 303 INTERSTATE SOUTH DR | JASPER | Pickens | 10000351 | 2 | Overfill Alarm | 2003-02-25 | FALSE | 2003-02-25 | FALSE | Installed | Gas (Historical Use) | 12000 | Composite Double Walled | 2003-02-25 | Double-Walled Fiberglass | Pressurized
RaceTrac #118 - Jasper | 303 INTERSTATE SOUTH DR | JASPER | Pickens | 10000351 | 3 | Overfill Alarm | 2003-02-25 | FALSE | 2003-02-25 | FALSE | Installed | Diesel | 12000 | Composite Double Walled | 2003-02-25 | Double-Walled Fiberglass | Pressurized
IMERYS MARBLE INC | 2314 WHITESTONE RD | TALKING ROCK | Pickens | 610053 | 1 | [5 empty] | Removed from Ground | Gas (Historical Use) | 1000 | Bare Steel | 1985-08-01 | Galvanized Steel | Suction (American)
IMERYS MARBLE INC | 2314 WHITESTONE RD | TALKING ROCK | Pickens | 610053 | 2 | [5 empty] | Removed from Ground | Gas (Historical Use) | 500 | Bare Steel | 1984-08-01 | Galvanized Steel | Suction (American)
IMERYS MARBLE INC | 2314 WHITESTONE RD | TALKING ROCK | Pickens | 610053 | 3 | [5 empty] | Removed from Ground | Gas (Historical Use) | 500 | Bare Steel | 1981-08-02 | Unknown
IMERYS MARBLE INC | 2314 WHITESTONE RD | TALKING ROCK | Pickens | 610053 | 4 |  |  | TRUE |  | TRUE | Removed from Ground | Used Oil | 2000 | Bare Steel | 1981-08-02 | Bare Steel
IMERYS MARBLE INC | 2314 WHITESTONE RD | TALKING ROCK | Pickens | 610053 | 5 |  | 1998-12-05 |  | 1998-12-05 |  | Removed from Ground | Gas (Historical Use) | 2000 | Composite | 1998-12-05 | Fiberglass Reinforced Plastic | Pressurized
IMERYS MARBLE INC | 2314 WHITESTONE RD | TALKING ROCK | Pickens | 610053 | 6 | Ball Float | 2004-10-27 | FALSE | 2004-10-27 | FALSE | Currently in Use | Gas (Historical Use) | 2000 | Composite | 2004-10-28 | Fiberglass Reinforced Plastic | Safe Suction (Euro)
GA DOT RIGHT OF WAY | 0 .5 MI E OF SR 32 ON SR 38 | PATTERSON | Pierce | 7113001 | 532D1 | [5 empty] | Removed from Ground | Diesel | 1000 | Bare Steel | 1986-07-01 | Galvanized Steel | Safe Suction (Euro)
FORMER KENNETH JACKSON CHANCEY PROPERTY | 7294 HIGHWAY 84 | OFFERMAN | Pierce | 10000225 | 1 |  |  | FALSE |  | FALSE | Removed from Ground | Empty | 1000 | Unknown | 2002-11-09
FORMER KENNETH JACKSON CHANCEY PROPERTY | 7294 HIGHWAY 84 | OFFERMAN | Pierce | 10000225 | 2 |  |  | FALSE |  | FALSE | Removed from Ground | Empty | 1000 | Unknown | 2002-11-09
GDOT EDS-84(15) PIERCE COUNTY | 7259 HIGHWAY 84 | OFFERMAN | Pierce | 10000361 | 1 |  |  | FALSE |  | FALSE | Removed from Ground | Not Marked/Tank Removed | 500 | Unknown | 2003-02-19
XPRESS #330 | 6540 HWY 84 | PATTERSON | Pierce | 10001028 | 1 | Ball Float | 2005-08-01 | FALSE | 2005-08-01 | FALSE | Currently in Use | Gas (Historical Use) | 1200 | Epoxy | 2005-08-01 | Fiberglass Reinforced Plastic | Pressurized
XPRESS #330 | 6540 HWY 84 | PATTERSON | Pierce | 10001028 | 2 | Ball Float | 2005-08-01 | FALSE | 2005-08-01 | FALSE | Currently in Use | Gas (Historical Use) | 8000 | Epoxy | 2005-08-01 | Fiberglass Reinforced Plastic | Pressurized
XPRESS #330 | 6540 HWY 84 | PATTERSON | Pierce | 10001028 | 3 |  | 2014-10-01 | FALSE | 2014-10-01 | FALSE | Currently in Use | Diesel | 3000 | Composite Double Walled | 2014-09-01 | Double-Walled Fiberglass | Safe Suction (Euro)
XPRESS #330 | 6540 HWY 84 | PATTERSON | Pierce | 10001028 | 4 |  | 2014-10-01 | FALSE | 2014-10-01 | FALSE | Currently in Use | Diesel | 3000 | Composite Double Walled | 2014-10-01 | Double-Walled Fiberglass | Safe Suction (Euro)
SR 203 PARCEL NO. 033002 | CORNER OF GA HWY 203 & OLD ALMA ROAD | BLACKSHEAR | Pierce | 10001899 | 1 |  |  | FALSE |  | FALSE | Removed from Ground | Not Marked/Tank Removed | 1700 | Unknown | 2010-08-14 | Unknown
PTC | 2651 ZERO BAY RD | PATTERSON | Pierce | 10002330 | 1 | Flapper Valve | 2014-02-24 | FALSE | 2014-01-10 | FALSE | Currently in Use | Diesel On Road | 12000 | Epoxy Double-Walled | 2014-02-24 | Double-Walled Flex | Pressurized
PTC | 2651 ZERO BAY RD | PATTERSON | Pierce | 10002330 | 2 | Flapper Valve | 2014-02-24 | FALSE | 2014-01-10 | FALSE | Currently in Use | Diesel Off Road | 12000 | Epoxy Double-Walled | 2014-02-24 | Double-Walled Flex | Pressurized
MOBLEY'S AUTO CENTER | 418 GORDON ST | BLACKSHEAR | Pierce | 1130001 | 1 | [5 empty] | Removed from Ground | Gas (Historical Use) | 3000 | Bare Steel | 1975-04-03 | Galvanized Steel | Safe Suction (Euro)
MOBLEY'S AUTO CENTER | 418 GORDON ST | BLACKSHEAR | Pierce | 1130001 | 2 | [5 empty] | Removed from Ground | Gas (Historical Use) | 3000 | Bare Steel | 1975-04-03 | Galvanized Steel | Safe Suction (Euro)
MOBLEY'S AUTO CENTER | 418 GORDON ST | BLACKSHEAR | Pierce | 1130001 | 3 | [5 empty] | Removed from Ground | Gas (Historical Use) | 3000 | Bare Steel | 1975-04-03 | Galvanized Steel | Safe Suction (Euro)
MOBLEY'S AUTO CENTER | 418 GORDON ST | BLACKSHEAR | Pierce | 1130001 | 4 | [5 empty] | Removed from Ground | Gas (Historical Use) | 3000 | Bare Steel | 1975-04-03 | Galvanized Steel | Safe Suction (Euro)
MOBLEY'S AUTO CENTER | 418 GORDON ST | BLACKSHEAR | Pierce | 1130001 | 5 |  |  | TRUE |  | TRUE | Removed from Ground | Used Oil | 1000 | Fiberglass | 1984-03-31 | Galvanized Steel
MOBLEY'S AUTO CENTER | 418 GORDON ST | BLACKSHEAR | Pierce | 1130001 | 6 |  | 1997-03-27 | FALSE | 1997-03-27 | FALSE | Currently in Use | Gas (Historical Use) | 10000 | Composite | 1997-03-27 | Fiberglass Reinforced Plastic | Pressurized
MOBLEY'S AUTO CENTER | 418 GORDON ST | BLACKSHEAR | Pierce | 1130001 | 7 |  | 1997-03-27 | FALSE | 1997-03-27 | FALSE | Currently in Use | Gas (Historical Use) | 8000 | Composite | 1997-03-27 | Fiberglass Reinforced Plastic | Pressurized
FLASH FOODS #91 | US HWY 84 & GA HWY 32 | PATTERSON | Pierce | 1130002 | 1 | [5 empty] | Removed from Ground | Gas (Historical Use) | 6000 | Bare Steel | 1980-01-01 | Galvanized Steel | Pressurized
FLASH FOODS #91 | US HWY 84 & GA HWY 32 | PATTERSON | Pierce | 1130002 | 2 | [5 empty] | Removed from Ground | Gas (Historical Use) | 6000 | Bare Steel | 1980-01-01 | Galvanized Steel | Pressurized
FLASH FOODS #91 | US HWY 84 & GA HWY 32 | PATTERSON | Pierce | 1130002 | 3 | [5 empty] | Removed from Ground | Gas (Historical Use) | 6000 | Bare Steel | 1980-01-01 | Galvanized Steel | Pressurized
FLASH FOODS #91 | US HWY 84 & GA HWY 32 | PATTERSON | Pierce | 1130002 | 4A |  | 1994-07-15 | FALSE | 1994-07-15 | FALSE | Currently in Use | Gas (Historical Use) | 10000 | Composite | 1994-07-15 | Double-Walled Flex | Pressurized
FLASH FOODS #91 | US HWY 84 & GA HWY 32 | PATTERSON | Pierce | 1130002 | 5A |  | 1994-07-15 | FALSE | 1994-07-15 | FALSE | Currently in Use | Gas (Historical Use) | 10000 | Composite | 1994-07-15 | Double-Walled Flex | Pressurized
FLASH FOODS #81 | 931 E MAIN ST/GA HWY 15 & GA HWY | BLACKSHEAR | Pierce | 1130003 | 1 | [5 empty] | Removed from Ground | Gas (Historical Use) | 6000 | Bare Steel | 1983-01-01 | Bare Steel | Pressurized
FLASH FOODS #81 | 931 E MAIN ST/GA HWY 15 & GA HWY | BLACKSHEAR | Pierce | 1130003 | 1A |  | 1994-06-15 |  | 1994-06-15 |  | Currently in Use | Gas (Historical Use) | 10000 | Composite | 1994-06-01 | Fiberglass Reinforced Plastic | Pressurized
FLASH FOODS #81 | 931 E MAIN ST/GA HWY 15 & GA HWY | BLACKSHEAR | Pierce | 1130003 | 2 | [5 empty] | Removed from Ground | Gas (Historical Use) | 6000 | Bare Steel | 1983-01-01 | Bare Steel | Pressurized
FLASH FOODS #81 | 931 E MAIN ST/GA HWY 15 & GA HWY | BLACKSHEAR | Pierce | 1130003 | 2A |  | 1994-06-15 |  | 1994-06-15 |  | Currently in Use | Gas (Historical Use) | 8000 | Composite | 1988-04-18 | Fiberglass Reinforced Plastic | Pressurized
FLASH FOODS #81 | 931 E MAIN ST/GA HWY 15 & GA HWY | BLACKSHEAR | Pierce | 1130003 | 3 |  | 1994-06-15 |  | 1994-06-15 |  | Currently in Use | Gas (Historical Use) | 6000 | Composite | 1988-04-18 | Fiberglass Reinforced Plastic | Pressurized
FLASH FOODS #79 | US HWY 84 & KELLER ST | BLACKSHEAR | Pierce | 1130004 | 1 |  | 1997-06-10 |  | 1997-06-10 |  | Removed from Ground | Gas (Historical Use) | 10000 | Steel-Impressed Current | 1980-05-01 | Cathodically Protected | Pressurized
FLASH FOODS #79 | US HWY 84 & KELLER ST | BLACKSHEAR | Pierce | 1130004 | 2 |  | 1997-06-10 |  | 1997-06-10 |  | Removed from Ground | Gas (Historical Use) | 10000 | Steel-Impressed Current | 1980-05-01 | Cathodically Protected | Pressurized
FLASH FOODS #79 | US HWY 84 & KELLER ST | BLACKSHEAR | Pierce | 1130004 | 3 |  | 1997-06-10 |  | 1997-06-10 |  | Removed from Ground | Gas (Historical Use) | 8000 | Steel-Impressed Current | 1984-04-30 | Cathodically Protected | Pressurized
FLASH FOODS #79 | US HWY 84 & KELLER ST | BLACKSHEAR | Pierce | 1130004 | 4 |  | 1997-06-10 |  | 1997-06-10 |  | Removed from Ground | Diesel | 8000 | Steel-Impressed Current | 1984-04-30 | Cathodically Protected | Pressurized
FLASH FOODS #79 | US HWY 84 & KELLER ST | BLACKSHEAR | Pierce | 1130004 | 5 |  | 1999-10-08 | FALSE | 1999-10-08 | FALSE | Currently in Use | Gas (Historical Use) | 10000 |  | 1999-10-08 | Double-Walled Flex | Pressurized
FLASH FOODS #79 | US HWY 84 & KELLER ST | BLACKSHEAR | Pierce | 1130004 | 6 |  | 1999-10-08 | FALSE | 1999-10-08 | FALSE | Currently in Use | Gas (Historical Use) | 10000 |  | 1999-10-08 | Double-Walled Flex | Pressurized
FLASH FOODS #79 | US HWY 84 & KELLER ST | BLACKSHEAR | Pierce | 1130004 | 7 |  | 1999-10-08 | FALSE | 1999-10-08 | FALSE | Currently in Use | Diesel | 8000 |  | 1999-10-08 | Double-Walled Flex | Pressurized
WAYCROSS GARAGE | PO BOX 410 | WAYCROSS | Pierce | 1130005 | 1 | [5 empty] | Removed from Ground | Diesel | 2000 | Composite | 1977-04-12 | Unknown
WAYCROSS GARAGE | PO BOX 410 | WAYCROSS | Pierce | 1130005 | 2 | [5 empty] | Removed from Ground | Gas (Historical Use) | 2000 | Composite | 1977-04-12 | Unknown
WAYCROSS GARAGE | PO BOX 410 | WAYCROSS | Pierce | 1130005 | 3 | [5 empty] | Removed from Ground | Gas (Historical Use) | 2000 | Composite | 1977-04-12 | Unknown
WAYCROSS GARAGE | PO BOX 410 | WAYCROSS | Pierce | 1130005 | 4 |  |  | TRUE |  | TRUE | Removed from Ground | Used Oil | 3000 | Composite | 1977-04-12 | Unknown
GA FC | GA HWY 32/RT 2 BOX 5/3-4 MI S OF | PATTERSON | Pierce | 1130006 | 3 |  | 1994-05-27 |  | 1994-05-27 |  | Removed from Ground | Gas (Historical Use) | 1000 | Galvanic (STIP-3) | 1994-05-27 | Cathodically Protected | Safe Suction (Euro)
GA FC | GA HWY 32/RT 2 BOX 5/3-4 MI S OF | PATTERSON | Pierce | 1130006 | 4 |  | 1994-05-27 |  | 1994-05-27 |  | Removed from Ground | Diesel | 1000 | Galvanic (STIP-3) | 1994-05-27 | Cathodically Protected | Safe Suction (Euro)
GA FC | GA HWY 32/RT 2 BOX 5/3-4 MI S OF | PATTERSON | Pierce | 1130006 | GFC29625 | [5 empty] | Removed from Ground | Diesel | 560 | Bare Steel | 1979-04-24 | Galvanized Steel | Safe Suction (Euro)
GA FC | GA HWY 32/RT 2 BOX 5/3-4 MI S OF | PATTERSON | Pierce | 1130006 | GFC29626 | [5 empty] | Removed from Ground | Gas (Historical Use) | 2000 | Bare Steel | 1979-04-24 | Galvanized Steel | Safe Suction (Euro)
DIXON SERVICE CENTER | 527 GORDON ST | BLACKSHEAR | Pierce | 1130007 | 1 | [5 empty] | Removed from Ground | Diesel | 3000 | Bare Steel | 1984-03-12 | Galvanized Steel | Suction (American)
DIXON SERVICE CENTER | 527 GORDON ST | BLACKSHEAR | Pierce | 1130007 | 2 |  | 1998-08-25 |  | 1998-08-25 |  | Currently in Use | Diesel | 3000 | Composite | 1998-08-01 | Fiberglass Reinforced Plastic | Safe Suction (Euro)
DIXON SERVICE CENTER | 527 GORDON ST | BLACKSHEAR | Pierce | 1130007 | 3A |  | 2007-01-18 | FALSE | 2007-01-18 | FALSE | Currently in Use | Gas (Historical Use) | 6000 | Composite | 2007-01-15 | Fiberglass Reinforced Plastic | Safe Suction (Euro)
DIXON SERVICE CENTER | 527 GORDON ST | BLACKSHEAR | Pierce | 1130007 | 3B |  | 2007-01-18 | FALSE | 2007-01-18 | FALSE | Currently in Use | Gas (Historical Use) | 2000 | Composite | 2007-01-15 | Fiberglass Reinforced Plastic | Safe Suction (Euro)
DIXON SERVICE CENTER | 527 GORDON ST | BLACKSHEAR | Pierce | 1130007 | 3C |  | 2007-01-18 | FALSE | 2007-01-18 | FALSE | Currently in Use | Gas (Historical Use) | 2000 | Composite | 2007-01-15 | Fiberglass Reinforced Plastic | Safe Suction (Euro)
SAMS PUMP AND PANTRY | 6266 HIGHWAY 84 | PATTERSON | Pierce | 1130008 | 1 |  | 1998-06-22 |  | 1998-06-22 |  | Currently in Use | Gas (Historical Use) | 6000 | Steel-Impressed Current | 1986-01-30 | Fiberglass Reinforced Plastic | Pressurized
SAMS PUMP AND PANTRY | 6266 HIGHWAY 84 | PATTERSON | Pierce | 1130008 | 2 |  | 1998-06-22 |  | 1998-06-22 |  | Currently in Use | Gas (Historical Use) | 4000 | Steel-Impressed Current | 1986-01-30 | Fiberglass Reinforced Plastic | Pressurized
SAMS PUMP AND PANTRY | 6266 HIGHWAY 84 | PATTERSON | Pierce | 1130008 | 3 |  | 1998-06-22 |  | 1998-06-22 |  | Currently in Use | Gas (Historical Use) | 4000 | Steel-Impressed Current | 1986-01-30 | Fiberglass Reinforced Plastic | Pressurized
SAMS PUMP AND PANTRY | 6266 HIGHWAY 84 | PATTERSON | Pierce | 1130008 | 4 |  | 1998-06-22 |  | 1998-06-22 |  | Temporarily out of use | Diesel | 8000 | Steel-Impressed Current | 1986-01-30 | Steel (Impressed Current) | Pressurized
SAMS PUMP AND PANTRY | 6266 HIGHWAY 84 | PATTERSON | Pierce | 1130008 | 5 |  | 1998-06-22 |  | 1998-06-22 |  | Currently in Use | Diesel | 8000 | Steel-Impressed Current | 1986-01-30 | Steel (Impressed Current) | Pressurized
BK FOODS | 703 GORDON ST | BLACKSHEAR | Pierce | 1130009 | 1 | Flapper Valve | 1996-02-01 | FALSE | 1996-02-01 | FALSE | Currently in Use | Regular | 6000 | Steel-Impressed Current | 1977-02-26 | Fiberglass Reinforced Plastic | Pressurized
BK FOODS | 703 GORDON ST | BLACKSHEAR | Pierce | 1130009 | 2 | Flapper Valve | 1996-02-01 | FALSE | 1996-02-01 | FALSE | Currently in Use | Premium | 6000 | Steel-Impressed Current | 1977-02-26 | Fiberglass Reinforced Plastic | Pressurized
BK FOODS | 703 GORDON ST | BLACKSHEAR | Pierce | 1130009 | 3 | Flapper Valve | 1996-02-01 | FALSE | 1996-02-01 | FALSE | Currently in Use | Diesel | 6000 | Steel-Impressed Current | 1977-02-26 | Fiberglass Reinforced Plastic | Pressurized
JACK RABBIT FOOD MART | 515 MAIN ST | BLACKSHEAR | Pierce | 1130010 | 1 |  | 1996-12-19 | FALSE | 1996-12-19 | FALSE | Currently in Use | Gas (Historical Use) | 6000 | Steel-Impressed Current | 1977-02-26 |  | Pressurized
JACK RABBIT FOOD MART | 515 MAIN ST | BLACKSHEAR | Pierce | 1130010 | 2 |  | 1996-12-19 | FALSE | 1996-12-19 | FALSE | Currently in Use | Gas (Historical Use) | 6000 | Steel-Impressed Current | 1977-02-26 |  | Pressurized
JACK RABBIT FOOD MART | 515 MAIN ST | BLACKSHEAR | Pierce | 1130010 | 3 |  | 1996-12-19 | FALSE | 1996-12-01 | FALSE | Currently in Use | Gas (Historical Use) | 6000 | Steel-Impressed Current | 1977-02-26 |  | Pressurized
FLASH FOODS #191 | 1494 HWY 84 | BLACKSHEAR | Pierce | 1130011 | 1 |  | 1998-05-22 |  | 1998-05-22 |  | Currently in Use | Gas (Historical Use) | 8000 | Steel-Impressed Current | 1979-02-26 |  | Pressurized
FLASH FOODS #191 | 1494 HWY 84 | BLACKSHEAR | Pierce | 1130011 | 2 |  | 1998-05-22 |  | 1998-05-22 |  | Currently in Use | Gas (Historical Use) | 8000 | Steel-Impressed Current | 1979-02-26 |  | Pressurized
FLASH FOODS #191 | 1494 HWY 84 | BLACKSHEAR | Pierce | 1130011 | 3 |  | 1998-05-22 |  | 1998-05-22 |  | Currently in Use | Gas (Historical Use) | 8000 | Steel-Impressed Current | 1979-02-26 |  | Pressurized
FLASH FOODS #191 | 1494 HWY 84 | BLACKSHEAR | Pierce | 1130011 | 4 | [5 empty] | Removed from Ground | Other | 8000 | Bare Steel | 1979-02-26 | Galvanized Steel | Safe Suction (Euro)
OLD PATTERSON HIGH | HYERS ST | PATTERSON | Pierce | 1130013 | 24 | [5 empty] | Permanently Out of Use - historical purposes | Empty | 2000 | Marked Unknown | 1986-02-06 | Unknown
BUS BARN | HAYWOOD RD | BLACKSHEAR | Pierce | 1130014 | 19 | [5 empty] | Removed from Ground | Gas (Historical Use) | 4000 | Bare Steel | 1986-02-06 | Bare Steel
BUS BARN | HAYWOOD RD | BLACKSHEAR | Pierce | 1130014 | 20 | [5 empty] | Removed from Ground | Diesel | 3000 | Bare Steel | 1986-02-06 | Bare Steel
BUS BARN | HAYWOOD RD | BLACKSHEAR | Pierce | 1130014 | 21 | [5 empty] | Currently in Use | Propane | 500 | Bare Steel | 1986-02-06 | Bare Steel
PIERCE COUNTY HIGH SCHOOL | RTE 1 BOX 712 A | BLACKSHEAR | Pierce | 1130015 | 9 | [5 empty] | Removed from Ground | Empty | 250 | Bare Steel | 1981-02-07 | Bare Steel
GRADY STREET KINDERGARTEN CENTER | 834 MAIN ST | BLACKSHEAR | Pierce | 1130016 | 4 |  |  | FALSE |  | FALSE | Closed in Ground | Kerosene |  | Bare Steel | 1986-02-06 | Unknown
GRADY STREET KINDERGARTEN CENTER | 834 MAIN ST | BLACKSHEAR | Pierce | 1130016 | 5 | [5 empty] | Removed from Ground | Kerosene | 500 | Bare Steel | 1986-02-06 | Unknown
GRADY STREET SCHOOL | GRADY ST | BLACKSHEAR | Pierce | 1130017 | 1 | [5 empty] | Removed from Ground | Empty | 500 | Bare Steel | 1986-02-06 | Unknown
GRADY STREET SCHOOL | GRADY ST | BLACKSHEAR | Pierce | 1130017 | 2 | [5 empty] | Permanently Out of Use - historical purposes | Propane | 500 | Bare Steel | 1986-02-06 | Unknown
GRADY STREET SCHOOL | GRADY ST | BLACKSHEAR | Pierce | 1130017 | 3 | [5 empty] | Permanently Out of Use - historical purposes | Kerosene | 500 | Bare Steel | 1986-02-06 | Cathodically Protected
PATTERSON ELEMENTARY SCHOOL | HWY 82 | PATTERSON | Pierce | 1130019 | 17 | [5 empty] | Removed from Ground | Diesel | 2000 | Bare Steel | 1982-02-07 | Bare Steel
PATTERSON ELEMENTARY SCHOOL | HWY 82 | PATTERSON | Pierce | 1130019 | 18 | [5 empty] | Removed from Ground | Diesel | 2000 | Bare Steel | 1982-02-07 | Bare Steel
WARE STREET SCHOOL | WARE ST | BLACKSHEAR | Pierce | 1130021 | 6 | [5 empty] | Permanently Out of Use - historical purposes | Propane | 500 | Bare Steel | 1986-02-06 | Unknown
WARE STREET SCHOOL | WARE ST | BLACKSHEAR | Pierce | 1130021 | 7 | [5 empty] | Permanently Out of Use - historical purposes | Propane | 500 | Bare Steel | 1986-02-06 | Cathodically Protected
WARE STREET SCHOOL | WARE ST | BLACKSHEAR | Pierce | 1130021 | 8 | [5 empty] | Permanently Out of Use - historical purposes | Kerosene | 500 | Bare Steel | 1986-02-06 | Unknown
THOMS TRANSPORT CO INC | 4842 GILMAN RD | BLACKSHEAR | Pierce | 1130022 | 1 | [5 empty] | Removed from Ground | Diesel | 12000 | Bare Steel | 1977-01-18 | Galvanized Steel
THOMS TRANSPORT CO INC | 4842 GILMAN RD | BLACKSHEAR | Pierce | 1130022 | 2 |  | 1998-08-01 |  | 1997-11-01 |  | Currently in Use | Diesel | 12000 | Composite | 1988-05-20 | Steel (Impressed Current) | Pressurized
THOMS TRANSPORT CO INC | 4842 GILMAN RD | BLACKSHEAR | Pierce | 1130022 | 3 |  | 1998-08-01 |  | 1997-11-01 |  | Currently in Use | Diesel | 12000 | Composite | 1988-05-20 | Steel (Impressed Current) | Pressurized
CAL-MAINE Foods, Inc. | 180 CHURCH ST | BLACKSHEAR | Pierce | 1130023 | 1 |  | 1997-10-13 |  | 1997-10-13 |  | Currently in Use | Diesel | 6000 | Composite | 1986-04-23 | Fiberglass Reinforced Plastic | Suction (American)
CAL-MAINE Foods, Inc. | 180 CHURCH ST | BLACKSHEAR | Pierce | 1130023 | 2 |  | 1997-10-13 |  | 1997-10-13 |  | Currently in Use | Diesel | 6000 | Composite | 1986-04-23 | Cathodically Protected | Suction (American)
CAL-MAINE Foods, Inc. | 180 CHURCH ST | BLACKSHEAR | Pierce | 1130023 | 3 |  | 1997-10-13 |  | 1997-10-13 |  | Currently in Use | Gas (Historical Use) | 2000 | Composite | 1986-04-23 | Fiberglass Reinforced Plastic | Suction (American)
SNAPPY FOOD | 7283 EAST HWY 84 | OFFERMAN | Pierce | 1130025 | MID | Flapper Valve | 1995-10-19 | FALSE | 1995-10-19 | FALSE | Currently in Use | Plus | 10000 | Steel-Impressed Current | 1995-09-25 | Steel (Impressed Current) | Pressurized
SNAPPY FOOD | 7283 EAST HWY 84 | OFFERMAN | Pierce | 1130025 | PREM | Flapper Valve | 1995-10-19 | FALSE | 1995-10-19 | FALSE | Currently in Use | Premium | 10000 | Steel-Impressed Current | 1995-09-25 | Steel (Impressed Current) | Pressurized
SNAPPY FOOD | 7283 EAST HWY 84 | OFFERMAN | Pierce | 1130025 | U/L | Flapper Valve | 1995-10-19 | FALSE | 1995-10-19 | FALSE | Currently in Use | Regular | 10000 | Steel-Impressed Current | 1995-09-29 | Steel (Impressed Current) | Pressurized
GRIFFINS SERVICE STATION | US 82 & 32 | PATTERSON | Pierce | 1130027 | 1 | [5 empty] | Removed from Ground | Gas (Historical Use) | 1000 | Bare Steel | 1956-05-15 | Galvanized Steel
GRIFFINS SERVICE STATION | US 82 & 32 | PATTERSON | Pierce | 1130027 | 2 | [5 empty] | Removed from Ground | Gas (Historical Use) | 1000 | Bare Steel | 1956-05-15 | Galvanized Steel
GRIFFINS SERVICE STATION | US 82 & 32 | PATTERSON | Pierce | 1130027 | 3 | [5 empty] | Removed from Ground | Gas (Historical Use) | 500 | Bare Steel | 1956-05-15 | Galvanized Steel
UPS Waycross (UST) | 408 NICHOLS ST | BLACKSHEAR | Pierce | 1130028 | 1 | [5 empty] | Removed from Ground | Gas (Historical Use) | 10000 | Bare Steel | 1977-05-07
UPS Waycross (UST) | 408 NICHOLS ST | BLACKSHEAR | Pierce | 1130028 | 2 |  |  | TRUE |  | TRUE | Permanently Out of Use - historical purposes | Used Oil | 500 | Bare Steel | 1977-05-07
UPS Waycross (UST) | 408 NICHOLS ST | BLACKSHEAR | Pierce | 1130028 | 3 |  | 1991-10-01 |  | 1991-10-01 |  | Currently in Use | Diesel | 12000 | Fiberglass Double Walled | 1991-11-07 | Double-Walled Fiberglass | Pressurized
MATTOX FOOD MART | 3706 E HWY 84 | BLACKSHEAR | Pierce | 1130029 | 1 | [5 empty] | Removed from Ground | Gas (Historical Use) | 560 | Bare Steel | 1968-05-12 | Galvanized Steel
MATTOX FOOD MART | 3706 E HWY 84 | BLACKSHEAR | Pierce | 1130029 | 2 | [5 empty] | Removed from Ground | Gas (Historical Use) | 560 | Bare Steel | 1968-05-12 | Galvanized Steel
MATTOX FOOD MART | 3706 E HWY 84 | BLACKSHEAR | Pierce | 1130029 | 3 | [5 empty] | Removed from Ground | Gas (Historical Use) | 2000 | Bare Steel | 1977-05-10 | Galvanized Steel
MATTOX FOOD MART | 3706 E HWY 84 | BLACKSHEAR | Pierce | 1130029 | 4 |  | 1989-01-01 |  | 1989-01-01 |  | Currently in Use | Gas (Historical Use) | 4000 | Composite | 1989-01-01 | Galvanized Steel | Suction (American)
MATTOX FOOD MART | 3706 E HWY 84 | BLACKSHEAR | Pierce | 1130029 | 5 |  | 1989-01-01 |  | 1989-01-01 |  | Currently in Use | Gas (Historical Use) | 3000 | Composite | 1989-01-01 | Galvanized Steel | Suction (American)
MATTOX FOOD MART | 3706 E HWY 84 | BLACKSHEAR | Pierce | 1130029 | 6 |  | 1989-01-01 |  | 1989-01-01 |  | Temporarily out of use | Gas (Historical Use) | 3000 | Composite | 1989-01-01 | Galvanized Steel | Suction (American)
GILMAN BUILDING PRODUCTS | HWY 84 2 MI EAST OF BLACKSHEAR | BLACKSHEAR | Pierce | 1130030 | 1 | [5 empty] | Removed from Ground | Gas (Historical Use) | 1000 | Bare Steel | 1976-05-10 | Galvanized Steel
GILMAN BUILDING PRODUCTS | HWY 84 2 MI EAST OF BLACKSHEAR | BLACKSHEAR | Pierce | 1130030 | 2 | [5 empty] | Removed from Ground | Diesel | 2000 | Bare Steel | 1976-05-10 | Galvanized Steel
GRIFFIS GROC | SR 121 SOUTH | BLACKSHEAR | Pierce | 1130032 | 1 | [5 empty] | Removed from Ground | Gas (Historical Use) | 1000 | Bare Steel | 1962-05-14 | Galvanized Steel | Suction (American)
GRIFFIS GROC | SR 121 SOUTH | BLACKSHEAR | Pierce | 1130032 | 2 | [5 empty] | Removed from Ground | Gas (Historical Use) | 1000 | Bare Steel | 1962-05-14 | Galvanized Steel | Suction (American)
GRIFFIS GROC | SR 121 SOUTH | BLACKSHEAR | Pierce | 1130032 | 3 | [5 empty] | Removed from Ground | Gas (Historical Use) | 3000 | Bare Steel | 1977-05-10 | Galvanized Steel | Suction (American)
UNITED MARKET #2 | 4194 HWY 84 | BLACKSHEAR | Pierce | 1130033 | 1 |  | 1997-09-19 | FALSE | 1997-09-19 | FALSE | Temporarily out of use | Gas (Historical Use) | 6000 | Steel-Impressed Current | 1984-05-08 | Steel (Impressed Current) | Safe Suction (Euro)
UNITED MARKET #2 | 4194 HWY 84 | BLACKSHEAR | Pierce | 1130033 | 2 |  | 1997-09-19 | FALSE | 1997-09-19 | FALSE | Temporarily out of use | Gas (Historical Use) | 6000 | Steel-Impressed Current | 1984-05-08 | Steel (Impressed Current) | Safe Suction (Euro)
UNITED MARKET #2 | 4194 HWY 84 | BLACKSHEAR | Pierce | 1130033 | 3 |  | 1997-09-19 | FALSE | 1997-09-19 | FALSE | Temporarily out of use | Gas (Historical Use) | 6000 | Steel-Impressed Current | 1984-05-08 | Steel (Impressed Current) | Safe Suction (Euro)
UNITED MARKET #2 | 4194 HWY 84 | BLACKSHEAR | Pierce | 1130033 | 4A | Flapper Valve | 2018-06-15 | FALSE | 2018-06-15 | FALSE | Currently in Use | Regular | 15000 | Composite Double Walled | 2018-06-15 | Double-Walled Flex | Pressurized
UNITED MARKET #2 | 4194 HWY 84 | BLACKSHEAR | Pierce | 1130033 | 4B | Flapper Valve | 2018-06-15 | FALSE | 2018-06-15 | FALSE | Currently in Use | Premium | 5000 | Composite Double Walled | 2018-06-15 | Double-Walled Flex | Pressurized
UNITED MARKET #2 | 4194 HWY 84 | BLACKSHEAR | Pierce | 1130033 | 5A | Flapper Valve | 2018-06-15 | FALSE | 2018-06-15 | FALSE | Currently in Use | E-0 | 4000 | Composite Double Walled | 2018-06-15 | Double-Walled Flex | Pressurized
UNITED MARKET #2 | 4194 HWY 84 | BLACKSHEAR | Pierce | 1130033 | 5B | Flapper Valve | 2018-06-15 | FALSE | 2018-06-15 | FALSE | Currently in Use | Diesel On Road | 12000 | Composite Double Walled | 2018-06-15 | Double-Walled Flex | Pressurized
UNITED MARKET #2 | 4194 HWY 84 | BLACKSHEAR | Pierce | 1130033 | 5C | Flapper Valve | 2018-06-15 | FALSE | 2018-06-15 | FALSE | Currently in Use | Diesel Off Road | 4000 | Composite Double Walled | 2018-06-15 | Double-Walled Flex | Pressurized
CITY OF BLACKSHEAR | CHURCH ST | BLACKSHEAR | Pierce | 1130034 | 1 | [5 empty] | Removed from Ground | Gas (Historical Use) | 560 | Bare Steel | 1976-05-10 | Galvanized Steel
MENSHON GROC | HWY 32 & MERSHON ROAD | MENSHON | Pierce | 1130035 | 1 | [5 empty] | Removed from Ground | Empty | 560 | Bare Steel | 1971-05-12 | Galvanized Steel
MENSHON GROC | HWY 32 & MERSHON ROAD | MENSHON | Pierce | 1130035 | 2 | [5 empty] | Removed from Ground | Empty | 280 | Bare Steel | 1971-05-12 | Galvanized Steel
DIXON TRACTOR CO | HWY 84 | BLACKSHEAR | Pierce | 1130037 | 1 | [5 empty] | Removed from Ground | Gas (Historical Use) | 280 | Bare Steel | 1974-05-11 | Galvanized Steel
DIXON TRACTOR CO | HWY 84 | BLACKSHEAR | Pierce | 1130037 | 2 | [5 empty] | Removed from Ground | Diesel | 280 | Bare Steel | 1974-05-11 | Galvanized Steel
GEORGIA FLA POULTRY SUPPLY | MAIN ST | BLACKSHEAR | Pierce | 1130038 | 1 | [5 empty] | Removed from Ground | Empty | 1000 | Bare Steel | 1983-05-09 | Galvanized Steel
NO FACILITY NAME | HWY 121 NORTH | BLACKSHEAR | Pierce | 1130039 | 1 | [5 empty] | Removed from Ground | Gas (Historical Use) | 10000 | Bare Steel | 1976-05-10 | Galvanized Steel
NO FACILITY NAME | HWY 121 NORTH | BLACKSHEAR | Pierce | 1130039 | 2 | [5 empty] | Removed from Ground | Gas (Historical Use) | 8000 | Bare Steel | 1976-05-10 | Galvanized Steel
NO FACILITY NAME | HWY 121 NORTH | BLACKSHEAR | Pierce | 1130039 | 3 | [5 empty] | Removed from Ground | Gas (Historical Use) | 10000 | Bare Steel | 1976-05-10 | Galvanized Steel
NO FACILITY NAME | HWY 121 NORTH | BLACKSHEAR | Pierce | 1130039 | 4 | [5 empty] | Removed from Ground | Diesel | 10000 | Bare Steel | 1976-05-10 | Galvanized Steel
NO FACILITY NAME | HWY 121 NORTH | BLACKSHEAR | Pierce | 1130039 | 5 | [5 empty] | Removed from Ground | Diesel | 3000 | Bare Steel | 1976-05-10 | Galvanized Steel
ROXANES SERVICE STATION | 700 HWY EAST | BLACKSHEAR | Pierce | 1130040 | 1 | [5 empty] | Permanently Out of Use - historical purposes | Gas (Historical Use) | 3000 | Bare Steel |  | Not Marked
ROXANES SERVICE STATION | 700 HWY EAST | BLACKSHEAR | Pierce | 1130040 | 2 | [5 empty] | Permanently Out of Use - historical purposes | Gas (Historical Use) | 3000 | Bare Steel |  | Not Marked
ROXANES SERVICE STATION | 700 HWY EAST | BLACKSHEAR | Pierce | 1130040 | 3 | [5 empty] | Permanently Out of Use - historical purposes | Gas (Historical Use) | 4000 | Bare Steel |  | Not Marked
ROXANES SERVICE STATION | 700 HWY EAST | BLACKSHEAR | Pierce | 1130040 | 4 | [5 empty] | Permanently Out of Use - historical purposes | Gas (Historical Use) | 4000 | Bare Steel |  | Not Marked
CECIL M EUNICE RACE CAR SHOP | 2641 MIDWAY CHURCH RD | BLACKSHEAR | Pierce | 1130041 | 1 |  | 1998-03-23 |  | 1998-03-23 |  | Currently in Use | Diesel | 10000 | Steel-Impressed Current | 1987-01-01 | Cathodically Protected | Pressurized
EDNA RIGGINS | 942 HENRY ST/RFD 2 | BLACKSHEAR | Pierce | 1130043 | 1 | [5 empty] | Permanently Out of Use - historical purposes | Empty | 1000 | Bare Steel | 1977-05-03 | Galvanized Steel
EDNA RIGGINS | 942 HENRY ST/RFD 2 | BLACKSHEAR | Pierce | 1130043 | 2 | [5 empty] | Permanently Out of Use - historical purposes | Empty | 280 | Bare Steel | 1986-05-01 | Galvanized Steel
EDNA RIGGINS | 942 HENRY ST/RFD 2 | BLACKSHEAR | Pierce | 1130043 | 3 | [5 empty] | Permanently Out of Use - historical purposes | Empty | 1 | Bare Steel | 1986-05-01 | Galvanized Steel
EDNA RIGGINS | 942 HENRY ST/RFD 2 | BLACKSHEAR | Pierce | 1130043 | 4 | [5 empty] | Permanently Out of Use - historical purposes | Empty | 500 | Bare Steel | 1986-05-01 | Galvanized Steel
MR C # 8 | 830 HWY 84 | BLACKSHEAR | Pierce | 1120047 | DF | [5 empty] | Removed from Ground | Diesel | 4000 | Bare Steel | 1974-05-11 | Galvanized Steel
MR C # 8 | 830 HWY 84 | BLACKSHEAR | Pierce | 1120047 | NLR | [5 empty] | Removed from Ground | Gas (Historical Use) | 4000 | Bare Steel | 1974-05-11 | Galvanized Steel
MR C # 8 | 830 HWY 84 | BLACKSHEAR | Pierce | 1120047 | R | [5 empty] | Removed from Ground | Gas (Historical Use) | 6000 | Bare Steel | 1974-05-11 | Galvanized Steel
MR C # 8 | 830 HWY 84 | BLACKSHEAR | Pierce | 1120047 | W | [5 empty] | Removed from Ground | Gas (Historical Use) | 6000 | Bare Steel | 1974-05-11 | Galvanized Steel
FLASH FOODS #162 | 109 US HWY 82 EAST | BLACKSHEAR | Pierce | 9113001 | 1 | [5 empty] | Removed from Ground | Empty | 2000 | Bare Steel | 1978-01-01 | Bare Steel | Safe Suction (Euro)
FLASH FOODS #162 | 109 US HWY 82 EAST | BLACKSHEAR | Pierce | 9113001 | 2 | [5 empty] | Removed from Ground | Gas (Historical Use) | 2000 | Bare Steel | 1978-01-01 | Bare Steel | Safe Suction (Euro)
FLASH FOODS #162 | 109 US HWY 82 EAST | BLACKSHEAR | Pierce | 9113001 | 3 | [5 empty] | Removed from Ground | Gas (Historical Use) | 3000 | Bare Steel | 1978-01-01 | Bare Steel | Safe Suction (Euro)
FLASH FOODS #162 | 109 US HWY 82 EAST | BLACKSHEAR | Pierce | 9113001 | 4 | [5 empty] | Removed from Ground | Gas (Historical Use) | 3000 | Bare Steel | 1978-01-01 | Bare Steel | Safe Suction (Euro)
FLASH FOODS #162 | 109 US HWY 82 EAST | BLACKSHEAR | Pierce | 9113001 | 5 | [5 empty] | Removed from Ground | Gas (Historical Use) | 3000 | Bare Steel | 1978-01-01 | Bare Steel | Safe Suction (Euro)
FLASH FOODS #162 | 109 US HWY 82 EAST | BLACKSHEAR | Pierce | 9113001 | 6 |  | 1993-08-12 |  | 1993-08-12 |  | Removed from Ground | Gas (Historical Use) | 5200 | Composite | 1993-08-12 | Fiberglass Reinforced Plastic | Pressurized
Ace Pole Acquisition, LLC | HWY 84 E 6352 TIMBER LN | BLACKSHEAR | Pierce | 9113003 | 1 |  | 1996-05-01 |  | 1996-05-01 |  | Currently in Use | Gas (Historical Use) | 3000 | Steel-Impressed Current | 1987-01-01 |  | Suction (American)
Ace Pole Acquisition, LLC | HWY 84 E 6352 TIMBER LN | BLACKSHEAR | Pierce | 9113003 | 2 |  | 1996-05-01 |  | 1996-05-01 |  | Currently in Use | Diesel | 3000 | Steel-Impressed Current | 1987-01-01 |  | Suction (American)
Ace Pole Acquisition, LLC | HWY 84 E 6352 TIMBER LN | BLACKSHEAR | Pierce | 9113003 | 3 |  | 1996-05-01 |  | 1996-05-01 |  | Removed from Ground | Diesel | 10000 | Steel-Impressed Current | 1987-01-01 | Galvanized Steel | Pressurized
Ace Pole Acquisition, LLC | HWY 84 E 6352 TIMBER LN | BLACKSHEAR | Pierce | 9113003 | 4 |  | 1996-05-01 |  | 1996-05-01 |  | Currently in Use | Diesel | 10000 | Fiberglass | 2000-08-16 | Fiberglass Reinforced Plastic | Pressurized
P&L CONVENIENCE STORE | 830 HWY 82 WEST | BLACKSHEAR | Pierce | 9113004 | 1 | [5 empty] | Removed from Ground | Gas (Historical Use) | 4000 | Not Marked/Unknown | 1991-08-08 | Not Marked
P&L CONVENIENCE STORE | 830 HWY 82 WEST | BLACKSHEAR | Pierce | 9113004 | 2 | [5 empty] | Removed from Ground | Gas (Historical Use) | 4000 | Not Marked/Unknown | 1991-08-08 | Not Marked
P&L CONVENIENCE STORE | 830 HWY 82 WEST | BLACKSHEAR | Pierce | 9113004 | 3 | [5 empty] | Removed from Ground | Diesel | 6000 | Not Marked/Unknown | 1991-08-08 | Not Marked
P&L CONVENIENCE STORE | 830 HWY 82 WEST | BLACKSHEAR | Pierce | 9113004 | 4 | [5 empty] | Removed from Ground | Diesel | 6000 | Not Marked/Unknown | 1991-08-08 | Not Marked
OTTER CREEK COUNTRY STORE | RT 2 5678 BILLY RD | PATTERSON | Pierce | 9113005 | 1 | [5 empty] | Removed from Ground | Gas (Historical Use) | 2000 | Bare Steel | 1978-02-15 | Bare Steel | Safe Suction (Euro)
OTTER CREEK COUNTRY STORE | RT 2 5678 BILLY RD | PATTERSON | Pierce | 9113005 | 2 | [5 empty] | Removed from Ground | Gas (Historical Use) | 2000 | Bare Steel | 1978-02-15 | Bare Steel | Safe Suction (Euro)
OLD GA DOT 10580 MAINT HQ | STATE RT 38 | PATTERSON | Pierce | 9113007 | 10580-1 | [5 empty] | Removed from Ground | Diesel | 500 | Bare Steel | 1989-01-18 | Unknown
SUNSHINE GROCERY | 6727 COLLEGE AVE | BLACKSHEAR | Pierce | 9113009 | 1-UNL | [5 empty] | Removed from Ground | Gas (Historical Use) | 1000 | Bare Steel | 1999-02-27 | Galvanized Steel | Suction (American)
SUNSHINE GROCERY | 6727 COLLEGE AVE | BLACKSHEAR | Pierce | 9113009 | 1A | Flapper Valve | 1999-03-01 | FALSE | 1999-03-01 | FALSE | Currently in Use | Gas (Historical Use) | 4000 | Composite | 1999-03-01 | Fiberglass Reinforced Plastic | Safe Suction (Euro)
SUNSHINE GROCERY | 6727 COLLEGE AVE | BLACKSHEAR | Pierce | 9113009 | 1B | Flapper Valve | 1999-03-01 | FALSE | 1999-03-01 | FALSE | Currently in Use | Diesel | 4000 | Composite | 1999-03-01 | Fiberglass Reinforced Plastic | Safe Suction (Euro)
SUNSHINE GROCERY | 6727 COLLEGE AVE | BLACKSHEAR | Pierce | 9113009 | 2-SUP | [5 empty] | Removed from Ground | Gas (Historical Use) | 1000 | Bare Steel | 1999-02-27 | Galvanized Steel | Suction (American)
SUNSHINE GROCERY | 6727 COLLEGE AVE | BLACKSHEAR | Pierce | 9113009 | 3-DIESEL | [5 empty] | Removed from Ground | Gas (Historical Use) | 500 | Bare Steel | 1999-02-27 | Galvanized Steel | Suction (American)
QUICK CHANGE #44 | 25 N HENDRY ST | BLACKSHEAR | Pierce | 9113010 | 1 |  | 1998-10-05 |  | 1987-08-01 |  | Currently in Use | Gas (Historical Use) | 5000 | Cathodically Protected Steel | 1987-08-01 | Fiberglass Reinforced Plastic | Pressurized
QUICK CHANGE #44 | 25 N HENDRY ST | BLACKSHEAR | Pierce | 9113010 | 2 |  | 1998-10-05 |  | 1987-08-01 |  | Currently in Use | Gas (Historical Use) | 5000 | Cathodically Protected Steel | 1987-08-01 | Fiberglass Reinforced Plastic | Pressurized
QUICK CHANGE #44 | 25 N HENDRY ST | BLACKSHEAR | Pierce | 9113010 | 3 |  | 1998-10-05 |  | 1987-08-01 |  | Currently in Use | Gas (Historical Use) | 5000 | Cathodically Protected Steel | 1987-08-01 | Fiberglass Reinforced Plastic | Pressurized
PATTERSON MINIT MART | HWY 82 | PATTERSON | Pierce | 9113011 | 1 | [5 empty] | Permanently Out of Use - historical purposes | Empty | 8000 | Bare Steel |  | Galvanized Steel | Pressurized
PATTERSON MINIT MART | HWY 82 | PATTERSON | Pierce | 9113011 | 2 | [5 empty] | Permanently Out of Use - historical purposes | Empty | 8000 | Bare Steel |  | Galvanized Steel | Pressurized
PATTERSON MINIT MART | HWY 82 | PATTERSON | Pierce | 9113011 | 3 | [5 empty] | Permanently Out of Use - historical purposes | Empty | 2000 | Bare Steel |  | Galvanized Steel | Pressurized
COUNTRY BOYS MINI MALL INC | 1982 HWY 121 NORTH | BRISTOL | Pierce | 9113012 | 1 |  | 1994-12-01 |  | 1997-03-15 |  | Removed from Ground | Gas (Historical Use) | 6000 | Steel-Impressed Current | 1985-05-01 | Bare Steel | Suction (American)
COUNTRY BOYS MINI MALL INC | 1982 HWY 121 NORTH | BRISTOL | Pierce | 9113012 | 2 |  | 1994-12-01 |  | 1997-06-15 |  | Removed from Ground | Gas (Historical Use) | 6000 | Steel-Impressed Current | 1985-05-01 | Bare Steel | Suction (American)
COUNTRY BOYS MINI MALL INC | 1982 HWY 121 NORTH | BRISTOL | Pierce | 9113012 | 3 |  | 1994-12-01 |  | 1997-03-15 |  | Removed from Ground | Gas (Historical Use) | 6000 | Steel-Impressed Current | 1985-05-01 | Bare Steel | Suction (American)
COUNTRY BOYS MINI MALL INC | 1982 HWY 121 NORTH | BRISTOL | Pierce | 9113012 | 4 |  | 1994-12-01 |  | 1997-03-15 |  | Removed from Ground | Diesel | 3000 | Steel-Impressed Current | 1985-05-01 | Steel (Impressed Current) | Safe Suction (Euro)
COUNTRY BOYS MINI MALL INC | 1982 HWY 121 NORTH | BRISTOL | Pierce | 9113012 | 5A |  | 2003-06-01 | FALSE | 2003-06-01 | FALSE | Currently in Use | Gas (Historical Use) | 10000 | Composite | 2003-06-01 | Double-Walled Fiberglass | Pressurized
COUNTRY BOYS MINI MALL INC | 1982 HWY 121 NORTH | BRISTOL | Pierce | 9113012 | 5B |  | 2003-06-01 | FALSE | 2003-06-01 | FALSE | Currently in Use | Gas (Historical Use) | 6000 | Composite | 2003-06-01 | Double-Walled Fiberglass | Pressurized
PIERCE COUNTY COURT HOUSE | 3550 HWY 84 W | BLACKSHEAR | Pierce | 9113013 | 1 | [5 empty] | Removed from Ground | Gas (Historical Use) | 1000 | Marked Unknown | 1998-12-01 | Unknown | Safe Suction (Euro)
PIERCE COUNTY ROAD DEPT | 4746 COUNTY FARM RD | BLACKSHEAR | Pierce | 9113014 | 1 | [5 empty] | Removed from Ground | Diesel | 7000 | Marked Unknown | 1996-05-02 | Galvanized Steel | Safe Suction (Euro)
PIERCE COUNTY ROAD DEPT | 4746 COUNTY FARM RD | BLACKSHEAR | Pierce | 9113014 | 2 | [5 empty] | Removed from Ground | Diesel | 7000 | Marked Unknown | 1996-05-02 | Galvanized Steel | Safe Suction (Euro)
THORNTON TIRE & OIL | 6463 HWY 84 | PATTERSON | Pierce | 9113015 | 1 | [5 empty] | Removed from Ground | Gas (Historical Use) | 3000 | Not Marked/Unknown | 1998-12-01 | Not Marked
THORNTON TIRE & OIL | 6463 HWY 84 | PATTERSON | Pierce | 9113015 | 2 | [5 empty] | Removed from Ground | Gas (Historical Use) | 2000 | Not Marked/Unknown | 1998-12-01 | Not Marked
THORNTON TIRE & OIL | 6463 HWY 84 | PATTERSON | Pierce | 9113015 | 3 | [5 empty] | Removed from Ground | Empty | 6000 | Marked Unknown | 1998-12-01 | Not Marked
WALKER BROTHERS FARMS INC | 529 AARONS WAY | PATTERSON | Pierce | 9113016 | 1 |  | 1995-01-01 |  | 1995-01-01 |  | Currently in Use | Diesel | 5000 | Composite | 1995-01-01 | Fiberglass Reinforced Plastic | Safe Suction (Euro)
FLASH FOODS #163 | 114 GORDON ST | BLACKSHEAR | Pierce | 9113017 | 1 |  | 1996-04-03 | FALSE | 1996-04-03 | FALSE | Currently in Use | Gas (Historical Use) | 10000 | Composite Double Walled | 1996-04-03 | Fiberglass Reinforced Plastic | Pressurized
FLASH FOODS #163 | 114 GORDON ST | BLACKSHEAR | Pierce | 9113017 | 2 |  | 1996-04-03 | FALSE | 1996-04-03 | FALSE | Currently in Use | Gas (Historical Use) | 10000 | Composite Double Walled | 1996-04-03 | Fiberglass Reinforced Plastic | Pressurized
HARBORVIEW PIERCE | 221 CARTER AVE | BLACKSHEAR | Pierce | 9113019 | 1 | [5 empty] | Removed from Ground | Diesel | 0 | Bare Steel |  | Copper | Suction (American)
HARBORVIEW PIERCE | 221 CARTER AVE | BLACKSHEAR | Pierce | 9113019 | 2 | Flapper Valve | 1999-01-25 | FALSE | 1999-01-25 | FALSE | Currently in Use | Diesel | 1000 | Composite | 1998-12-23 |  | Suction (American)
G & S FOOD MART | 504 HWY 84W | BLACKSHEAR | Pierce | 9148032 | 1 |  |  | FALSE |  | FALSE | Removed from Ground | Gas (Historical Use) | 3000 | Bare Steel | 1998-12-01 | Galvanized Steel | Suction (American)
G & S FOOD MART | 504 HWY 84W | BLACKSHEAR | Pierce | 9148032 | 2 |  |  | FALSE |  | FALSE | Removed from Ground | Gas (Historical Use) | 3000 | Bare Steel | 1998-12-01 | Galvanized Steel | Suction (American)
G & S FOOD MART | 504 HWY 84W | BLACKSHEAR | Pierce | 9148032 | 3 |  |  | FALSE |  | FALSE | Removed from Ground | Gas (Historical Use) | 4000 | Bare Steel | 1998-12-01 | Galvanized Steel | Suction (American)
G & S FOOD MART | 504 HWY 84W | BLACKSHEAR | Pierce | 9148032 | 4 |  |  | FALSE |  | FALSE | Removed from Ground | Gas (Historical Use) | 4000 | Bare Steel | 1998-12-01 | Galvanized Steel | Suction (American)
G & S FOOD MART | 504 HWY 84W | BLACKSHEAR | Pierce | 9148032 | 5 | Flapper Valve | 1998-09-25 | FALSE | 1998-01-01 | FALSE | Currently in Use | Diesel | 3000 | Galvanic (STIP-3) | 1989-01-01 | Fiberglass Reinforced Plastic | Safe Suction (Euro)
G & S FOOD MART | 504 HWY 84W | BLACKSHEAR | Pierce | 9148032 | 6 | Flapper Valve | 1998-03-16 | FALSE | 1998-03-16 | FALSE | Currently in Use | Gas (Historical Use) | 10000 | Epoxy | 1998-03-16 | Double-Walled Flex | Pressurized
G & S FOOD MART | 504 HWY 84W | BLACKSHEAR | Pierce | 9148032 | 7 | Flapper Valve | 1998-03-16 | FALSE | 1998-03-16 | FALSE | Currently in Use | Gas (Historical Use) | 6000 | Epoxy | 1998-03-16 | Double-Walled Flex | Pressurized
STOP N SAVE #22 | 2034 HWY 84 | BLACKSHEAR | Pierce | 9148034 | 1 | Flapper Valve | 1998-09-01 | FALSE | 1998-09-01 | FALSE | Currently in Use | Gas (Historical Use) | 5000 | Composite | 1989-01-01 | Fiberglass Reinforced Plastic | Pressurized
STOP N SAVE #22 | 2034 HWY 84 | BLACKSHEAR | Pierce | 9148034 | 2 | Flapper Valve | 1998-09-01 | FALSE | 1998-09-01 | FALSE | Currently in Use | Gas (Historical Use) | 5000 | Composite | 1989-01-01 | Fiberglass Reinforced Plastic | Pressurized
STOP N SAVE #22 | 2034 HWY 84 | BLACKSHEAR | Pierce | 9148034 | 3 | Flapper Valve | 1998-09-01 | FALSE | 1998-09-01 | FALSE | Currently in Use | Gas (Historical Use) | 5000 | Composite | 1989-01-01 | Fiberglass Reinforced Plastic | Pressurized
STOP N SAVE #22 | 2034 HWY 84 | BLACKSHEAR | Pierce | 9148034 | 4 |  | 1993-06-23 | FALSE | 1998-09-01 | FALSE | Currently in Use | Diesel | 4000 | Composite | 1993-06-01 | Fiberglass Reinforced Plastic | Safe Suction (Euro)
ZEBULON BP | 7855 HWY 19 S | ZEBULON | Pike | 9114001 | 1 | Flapper Valve | 1998-04-01 | FALSE | 1998-04-01 | FALSE | Currently in Use | Regular | 10000 | Steel-Impressed Current | 1983-01-01 | Steel (Impressed Current) | Pressurized
ZEBULON BP | 7855 HWY 19 S | ZEBULON | Pike | 9114001 | 2 | Flapper Valve | 1998-04-01 | FALSE | 1998-04-01 | FALSE | Currently in Use | Premium | 8000 | Steel-Impressed Current | 1983-01-01 | Steel (Impressed Current) | Pressurized
ZEBULON BP | 7855 HWY 19 S | ZEBULON | Pike | 9114001 | 3 | Flapper Valve | 1998-04-01 | FALSE | 1998-04-01 | FALSE | Currently in Use | Plus | 8000 | Steel-Impressed Current | 1983-01-01 | Steel (Impressed Current) | Pressurized
ZEBULON BP | 7855 HWY 19 S | ZEBULON | Pike | 9114001 | 4 | Flapper Valve | 1998-04-01 | FALSE | 1998-04-01 | FALSE | Currently in Use | Diesel | 6000 | Steel-Impressed Current | 1983-01-01 | Steel (Impressed Current) | Pressurized
WEST CENTRAL STATE PRISON | 335 COUNTY FARM ROAD | ZEBULON | Pike | 9114002 | 1 | Flapper Valve | 1999-04-03 | FALSE | 1999-04-03 | FALSE | Currently in Use | Gas (Historical Use) | 5000 | Fiberglass Double Walled | 1999-04-03 | Double-Walled Fiberglass | Safe Suction (Euro)
PIKE COUNTY ROAD DEPARTMENT | 152 TWIN OAKS | WILLIAMSON | Pike | 9114003 | 1 |  | 1998-11-01 |  | 1998-11-01 |  | Removed from Ground | Diesel | 6000 | Lined Interior | 1967-01-06 | Fiberglass Reinforced Plastic | Suction (American)
PIKE COUNTY ROAD DEPARTMENT | 152 TWIN OAKS | WILLIAMSON | Pike | 9114003 | 2 |  | 1998-11-01 |  | 1998-11-01 |  | Removed from Ground | Gas (Historical Use) | 6000 | Lined Interior | 1967-01-06 | Fiberglass Reinforced Plastic | Suction (American)
COUNTRY GOLD CONVENIENCE STORE | 7806 HWY 19 SOUTH | ZEBULON | Pike | 9114004 | 1 | Flapper Valve | 1999-09-01 | FALSE | 1999-09-01 | FALSE | Currently in Use |  | 6000 | Steel-Impressed Current | 1999-09-01 | Fiberglass Reinforced Plastic | Pressurized
COUNTRY GOLD CONVENIENCE STORE | 7806 HWY 19 SOUTH | ZEBULON | Pike | 9114004 | 2 | Flapper Valve | 1999-09-01 | FALSE | 1999-09-01 | FALSE | Currently in Use |  | 4000 | Steel-Impressed Current | 1999-09-01 | Fiberglass Reinforced Plastic | Pressurized
COUNTRY GOLD CONVENIENCE STORE | 7806 HWY 19 SOUTH | ZEBULON | Pike | 9114004 | 3 | Flapper Valve | 1999-09-01 | FALSE | 1999-09-01 | FALSE | Currently in Use |  | 4000 | Steel-Impressed Current | 1999-09-01 | Fiberglass Reinforced Plastic | Pressurized
COUNTRY GOLD CONVENIENCE STORE | 7806 HWY 19 SOUTH | ZEBULON | Pike | 9114004 | 4 | Flapper Valve | 1999-09-01 | FALSE | 1999-09-01 | FALSE | Currently in Use | Diesel | 4000 | Steel-Impressed Current | 1999-09-01 | Steel (Impressed Current) | Pressurized
COUNTRY GOLD CONVENIENCE STORE | 7806 HWY 19 SOUTH | ZEBULON | Pike | 9114004 | 5 |  | 1999-09-01 | FALSE | 1999-09-01 | FALSE | Currently in Use | Kerosene | 500 | Steel-Impressed Current | 1999-09-01 | Steel (Impressed Current) | Pressurized
HUNTERS CORNER GREY WOLF INC | HWY 18 W | WILLIAMSON | Pike | 9114011 | 1 | [5 empty] | Removed from Ground | Gas (Historical Use) | 1 | Marked Unknown | 1989-01-01 | Unknown | Suction (American)
HUNTERS CORNER GREY WOLF INC | HWY 18 W | WILLIAMSON | Pike | 9114011 | 2 | [5 empty] | Removed from Ground | Gas (Historical Use) | 1 | Marked Unknown | 1989-01-01 | Unknown | Suction (American)
HUNTERS CORNER GREY WOLF INC | HWY 18 W | WILLIAMSON | Pike | 9114011 | 3 | [5 empty] | Removed from Ground | Diesel | 1 | Marked Unknown | 1989-01-01 | Unknown | Suction (American)
INTERSTATE DRILLING CO | 555 HWY 41 S | GRIFFIN | Pike | 9114012 | 1 | [5 empty] | Removed from Ground | Gas (Historical Use) | 4000 | Bare Steel | 1982-04-19 | Bare Steel | Suction (American)
MOLENA CHEVRON | 2230 S MAIN ST | MOLENA | Pike | 9114013 | 1 |  | 1994-09-01 |  | 1994-09-01 |  | Currently in Use | Gas (Historical Use) | 10000 | Cathodically Protected Steel | 1987-01-01 | Cathodically Protected | Pressurized
MOLENA CHEVRON | 2230 S MAIN ST | MOLENA | Pike | 9114013 | 2 |  | 1994-09-01 |  | 1994-09-01 |  | Currently in Use | Gas (Historical Use) | 5000 | Cathodically Protected Steel | 1987-01-01 | Cathodically Protected | Pressurized
MOLENA CHEVRON | 2230 S MAIN ST | MOLENA | Pike | 9114013 | 3 |  | 1994-09-01 |  | 1994-09-01 |  | Currently in Use | Gas (Historical Use) | 5000 | Cathodically Protected Steel | 1987-01-01 | Cathodically Protected | Pressurized
MOLENA CHEVRON | 2230 S MAIN ST | MOLENA | Pike | 9114013 | 4 |  | 1994-09-01 |  | 1994-09-01 |  | Currently in Use | Diesel | 3000 | Cathodically Protected Steel | 1987-01-01 | Cathodically Protected | Pressurized
MOLENA CHEVRON | 2230 S MAIN ST | MOLENA | Pike | 9114013 | 5 |  | 1994-09-01 |  | 1994-09-01 |  | Temporarily out of use | Kerosene | 1000 | Cathodically Protected Steel | 1987-01-01 | Cathodically Protected | Safe Suction (Euro)
ZEBULON CHEVRON | 522 THOMASTON ST | ZEBULON | Pike | 9114014 | 1 | Flapper Valve | 1994-01-01 | FALSE | 1994-01-01 | FALSE | Currently in Use | Plus | 10000 | Galvanic (STIP-3) | 2000-09-13 | Fiberglass Reinforced Plastic | Pressurized
ZEBULON CHEVRON | 522 THOMASTON ST | ZEBULON | Pike | 9114014 | 2 | Flapper Valve | 1994-01-01 | FALSE | 1994-01-01 | FALSE | Currently in Use | Gas (Historical Use) | 10000 | Galvanic (STIP-3) | 2000-09-13 | Fiberglass Reinforced Plastic | Pressurized
ZEBULON CHEVRON | 522 THOMASTON ST | ZEBULON | Pike | 9114014 | 3 | Flapper Valve | 1994-01-01 | FALSE | 1994-01-01 | FALSE | Currently in Use | Gas (Historical Use) | 5000 | Galvanic (STIP-3) | 2000-09-13 | Fiberglass Reinforced Plastic | Pressurized
ZEBULON CHEVRON | 522 THOMASTON ST | ZEBULON | Pike | 9114014 | 4 | Flapper Valve | 1994-01-01 | FALSE | 1994-01-01 | FALSE | Currently in Use | Diesel | 5000 | Galvanic (STIP-3) | 2000-09-13 | Fiberglass Reinforced Plastic | Pressurized
ZEBULON CHEVRON | 522 THOMASTON ST | ZEBULON | Pike | 9114014 | 5 |  |  | FALSE |  | FALSE | Temporarily out of use | Kerosene | 1000 | Galvanic (STIP-3) | 1987-01-01 | Galvanized Steel | Safe Suction (Euro)
MOUNTAIN VIEW | 1440 HWY 19 S | MEANSVILLE | Pike | 9114015 | 1 | Ball Float | 1999-01-27 | FALSE | 1999-01-27 | FALSE | Currently in Use | Regular | 8200 | Steel-Impressed Current | 1989-01-27 | Steel (Impressed Current) | Pressurized
MOUNTAIN VIEW | 1440 HWY 19 S | MEANSVILLE | Pike | 9114015 | 2 | Ball Float | 1999-01-27 | FALSE | 1999-01-27 | FALSE | Currently in Use | Regular | 8200 | Steel-Impressed Current | 1989-01-27 | Steel (Impressed Current) | Pressurized
MOUNTAIN VIEW | 1440 HWY 19 S | MEANSVILLE | Pike | 9114015 | 3 | Ball Float | 1999-01-27 | FALSE | 1999-01-27 | FALSE | Currently in Use | Premium | 8200 | Steel-Impressed Current | 1989-01-27 | Steel (Impressed Current) | Pressurized
MOUNTAIN VIEW | 1440 HWY 19 S | MEANSVILLE | Pike | 9114015 | 4 | Ball Float | 1999-01-27 | FALSE | 1999-01-27 | FALSE | Currently in Use | Diesel | 4000 | Steel-Impressed Current | 1989-01-27 | Steel (Impressed Current) | Pressurized
MOUNTAIN VIEW | 1440 HWY 19 S | MEANSVILLE | Pike | 9114015 | 5 | Ball Float | 1999-01-27 | FALSE | 1999-01-27 | FALSE | Currently in Use | Kerosene | 1000 | Steel-Impressed Current | 1989-01-27 | Steel (Impressed Current) | Safe Suction (Euro)
THE COUNTRY STORE | 3402 HWY 362 W | WILLIAMSON | Pike | 9114016 | 1 | Flapper Valve | 1998-10-01 | FALSE | 1998-07-01 | FALSE | Removed from Ground | Gas (Historical Use) | 4000 | Steel-Impressed Current | 1985-01-01 | Steel (Impressed Current) | Suction (American)
THE COUNTRY STORE | 3402 HWY 362 W | WILLIAMSON | Pike | 9114016 | 2 | Flapper Valve | 1998-10-01 | FALSE | 1998-07-01 | FALSE | Removed from Ground | Gas (Historical Use) | 4000 | Steel-Impressed Current | 1985-01-01 | Steel (Impressed Current) | Suction (American)
CADDIE'S CORNER | 10030 HWY 19 N | ZEBULON | Pike | 9114017 | 1 |  | 1992-01-01 | FALSE | 1992-01-01 | FALSE | Currently in Use |  | 10000 | Composite | 1992-01-01 | Double Walled | Pressurized
CADDIE'S CORNER | 10030 HWY 19 N | ZEBULON | Pike | 9114017 | 2 |  | 1992-01-01 | FALSE | 1992-01-01 | FALSE | Currently in Use |  | 8000 | Composite | 1992-01-01 | Double Walled | Pressurized
CADDIE'S CORNER | 10030 HWY 19 N | ZEBULON | Pike | 9114017 | 3 |  | 1992-01-01 | FALSE | 1992-01-01 | FALSE | Currently in Use | Diesel | 8000 | Composite | 1992-01-01 | Double Walled | Pressurized
CADDIE'S CORNER | 10030 HWY 19 N | ZEBULON | Pike | 9114017 | 4 |  | 1992-01-01 | FALSE | 1992-01-01 | FALSE | Currently in Use | Diesel | 2000 | Composite | 1992-01-01 | Double Walled | Pressurized
GEORGIA BAPTIST CHILDRENS PINE M | 1508 HWY 19 SOUTH | MEANSVILLE | Pike | 9114019 | 1 | [5 empty] | Removed from Ground | Gas (Historical Use) | 550 | Not Marked/Unknown | 2002-08-14 | Not Marked
GEORGIA BAPTIST CHILDRENS PINE M | 1508 HWY 19 SOUTH | MEANSVILLE | Pike | 9114019 | 2 |  |  | FALSE |  | FALSE | Removed from Ground | Gas (Historical Use) | 3000 | Unknown | 1997-01-01 | Unknown
PIKE COUNTY | 140 JACKSON ST | ZEBULON | Pike | 1140032 | 1 | [5 empty] | Removed from Ground | Gas (Historical Use) | 1000 | Bare Steel | 1972-01-05 | Unknown | Safe Suction (Euro)
UNIVERSITY OF GEORGIA GEORGIA EX | 5673 Blanton Mill Rd. | WILLIAMSON | Pike | 1140001 | 1 | [5 empty] | Removed from Ground | Gas (Historical Use) | 3000 | Bare Steel | 1980-01-19 | Galvanized Steel
UNIVERSITY OF GEORGIA GEORGIA EX | 5673 Blanton Mill Rd. | WILLIAMSON | Pike | 1140001 | 2 | [5 empty] | Removed from Ground | Diesel | 3000 | Bare Steel | 1980-01-19 | Galvanized Steel
PIKE COUNTY SCHOOL BUS GARAGE | 115 ADAMS ST | ZEBULON | Pike | 1140003 | 1 | Flapper Valve | 1998-02-01 | FALSE | 1998-02-01 | FALSE | Currently in Use | Diesel | 12000 | Steel-Impressed Current | 1982-01-25 | Steel (Impressed Current) | Suction (American)
DEPARTMENT OF TRANSPORTATION 103 | GEORGIA HWY 3 S RTE 1 BOX 220B | ZEBULON | Pike | 1140008 | 10354-1 | [5 empty] | Removed from Ground | Gas (Historical Use) | 1000 | Marked Unknown | 1974-05-02 | Unknown
DEPARTMENT OF TRANSPORTATION 103 | GEORGIA HWY 3 S RTE 1 BOX 220B | ZEBULON | Pike | 1140008 | 354D1 | [5 empty] | Removed from Ground | Diesel | 2000 | Cathodically Protected Steel | 1987-01-01 | Galvanized Steel | Suction (American)
DEPARTMENT OF TRANSPORTATION 103 | GEORGIA HWY 3 S RTE 1 BOX 220B | ZEBULON | Pike | 1140008 | 354G1 | [5 empty] | Removed from Ground | Gas (Historical Use) | 2000 | Cathodically Protected Steel | 1987-01-01 | Galvanized Steel | Suction (American)
FLASH FOODS #135 | 701 THOMASTON ST | ZEBULON | Pike | 1140009 | 1 |  | 1996-06-26 |  | 1996-06-26 |  | Removed from Ground | Empty | 6000 | Steel-Impressed Current | 1981-01-01 | Galvanized Steel | Suction (American)
FLASH FOODS #135 | 701 THOMASTON ST | ZEBULON | Pike | 1140009 | 2 |  | 1996-06-26 |  | 1996-06-26 |  | Removed from Ground | Empty | 6000 | Steel-Impressed Current | 1981-01-01 | Galvanized Steel | Suction (American)
FLASH FOODS #135 | 701 THOMASTON ST | ZEBULON | Pike | 1140009 | 3 |  | 1996-06-26 |  | 1996-06-26 |  | Removed from Ground | Empty | 6000 | Steel-Impressed Current | 1981-01-01 | Galvanized Steel | Suction (American)
FLASH FOODS #135 | 701 THOMASTON ST | ZEBULON | Pike | 1140009 | 4 | Flapper Valve | 1999-11-12 | FALSE | 1999-11-12 | FALSE | Currently in Use |  | 10000 | Composite Double Walled | 1999-11-12 | Double-Walled Flex | Pressurized
FLASH FOODS #135 | 701 THOMASTON ST | ZEBULON | Pike | 1140009 | 5 | Flapper Valve | 1999-11-12 | FALSE | 1999-11-12 | FALSE | Currently in Use |  | 8000 | Composite Double Walled | 1999-11-12 | Double-Walled Flex | Pressurized
AT&T COMMUNICATIONS |  | BARNESVILLE | Pike | 1140010 | 1 | [5 empty] | Removed from Ground | Diesel | 2000 | Bare Steel | 1976-05-07 | Not Marked
AT&T-C | HWY 109 | ZEBULON | Pike | 1140011 | 1 | [5 empty] | Removed from Ground | Diesel | 3000 | Bare Steel | 1976-05-07 | Not Marked
WARD OIL CO BULK PLANT | 562 HWY 19 SOUTH | ZEBULON | Pike | 1140014 | 1 | [5 empty] | Removed from Ground | Diesel | 8000 | Bare Steel | 1972-05-05 | Bare Steel | Suction (American)
WARD OIL CO BULK PLANT | 562 HWY 19 SOUTH | ZEBULON | Pike | 1140014 | 2 | [5 empty] | Removed from Ground | Gas (Historical Use) | 8000 | Bare Steel | 1972-05-05 | Galvanized Steel | Suction (American)
WARD OIL CO BULK PLANT | 562 HWY 19 SOUTH | ZEBULON | Pike | 1140014 | 3 | [5 empty] | Removed from Ground | Gas (Historical Use) | 8000 | Bare Steel | 1972-05-05 | Galvanized Steel | Suction (American)
WARD OIL CO BULK PLANT | 562 HWY 19 SOUTH | ZEBULON | Pike | 1140014 | 4 | [5 empty] | Removed from Ground | Gas (Historical Use) | 4000 | Bare Steel | 1972-05-05 | Galvanized Steel | Suction (American)
WARD OIL CO BULK PLANT | 562 HWY 19 SOUTH | ZEBULON | Pike | 1140014 | 5 |  |  | TRUE |  | TRUE | Removed from Ground | Used Oil | 3000 | Bare Steel | 1972-05-05 | Galvanized Steel | Gravity Fed
TURNERS GROCERY | 1830 PEDENVILLE RD | CONCORD | Pike | 1140015 | 1 | [5 empty] | Removed from Ground | Gas (Historical Use) | 550 | Bare Steel | 1982-05-03 | Galvanized Steel | Safe Suction (Euro)
TURNERS GROCERY | 1830 PEDENVILLE RD | CONCORD | Pike | 1140015 | 2 | [5 empty] | Removed from Ground | Gas (Historical Use) | 1000 | Bare Steel | 1982-05-03 | Galvanized Steel | Safe Suction (Euro)
TURNERS GROCERY | 1830 PEDENVILLE RD | CONCORD | Pike | 1140015 | 3 |  | 1997-10-01 | FALSE | 1997-10-01 | FALSE | Removed from Ground | Gas (Historical Use) | 500 | Composite | 1997-10-01 | Fiberglass Reinforced Plastic | Suction (American)
TURNERS GROCERY | 1830 PEDENVILLE RD | CONCORD | Pike | 1140015 | 4 |  | 1997-10-01 | FALSE | 1997-10-01 | FALSE | Removed from Ground | Gas (Historical Use) | 500 | Composite | 1997-10-01 | Fiberglass Reinforced Plastic | Suction (American)
WILLIAMSON ONE STOP | 741 W HWY 362 | WILLIAMSON | Pike | 1140016 | 1 | Flapper Valve | 1998-11-01 | FALSE | 1998-11-01 | FALSE | Temporarily out of use | Regular | 1000 | Steel-Impressed Current | 1985-05-02 | Steel (Impressed Current) | Suction (American)
WILLIAMSON ONE STOP | 741 W HWY 362 | WILLIAMSON | Pike | 1140016 | 2 | Flapper Valve | 1998-11-01 | FALSE | 1998-11-01 | FALSE | Temporarily out of use | Premium | 1000 | Steel-Impressed Current | 1985-05-02 | Steel (Impressed Current) | Suction (American)
WILLIAMSON ONE STOP | 741 W HWY 362 | WILLIAMSON | Pike | 1140016 | 3 | Flapper Valve | 1998-11-01 | FALSE | 1998-11-01 | FALSE | Temporarily out of use | Diesel | 1000 | Steel-Impressed Current | 1980-05-03 | Steel (Impressed Current) | Suction (American)
WILLIAMSON ONE STOP | 741 W HWY 362 | WILLIAMSON | Pike | 1140016 | 4 | Flapper Valve | 1998-11-01 | FALSE | 1998-11-01 | FALSE | Temporarily out of use | Kerosene | 500 | Steel-Impressed Current | 1980-05-03 | Steel (Impressed Current) | Suction (American)
WILLIAMSON ONE STOP | 741 W HWY 362 | WILLIAMSON | Pike | 1140016 | 5 | Flapper Valve | 1998-11-01 | FALSE | 1998-11-01 | FALSE | Temporarily out of use | Plus | 2000 | Steel-Impressed Current | 1988-01-01 | Steel (Impressed Current) | Suction (American)
COMMUNITY GROCERY | RTE 1 HWY 18 | MOLENA | Pike | 1140017 | 1 | [5 empty] | Removed from Ground | Gas (Historical Use) | 500 | Bare Steel | 1980-05-03 | Galvanized Steel | Safe Suction (Euro)
COMMUNITY GROCERY | RTE 1 HWY 18 | MOLENA | Pike | 1140017 | 2 | [5 empty] | Removed from Ground | Gas (Historical Use) | 500 | Bare Steel | 1980-05-03 | Galvanized Steel | Safe Suction (Euro)
MOUNTAIN VIEW GROCERY | ROUTE 1 BOX 123 HWY 19 | ZEBULON | Pike | 1140018 | 1 | [5 empty] | Removed from Ground | Gas (Historical Use) | 550 | Bare Steel | 1972-05-05 | Galvanized Steel
MOUNTAIN VIEW GROCERY | ROUTE 1 BOX 123 HWY 19 | ZEBULON | Pike | 1140018 | 2 | [5 empty] | Removed from Ground | Gas (Historical Use) | 550 | Bare Steel | 1972-05-05 | Galvanized Steel
GA POWER ZEBULON OPER HQ | 240 WILLIAMSON RD | ZEBULON | Pike | 1140019 | ZB1 |  | 1995-08-14 |  | 1995-08-14 |  | Removed from Ground | Gas (Historical Use) | 6000 | Fiberglass | 1976-01-01 | Fiberglass Reinforced Plastic | Pressurized
GA POWER ZEBULON OPER HQ | 240 WILLIAMSON RD | ZEBULON | Pike | 1140019 | ZB2 | Ball Float | 1995-08-14 | FALSE | 1995-08-14 | FALSE | Removed from Ground | Diesel | 6000 | Fiberglass | 1976-01-01 | Fiberglass Reinforced Plastic | Pressurized
JOHN STRICKLAND | STRICKLAND RD | CONCORD | Pike | 1140020 | 1 | [5 empty] | Closed in Ground | Gas (Historical Use) | 1000 | Bare Steel | 1986-05-08 | Galvanized Steel
JOHN STRICKLAND | STRICKLAND RD | CONCORD | Pike | 1140020 | 2 | [5 empty] | Closed in Ground | Gas (Historical Use) | 560 | Bare Steel | 1986-05-08 | Galvanized Steel
JOHN STRICKLAND | STRICKLAND RD | CONCORD | Pike | 1140020 | 3 | [5 empty] | Closed in Ground | Gas (Historical Use) | 560 | Bare Steel | 1986-05-08 | Galvanized Steel
GREENLEAF SERVICE STATION | ST HWY 18 ON MAIN ST | CONCORD | Pike | 1140021 | 1 | Flapper Valve | 1998-10-28 | FALSE | 1998-10-28 | FALSE | Currently in Use | Premium | 1000 | Steel-Impressed Current | 1976-05-10 | Steel (Impressed Current) | Safe Suction (Euro)
GREENLEAF SERVICE STATION | ST HWY 18 ON MAIN ST | CONCORD | Pike | 1140021 | 2 | Flapper Valve | 1998-10-28 | FALSE | 1998-10-28 | FALSE | Currently in Use | Regular | 1000 | Steel-Impressed Current | 1976-05-10 | Steel (Impressed Current) | Safe Suction (Euro)
GREENLEAF SERVICE STATION | ST HWY 18 ON MAIN ST | CONCORD | Pike | 1140021 | 3 | Flapper Valve | 1998-10-28 | FALSE | 1998-10-28 | FALSE | Currently in Use | Plus | 2000 | Steel-Impressed Current | 1984-05-08 | Steel (Impressed Current) | Suction (American)
GREENLEAF SERVICE STATION | ST HWY 18 ON MAIN ST | CONCORD | Pike | 1140021 | 4 | Flapper Valve | 1998-10-28 | FALSE | 1998-10-28 | FALSE | Currently in Use | Diesel | 1060 | Galvanic (STIP-3) | 1976-05-10 | Steel (Impressed Current) | Safe Suction (Euro)
BENNY JORDAN | STATE HWY 18 | MOLENA | Pike | 1140022 | 1 | [5 empty] | Removed from Ground | Gas (Historical Use) | 1000 | Bare Steel | 1976-05-10 | Galvanized Steel
BENNY JORDAN | STATE HWY 18 | MOLENA | Pike | 1140022 | 2 | [5 empty] | Removed from Ground | Gas (Historical Use) | 1000 | Bare Steel | 1976-05-10 | Galvanized Steel
BENNY JORDAN | STATE HWY 18 | MOLENA | Pike | 1140022 | 3 | [5 empty] | Removed from Ground | Gas (Historical Use) | 550 | Bare Steel | 1976-05-10 | Galvanized Steel
BENNY JORDAN | STATE HWY 18 | MOLENA | Pike | 1140022 | 4 | [5 empty] | Removed from Ground | Diesel | 1000 | Bare Steel | 1992-03-15 | Galvanized Steel
JONES AMOCO | PO BOX 72 | ZEBULON | Pike | 1140023 | 1 | [5 empty] | Removed from Ground | Gas (Historical Use) | 4000 | Bare Steel | 1980-05-06 | Galvanized Steel
JONES AMOCO | PO BOX 72 | ZEBULON | Pike | 1140023 | 2 | [5 empty] | Removed from Ground | Gas (Historical Use) | 1000 | Bare Steel | 1976-05-07 | Galvanized Steel
JONES AMOCO | PO BOX 72 | ZEBULON | Pike | 1140023 | 3 | [5 empty] | Removed from Ground | Gas (Historical Use) | 1000 | Bare Steel | 1976-05-07 | Galvanized Steel
JONES AMOCO | PO BOX 72 | ZEBULON | Pike | 1140023 | 4 | [5 empty] | Removed from Ground | Gas (Historical Use) | 500 | Bare Steel | 1956-05-12 | Galvanized Steel
JONES AMOCO | PO BOX 72 | ZEBULON | Pike | 1140023 | 5 | [5 empty] | Removed from Ground | Gas (Historical Use) | 500 | Bare Steel | 1956-05-12 | Galvanized Steel
D T ROUNDS | 339 OLD ZEBULON RD | ZEBULON | Pike | 1140025 | 1 | [5 empty] | Removed from Ground | Gas (Historical Use) | 2500 | Bare Steel | 1976-05-09 | Galvanized Steel
D T ROUNDS | 339 OLD ZEBULON RD | ZEBULON | Pike | 1140025 | 2 | [5 empty] | Removed from Ground | Gas (Historical Use) | 10000 | Bare Steel | 1978-05-09 | Galvanized Steel | Safe Suction (Euro)
DEPENDABLE WASTE SERVICES | 502 HWY 109 E | MEANSVILLE | Pike | 1140026 | 1 | [5 empty] | Removed from Ground | Diesel | 550 | Bare Steel | 1951-05-14 | Unknown
DEPENDABLE WASTE SERVICES | 502 HWY 109 E | MEANSVILLE | Pike | 1140026 | 2 | [5 empty] | Removed from Ground | Gas (Historical Use) | 3000 | Bare Steel | 1976-05-07 | Galvanized Steel
DEPENDABLE WASTE SERVICES | 502 HWY 109 E | MEANSVILLE | Pike | 1140026 | 3 | [5 empty] | Removed from Ground | Gas (Historical Use) | 2000 | Bare Steel | 1983-05-06 | Galvanized Steel
DEPENDABLE WASTE SERVICES | 502 HWY 109 E | MEANSVILLE | Pike | 1140026 | 4 | [5 empty] | Removed from Ground | Other | 550 | Bare Steel | 1951-05-14 | Unknown
PINE MT BP | 4131 HWY 19 S | ZEBULON | Pike | 1140027 | 1 | [5 empty] | Removed from Ground | Gas (Historical Use) | 2000 | Bare Steel | 1977-05-07 | Galvanized Steel
PINE MT BP | 4131 HWY 19 S | ZEBULON | Pike | 1140027 | 10 | Ball Float | 1989-10-01 | FALSE | 1989-10-01 | FALSE | Currently in Use | Premium | 8000 | Steel-Impressed Current | 1979-05-07 | Fiberglass Reinforced Plastic | Pressurized
PINE MT BP | 4131 HWY 19 S | ZEBULON | Pike | 1140027 | 11 | Ball Float | 1989-10-01 | FALSE | 1989-10-01 | FALSE | Currently in Use | Diesel | 5000 | Steel-Impressed Current | 1979-05-07 | Fiberglass Reinforced Plastic | Pressurized
PINE MT BP | 4131 HWY 19 S | ZEBULON | Pike | 1140027 | 2 | [5 empty] | Removed from Ground | Gas (Historical Use) | 2000 | Bare Steel | 1977-05-07 | Galvanized Steel
PINE MT BP | 4131 HWY 19 S | ZEBULON | Pike | 1140027 | 3 | [5 empty] | Closed in Ground | Gas (Historical Use) | 550 | Bare Steel | 1946-05-15 | Unknown
PINE MT BP | 4131 HWY 19 S | ZEBULON | Pike | 1140027 | 4 | [5 empty] | Closed in Ground | Gas (Historical Use) | 550 | Bare Steel | 1946-05-15 | Unknown
PINE MT BP | 4131 HWY 19 S | ZEBULON | Pike | 1140027 | 5 | [5 empty] | Closed in Ground | Gas (Historical Use) | 550 | Bare Steel | 1956-05-12 | Unknown
PINE MT BP | 4131 HWY 19 S | ZEBULON | Pike | 1140027 | 6 | [5 empty] | Removed from Ground | Gas (Historical Use) | 3000 | Bare Steel | 1971-05-09 | Galvanized Steel
PINE MT BP | 4131 HWY 19 S | ZEBULON | Pike | 1140027 | 7 | [5 empty] | Removed from Ground | Gas (Historical Use) | 3000 | Bare Steel | 1971-05-09 | Galvanized Steel
PINE MT BP | 4131 HWY 19 S | ZEBULON | Pike | 1140027 | 8 | Ball Float | 1989-10-01 | FALSE | 1989-10-01 | FALSE | Currently in Use | Regular | 8000 | Steel-Impressed Current | 1979-05-07 | Fiberglass Reinforced Plastic | Pressurized
PINE MT BP | 4131 HWY 19 S | ZEBULON | Pike | 1140027 | 9 | Ball Float | 1989-10-01 | FALSE | 1989-10-01 | FALSE | Currently in Use | Regular | 8000 | Steel-Impressed Current | 1979-05-07 | Fiberglass Reinforced Plastic | Pressurized
ALLENS STOP IN SHOP #93 | 31 ROBERTS QUARTERS ROAD | CONCORD | Pike | 1140028 | 1-REG | Flapper Valve | 1998-04-01 | FALSE | 1998-04-01 | FALSE | Currently in Use | Regular | 6000 | Steel-Impressed Current | 1982-05-01 | Steel (Impressed Current) | Safe Suction (Euro)
ALLENS STOP IN SHOP #93 | 31 ROBERTS QUARTERS ROAD | CONCORD | Pike | 1140028 | 2-UNL | Flapper Valve | 1998-04-01 | FALSE | 1998-04-01 | FALSE | Currently in Use | Regular | 6000 | Steel-Impressed Current | 1982-05-01 | Steel (Impressed Current) | Safe Suction (Euro)
ALLENS STOP IN SHOP #93 | 31 ROBERTS QUARTERS ROAD | CONCORD | Pike | 1140028 | 3-SUL | Flapper Valve | 1998-04-01 | FALSE | 1998-04-01 | FALSE | Currently in Use | Premium | 5000 | Steel-Impressed Current | 1982-05-01 | Steel (Impressed Current) | Safe Suction (Euro)
ALLENS STOP IN SHOP #93 | 31 ROBERTS QUARTERS ROAD | CONCORD | Pike | 1140028 | 4-DIE | Flapper Valve | 1998-04-01 | FALSE | 1998-04-01 | FALSE | Currently in Use | Diesel | 4000 | Steel-Impressed Current | 1982-05-01 | Steel (Impressed Current) | Safe Suction (Euro)
SUPREME CORP | 2051 HWY 41 S | GRIFFIN | Pike | 1260115 | 1 | [5 empty] | Removed from Ground | Diesel | 1000 | Bare Steel | 1982-02-19 | Bare Steel | Suction (American)
SUPREME CORP | 2051 HWY 41 S | GRIFFIN | Pike | 1260115 | 2 | [5 empty] | Removed from Ground | Gas (Historical Use) | 1000 | Bare Steel | 1982-02-19 | Bare Steel | Suction (American)
SUPREME CORP | 2051 HWY 41 S | GRIFFIN | Pike | 1260115 | 3U | Flapper Valve | 1999-01-01 |  | 1999-01-01 |  | Removed from Ground | Gas (Historical Use) | 4000 | Fiberglass | 1999-01-12 | Fiberglass Reinforced Plastic | Safe Suction (Euro)
SUPREME CORP | 2051 HWY 41 S | GRIFFIN | Pike | 1260115 | 4D | Flapper Valve | 1999-01-01 |  | 1999-01-01 |  | Removed from Ground | Diesel | 4000 | Fiberglass | 1999-01-12 | Fiberglass Reinforced Plastic | Safe Suction (Euro)
LABERGE PROPERTY | 689 GREEN STREET | CONCORD | Pike | 10002620 | 1 |  |  | FALSE |  | FALSE | Removed from Ground | Aviation Gas/AV Gas | 1000 | Bare Steel | 2016-09-27 | Bare Steel
LABERGE PROPERTY | 689 GREEN STREET | CONCORD | Pike | 10002620 | 2 |  |  | FALSE |  | FALSE | Removed from Ground | Aviation Gas/AV Gas | 1000 | Bare Steel | 2016-09-27 | Bare Steel
Williamson C-Store | 832 Hwy 362 | Williamson | Pike | 10002847 | 1A | Flapper Valve | 2017-08-16 | FALSE | 2017-08-16 | FALSE | Currently in Use | Regular | 15000 | Composite Double Walled | 2017-08-16 | Double-Walled Fiberglass | Pressurized
Williamson C-Store | 832 Hwy 362 | Williamson | Pike | 10002847 | 1B | Flapper Valve | 2017-08-16 | FALSE | 2017-08-16 | FALSE | Currently in Use | Premium | 5000 | Composite Double Walled | 2017-08-16 | Double-Walled Fiberglass | Pressurized
Williamson C-Store | 832 Hwy 362 | Williamson | Pike | 10002847 | 2A | Flapper Valve | 2017-08-16 | FALSE | 2017-08-16 | FALSE | Currently in Use | E-0 | 5000 | Composite Double Walled | 2017-08-16 | Double-Walled Fiberglass | Pressurized
Williamson C-Store | 832 Hwy 362 | Williamson | Pike | 10002847 | 2B | Flapper Valve | 2017-08-16 | FALSE | 2017-08-16 | FALSE | Currently in Use | Diesel | 5000 | Composite Double Walled | 2017-08-16 | Double-Walled Fiberglass | Pressurized
FORMER R F STRICKLAND COMPANY | MAIN STREET | CONCORD | Pike | 10000443 | 1 |  |  | FALSE |  | FALSE | Removed from Ground | Kerosene | 500 | Bare Steel | 2003-08-05
FORMER R F STRICKLAND COMPANY | MAIN STREET | CONCORD | Pike | 10000443 | 2 |  |  | FALSE |  | FALSE | Removed from Ground | Diesel | 500 | Bare Steel | 2003-08-05
FORMER R F STRICKLAND COMPANY | MAIN STREET | CONCORD | Pike | 10000443 | 3 |  |  | FALSE |  | FALSE | Removed from Ground | Gas (Historical Use) | 500 | Bare Steel | 2003-08-05
FORMER R F STRICKLAND COMPANY | MAIN STREET | CONCORD | Pike | 10000443 | 4 |  |  | FALSE |  | FALSE | Removed from Ground | Gas (Historical Use) | 1000 | Bare Steel | 2003-08-05
MR BS CITGO | 8957 HWY 19 S | ZEBULON | Pike | 10000502 | 1 | Ball Float | 2003-06-01 | FALSE | 2003-06-01 | FALSE | Currently in Use | Regular | 10000 | Composite | 2003-06-01 | Fiberglass Reinforced Plastic | Pressurized
MR BS CITGO | 8957 HWY 19 S | ZEBULON | Pike | 10000502 | 2 | Ball Float | 2003-06-01 | FALSE | 2003-06-01 | FALSE | Currently in Use | Diesel | 5000 | Composite | 2003-06-01 | Fiberglass Reinforced Plastic | Pressurized
MR BS CITGO | 8957 HWY 19 S | ZEBULON | Pike | 10000502 | 3 | Flapper Valve | 2003-06-01 | FALSE | 2003-06-01 | FALSE | Currently in Use | Diesel | 8000 | Composite | 2003-06-01 | Fiberglass Reinforced Plastic | Pressurized
MR BS CITGO | 8957 HWY 19 S | ZEBULON | Pike | 10000502 | 4 | Flapper Valve | 2004-11-05 | FALSE | 2003-06-01 | FALSE | Currently in Use | Premium | 4000 | Composite | 2003-06-01 | Fiberglass Reinforced Plastic | Safe Suction (Euro)
Franks Filling Station | 6764 HWY 362 W | CONCORD | Pike | 10000153 | 1 | Ball Float | 2002-07-18 | FALSE | 2002-07-18 | FALSE | Currently in Use | Regular | 12000 | Composite | 2002-07-08 | Double-Walled Flex | Pressurized
Franks Filling Station | 6764 HWY 362 W | CONCORD | Pike | 10000153 | 2 | Ball Float | 2002-07-08 | FALSE | 2002-07-08 | FALSE | Currently in Use | Premium | 6000 | Composite | 2002-07-08 | Double-Walled Flex | Pressurized
Franks Filling Station | 6764 HWY 362 W | CONCORD | Pike | 10000153 | 3 | Ball Float | 2002-07-08 | FALSE | 2002-07-08 | FALSE | Currently in Use | Diesel | 6000 | Composite | 2002-07-08 | Double-Walled Flex | Pressurized
A&L GROCERY | ROUTE 1 HWY 18 | MOLENA | Pike | 7000086 | 1 | [5 empty] | Closed in Ground | Gas (Historical Use) | 500 | Bare Steel | 1975-05-05 | Galvanized Steel
A&L GROCERY | ROUTE 1 HWY 18 | MOLENA | Pike | 7000086 | 2 | [5 empty] | Closed in Ground | Gas (Historical Use) | 500 | Bare Steel | 1975-05-05 | Galvanized Steel
WAX GROCERY | RT #1 WAX RD | ARAGON | Polk | 570241 | 1 | [5 empty] | Removed from Ground | Gas (Historical Use) | 1050 | Bare Steel | 1976-05-23 | Galvanized Steel
WAX GROCERY | RT #1 WAX RD | ARAGON | Polk | 570241 | 2 | [5 empty] | Removed from Ground | Gas (Historical Use) | 1050 | Bare Steel | 1976-05-23 | Galvanized Steel
D M SERVICE | 3205 ROME HWY | ARAGON | Polk | 4080178 | 1 | [5 empty] | Closed in Ground | Gas (Historical Use) | 2000 | Bare Steel | 1972-04-24 | Galvanized Steel
D M SERVICE | 3205 ROME HWY | ARAGON | Polk | 4080178 | 2 | [5 empty] | Closed in Ground | Gas (Historical Use) | 1000 | Bare Steel | 1972-04-24 | Galvanized Steel
CHAMBERS AUTO SERVICE | 319 SOUTH PIEDMONT AVE | ROCKMART | Polk | 1100037 | 1 | [5 empty] | Removed from Ground | Gas (Historical Use) | 10000 | Bare Steel | 1981-05-06 | Galvanized Steel
CHAMBERS AUTO SERVICE | 319 SOUTH PIEDMONT AVE | ROCKMART | Polk | 1100037 | 2 | [5 empty] | Removed from Ground | Gas (Historical Use) | 10000 | Bare Steel | 1981-05-06 | Galvanized Steel
CHAMBERS AUTO SERVICE | 319 SOUTH PIEDMONT AVE | ROCKMART | Polk | 1100037 | 3 | [5 empty] | Removed from Ground | Gas (Historical Use) | 10000 | Bare Steel | 1981-05-06 | Galvanized Steel
CHAMBERS AUTO SERVICE | 319 SOUTH PIEDMONT AVE | ROCKMART | Polk | 1100037 | 4 | [5 empty] | Removed from Ground | Diesel | 6000 | Bare Steel | 1981-05-06 | Galvanized Steel
B & B ENGINES | 249 NEW PROSPECT RD | ARAGON | Polk | 10000150 | 1 |  |  | FALSE |  | FALSE | Removed from Ground | Gas (Historical Use) | 1000 | Unknown
B & B ENGINES | 249 NEW PROSPECT RD | ARAGON | Polk | 10000150 | 2 |  |  | FALSE |  | FALSE | Removed from Ground | Gas (Historical Use) | 1000 | Unknown
B & B ENGINES | 249 NEW PROSPECT RD | ARAGON | Polk | 10000150 | 3 |  |  | FALSE |  | FALSE | Removed from Ground | Gas (Historical Use) | 200 | Unknown
FORMERLY DAVIS GROCERY | 4109 CEDARTOWN HIGHWAY | ROCKMART | Polk | 10000101 | 1 |  |  | FALSE |  | FALSE | Removed from Ground | Gas (Historical Use) | 513 | Unknown | 2002-05-08
FORMERLY DAVIS GROCERY | 4109 CEDARTOWN HIGHWAY | ROCKMART | Polk | 10000101 | 2 |  |  | FALSE |  | FALSE | Removed from Ground | Gas (Historical Use) | 2032 | Unknown | 2002-05-08
FORMERLY DAVIS GROCERY | 4109 CEDARTOWN HIGHWAY | ROCKMART | Polk | 10000101 | 3 |  |  | FALSE |  | FALSE | Removed from Ground | Gas (Historical Use) | 1127 | Unknown | 2002-05-08
FORMERLY HIGHPOINT GROCERY | 1901 CEDARTOWN HIGHWAY | ROCKMART | Polk | 10000102 | 1 |  |  | FALSE |  | FALSE | Removed from Ground | Gas (Historical Use) | 557 | Unknown | 2002-05-08
FORMERLY HIGHPOINT GROCERY | 1901 CEDARTOWN HIGHWAY | ROCKMART | Polk | 10000102 | 2 |  |  | FALSE |  | FALSE | Removed from Ground | Gas (Historical Use) | 557 | Unknown | 2002-05-08
EXPRESS STOP | 802 CARTERSVILLE HWY | ROCKMART | Polk | 10000431 | 1 | Ball Float | 2003-08-12 | FALSE | 2003-08-12 | FALSE | Currently in Use | Regular | 15000 | Composite | 2003-08-06 | Double-Walled Flex | Pressurized
EXPRESS STOP | 802 CARTERSVILLE HWY | ROCKMART | Polk | 10000431 | 2 | Ball Float | 2003-08-12 | FALSE | 2003-08-12 | FALSE | Currently in Use | Diesel | 15000 | Composite | 2003-08-06 | Double-Walled Flex | Pressurized
EXPRESS STOP | 802 CARTERSVILLE HWY | ROCKMART | Polk | 10000431 | 3 | Ball Float | 2003-08-12 | FALSE | 2003-08-12 | FALSE | Currently in Use | Premium | 12000 | Composite | 2003-08-06 | Double-Walled Flex | Pressurized
EXPRESS STOP | 802 CARTERSVILLE HWY | ROCKMART | Polk | 10000431 | 4A | Ball Float | 2003-08-12 | FALSE | 2003-08-12 | FALSE | Currently in Use | Diesel | 2000 | Composite | 2003-08-06 | Double-Walled Flex | Pressurized
EXPRESS STOP | 802 CARTERSVILLE HWY | ROCKMART | Polk | 10000431 | 4B | Ball Float | 2003-08-12 | FALSE | 2003-08-12 | FALSE | Currently in Use | Kerosene | 2000 | Composite | 2003-08-06 | Double-Walled Flex | Pressurized
MURPHY USA #7323 | 1553 ROME HWY | CEDARTOWN | Polk | 10001089 | 1 | Ball Float | 2006-02-22 | FALSE | 2006-02-22 | FALSE | Currently in Use | Regular | 20000 | Fiberglass Double Walled | 2006-02-14 | Double-Walled Fiberglass | Pressurized
MURPHY USA #7323 | 1553 ROME HWY | CEDARTOWN | Polk | 10001089 | 2A | Ball Float | 2006-02-22 | FALSE | 2006-02-22 | FALSE | Currently in Use | Diesel | 12000 | Fiberglass Double Walled | 2006-02-14 | Double-Walled Fiberglass | Pressurized
MURPHY USA #7323 | 1553 ROME HWY | CEDARTOWN | Polk | 10001089 | 2B | Ball Float | 2006-02-22 | FALSE | 2006-02-22 | FALSE | Currently in Use | Premium | 8000 | Fiberglass Double Walled | 2006-02-14 |  | Pressurized
RaceWay #6854 - Rockmart | 1951 NATHAN DEAN PKWY | ROCKMART | Polk | 10001825 | 1 | Overfill Alarm | 2010-03-24 | FALSE | 2010-03-24 | FALSE | Currently in Use | Regular | 20000 | Composite Double Walled | 2010-03-24 | Double-Walled Fiberglass | Pressurized
RaceWay #6854 - Rockmart | 1951 NATHAN DEAN PKWY | ROCKMART | Polk | 10001825 | 2 | Overfill Alarm | 2010-03-24 | FALSE | 2010-03-24 | FALSE | Currently in Use | Premium | 12000 | Composite Double Walled | 2010-03-24 | Double-Walled Fiberglass | Pressurized
RaceWay #6854 - Rockmart | 1951 NATHAN DEAN PKWY | ROCKMART | Polk | 10001825 | 3 | Overfill Alarm | 2010-03-24 | FALSE | 2010-03-24 | FALSE | Currently in Use | Diesel | 12000 | Composite Double Walled | 2010-03-24 | Double-Walled Fiberglass | Pressurized
FORMER SPAR OIL CO | 405 WEST AVE | CEDARTOWN | Polk | 10002212 | 1 |  |  | FALSE |  | FALSE | Removed from Ground | Gas (Historical Use) | 0 | Unknown
KROGER GA-429 | 730 N MAIN ST | CEDARTOWN | Polk | 10001117 | 1 | Flapper Valve | 2006-03-30 | FALSE | 2006-03-30 | FALSE | Currently in Use | Regular | 20000 | Fiberglass Double Walled | 2006-03-23 | Double-Walled Fiberglass | Pressurized
KROGER GA-429 | 730 N MAIN ST | CEDARTOWN | Polk | 10001117 | 2A | Flapper Valve | 2006-03-30 | FALSE | 2006-03-30 | FALSE | Currently in Use | Diesel | 8000 | Fiberglass Double Walled | 2006-03-23 | Double-Walled Fiberglass | Pressurized
KROGER GA-429 | 730 N MAIN ST | CEDARTOWN | Polk | 10001117 | 2B | Flapper Valve | 2006-03-30 | FALSE | 2006-03-30 | FALSE | Currently in Use | Premium | 8000 | Fiberglass Double Walled | 2006-03-23 | Double-Walled Fiberglass | Pressurized
UNKNOWN | MORGAN VALLEY RD | ROCKMART | Polk | 10002663 | 1 |  |  | FALSE |  | FALSE | Removed from Ground | Not Marked/Tank Removed | 0 | Bare Steel | 2016-08-01
GUY SLOAN MOTOR (FKA CITY TIRE A | 203 MARBLE ST | ROCKMART | Polk | 1150001 | 1 | [5 empty] | Removed from Ground | Gas (Historical Use) | 4000 | Bare Steel | 1977-05-10 | Galvanized Steel
GUY SLOAN MOTOR (FKA CITY TIRE A | 203 MARBLE ST | ROCKMART | Polk | 1150001 | 2 | [5 empty] | Removed from Ground | Gas (Historical Use) | 4000 | Bare Steel | 1977-05-10 | Galvanized Steel
GUY SLOAN MOTOR (FKA CITY TIRE A | 203 MARBLE ST | ROCKMART | Polk | 1150001 | 3 | [5 empty] | Removed from Ground | Gas (Historical Use) | 4000 | Bare Steel | 1977-05-10 | Galvanized Steel
CITY OF ARAGON | ELM ST/CITY HALL | ARAGON | Polk | 1150003 | 1 | [5 empty] | Removed from Ground | Gas (Historical Use) | 1000 | Bare Steel | 1978-02-26 | Unknown
CEDARTOWN CITY SHOP | 501 TENTH ST | CEDARTOWN | Polk | 1150004 | 1 | Flapper Valve | 1999-01-05 |  | 1999-01-05 |  | Removed from Ground | Gas (Historical Use) | 2000 | Lined Interior | 1966-03-01 | Galvanized Steel | Suction (American)
CEDARTOWN CITY SHOP | 501 TENTH ST | CEDARTOWN | Polk | 1150004 | 2 | Flapper Valve | 1999-01-05 |  | 1999-01-05 |  | Removed from Ground | Gas (Historical Use) | 2000 | Lined Interior | 1966-03-01 | Galvanized Steel | Suction (American)
CEDARTOWN CITY SHOP | 501 TENTH ST | CEDARTOWN | Polk | 1150004 | 3 | Flapper Valve | 1999-01-05 |  | 1999-01-05 |  | Removed from Ground | Diesel | 1000 | Lined Interior | 1966-03-01 | Galvanized Steel | Suction (American)
CEDARTOWN CITY SHOP | 501 TENTH ST | CEDARTOWN | Polk | 1150004 | 4 | [5 empty] | Removed from Ground | Empty | 500 | Bare Steel | 1966-03-01 | Bare Steel
GA STATE PATROL/GA DEPT PUB SAF- | 1000 NORTH MAIN ST | CEDARTOWN | Polk | 1150005 | 1 | [5 empty] | Removed from Ground | Gas (Historical Use) | 3000 | Bare Steel | 1974-03-09 | Galvanized Steel
GA STATE PATROL/GA DEPT PUB SAF- | 1000 NORTH MAIN ST | CEDARTOWN | Polk | 1150005 | 1a |  |  | FALSE |  | FALSE | Removed from Ground | Gas (Historical Use) | 5000 | Unknown | 2007-01-26 | Unknown
HALE MFG CO | CEDAR HILL ST | CEDARTOWN | Polk | 1150006 | 1 | [5 empty] | Removed from Ground | Diesel | 18000 | Bare Steel | 1945-12-19 | Bare Steel | Pressurized
HALE MFG CO | CEDAR HILL ST | CEDARTOWN | Polk | 1150006 | 2 | [5 empty] | Removed from Ground | Empty | 18000 | Bare Steel | 1945-12-19 | Bare Steel | Pressurized
HALE MFG CO | CEDAR HILL ST | CEDARTOWN | Polk | 1150006 | 3 | [5 empty] | Removed from Ground | Empty | 18000 | Bare Steel | 1945-12-19 | Bare Steel | Pressurized
HALE MFG CO | CEDAR HILL ST | CEDARTOWN | Polk | 1150006 | 4 | [5 empty] | Removed from Ground | Empty | 2000 | Bare Steel | 1970-12-13 | Bare Steel
HALE MFG CO | CEDAR HILL ST | CEDARTOWN | Polk | 1150006 | 5 | [5 empty] | Removed from Ground | Empty | 500 | Bare Steel | 1975-12-12 | Bare Steel
J L LESTER & SON INC | 326 S MARBLE ST | ROCKMART | Polk | 1150007 | 1 | [5 empty] | Closed in Ground | Diesel | 1500 | Bare Steel | 1985-12-31 | Galvanized Steel
J L LESTER & SON INC | 326 S MARBLE ST | ROCKMART | Polk | 1150007 | 2 | [5 empty] | Closed in Ground | Diesel | 1500 | Bare Steel | 1985-12-31 | Galvanized Steel
J L LESTER & SON INC | 326 S MARBLE ST | ROCKMART | Polk | 1150007 | 3 | [5 empty] | Removed from Ground | Gas (Historical Use) | 1000 | Bare Steel | 1985-12-31 | Galvanized Steel
J L LESTER & SON INC | 326 S MARBLE ST | ROCKMART | Polk | 1150007 | 4 | Flapper Valve | 1994-12-01 |  | 1994-12-01 |  | Removed from Ground | Diesel | 6000 | Galvanic (STIP-3) | 1985-12-31 | Double-Walled Flex | Safe Suction (Euro)
J L LESTER & SON INC | 326 S MARBLE ST | ROCKMART | Polk | 1150007 | 5 | Flapper Valve | 1994-12-01 |  | 1994-12-01 |  | Removed from Ground | Diesel | 6000 | Galvanic (STIP-3) | 1985-12-31 | Double-Walled Flex | Safe Suction (Euro)
POLK SCHOOL DISTRICT TRANSPORTAT | 2245 OLD CEDARTOWN RD | CEDARTOWN | Polk | 1150009 | 1 |  |  | FALSE |  | FALSE | Removed from Ground | Diesel | 10000 |  | 1972-01-05 | Galvanized Steel
POLK SCHOOL DISTRICT TRANSPORTAT | 2245 OLD CEDARTOWN RD | CEDARTOWN | Polk | 1150009 | 2 |  |  | FALSE |  | FALSE | Removed from Ground | Gas (Historical Use) | 5000 |  | 1986-01-01 | Galvanized Steel
POLK SCHOOL DISTRICT TRANSPORTAT | 2245 OLD CEDARTOWN RD | CEDARTOWN | Polk | 1150009 | 3 |  |  | FALSE |  | FALSE | Removed from Ground | Gas (Historical Use) | 2000 |  | 1979-01-03 | Galvanized Steel
POLK SCHOOL DISTRICT TRANSPORTAT | 2245 OLD CEDARTOWN RD | CEDARTOWN | Polk | 1150009 | 4 | Flapper Valve | 1996-07-01 | FALSE | 1996-07-01 | FALSE | Currently in Use | Diesel | 20000 | Composite | 1996-07-01 | Fiberglass Reinforced Plastic | Safe Suction (Euro)
POLK SCHOOL DISTRICT TRANSPORTAT | 2245 OLD CEDARTOWN RD | CEDARTOWN | Polk | 1150009 | 5 | Flapper Valve | 1996-07-01 | FALSE | 1996-07-01 | FALSE | Currently in Use | Regular | 10000 | Composite | 1996-07-01 | Fiberglass Reinforced Plastic | Suction (American)
NORTHSIDE KG | 100 NORTH PHILPOT ST | CEDARTOWN | Polk | 1150010 | 2 | [5 empty] | Removed from Ground | Diesel | 10000 | Bare Steel | 1981-01-14 | Galvanized Steel | Suction (American)
SUPER DELUXE INDUSTRIES INC | 255 SUPER DELUXE RD | ROCKMART | Polk | 1150011 | 1 | [5 empty] | Removed from Ground | Gas (Historical Use) | 500 | Unknown | 1986-03-03 | Galvanized Steel | Safe Suction (Euro)
CEDARTOWN PAPER BOARD CO | 326 ELLAWOOD AVE | CEDARTOWN | Polk | 1150013 | 1 | [5 empty] | Removed from Ground | Diesel | 5500 | Bare Steel | 1975-01-01 | Bare Steel
CEDARTOWN PAPER BOARD CO | 326 ELLAWOOD AVE | CEDARTOWN | Polk | 1150013 | 2 | [5 empty] | Removed from Ground | Diesel | 3500 | Bare Steel | 1975-01-01 | Bare Steel
CEDARTOWN PAPER BOARD CO | 326 ELLAWOOD AVE | CEDARTOWN | Polk | 1150013 | 3 | [5 empty] | Removed from Ground | Other | 3500 | Bare Steel | 1982-01-01 | Bare Steel
NEWARK PAPERBOARD PRODUCTS | 326 ELLAWOOD ST | CEDARTOWN | Polk | 1150015 | 1 | [5 empty] | Removed from Ground | Diesel | 10000 | Marked Unknown | 1986-04-15 | Unknown
SOUTHDOWN INC | 1801 ROME HIGHWAY | ROCKMART | Polk | 1150016 | 1 | [5 empty] | Removed from Ground | Empty | 5000 | Bare Steel | 1972-04-19 | Bare Steel
SOUTHDOWN INC | 1801 ROME HIGHWAY | ROCKMART | Polk | 1150016 | 2 | [5 empty] | Removed from Ground | Gas (Historical Use) | 2000 | Bare Steel | 1972-04-19 | Bare Steel
SOUTHDOWN INC | 1801 ROME HIGHWAY | ROCKMART | Polk | 1150016 | 3 | [5 empty] | Removed from Ground | Empty | 10000 | Bare Steel | 1965-04-21 | Bare Steel
SOUTHDOWN INC | 1801 ROME HIGHWAY | ROCKMART | Polk | 1150016 | 4 | [5 empty] | Removed from Ground | Empty | 2000 | Bare Steel | 1965-04-21 | Bare Steel
SOUTHDOWN INC | 1801 ROME HIGHWAY | ROCKMART | Polk | 1150016 | 5 | [5 empty] | Removed from Ground | Other | 500 | Bare Steel | 1965-04-21 | Bare Steel
ARAGON GROCERY | 2684 Rome Hwy | ARAGON | Polk | 1150019 | 1 |  |  | FALSE |  | FALSE | Removed from Ground | Gas (Historical Use) | 10000 | Bare Steel | 1979-04-19 |  | Safe Suction (Euro)
ARAGON GROCERY | 2684 Rome Hwy | ARAGON | Polk | 1150019 | 2 |  |  | FALSE |  | FALSE | Removed from Ground | Gas (Historical Use) | 3000 |  | 1979-04-19 |  | Safe Suction (Euro)
ARAGON GROCERY | 2684 Rome Hwy | ARAGON | Polk | 1150019 | 3 |  |  | FALSE |  | FALSE | Removed from Ground | Gas (Historical Use) | 3000 | Bare Steel | 1979-04-19 | Galvanized Steel | Safe Suction (Euro)
ARAGON GROCERY | 2684 Rome Hwy | ARAGON | Polk | 1150019 | 4 | Flapper Valve | 1998-05-01 | FALSE | 1998-05-01 | FALSE | Currently in Use | Regular | 12000 | Fiberglass | 1998-05-01 | Fiberglass Reinforced Plastic | Pressurized
ARAGON GROCERY | 2684 Rome Hwy | ARAGON | Polk | 1150019 | 5 | Flapper Valve | 1998-05-01 | FALSE | 1998-05-01 | FALSE | Currently in Use | Premium | 8000 | Fiberglass | 1998-05-01 | Fiberglass Reinforced Plastic | Pressurized
DUNNS QUICK STOP #1 | 565 ATLANTA HWY | ROCKMART | Polk | 1150020 | 1 |  |  | FALSE |  | FALSE | Removed from Ground | Empty | 4000 | Bare Steel | 1979-04-19 | Galvanized Steel | Safe Suction (Euro)
DUNNS QUICK STOP #1 | 565 ATLANTA HWY | ROCKMART | Polk | 1150020 | 2 |  |  | FALSE |  | FALSE | Removed from Ground | Empty | 4000 | Bare Steel | 1979-04-19 | Galvanized Steel | Safe Suction (Euro)
DUNNS QUICK STOP #1 | 565 ATLANTA HWY | ROCKMART | Polk | 1150020 | 3 |  |  | FALSE |  | FALSE | Removed from Ground | Empty | 3000 | Bare Steel | 1979-04-19 | Galvanized Steel | Safe Suction (Euro)
DUNNS QUICK STOP #1 | 565 ATLANTA HWY | ROCKMART | Polk | 1150020 | 4 | Ball Float | 1993-07-01 | FALSE | 1993-07-01 | TRUE | Currently in Use | Premium | 8000 | Galvanic (STIP-3) | 1993-07-01 | Fiberglass Reinforced Plastic | Pressurized
DUNNS QUICK STOP #1 | 565 ATLANTA HWY | ROCKMART | Polk | 1150020 | 5 | Ball Float | 1993-07-01 | FALSE | 1993-07-01 | TRUE | Currently in Use | Regular | 6000 | Galvanic (STIP-3) | 1993-07-01 | Fiberglass Reinforced Plastic | Pressurized
DUNNS QUICK STOP #1 | 565 ATLANTA HWY | ROCKMART | Polk | 1150020 | 6 | Ball Float | 1993-07-01 | FALSE | 1993-07-01 | TRUE | Currently in Use | Regular | 6000 | Galvanic (STIP-3) | 1993-07-01 | Fiberglass Reinforced Plastic | Pressurized
DUNNS QUICK STOP #1 | 565 ATLANTA HWY | ROCKMART | Polk | 1150020 | 7 | Ball Float | 1993-07-01 | FALSE | 1993-07-01 | TRUE | Currently in Use | Diesel | 1000 | Galvanic (STIP-3) | 1993-07-01 | Fiberglass Reinforced Plastic | Safe Suction (Euro)
DUNNS QUICK STOP #1 | 565 ATLANTA HWY | ROCKMART | Polk | 1150020 | 8 | Ball Float | 2000-03-09 | FALSE | 2000-03-09 | TRUE | Currently in Use | Diesel Off Road | 6000 | Composite | 2000-03-09 | Fiberglass Reinforced Plastic | Pressurized
EASY SHOP | 502 EAST ELM ST | ROCKMART | Polk | 1150022 | 1 | Flapper Valve | 1998-01-15 |  | 1998-01-15 |  | Currently in Use | Gas (Historical Use) | 6000 | Steel-Impressed Current | 1981-04-24 | Steel (Impressed Current) | Pressurized
EASY SHOP | 502 EAST ELM ST | ROCKMART | Polk | 1150022 | 2 | Flapper Valve | 1998-01-15 |  | 1998-01-15 |  | Currently in Use | Gas (Historical Use) | 4000 | Steel-Impressed Current | 1981-04-24 | Steel (Impressed Current) | Pressurized
EASY SHOP | 502 EAST ELM ST | ROCKMART | Polk | 1150022 | 3 | Flapper Valve | 1998-01-15 |  | 1998-01-15 |  | Currently in Use | Gas (Historical Use) | 2000 | Steel-Impressed Current | 1981-04-24 | Steel (Impressed Current) | Pressurized
GA FC/POLK CO UNIT | 1735 ROCKMART HWY | CEDARTOWN | Polk | 1150023 | 1 | [5 empty] | Closed in Ground | Diesel | 2000 | Bare Steel | 1981-08-21 | Galvanized Steel | Safe Suction (Euro)
GA FC/POLK CO UNIT | 1735 ROCKMART HWY | CEDARTOWN | Polk | 1150023 | 2 | [5 empty] | Closed in Ground | Diesel | 550 | Bare Steel | 1981-08-21 | Galvanized Steel | Safe Suction (Euro)
GA FC/POLK CO UNIT | 1735 ROCKMART HWY | CEDARTOWN | Polk | 1150023 | 204700 |  | 1992-07-20 |  | 1992-07-20 |  | Removed from Ground | Gas (Historical Use) | 1000 | Galvanic (STIP-3) | 1992-07-20 | Cathodically Protected | Safe Suction (Euro)
GA FC/POLK CO UNIT | 1735 ROCKMART HWY | CEDARTOWN | Polk | 1150023 | 204711 |  | 1992-07-20 |  | 1992-07-20 |  | Removed from Ground | Diesel | 1000 | Galvanic (STIP-3) | 1992-07-20 | Cathodically Protected | Safe Suction (Euro)
STAR BLDG SYSTEMS | 500 TENTH ST | CEDARTOWN | Polk | 1150024 | 1 | [5 empty] | Removed from Ground | Gas (Historical Use) | 1000 | Bare Steel | 1970-01-01 | Galvanized Steel
STAR BLDG SYSTEMS | 500 TENTH ST | CEDARTOWN | Polk | 1150024 | 2 | [5 empty] | Removed from Ground | Diesel | 3000 | Bare Steel | 1980-04-11 | Galvanized Steel
BPS #10608 POLK COUNTY MAINTENAN | 60 ROBERTS RD | CEDARTOWN | Polk | 1150025 | 1060801 | [5 empty] | Removed from Ground | Gas (Historical Use) | 1000 | Bare Steel | 1961-05-05 | Galvanized Steel
BPS #10608 POLK COUNTY MAINTENAN | 60 ROBERTS RD | CEDARTOWN | Polk | 1150025 | 608D1 | [5 empty] | Removed from Ground | Diesel | 1000 | Cathodically Protected Steel | 1989-01-01 | Galvanized Steel | Suction (American)
BPS #10608 POLK COUNTY MAINTENAN | 60 ROBERTS RD | CEDARTOWN | Polk | 1150025 | 608G1 | [5 empty] | Removed from Ground | Gas (Historical Use) | 1000 | Cathodically Protected Steel | 1989-01-01 | Galvanized Steel | Suction (American)
GA DOT #10609 | PEACHTREE ST | ROCKMART | Polk | 1150026 | 60901 | [5 empty] | Removed from Ground | Gas (Historical Use) | 1000 | Bare Steel | 1961-05-05 | Bare Steel
GA DOT #10609 | PEACHTREE ST | ROCKMART | Polk | 1150026 | 60902 | [5 empty] | Removed from Ground | Diesel | 550 | Bare Steel | 1961-05-05 | Bare Steel
BARBER GENERAL STORE | 14 BETHLEHEM RD & HWY 278 | CEDARTOWN | Polk | 1150027 | 1 | [5 empty] | Removed from Ground | Gas (Historical Use) | 6000 | Bare Steel | 1966-04-14 | Galvanized Steel | Suction (American)
BARBER GENERAL STORE | 14 BETHLEHEM RD & HWY 278 | CEDARTOWN | Polk | 1150027 | 2 | [5 empty] | Removed from Ground | Gas (Historical Use) | 6000 | Bare Steel | 1966-04-14 | Galvanized Steel | Suction (American)
BARBER GENERAL STORE | 14 BETHLEHEM RD & HWY 278 | CEDARTOWN | Polk | 1150027 | 3 | [5 empty] | Removed from Ground | Gas (Historical Use) | 3000 | Bare Steel | 1966-04-14 | Galvanized Steel | Suction (American)
BARBER GENERAL STORE | 14 BETHLEHEM RD & HWY 278 | CEDARTOWN | Polk | 1150027 | 4 | [5 empty] | Removed from Ground | Diesel | 1000 | Bare Steel | 1984-04-09 | Galvanized Steel | Suction (American)
CLASSIC CARS | 29 NORTH MAIN ST | CEDARTOWN | Polk | 1150028 | 1 | [5 empty] | Removed from Ground | Gas (Historical Use) | 4000 | Bare Steel | 1964-03-31 | Galvanized Steel
CLASSIC CARS | 29 NORTH MAIN ST | CEDARTOWN | Polk | 1150028 | 2 | [5 empty] | Removed from Ground | Gas (Historical Use) | 4000 | Bare Steel | 1964-03-31 | Galvanized Steel
CLASSIC CARS | 29 NORTH MAIN ST | CEDARTOWN | Polk | 1150028 | 3 | [5 empty] | Removed from Ground | Gas (Historical Use) | 4000 | Bare Steel | 1964-03-31 | Galvanized Steel
CLASSIC CARS | 29 NORTH MAIN ST | CEDARTOWN | Polk | 1150028 | 4 | [5 empty] | Removed from Ground | Gas (Historical Use) | 4000 | Bare Steel | 1964-03-31 | Galvanized Steel
JBS FOOD MART | 920 CEDARTOWN HWY | ROCKMART | Polk | 1150029 | 1 | Flapper Valve | 1998-12-30 | FALSE | 1998-12-30 | FALSE | Currently in Use | Regular | 5000 | Steel-Impressed Current | 1974-03-29 | Steel (Impressed Current) | Pressurized
JBS FOOD MART | 920 CEDARTOWN HWY | ROCKMART | Polk | 1150029 | 2 | Flapper Valve | 1998-12-30 | FALSE | 1998-12-30 | FALSE | Currently in Use | Regular | 5000 | Steel-Impressed Current | 1974-03-29 | Steel (Impressed Current) | Pressurized
JBS FOOD MART | 920 CEDARTOWN HWY | ROCKMART | Polk | 1150029 | 3 | Flapper Valve | 1998-12-30 | FALSE | 1998-12-30 | FALSE | Currently in Use | Regular | 5000 | Steel-Impressed Current | 1974-03-29 | Steel (Impressed Current) | Pressurized
JBS FOOD MART | 920 CEDARTOWN HWY | ROCKMART | Polk | 1150029 | 4 | Flapper Valve | 1998-12-30 | FALSE | 1998-12-30 | FALSE | Currently in Use | Premium | 5000 | Steel-Impressed Current | 1974-03-29 | Steel (Impressed Current) | Pressurized
ROCKMART WATER TREATMENT PLANT | 136 WEST ELM ST | ROCKMART | Polk | 1150030 | 1 | [5 empty] | Closed in Ground | Gas (Historical Use) | 1000 | Bare Steel | 1976-04-24 | Bare Steel
ROCKMART WATER TREATMENT PLANT | 136 WEST ELM ST | ROCKMART | Polk | 1150030 | 2 | [5 empty] | Closed in Ground | Gas (Historical Use) | 500 | Bare Steel | 1982-06-15 | Bare Steel
HANDY ANDY #38 | 625 NORTH PIEDMONT RD | ROCKMART | Polk | 1150032 | 1-REG | Ball Float | 1997-08-29 | FALSE | 1997-08-29 | FALSE | Currently in Use | Regular | 10000 | Steel-Impressed Current | 1976-05-03 | Fiberglass Reinforced Plastic | Pressurized
HANDY ANDY #38 | 625 NORTH PIEDMONT RD | ROCKMART | Polk | 1150032 | 2-UNL | Ball Float | 1997-08-29 | FALSE | 1997-08-29 | FALSE | Currently in Use | Premium | 8000 | Steel-Impressed Current | 1976-05-03 | Fiberglass Reinforced Plastic | Pressurized
HANDY ANDY #38 | 625 NORTH PIEDMONT RD | ROCKMART | Polk | 1150032 | 3-SUL | Ball Float | 1997-08-29 | FALSE | 1997-08-29 | FALSE | Currently in Use | Plus | 8000 | Steel-Impressed Current | 1976-05-03 | Fiberglass Reinforced Plastic | Pressurized
SRUJAL INC MART | 803 NORTH MAIN ST | CEDARTOWN | Polk | 1150033 | 1-REG | Flapper Valve | 1999-01-01 | FALSE | 1999-01-01 | FALSE | Currently in Use | Regular | 10000 | Steel-Impressed Current | 1981-05-02 | Steel (Impressed Current) | Pressurized
SRUJAL INC MART | 803 NORTH MAIN ST | CEDARTOWN | Polk | 1150033 | 2-UNL | Flapper Valve | 1999-01-01 | FALSE | 1999-01-01 | FALSE | Currently in Use | Plus | 8000 | Steel-Impressed Current | 1981-05-02 | Steel (Impressed Current) | Pressurized
SRUJAL INC MART | 803 NORTH MAIN ST | CEDARTOWN | Polk | 1150033 | 3-SUL | Flapper Valve | 1999-01-01 | FALSE | 1999-01-01 | FALSE | Currently in Use | Premium | 8000 | Steel-Impressed Current | 1981-05-02 | Steel (Impressed Current) | Pressurized
GRANT COUNTRY STORE #107 | 994 CEDARTOWN HWY | ROCKMART | Polk | 1150034 | 1-REG | Ball Float | 1998-01-16 | FALSE | 1998-01-16 | FALSE | Currently in Use | Regular | 10000 | Steel-Impressed Current | 1981-05-02 | Steel (Impressed Current) | Pressurized
GRANT COUNTRY STORE #107 | 994 CEDARTOWN HWY | ROCKMART | Polk | 1150034 | 2-UNL | Ball Float | 1998-01-16 | FALSE | 1998-01-16 | FALSE | Currently in Use | Plus | 8000 | Steel-Impressed Current | 1981-05-02 | Steel (Impressed Current) | Pressurized
GRANT COUNTRY STORE #107 | 994 CEDARTOWN HWY | ROCKMART | Polk | 1150034 | 3-SUL | Ball Float | 1998-01-16 | FALSE | 1998-01-16 | FALSE | Currently in Use | Premium | 8000 | Steel-Impressed Current | 1981-05-02 | Steel (Impressed Current) | Pressurized
GRANT COUNTRY STORE #107 | 994 CEDARTOWN HWY | ROCKMART | Polk | 1150034 | 4-DIE | Flapper Valve | 1998-01-16 | FALSE | 1998-01-16 | FALSE | Currently in Use | Diesel | 2000 | Steel-Impressed Current | 1981-05-02 | Steel (Impressed Current) | Pressurized
CORNELIUS MOORE AIRPORT | 500 AIRPORT RD | CEDARTOWN | Polk | 1150035 | 1 |  | 1998-12-01 |  | 1998-12-01 |  | Closed in Ground | Gas (Historical Use) | 10000 | Fiberglass | 1981-05-01 | Cathodically Protected
CORNELIUS MOORE AIRPORT | 500 AIRPORT RD | CEDARTOWN | Polk | 1150035 | 2 | [5 empty] | Removed from Ground | Gas (Historical Use) | 2000 | Bare Steel | 1976-05-02 | Galvanized Steel
CORNELIUS MOORE AIRPORT | 500 AIRPORT RD | CEDARTOWN | Polk | 1150035 | 3 | [5 empty] | Removed from Ground | Gas (Historical Use) | 2000 | Bare Steel | 1976-05-02 | Galvanized Steel
EAST AVE SVC STA | 807 EAST AVE | CEDARTOWN | Polk | 1150036 | 1 | [5 empty] | Removed from Ground | Empty | 4000 | Bare Steel | 1985-04-29 | Galvanized Steel | Safe Suction (Euro)
EAST AVE SVC STA | 807 EAST AVE | CEDARTOWN | Polk | 1150036 | 2 | [5 empty] | Removed from Ground | Empty | 3000 | Bare Steel | 1987-01-01 | Galvanized Steel | Safe Suction (Euro)
EAST AVE SVC STA | 807 EAST AVE | CEDARTOWN | Polk | 1150036 | 3 | [5 empty] | Removed from Ground | Empty | 8000 | Bare Steel | 1985-04-29 | Galvanized Steel | Safe Suction (Euro)
LANDRUM BP SERVICE | 125 ADAMSON RD | CEDARTOWN | Polk | 1150037 | 1 | [5 empty] | Removed from Ground | Gas (Historical Use) | 1000 | Bare Steel | 1966-05-04 | Galvanized Steel | Suction (American)
LANDRUM BP SERVICE | 125 ADAMSON RD | CEDARTOWN | Polk | 1150037 | 2 | [5 empty] | Removed from Ground | Gas (Historical Use) | 1000 | Bare Steel | 1966-05-04 | Galvanized Steel | Suction (American)
LANDRUM BP SERVICE | 125 ADAMSON RD | CEDARTOWN | Polk | 1150037 | 3 | [5 empty] | Removed from Ground | Gas (Historical Use) | 1000 | Bare Steel | 1966-05-04 | Galvanized Steel | Suction (American)
LANDRUM BP SERVICE | 125 ADAMSON RD | CEDARTOWN | Polk | 1150037 | 4 | [5 empty] | Removed from Ground | Gas (Historical Use) | 1000 | Bare Steel | 1966-05-04 | Galvanized Steel | Suction (American)
LANDRUM BP SERVICE | 125 ADAMSON RD | CEDARTOWN | Polk | 1150037 | 5 |  |  | TRUE |  | TRUE | Removed from Ground | Used Oil | 500 | Bare Steel | 1966-05-04 | Galvanized Steel | Gravity Fed
ZARTRAN LLC | 150 PRIOR STATION ROAD | CEDARTOWN | Polk | 1150039 | 1 | Flapper Valve | 1996-11-01 | FALSE | 1996-11-01 | FALSE | Currently in Use | Diesel On Road | 10000 | Steel-Impressed Current | 1981-05-01 | Steel (Impressed Current) | Safe Suction (Euro)
ZARTRAN LLC | 150 PRIOR STATION ROAD | CEDARTOWN | Polk | 1150039 | 2 | Flapper Valve | 1996-11-01 | FALSE | 1996-11-01 | FALSE | Currently in Use | Diesel On Road | 10000 | Steel-Impressed Current | 1981-05-01 | Steel (Impressed Current) | Safe Suction (Euro)
ZARTRAN LLC | 150 PRIOR STATION ROAD | CEDARTOWN | Polk | 1150039 | 3 | [5 empty] | Removed from Ground | Gas (Historical Use) | 1000 | Cathodically Protected Steel | 1981-05-01 | Cathodically Protected
AL BROOKS CHEV-BUICK | 910 SOUTH MAIN ST | CEDARTOWN | Polk | 1150040 | 1 |  |  | TRUE |  | TRUE | Removed from Ground | Used Oil | 5000 | Bare Steel | 1966-05-04 | Galvanized Steel
AL BROOKS CHEV-BUICK | 910 SOUTH MAIN ST | CEDARTOWN | Polk | 1150040 | 2 | [5 empty] | Removed from Ground | Gas (Historical Use) | 1500 | Marked Unknown | 1986-04-29 | Unknown
AL BROOKS CHEV-BUICK | 910 SOUTH MAIN ST | CEDARTOWN | Polk | 1150040 | 3 | [5 empty] | Removed from Ground | Gas (Historical Use) | 5000 | Marked Unknown | 1986-04-29 | Unknown
FARMERS STORE | 2240 BUCHANAN HWY | CEDARTOWN | Polk | 1150041 | 1 |  | 1998-12-14 |  | 1998-12-14 |  | Removed from Ground | Gas (Historical Use) | 5000 | Unknown | 1982-04-30 | Cathodically Protected | Pressurized
FARMERS STORE | 2240 BUCHANAN HWY | CEDARTOWN | Polk | 1150041 | 2 |  | 1998-12-14 |  | 1998-12-14 |  | Removed from Ground | Gas (Historical Use) | 5000 | Unknown | 1982-04-30 | Cathodically Protected | Pressurized
FARMERS STORE | 2240 BUCHANAN HWY | CEDARTOWN | Polk | 1150041 | 3 | [5 empty] | Removed from Ground | Gas (Historical Use) | 5000 | Bare Steel | 1982-04-30 | Galvanized Steel | Suction (American)
FARMERS STORE | 2240 BUCHANAN HWY | CEDARTOWN | Polk | 1150041 | 4 | Ball Float | 2000-05-01 | FALSE | 2000-05-01 | FALSE | Currently in Use | Regular | 12000 | Composite | 2000-05-01 | Fiberglass Reinforced Plastic | Pressurized
FARMERS STORE | 2240 BUCHANAN HWY | CEDARTOWN | Polk | 1150041 | 5 | Ball Float | 2000-05-01 | FALSE | 2000-05-01 | FALSE | Currently in Use | Premium | 12000 | Composite | 2000-05-01 | Fiberglass Reinforced Plastic | Pressurized
LEEDS BUILDING PRODUCTS INC | 1335 SOUTH MAIN ST | CEDARTOWN | Polk | 1150043 | 1AST |  |  | FALSE |  | FALSE | Permanently Out of Use - historical purposes | Gas (Historical Use) | 500 | Bare Steel | 1966-04-26 | Bare Steel
LEEDS BUILDING PRODUCTS INC | 1335 SOUTH MAIN ST | CEDARTOWN | Polk | 1150043 | 2 | [5 empty] | Closed in Ground | Diesel | 1000 | Bare Steel | 1969-01-01 | Bare Steel
NO FACILITY NAME GIVEN | NATHAN DEAN BY PASS | ROCKMART | Polk | 1150044 | 1 | [5 empty] | Permanently Out of Use - historical purposes | Gas (Historical Use) | 6000 | Bare Steel |  | Unknown
NO FACILITY NAME GIVEN | NATHAN DEAN BY PASS | ROCKMART | Polk | 1150044 | 2 | [5 empty] | Permanently Out of Use - historical purposes | Diesel | 10000 | Bare Steel |  | Unknown
NO FACILITY NAME GIVEN | NATHAN DEAN BY PASS | ROCKMART | Polk | 1150044 | 3 | [5 empty] | Permanently Out of Use - historical purposes | Gas (Historical Use) | 1000 | Bare Steel |  | Unknown
NO FACILITY NAME GIVEN | NATHAN DEAN BY PASS | ROCKMART | Polk | 1150044 | 4 | [5 empty] | Permanently Out of Use - historical purposes | Diesel | 1000 | Bare Steel |  | Unknown
THE HON CO | 907 WEST AVE | CEDARTOWN | Polk | 1150046 | 1 | [5 empty] | Removed from Ground | Hazardous Substance | 3000 | Bare Steel | 1970-05-05 | Bare Steel
THE HON CO | 907 WEST AVE | CEDARTOWN | Polk | 1150046 | 2 | [5 empty] | Removed from Ground | Hazardous Substance | 3000 | Bare Steel | 1970-05-05 | Bare Steel
THE HON CO | 907 WEST AVE | CEDARTOWN | Polk | 1150046 | 3 | [5 empty] | Removed from Ground | Hazardous Substance | 3000 | Bare Steel | 1970-05-05 | Bare Steel
ROME INDUSTRIES INC | HWY 278 WEST | CEDARTOWN | Polk | 1150047 | 1 | [5 empty] | Removed from Ground | Gas (Historical Use) | 1000 | Marked Unknown | 1966-05-10 | Unknown
ROME INDUSTRIES INC | HWY 278 WEST | CEDARTOWN | Polk | 1150047 | 2 | [5 empty] | Removed from Ground | Other | 1500 | Bare Steel | 1971-05-09 | Not Marked
ROME INDUSTRIES INC | HWY 278 WEST | CEDARTOWN | Polk | 1150047 | 3 | [5 empty] | Removed from Ground | Other | 1500 | Bare Steel | 1971-05-09 | Not Marked
HENKEL CORP/DIAMOND SHAMROCK CHE | 701 WISSAHICKON AVE | CEDARTOWN | Polk | 1150048 | T-1 | [5 empty] | Removed from Ground | Gas (Historical Use) | 30000 | Cathodically Protected Steel | 1964-05-06 | Bare Steel
GA POWER/CEDARTOWN OPER HQ | 315 S SECOND ST | CEDARTOWN | Polk | 1150049 | A |  | 1994-01-05 |  | 1994-01-05 |  | Closed in Ground | Diesel | 10000 | Fiberglass | 1981-05-08 | Fiberglass Reinforced Plastic | Pressurized
GA POWER/CEDARTOWN OPER HQ | 315 S SECOND ST | CEDARTOWN | Polk | 1150049 | B | [5 empty] | Removed from Ground | Gas (Historical Use) | 6000 | Bare Steel | 1971-05-11 | Galvanized Steel | Pressurized
GA POWER/CEDARTOWN OPER HQ | 315 S SECOND ST | CEDARTOWN | Polk | 1150049 | L296064 | Overfill Alarm | 1991-08-08 | FALSE | 1991-08-08 | FALSE | Removed from Ground | Diesel | 10000 | Composite | 1991-08-08 | Fiberglass Reinforced Plastic | Pressurized
SMILEGAS/ROCKMART SELF SERVICE | 325 WEST ELM ST | ROCKMART | Polk | 1150050 | 1 | [5 empty] | Removed from Ground | Gas (Historical Use) | 4000 | Bare Steel | 1965-01-01 | Galvanized Steel | Pressurized
SMILEGAS/ROCKMART SELF SERVICE | 325 WEST ELM ST | ROCKMART | Polk | 1150050 | 2 | [5 empty] | Removed from Ground | Gas (Historical Use) | 4000 | Bare Steel | 1965-01-01 | Galvanized Steel | Pressurized
SMILEGAS/ROCKMART SELF SERVICE | 325 WEST ELM ST | ROCKMART | Polk | 1150050 | 3 | [5 empty] | Removed from Ground | Gas (Historical Use) | 1000 | Bare Steel | 1965-01-01 | Galvanized Steel | Pressurized
CHEVRON | 844 NORTH MAIN STREET | CEDARTOWN | Polk | 1150051 | 1 | Overfill Alarm | 1996-01-16 | FALSE | 1996-01-16 | FALSE | Temporarily out of use | Regular | 10000 | Steel-Impressed Current | 1986-05-07 | Fiberglass Reinforced Plastic | Pressurized
CHEVRON | 844 NORTH MAIN STREET | CEDARTOWN | Polk | 1150051 | 2 | Overfill Alarm | 1996-01-16 | FALSE | 1996-01-16 | FALSE | Temporarily out of use | Premium | 10000 | Steel-Impressed Current | 1986-05-07 | Fiberglass Reinforced Plastic | Pressurized
CHEVRON | 844 NORTH MAIN STREET | CEDARTOWN | Polk | 1150051 | 3 | Overfill Alarm | 1996-01-16 | FALSE | 1996-01-16 | FALSE | Temporarily out of use | Kerosene | 8000 | Steel-Impressed Current | 1986-05-07 | Fiberglass Reinforced Plastic | Pressurized
CHEVRON | 844 NORTH MAIN STREET | CEDARTOWN | Polk | 1150051 | 4 | Overfill Alarm | 1996-01-16 | FALSE | 1996-01-16 | FALSE | Temporarily out of use | Diesel | 8000 | Steel-Impressed Current | 1986-05-07 | Fiberglass Reinforced Plastic | Pressurized
PIRKLE AUTOMOTIVE | 208 WEST AVE | CEDARTOWN | Polk | 1150052 | 1 |  | 1998-10-05 |  | 1998-10-05 |  | Removed from Ground | Gas (Historical Use) | 3000 | Steel-Impressed Current | 1968-05-12 | Fiberglass Reinforced Plastic | Suction (American)
PIRKLE AUTOMOTIVE | 208 WEST AVE | CEDARTOWN | Polk | 1150052 | 2 |  | 1998-10-05 |  | 1998-10-05 |  | Removed from Ground | Gas (Historical Use) | 1000 | Steel-Impressed Current | 1968-05-12 | Fiberglass Reinforced Plastic | Suction (American)
PIRKLE AUTOMOTIVE | 208 WEST AVE | CEDARTOWN | Polk | 1150052 | 3 |  | 1998-10-05 |  | 1998-10-05 |  | Removed from Ground | Gas (Historical Use) | 3000 | Steel-Impressed Current | 1968-05-12 | Fiberglass Reinforced Plastic | Suction (American)
MCENTIRES PURE AUTO CENTER | 102 N MAIN ST | CEDARTOWN | Polk | 1150053 | 1 |  | 1998-10-05 |  | 1998-10-05 |  | Removed from Ground | Gas (Historical Use) | 10000 | Steel-Impressed Current | 1972-05-11 | Cathodically Protected | Pressurized
MCENTIRES PURE AUTO CENTER | 102 N MAIN ST | CEDARTOWN | Polk | 1150053 | 2 |  | 1998-10-05 |  | 1998-10-05 |  | Removed from Ground | Gas (Historical Use) | 10000 | Steel-Impressed Current | 1972-05-11 | Cathodically Protected | Pressurized
MCENTIRES PURE AUTO CENTER | 102 N MAIN ST | CEDARTOWN | Polk | 1150053 | 3 |  | 1998-10-05 |  | 1998-10-05 |  | Removed from Ground | Diesel | 4000 | Steel-Impressed Current | 1981-05-09 | Cathodically Protected | Pressurized
MCENTIRES PURE AUTO CENTER | 102 N MAIN ST | CEDARTOWN | Polk | 1150053 | 4 |  | 1998-10-05 |  | 1998-10-05 |  | Removed from Ground | Gas (Historical Use) | 4000 | Steel-Impressed Current | 1984-05-08 | Cathodically Protected | Suction (American)
MCENTIRES PURE AUTO CENTER | 102 N MAIN ST | CEDARTOWN | Polk | 1150053 | 5 |  | 1998-10-05 |  | 1998-10-05 |  | Removed from Ground | Gas (Historical Use) | 1000 | Cathodically Protected Steel | 1972-05-11 | Cathodically Protected
WOODS COUNTRY STORE | RT 2 HWY 27 | CEDARTOWN | Polk | 1150054 | 1 | [5 empty] | Removed from Ground | Gas (Historical Use) | 2000 | Bare Steel | 1968-05-12 | Bare Steel
WOODS COUNTRY STORE | RT 2 HWY 27 | CEDARTOWN | Polk | 1150054 | 2 | [5 empty] | Removed from Ground | Gas (Historical Use) | 1000 | Bare Steel | 1968-05-12 | Bare Steel
WOODS COUNTRY STORE | RT 2 HWY 27 | CEDARTOWN | Polk | 1150054 | 3 | [5 empty] | Removed from Ground | Gas (Historical Use) | 550 | Not Marked/Unknown | 1991-08-01 | Not Marked
ABANDONED - SLAUGHTERS GROCERY | 1280 SHILOH RD | ESOM HILL | Polk | 1150055 | 1 |  | 1998-05-14 |  | 1998-05-14 |  | Temporarily out of use | Gas (Historical Use) | 1000 | Bare Steel | 1981-05-09 | Double Walled | Suction (American)
ABANDONED - SLAUGHTERS GROCERY | 1280 SHILOH RD | ESOM HILL | Polk | 1150055 | 2 |  | 1998-05-14 |  | 1998-05-14 |  | Temporarily out of use | Gas (Historical Use) | 1000 | Bare Steel | 1981-05-09 | Double Walled | Suction (American)
CHAPMANS SUPERETTE | 1400 N PIEDMONT AVE | ROCKMART | Polk | 1150056 | 1 |  | 1998-06-16 |  | 1998-06-16 |  | Removed from Ground | Gas (Historical Use) | 1000 | Bare Steel | 1968-05-12 | Double Walled | Suction (American)
CHAPMANS SUPERETTE | 1400 N PIEDMONT AVE | ROCKMART | Polk | 1150056 | 2 |  | 1998-06-16 |  | 1998-06-16 |  | Removed from Ground | Gas (Historical Use) | 1000 | Bare Steel | 1968-05-12 | Double Walled | Suction (American)
CHAPMANS SUPERETTE | 1400 N PIEDMONT AVE | ROCKMART | Polk | 1150056 | 3 |  | 1998-06-16 |  | 1998-06-16 |  | Removed from Ground | Gas (Historical Use) | 1000 | Bare Steel | 1968-05-12 | Double Walled | Suction (American)
CHAPMANS SUPERETTE | 1400 N PIEDMONT AVE | ROCKMART | Polk | 1150056 | 4 |  | 1998-06-16 |  | 1998-06-16 |  | Removed from Ground | Diesel | 1000 | Bare Steel | 1968-05-12 | Double Walled | Suction (American)
CHAPMANS SUPERETTE | 1400 N PIEDMONT AVE | ROCKMART | Polk | 1150056 | 5 |  | 1998-06-16 |  | 1998-06-16 |  | Removed from Ground | Diesel | 550 | Bare Steel | 1968-05-12 | Double Walled | Suction (American)
FORMER GARRISON UNION 76 | 103 NORTH MARBLE ST | ROCKMART | Polk | 1150057 | 1 | [5 empty] | Removed from Ground | Gas (Historical Use) | 3000 | Bare Steel | 1969-05-12 | Bare Steel
FORMER GARRISON UNION 76 | 103 NORTH MARBLE ST | ROCKMART | Polk | 1150057 | 2 | [5 empty] | Removed from Ground | Gas (Historical Use) | 3000 | Bare Steel | 1969-05-12 | Bare Steel
FORMER GARRISON UNION 76 | 103 NORTH MARBLE ST | ROCKMART | Polk | 1150057 | 3 | [5 empty] | Removed from Ground | Gas (Historical Use) | 3000 | Bare Steel | 1969-05-12 | Bare Steel
FORMER GARRISON UNION 76 | 103 NORTH MARBLE ST | ROCKMART | Polk | 1150057 | 4 | [5 empty] | Removed from Ground | Gas (Historical Use) | 3000 | Bare Steel | 1969-05-12 | Bare Steel
FORMER GARRISON UNION 76 | 103 NORTH MARBLE ST | ROCKMART | Polk | 1150057 | 5 | [5 empty] | Removed from Ground | Gas (Historical Use) | 1000 | Bare Steel | 1969-05-12 | Bare Steel
FORMER GARRISON UNION 76 | 103 NORTH MARBLE ST | ROCKMART | Polk | 1150057 | 6 |  |  | FALSE |  | FALSE | Removed from Ground | Used Oil | 550 | Unknown | 1992-04-01 | Unknown
FORMER GARRISON UNION 76 | 103 NORTH MARBLE ST | ROCKMART | Polk | 1150057 | 7 |  |  | FALSE |  | FALSE | Removed from Ground | Kerosene | 550 | Unknown | 1992-04-01 | Unknown
SLAUGHTER SALES & GROC | RT 1 | CEDARTOWN | Polk | 1150058 | 1 | [5 empty] | Removed from Ground | Gas (Historical Use) | 1000 | Bare Steel | 1971-05-12 | Bare Steel
KALEM KWICK SERV | RT 3 | CEDARTOWN | Polk | 1150059 | 1 | [5 empty] | Permanently Out of Use - historical purposes | Gas (Historical Use) | 2000 | Bare Steel | 1982-05-09 | Bare Steel
KALEM KWICK SERV | RT 3 | CEDARTOWN | Polk | 1150059 | 2 | [5 empty] | Permanently Out of Use - historical purposes | Gas (Historical Use) | 2000 | Bare Steel | 1982-05-09 | Bare Steel
KALEM KWICK SERV | RT 3 | CEDARTOWN | Polk | 1150059 | 3 | [5 empty] | Permanently Out of Use - historical purposes | Gas (Historical Use) | 2000 | Bare Steel | 1982-05-09 | Galvanized Steel
SENEY PACKAGE STORE | RT 1 | ARAGON | Polk | 1150061 | 1 | [5 empty] | Permanently Out of Use - historical purposes | Gas (Historical Use) | 1000 | Bare Steel | 1981-05-09 | Bare Steel
SENEY PACKAGE STORE | RT 1 | ARAGON | Polk | 1150061 | 2 | [5 empty] | Permanently Out of Use - historical purposes | Gas (Historical Use) | 2000 | Bare Steel | 1981-05-09 | Bare Steel
ABANDONED - MICHAEL TODD NORRIS | 704 S MAIN ST | CEDARTOWN | Polk | 1150063 | 1 |  | 1998-05-21 |  | 1998-05-21 |  | Temporarily out of use | Gas (Historical Use) | 1000 | Not Marked/Unknown | 1968-05-12 | Double Walled | Suction (American)
ABANDONED - MICHAEL TODD NORRIS | 704 S MAIN ST | CEDARTOWN | Polk | 1150063 | 2 |  | 1998-05-21 |  | 1998-05-21 |  | Temporarily out of use | Gas (Historical Use) | 1000 | Not Marked/Unknown | 1968-05-12 | Double Walled | Suction (American)
ABANDONED - MICHAEL TODD NORRIS | 704 S MAIN ST | CEDARTOWN | Polk | 1150063 | 3 |  | 1998-05-21 |  | 1998-05-21 |  | Temporarily out of use | Gas (Historical Use) | 1000 | Not Marked/Unknown | 1968-05-12 | Double Walled | Suction (American)
SOUTHERN SALES PINION / NAHAL INC | 3150 ROME HWY | ARAGON | Polk | 1150064 | 1 | Flapper Valve | 1998-11-20 | FALSE | 1998-11-20 | FALSE | Temporarily out of use | Diesel | 4000 | Steel-Impressed Current | 1998-11-20 | Steel (Impressed Current) | Pressurized
SOUTHERN SALES PINION / NAHAL INC | 3150 ROME HWY | ARAGON | Polk | 1150064 | 2 | Flapper Valve | 1998-11-20 | FALSE | 1998-11-20 | FALSE | Currently in Use |  | 3000 | Steel-Impressed Current | 1998-11-20 | Steel (Impressed Current) | Suction (American)
SOUTHERN SALES PINION / NAHAL INC | 3150 ROME HWY | ARAGON | Polk | 1150064 | 3 | Flapper Valve | 1998-11-20 | FALSE | 1998-11-20 | FALSE | Currently in Use |  | 6000 | Steel-Impressed Current | 1998-11-20 | Steel (Impressed Current) | Suction (American)
SOUTHERN SALES PINION / NAHAL INC | 3150 ROME HWY | ARAGON | Polk | 1150064 | 4 | Flapper Valve | 1998-11-20 | FALSE | 1998-11-20 | FALSE | Temporarily out of use |  | 8000 | Steel-Impressed Current | 1998-11-20 | Steel (Impressed Current) | Suction (American)
BUY LOW BUILDING | 55 MORGAN VALLEY ROAD | ROCKMART | Polk | 1150065 | 1 | [5 empty] | Removed from Ground | Gas (Historical Use) | 6000 | Bare Steel | 1971-05-12 | Bare Steel
BUY LOW BUILDING | 55 MORGAN VALLEY ROAD | ROCKMART | Polk | 1150065 | 2 | [5 empty] | Removed from Ground | Gas (Historical Use) | 6000 | Bare Steel | 1971-05-12 | Bare Steel
HALE MFG | LAFAYETTE ST | CEDARTOWN | Polk | 1150068 | 1 | [5 empty] | Removed from Ground | Diesel | 3000 | Bare Steel | 1978-01-01 | Bare Steel
PEEK HIGHTOWER LUMBER CO | 213 MAIN ST | CEDARTOWN | Polk | 1150073 | 1 | [5 empty] | Removed from Ground | Gas (Historical Use) | 1000 | Bare Steel | 1979-05-10 | Bare Steel
GA KRAFT CO | LOUVERN RD | CEDARTOWN | Polk | 1150075 | 1 | [5 empty] | Removed from Ground | Gas (Historical Use) | 1000 | Bare Steel | 1974-05-11 | Bare Steel
GA KRAFT CO | LOUVERN RD | CEDARTOWN | Polk | 1150075 | 2 | [5 empty] | Removed from Ground | Gas (Historical Use) | 1000 | Bare Steel | 1974-05-11 | Bare Steel
H E HENNIGH INC | 209 WARE ST | CEDARTOWN | Polk | 1150076 | 1 | [5 empty] | Permanently Out Of Use | Gas (Historical Use) | 1000 | Bare Steel | 1971-05-12 | Bare Steel | Suction (American)
CLOSED | 435 ELM ST | ROCKMART | Polk | 1150078 | 1 | [5 empty] | Removed from Ground | Empty | 1000 | Bare Steel | 1961-05-14 | Galvanized Steel
CLOSED | 435 ELM ST | ROCKMART | Polk | 1150078 | 2 | [5 empty] | Removed from Ground | Empty | 500 | Bare Steel | 1961-05-14 | Galvanized Steel
ROCKMART TEXACO | 20 MORGAN VALLEY RD | ROCKMART | Polk | 1150079 | 1 | [5 empty] | Permanently Out of Use - historical purposes | Gas (Historical Use) | 6000 | Bare Steel | 1983-05-09 | Galvanized Steel
ROCKMART TEXACO | 20 MORGAN VALLEY RD | ROCKMART | Polk | 1150079 | 2 | [5 empty] | Permanently Out of Use - historical purposes | Gas (Historical Use) | 3000 | Bare Steel | 1960-05-14 | Galvanized Steel
ROCKMART TEXACO | 20 MORGAN VALLEY RD | ROCKMART | Polk | 1150079 | 3 | [5 empty] | Permanently Out of Use - historical purposes | Gas (Historical Use) | 2000 | Bare Steel | 1960-05-14 | Galvanized Steel
ROCKMART TEXACO | 20 MORGAN VALLEY RD | ROCKMART | Polk | 1150079 | 4 | [5 empty] | Permanently Out of Use - historical purposes | Diesel | 1000 | Bare Steel | 1960-05-14 | Galvanized Steel
BIG H GROCERY | 534 JEFFERSON ST | CEDARTOWN | Polk | 1150082 | 1 | [5 empty] | Removed from Ground | Gas (Historical Use) | 4000 | Bare Steel | 1979-05-10 | Galvanized Steel | Suction (American)
BIG H GROCERY | 534 JEFFERSON ST | CEDARTOWN | Polk | 1150082 | 2 | [5 empty] | Removed from Ground | Gas (Historical Use) | 4000 | Bare Steel | 1979-05-10 | Galvanized Steel | Suction (American)
BIG H GROCERY | 534 JEFFERSON ST | CEDARTOWN | Polk | 1150082 | 3 | [5 empty] | Removed from Ground | Gas (Historical Use) | 4000 | Bare Steel | 1979-05-10 | Galvanized Steel | Suction (American)
HUMZA INC | 724 S MAIN ST | CEDARTOWN | Polk | 1150083 | 1 | Ball Float | 1998-07-23 | FALSE | 1998-07-23 | FALSE | Currently in Use | Regular | 8000 | Steel-Impressed Current | 1984-05-05 | Fiberglass Reinforced Plastic | Pressurized
HUMZA INC | 724 S MAIN ST | CEDARTOWN | Polk | 1150083 | 2 | Ball Float | 1998-07-23 | FALSE | 1998-07-23 | FALSE | Currently in Use | Regular | 8000 | Steel-Impressed Current | 1984-05-05 | Fiberglass Reinforced Plastic | Pressurized
HUMZA INC | 724 S MAIN ST | CEDARTOWN | Polk | 1150083 | 3 | Ball Float | 1998-07-23 | FALSE | 1998-07-23 | FALSE | Currently in Use | Gas (Historical Use) | 6000 | Steel-Impressed Current | 1984-05-05 | Fiberglass Reinforced Plastic | Pressurized
HUMZA INC | 724 S MAIN ST | CEDARTOWN | Polk | 1150083 | 4 | Ball Float | 1998-07-23 | FALSE | 1998-07-23 | FALSE | Currently in Use | Diesel | 6000 | Steel-Impressed Current | 1984-05-05 | Fiberglass Reinforced Plastic | Pressurized
HUMZA INC | 724 S MAIN ST | CEDARTOWN | Polk | 1150083 | 5 | Flapper Valve | 1990-10-25 | FALSE | 1990-10-25 | FALSE | Currently in Use | Kerosene | 2000 | Galvanic (STIP-3) | 1988-01-01 | Fiberglass Reinforced Plastic | Suction (American)
AT&T | OFF OF US HWY 411 WEST | CAVE SPRING | Polk | 1150084 | 1 | [5 empty] | Removed from Ground | Kerosene | 2000 | Bare Steel | 1985-01-01 | Unknown
DANNY KINES | RT 3 PRIOR STATION RD | CEDARTOWN | Polk | 1150086 | 1 | [5 empty] | Removed from Ground | Gas (Historical Use) | 2000 | Bare Steel | 1978-05-10 | Galvanized Steel
DANNY KINES | RT 3 PRIOR STATION RD | CEDARTOWN | Polk | 1150086 | 2 | [5 empty] | Removed from Ground | Gas (Historical Use) | 2000 | Bare Steel | 1978-05-10 | Galvanized Steel
DANNY KINES | RT 3 PRIOR STATION RD | CEDARTOWN | Polk | 1150086 | 3 | [5 empty] | Removed from Ground | Gas (Historical Use) | 2000 | Bare Steel | 1978-05-10 | Galvanized Steel
DANNY KINES | RT 3 PRIOR STATION RD | CEDARTOWN | Polk | 1150086 | 4 | [5 empty] | Removed from Ground | Diesel | 4000 | Bare Steel | 1983-05-09 | Galvanized Steel
TOP BRASS AUTO RENTALS AND SALES | 905 EAST AVE | CEDARTOWN | Polk | 1150088 | 1 | [5 empty] | Removed from Ground | Gas (Historical Use) | 3000 | Bare Steel | 1966-05-13 | Galvanized Steel
TOP BRASS AUTO RENTALS AND SALES | 905 EAST AVE | CEDARTOWN | Polk | 1150088 | 2 | [5 empty] | Removed from Ground | Gas (Historical Use) | 3000 | Bare Steel | 1966-05-13 | Galvanized Steel
TOP BRASS AUTO RENTALS AND SALES | 905 EAST AVE | CEDARTOWN | Polk | 1150088 | 3 | [5 empty] | Removed from Ground | Gas (Historical Use) | 1000 | Bare Steel | 1966-05-13 | Galvanized Steel
TOP BRASS AUTO RENTALS AND SALES | 905 EAST AVE | CEDARTOWN | Polk | 1150088 | 4 |  |  | TRUE |  | TRUE | Removed from Ground | Used Oil | 500 | Bare Steel | 1991-11-01 | Secondary Containment
TOP BRASS AUTO RENTALS AND SALES | 905 EAST AVE | CEDARTOWN | Polk | 1150088 | 5 |  |  | TRUE |  | TRUE | Removed from Ground | Used Oil | 500 | Bare Steel | 1991-11-01 | Secondary Containment
BARRETTS USED CARS/ANDREWS SVC C | 557 NORTH MAIN ST | CEDARTOWN | Polk | 1150089 | 1 | [5 empty] | Removed from Ground | Gas (Historical Use) | 8000 | Bare Steel | 1961-05-14 | Galvanized Steel
BARRETTS USED CARS/ANDREWS SVC C | 557 NORTH MAIN ST | CEDARTOWN | Polk | 1150089 | 2 | [5 empty] | Removed from Ground | Gas (Historical Use) | 4000 | Bare Steel | 1961-05-14 | Galvanized Steel
BARRETTS USED CARS/ANDREWS SVC C | 557 NORTH MAIN ST | CEDARTOWN | Polk | 1150089 | 3 | [5 empty] | Removed from Ground | Gas (Historical Use) | 4000 | Bare Steel | 1961-05-14 | Galvanized Steel
BARRETTS USED CARS/ANDREWS SVC C | 557 NORTH MAIN ST | CEDARTOWN | Polk | 1150089 | 4 | [5 empty] | Removed from Ground | Gas (Historical Use) | 2000 | Bare Steel | 1961-05-14 | Galvanized Steel
CHAPMAN'S SHOPPETTE | 1450 S MAIN STREET | CEDARTOWN | Polk | 1150090 | 1 | Flapper Valve | 1998-11-01 |  | 1998-11-01 |  | Removed from Ground | Gas (Historical Use) | 4000 | Steel-Impressed Current | 1998-11-01 | Steel (Impressed Current) | Suction (American)
CHAPMAN'S SHOPPETTE | 1450 S MAIN STREET | CEDARTOWN | Polk | 1150090 | 2 | Flapper Valve | 1998-11-01 |  | 1998-11-01 |  | Removed from Ground | Gas (Historical Use) | 4000 | Steel-Impressed Current | 1998-11-01 | Steel (Impressed Current) | Suction (American)
CHAPMAN'S SHOPPETTE | 1450 S MAIN STREET | CEDARTOWN | Polk | 1150090 | 3A | Ball Float | 2006-06-02 | FALSE | 2006-06-02 | FALSE | Currently in Use | Gas (Historical Use) | 10000 | Composite | 2006-05-30 | Flex | Pressurized
CHAPMAN'S SHOPPETTE | 1450 S MAIN STREET | CEDARTOWN | Polk | 1150090 | 3B | Ball Float | 2006-06-02 | FALSE | 2006-06-02 | FALSE | Currently in Use | Gas (Historical Use) | 5000 | Composite | 2006-05-30 | Flex | Pressurized
HARIZ INC | 804 E AVE | CEDARTOWN | Polk | 1150091 | 1 | Ball Float | 1998-10-19 | FALSE | 1998-10-19 | FALSE | Currently in Use | Regular | 10000 | Steel-Impressed Current | 1979-05-10 | Flex | Pressurized
HARIZ INC | 804 E AVE | CEDARTOWN | Polk | 1150091 | 2 | Ball Float | 1998-10-19 | FALSE | 1998-10-19 | FALSE | Temporarily out of use | Premium | 8000 | Steel-Impressed Current | 1979-05-10 | Flex | Pressurized
HARIZ INC | 804 E AVE | CEDARTOWN | Polk | 1150091 | 3 | Ball Float | 1998-10-19 | FALSE | 1998-10-19 | FALSE | Temporarily out of use | Plus | 10000 | Steel-Impressed Current | 1979-05-10 | Fiberglass Reinforced Plastic | Pressurized
MOUNTAIN EXPRESS #051 | 502 ADAMSON RD | CEDARTOWN | Polk | 1150092 | 1 | Flapper Valve | 1995-12-21 | FALSE | 1995-12-21 | FALSE | Currently in Use | Regular | 4000 | Steel-Impressed Current | 1979-05-10 | Fiberglass Reinforced Plastic | Pressurized
MOUNTAIN EXPRESS #051 | 502 ADAMSON RD | CEDARTOWN | Polk | 1150092 | 2 | Flapper Valve | 1995-12-21 | FALSE | 1995-12-21 | FALSE | Currently in Use | Regular | 4000 | Steel-Impressed Current | 1979-05-10 | Fiberglass Reinforced Plastic | Pressurized
MOUNTAIN EXPRESS #051 | 502 ADAMSON RD | CEDARTOWN | Polk | 1150092 | 3 | Flapper Valve | 1995-12-21 | FALSE | 1995-12-21 | FALSE | Currently in Use | Premium | 4000 | Steel-Impressed Current | 1979-05-10 | Fiberglass Reinforced Plastic | Pressurized
CSX | GIBSON ST/SG623.3 MP | CEDARTOWN | Polk | 1150093 | 1 | [5 empty] | Removed from Ground | Gas (Historical Use) | 280 | Bare Steel | 1950-05-17 | Bare Steel
CSX | GIBSON ST/SG623.3 MP | CEDARTOWN | Polk | 1150093 | 2 | [5 empty] | Removed from Ground | Gas (Historical Use) | 280 | Bare Steel | 1950-05-17 | Bare Steel
CSX TRANSPORTATION/SEABOARD SYST | 485 SOUTH MARBLE ST | ROCKMART | Polk | 1150094 | 22 | [5 empty] | Removed from Ground | Gas (Historical Use) | 250 | Bare Steel | 1980-05-09 | Bare Steel
CSX TRANSPORTATION/SEABOARD SYST | 485 SOUTH MARBLE ST | ROCKMART | Polk | 1150094 | 44 | [5 empty] | Removed from Ground | Gas (Historical Use) | 250 | Bare Steel | 1980-05-09 | Bare Steel
WOLFE GROCERY | 150 NEW PROSPECT RD | ARAGON | Polk | 1150096 | 1 | Flapper Valve | 2007-04-07 | FALSE | 1998-08-31 | FALSE | Currently in Use | Regular | 8000 | Steel-Impressed Current | 1982-05-09 | Steel (Impressed Current) | Pressurized
WOLFE GROCERY | 150 NEW PROSPECT RD | ARAGON | Polk | 1150096 | 2 | Flapper Valve | 2007-04-07 | FALSE | 1998-08-31 | FALSE | Currently in Use | Plus | 8000 | Steel-Impressed Current | 1982-05-09 | Steel (Impressed Current) | Pressurized
WOLFE GROCERY | 150 NEW PROSPECT RD | ARAGON | Polk | 1150096 | 3 | Flapper Valve | 2007-04-07 | FALSE | 1998-08-31 | FALSE | Currently in Use | Premium | 8000 | Steel-Impressed Current | 1982-05-09 | Steel (Impressed Current) | Pressurized
WOLFE GROCERY | 150 NEW PROSPECT RD | ARAGON | Polk | 1150096 | 4 | Flapper Valve | 2007-04-07 | FALSE | 1998-08-31 | FALSE | Currently in Use | Diesel | 8000 | Steel-Impressed Current | 1982-05-09 | Steel (Impressed Current) | Pressurized
ARAGON SHELL | HWY 101/RT 1 PORTLAND RD | ARAGON | Polk | 1150097 | 1 | [5 empty] | Removed from Ground | Gas (Historical Use) | 3000 | Bare Steel | 1974-05-10 | Galvanized Steel
ARAGON SHELL | HWY 101/RT 1 PORTLAND RD | ARAGON | Polk | 1150097 | 2 | [5 empty] | Removed from Ground | Gas (Historical Use) | 2000 | Bare Steel | 1974-05-10 | Galvanized Steel
ARAGON SHELL | HWY 101/RT 1 PORTLAND RD | ARAGON | Polk | 1150097 | 3 | [5 empty] | Removed from Ground | Gas (Historical Use) | 0 | Bare Steel | 1971-05-11 | Galvanized Steel
ARAGON SHELL | HWY 101/RT 1 PORTLAND RD | ARAGON | Polk | 1150097 | 4 | [5 empty] | Removed from Ground | Empty | 500 | Bare Steel | 1971-05-11 | Galvanized Steel
GOLD KIST STORE | 403 FURNACE RD | CEDARTOWN | Polk | 1150098 | 1 | [5 empty] | Removed from Ground | Empty | 500 | Bare Steel | 1971-05-11 | Unknown
DAWSON SUPERETTE | HWY 278 W CEDARTOWN HWY | ROCKMART | Polk | 1150099 | 1 |  | 1999-01-01 |  | 1999-01-01 |  | Removed from Ground | Gas (Historical Use) | 6000 | Steel-Impressed Current | 1975-05-10 | Fiberglass Reinforced Plastic | Pressurized
DAWSON SUPERETTE | HWY 278 W CEDARTOWN HWY | ROCKMART | Polk | 1150099 | 2 |  | 1999-01-01 |  | 1999-01-01 |  | Removed from Ground | Gas (Historical Use) | 4000 | Steel-Impressed Current | 1975-05-10 | Fiberglass Reinforced Plastic | Pressurized
DAWSON SUPERETTE | HWY 278 W CEDARTOWN HWY | ROCKMART | Polk | 1150099 | 3 |  | 1999-01-01 |  | 1999-01-01 |  | Removed from Ground | Gas (Historical Use) | 4000 | Steel-Impressed Current | 1975-05-10 | Fiberglass Reinforced Plastic | Pressurized
HI TECH QUICK MART | 710 W ELM ST | ROCKMART | Polk | 1150100 | 1 | [5 empty] | Removed from Ground | Gas (Historical Use) | 6000 | Bare Steel | 1975-05-10 | Galvanized Steel | Safe Suction (Euro)
HI TECH QUICK MART | 710 W ELM ST | ROCKMART | Polk | 1150100 | 2 | [5 empty] | Removed from Ground | Gas (Historical Use) | 6000 | Bare Steel | 1975-05-10 | Galvanized Steel | Safe Suction (Euro)
HI TECH QUICK MART | 710 W ELM ST | ROCKMART | Polk | 1150100 | 3 | [5 empty] | Removed from Ground | Gas (Historical Use) | 4000 | Bare Steel | 1975-05-10 | Galvanized Steel | Safe Suction (Euro)
HI TECH QUICK MART | 710 W ELM ST | ROCKMART | Polk | 1150100 | 4A | Ball Float | 1996-03-01 | FALSE | 1996-03-01 | FALSE | Currently in Use | Regular | 8000 | Composite | 1996-03-01 | Fiberglass Reinforced Plastic | Pressurized
HI TECH QUICK MART | 710 W ELM ST | ROCKMART | Polk | 1150100 | 4B | Ball Float | 1996-03-01 | FALSE | 1996-03-01 | FALSE | Currently in Use | Premium | 12000 | Composite | 1996-03-01 | Fiberglass Reinforced Plastic | Pressurized
CHAMBERS OF GA INC CEDARTOWN DIV | 2097 US HWY 27 SOUTH | CEDARTOWN | Polk | 1150101 | 1 | [5 empty] | Closed in Ground | Diesel | 2000 | Bare Steel | 1978-05-09 | Galvanized Steel | Safe Suction (Euro)
CHAMBERS OF GA INC CEDARTOWN DIV | 2097 US HWY 27 SOUTH | CEDARTOWN | Polk | 1150101 | 2 | [5 empty] | Closed in Ground | Diesel | 2000 | Bare Steel | 1978-05-09 | Galvanized Steel | Safe Suction (Euro)
GARY LINDSEY | 613 SOUTH MAIN ST | CEDARTOWN | Polk | 1150102 | 1 | [5 empty] | Removed from Ground | Empty | 2000 | Bare Steel | 1979-05-09 | Galvanized Steel
GARY LINDSEY | 613 SOUTH MAIN ST | CEDARTOWN | Polk | 1150102 | 2 | [5 empty] | Removed from Ground | Empty | 1000 | Bare Steel | 1950-05-16 | Galvanized Steel
GARY LINDSEY | 613 SOUTH MAIN ST | CEDARTOWN | Polk | 1150102 | 3 | [5 empty] | Removed from Ground | Empty | 1000 | Bare Steel | 1950-05-16 | Galvanized Steel
GARY LINDSEY | 613 SOUTH MAIN ST | CEDARTOWN | Polk | 1150102 | 4 | [5 empty] | Removed from Ground | Empty | 1000 | Bare Steel | 1950-05-16 | Galvanized Steel
CEDARTOWN FOOD MART | 101 N MAIN ST | CEDARTOWN | Polk | 1150104 | 1 | [5 empty] | Removed from Ground | Gas (Historical Use) | 10000 | Bare Steel | 1980-05-08 | Galvanized Steel | Pressurized
CEDARTOWN FOOD MART | 101 N MAIN ST | CEDARTOWN | Polk | 1150104 | 2 | [5 empty] | Removed from Ground | Gas (Historical Use) | 6000 | Bare Steel | 1970-05-11 | Galvanized Steel | Pressurized
CEDARTOWN FOOD MART | 101 N MAIN ST | CEDARTOWN | Polk | 1150104 | 3 | [5 empty] | Removed from Ground | Gas (Historical Use) | 4000 | Bare Steel | 1970-05-11 | Galvanized Steel | Pressurized
CEDARTOWN FOOD MART | 101 N MAIN ST | CEDARTOWN | Polk | 1150104 | 4 | [5 empty] | Removed from Ground | Diesel | 3000 | Bare Steel | 1970-05-11 | Galvanized Steel | Suction (American)
CEDARTOWN FOOD MART | 101 N MAIN ST | CEDARTOWN | Polk | 1150104 | 5 | Ball Float | 1997-06-01 | FALSE | 1997-06-01 | FALSE | Currently in Use | Premium | 12000 | Composite | 1997-06-08 |  | Pressurized
CEDARTOWN FOOD MART | 101 N MAIN ST | CEDARTOWN | Polk | 1150104 | 6 | Ball Float | 1997-06-01 | FALSE | 1997-06-01 | FALSE | Currently in Use | Regular | 12000 | Composite | 1997-06-08 |  | Pressurized
CEDARTOWN FOOD MART | 101 N MAIN ST | CEDARTOWN | Polk | 1150104 | 7 | Ball Float | 1997-06-01 | FALSE | 1997-06-01 | FALSE | Currently in Use | Diesel | 10000 | Composite | 1997-06-08 |  | Pressurized
RACEWAY SERVICE STATION #652 | 1410 S. MAIN ST | CEDARTOWN | Polk | 1150105 | 1 | [5 empty] | Removed from Ground | Gas (Historical Use) | 8084 | Bare Steel | 1972-05-11 | Unknown
RACEWAY SERVICE STATION #652 | 1410 S. MAIN ST | CEDARTOWN | Polk | 1150105 | 2 | [5 empty] | Removed from Ground | Gas (Historical Use) | 8084 | Bare Steel | 1972-05-11 | Unknown
FLEET FOODMART | 1016 EAST AVE | CEDARTOWN | Polk | 1150106 | 1 | [5 empty] | Removed from Ground | Gas (Historical Use) | 6000 | Bare Steel | 1971-05-12 | Galvanized Steel | Suction (American)
FLEET FOODMART | 1016 EAST AVE | CEDARTOWN | Polk | 1150106 | 2 | [5 empty] | Removed from Ground | Gas (Historical Use) | 6000 | Bare Steel | 1971-05-12 | Galvanized Steel | Suction (American)
FLEET FOODMART | 1016 EAST AVE | CEDARTOWN | Polk | 1150106 | 3 | [5 empty] | Removed from Ground | Gas (Historical Use) | 6000 | Bare Steel | 1971-05-12 | Galvanized Steel | Suction (American)
FLEET FOODMART | 1016 EAST AVE | CEDARTOWN | Polk | 1150106 | 4 | [5 empty] | Removed from Ground | Gas (Historical Use) | 4000 | Bare Steel | 1971-05-12 | Galvanized Steel | Suction (American)
FLEET FOODMART | 1016 EAST AVE | CEDARTOWN | Polk | 1150106 | 5 | Ball Float | 1998-02-02 | FALSE | 1998-02-02 | FALSE | Currently in Use | Regular | 10000 | Fiberglass Double Walled | 1998-01-29 | Fiberglass Reinforced Plastic | Pressurized
FLEET FOODMART | 1016 EAST AVE | CEDARTOWN | Polk | 1150106 | 6A | Ball Float | 1998-02-02 | FALSE | 1998-02-02 | FALSE | Currently in Use | Diesel On Road | 4000 | Fiberglass Double Walled | 1998-01-29 | Fiberglass Reinforced Plastic | Pressurized
FLEET FOODMART | 1016 EAST AVE | CEDARTOWN | Polk | 1150106 | 6B | Ball Float | 1998-02-02 | FALSE | 1998-02-02 | FALSE | Currently in Use | Premium | 4000 | Fiberglass Double Walled | 1998-01-29 | Fiberglass Reinforced Plastic | Pressurized
FLEET FOODMART | 1016 EAST AVE | CEDARTOWN | Polk | 1150106 | 6C | Ball Float | 1998-02-02 | FALSE | 1998-02-02 | FALSE | Currently in Use | E-0 | 2000 | Fiberglass Double Walled | 1998-01-29 | Fiberglass Reinforced Plastic | Pressurized
DUKE ICE CO | ALABAMA RD | CEDARTOWN | Polk | 1150107 | 1 | [5 empty] | Removed from Ground | Gas (Historical Use) | 4008 | Bare Steel |  | Galvanized Steel
DUKE ICE CO | ALABAMA RD | CEDARTOWN | Polk | 1150107 | 2 | [5 empty] | Closed in Ground | Gas (Historical Use) | 4008 | Bare Steel | 1987-01-01 | Galvanized Steel
BST/CDTWGAWC R3425 | 300 HENDERSON ST | CEDARTOWN | Polk | 1150112 | 1 | [5 empty] | Removed from Ground | Gas (Historical Use) | 12000 | Bare Steel | 1980-01-03 | Unknown | Pressurized
BST/CEDARTOWN CO/R3405 | 216 S COLLEGE ST | CEDARTOWN | Polk | 1150113 | 1 | [5 empty] | Permanently Out of Use - historical purposes | Other | 1000 | Bare Steel | 1969-01-10 | Copper | Suction (American)
BST/CEDARTOWN CO/R3405 | 216 S COLLEGE ST | CEDARTOWN | Polk | 1150113 | 2 | Overfill Alarm | 1996-02-21 |  | 1996-02-21 |  | Currently in Use | Diesel | 1000 | Fiberglass Double Walled | 1996-02-21 | Copper | Suction (American)
BELLSOUTH TELECOMMUNICATIONS ROC | 333 E ELM ST | ROCKMART | Polk | 1150114 | 1 | [5 empty] | Removed from Ground | Other | 1000 | Bare Steel | 1979-01-01 | Copper | Suction (American)
M&M GROCERY | 4404 BUCHANAN HWY #27 | BUCHANAN | Polk | 1150115 | 1 | [5 empty] | Removed from Ground | Gas (Historical Use) | 1000 | Bare Steel | 1971-05-12 | Galvanized Steel | Safe Suction (Euro)
M&M GROCERY | 4404 BUCHANAN HWY #27 | BUCHANAN | Polk | 1150115 | 2 | [5 empty] | Removed from Ground | Gas (Historical Use) | 1000 | Bare Steel | 1971-05-12 | Galvanized Steel | Safe Suction (Euro)
M&M GROCERY | 4404 BUCHANAN HWY #27 | BUCHANAN | Polk | 1150115 | 3 | [5 empty] | Removed from Ground | Gas (Historical Use) | 1000 | Bare Steel | 1971-05-12 | Galvanized Steel | Safe Suction (Euro)
M&M GROCERY | 4404 BUCHANAN HWY #27 | BUCHANAN | Polk | 1150115 | 4 | Ball Float | 1998-10-01 |  | 1998-10-01 |  | Temporarily out of use | Gas (Historical Use) | 6000 | Galvanic (STIP-3) | 1986-05-09 | Fiberglass Reinforced Plastic | Pressurized
M&M GROCERY | 4404 BUCHANAN HWY #27 | BUCHANAN | Polk | 1150115 | 5 | Ball Float | 1998-10-01 |  | 1998-10-01 |  | Temporarily out of use | Gas (Historical Use) | 6000 | Galvanic (STIP-3) | 1986-05-09 | Fiberglass Reinforced Plastic | Pressurized
AMERICAN ESTATE HOLDING LLC | 1327 SOUTH MAIN ST | CEDARTOWN | Polk | 1150116 | 1 | Flapper Valve | 1996-10-01 | FALSE | 1996-10-01 | FALSE | Currently in Use | Gas (Historical Use) | 4000 | Steel-Impressed Current | 1979-05-15 | Steel (Impressed Current) | Pressurized
AMERICAN ESTATE HOLDING LLC | 1327 SOUTH MAIN ST | CEDARTOWN | Polk | 1150116 | 2 | Flapper Valve | 1996-10-01 | FALSE | 1996-10-01 | FALSE | Temporarily out of use | Gas (Historical Use) | 4000 | Steel-Impressed Current | 1979-05-15 | Steel (Impressed Current) | Pressurized
AMERICAN ESTATE HOLDING LLC | 1327 SOUTH MAIN ST | CEDARTOWN | Polk | 1150116 | 3 | Flapper Valve | 1996-10-01 | FALSE | 1996-10-01 | FALSE | Temporarily out of use | Gas (Historical Use) | 4000 | Steel-Impressed Current | 1979-05-15 | Steel (Impressed Current) | Pressurized
AMERICAN ESTATE HOLDING LLC | 1327 SOUTH MAIN ST | CEDARTOWN | Polk | 1150116 | 4 | Flapper Valve | 1996-10-01 | FALSE | 1996-10-01 | FALSE | Currently in Use | Gas (Historical Use) | 4000 | Steel-Impressed Current | 1979-05-15 | Steel (Impressed Current) | Pressurized
AMERICAN ESTATE HOLDING LLC | 1327 SOUTH MAIN ST | CEDARTOWN | Polk | 1150116 | 5 | Flapper Valve | 1996-10-01 | FALSE | 1996-10-01 | FALSE | Temporarily out of use | Gas (Historical Use) | 4000 | Steel-Impressed Current | 1979-05-15 | Steel (Impressed Current) | Pressurized
CEDARTOWN COCA-COLA BOTTLING CO | 520 10TH ST | CEDARTOWN | Polk | 1150117 | 1 | [5 empty] | Removed from Ground | Diesel | 5000 | Bare Steel | 1988-07-05 | Galvanized Steel
PETROMART #109 | 149 CHURCH ST | TAYLORSVILLE | Polk | 1150118 | 1-REG | Ball Float | 1986-07-15 | FALSE | 1986-07-15 | FALSE | Currently in Use | Regular | 10000 | STIP-3/Impressed Current | 1986-07-15 | Steel (Impressed Current) | Pressurized
PETROMART #109 | 149 CHURCH ST | TAYLORSVILLE | Polk | 1150118 | 2-UNL | Ball Float | 1986-07-15 | FALSE | 1986-07-15 | FALSE | Currently in Use | Premium | 8000 | STIP-3/Impressed Current | 1986-07-15 | Steel (Impressed Current) | Pressurized
PETROMART #109 | 149 CHURCH ST | TAYLORSVILLE | Polk | 1150118 | 3-SUL | Ball Float | 1986-07-15 | FALSE | 1986-07-15 | FALSE | Currently in Use | Plus | 8000 | STIP-3/Impressed Current | 1986-07-15 | Steel (Impressed Current) | Pressurized
PETROMART #109 | 149 CHURCH ST | TAYLORSVILLE | Polk | 1150118 | 4-KEROSEN |  | 1986-07-15 | FALSE | 1986-07-15 | FALSE | Temporarily out of use | Kerosene | 1000 | Composite | 1986-07-15 | Cathodically Protected | Safe Suction (Euro)
PETROMART #109 | 149 CHURCH ST | TAYLORSVILLE | Polk | 1150118 | 5 | Flapper Valve | 1986-07-15 | FALSE | 1986-07-15 | FALSE | Currently in Use | Diesel | 6000 | STIP-3/Impressed Current | 1986-07-15 | Steel (Impressed Current) | Safe Suction (Euro)
FRANKS CLEAN UP SHOP | ELM ST & BLUFF ST | ROCKMART | Polk | 1150119 | 1 | [5 empty] | Removed from Ground | Gas (Historical Use) | 3008 | Bare Steel | 1986-05-30 | Galvanized Steel
FRANKS CLEAN UP SHOP | ELM ST & BLUFF ST | ROCKMART | Polk | 1150119 | 2 | [5 empty] | Removed from Ground | Gas (Historical Use) | 3008 | Bare Steel | 1986-05-30 | Galvanized Steel
FRANKS CLEAN UP SHOP | ELM ST & BLUFF ST | ROCKMART | Polk | 1150119 | 3 | [5 empty] | Removed from Ground | Gas (Historical Use) | 6110 | Bare Steel | 1986-05-30 | Galvanized Steel
ST OF GA DEPT OF DEFENSE/NATIONA | HWY 27 SOUTH @ SOUTH BENEDICT RD | CEDARTOWN | Polk | 1150120 | 1 | [5 empty] | Removed from Ground | Gas (Historical Use) | 560 | Marked Unknown | 1955-05-09 | Galvanized Steel
MARITAL TRUST OF C H MURPHY ESTA | WEST AVENUE | CEDARTOWN | Polk | 1150121 | 1 | [5 empty] | Removed from Ground | Empty | 1 | Bare Steel | 1957-01-08 | Unknown
MARITAL TRUST OF C H MURPHY ESTA | WEST AVENUE | CEDARTOWN | Polk | 1150121 | 2 | [5 empty] | Removed from Ground | Empty | 1 | Bare Steel | 1957-01-08 | Unknown
Discount Food Mart | 425 N MAIN ST | CEDARTOWN | Polk | 1150122 | 1 | Flapper Valve | 1992-01-01 | FALSE | 1992-01-01 | FALSE | Currently in Use | Regular | 8000 | Lined Interior | 1976-01-01 |  | Pressurized
Discount Food Mart | 425 N MAIN ST | CEDARTOWN | Polk | 1150122 | 2 | Flapper Valve | 1992-01-01 | FALSE | 1992-01-01 | FALSE | Currently in Use | Diesel | 8000 | Lined Interior | 1976-01-01 |  | Pressurized
Discount Food Mart | 425 N MAIN ST | CEDARTOWN | Polk | 1150122 | 3 | Flapper Valve | 1992-01-01 | FALSE | 1992-01-01 | FALSE | Currently in Use | Premium | 8000 | Lined Interior | 1976-01-01 |  | Pressurized
COUNTRY CUPBOARD #34 | US HWY 278 | VAN WERT | Polk | 1150124 | 1 | [5 empty] | Removed from Ground | Gas (Historical Use) | 10000 | Fiberglass | 1987-01-01 | Galvanized Steel
COUNTRY CUPBOARD #34 | US HWY 278 | VAN WERT | Polk | 1150124 | 2 | [5 empty] | Removed from Ground | Gas (Historical Use) | 10000 | Fiberglass | 1987-01-01 | Galvanized Steel
COUNTRY CUPBOARD #34 | US HWY 278 | VAN WERT | Polk | 1150124 | 3 | [5 empty] | Removed from Ground | Gas (Historical Use) | 6000 | Fiberglass | 1987-01-01 | Galvanized Steel
ANTIOCH FOOD MART | 3867 ANTIOCH RD | CEDARTOWN | Polk | 1152000 | 1 | Flapper Valve | 1998-06-16 | FALSE | 1998-06-16 | FALSE | Currently in Use | Regular | 6000 | Steel-Impressed Current | 1988-01-01 | Steel (Impressed Current) | Pressurized
ANTIOCH FOOD MART | 3867 ANTIOCH RD | CEDARTOWN | Polk | 1152000 | 2 | Flapper Valve | 1998-06-16 | FALSE | 1998-06-16 | FALSE | Currently in Use | Premium | 8000 | Steel-Impressed Current | 1988-01-01 | Steel (Impressed Current) | Pressurized
ANTIOCH FOOD MART | 3867 ANTIOCH RD | CEDARTOWN | Polk | 1152000 | 3 | Flapper Valve | 1998-06-11 | FALSE | 1998-06-11 | FALSE | Currently in Use | Diesel | 6000 | Steel-Impressed Current | 1988-01-01 | Steel (Impressed Current) | Pressurized
TRIPLE R FOOD MART | 3137 ROME HWY | ARAGON | Polk | 1100034 | 1 | Flapper Valve | 1998-12-21 |  | 1998-12-21 |  | Currently in Use | Gas (Historical Use) | 4000 | Steel-Impressed Current | 1985-05-05 | Steel (Impressed Current) | Pressurized
TRIPLE R FOOD MART | 3137 ROME HWY | ARAGON | Polk | 1100034 | 2 | Flapper Valve | 1998-12-21 |  | 1998-12-21 |  | Currently in Use | Gas (Historical Use) | 4000 | Steel-Impressed Current | 1985-05-05 | Steel (Impressed Current) | Pressurized
TRIPLE R FOOD MART | 3137 ROME HWY | ARAGON | Polk | 1100034 | 3 | Flapper Valve | 1998-12-21 |  | 1998-12-21 |  | Closed in Ground | Gas (Historical Use) | 3000 | Steel-Impressed Current | 1985-05-05 | Cathodically Protected | Pressurized
TRIPLE R FOOD MART | 3137 ROME HWY | ARAGON | Polk | 1100034 | 4 | Flapper Valve | 1998-12-21 |  | 1998-12-21 |  | Currently in Use | Diesel | 4000 | Steel-Impressed Current | 1985-05-05 | Steel (Impressed Current) | Pressurized
TRIPLE R FOOD MART | 3137 ROME HWY | ARAGON | Polk | 1100034 | 5 | Flapper Valve | 1998-12-21 |  | 1998-12-21 |  | Currently in Use | Diesel | 4000 | Steel-Impressed Current | 1985-05-05 | Steel (Impressed Current) | Pressurized
VILLAGE MARKET | 648 GOODYEAR AVE | ROCKMART | Polk | 1100035 | 1 | Ball Float | 1998-06-03 |  | 1998-06-03 |  | Currently in Use | Gas (Historical Use) | 8000 | Steel-Impressed Current | 1983-05-06 | Steel (Impressed Current) | Pressurized
VILLAGE MARKET | 648 GOODYEAR AVE | ROCKMART | Polk | 1100035 | 2 | Ball Float | 1998-06-03 |  | 1998-06-03 |  | Currently in Use | Gas (Historical Use) | 8000 | Steel-Impressed Current | 1983-05-06 | Steel (Impressed Current) | Pressurized
VILLAGE MARKET | 648 GOODYEAR AVE | ROCKMART | Polk | 1100035 | 3 | Flapper Valve | 1998-06-03 |  | 1998-06-03 |  | Currently in Use | Diesel | 6000 | Steel-Impressed Current | 1983-05-06 | Steel (Impressed Current) | Pressurized
FORMER BAINES MOTOR SERVICE | 3205 ROME HWY/HWY 101 | ARAGON | Polk | 9115001 | 1 | [5 empty] | Removed from Ground | Gas (Historical Use) | 1000 | Not Marked/Unknown | 1991-05-23 | Not Marked
FORMER BAINES MOTOR SERVICE | 3205 ROME HWY/HWY 101 | ARAGON | Polk | 9115001 | 2 | [5 empty] | Removed from Ground | Gas (Historical Use) | 2000 | Not Marked/Unknown | 1991-05-23 | Not Marked
QUIK WAY FOOD MART | 731 NORTH MAIN ST | CEDARTOWN | Polk | 9115002 | 1 | Flapper Valve | 1989-01-10 |  | 1989-01-10 |  | Currently in Use | Gas (Historical Use) | 6000 | Galvanic (STIP-3) | 1989-01-10 | Fiberglass Reinforced Plastic | Pressurized
QUIK WAY FOOD MART | 731 NORTH MAIN ST | CEDARTOWN | Polk | 9115002 | 2 | Flapper Valve | 1989-01-10 |  | 1989-01-10 |  | Currently in Use | Gas (Historical Use) | 6000 | Galvanic (STIP-3) | 1989-01-10 | Fiberglass Reinforced Plastic | Pressurized
QUIK WAY FOOD MART | 731 NORTH MAIN ST | CEDARTOWN | Polk | 9115002 | 3 | Flapper Valve | 1989-01-10 |  | 1989-01-10 |  | Currently in Use | Gas (Historical Use) | 6000 | Galvanic (STIP-3) | 1989-01-10 | Fiberglass Reinforced Plastic | Pressurized
NORTHWEST PROBATION DETENTION CE | 1030 WEST GIRAND AVENUE | CEDARTOWN | Polk | 9115004 | 1 | [5 empty] | Removed from Ground | Gas (Historical Use) | 5000 | Fiberglass | 1990-01-01 | Fiberglass Reinforced Plastic
CHEVRON #43320 | 104 EAST ELM ST | ROCKMART | Polk | 9115005 | 1 | [5 empty] | Removed from Ground | Gas (Historical Use) | 3000 | Marked Unknown | 1964-01-01 | Unknown
CHEVRON #43320 | 104 EAST ELM ST | ROCKMART | Polk | 9115005 | 2 | [5 empty] | Removed from Ground | Gas (Historical Use) | 3000 | Marked Unknown | 1964-01-01 | Unknown
CHEVRON #43320 | 104 EAST ELM ST | ROCKMART | Polk | 9115005 | 3 | [5 empty] | Removed from Ground | Gas (Historical Use) | 3000 | Marked Unknown | 1964-01-01 | Unknown
CHEVRON #43320 | 104 EAST ELM ST | ROCKMART | Polk | 9115005 | 4 |  |  | TRUE |  | TRUE | Removed from Ground | Used Oil | 0 | Marked Unknown | 1964-01-01 | Unknown
CHEVRON #43320 | 104 EAST ELM ST | ROCKMART | Polk | 9115005 | 5 | [5 empty] | Removed from Ground | Gas (Historical Use) | 3000 | Marked Unknown | 1964-01-01 | Unknown
JIM MAYO PONTIAC OLDS(FORMERLY) | 1200 N MAIN ST | CEDARTOWN | Polk | 9115007 | 1 |  |  | TRUE |  | TRUE | Removed from Ground | Used Oil | 800 | Not Marked/Unknown | 1994-02-02 | Not Marked
JIM MAYO PONTIAC OLDS(FORMERLY) | 1200 N MAIN ST | CEDARTOWN | Polk | 9115007 | 2 | [5 empty] | Removed from Ground | Gas (Historical Use) | 2000 | Not Marked/Unknown | 1994-02-02 | Not Marked
HOME APPLIANCE SVC & PARTS | 1412 SOUTH MAIN ST | CEDARTOWN | Polk | 9115008 | 1 | [5 empty] | Removed from Ground | Gas (Historical Use) | 750 | Bare Steel | 1991-11-01 | Galvanized Steel
HOME APPLIANCE SVC & PARTS | 1412 SOUTH MAIN ST | CEDARTOWN | Polk | 9115008 | 2 | [5 empty] | Removed from Ground | Gas (Historical Use) | 750 | Bare Steel | 1991-11-01 | Galvanized Steel
KWIK SERV | 406 NATHAN DEAN BY-PASS | ROCKMART | Polk | 9115009 | 1 | Ball Float | 1994-05-23 | FALSE | 1994-05-23 | FALSE | Currently in Use | Premium | 6000 | Steel-Impressed Current | 1977-01-01 | Fiberglass Reinforced Plastic | Pressurized
KWIK SERV | 406 NATHAN DEAN BY-PASS | ROCKMART | Polk | 9115009 | 2 | Ball Float | 1994-05-23 | FALSE | 1994-05-23 | FALSE | Currently in Use | Regular | 6000 | Steel-Impressed Current | 1977-01-01 | Fiberglass Reinforced Plastic | Pressurized
KWIK SERV | 406 NATHAN DEAN BY-PASS | ROCKMART | Polk | 9115009 | 3 | Ball Float | 1994-05-23 | FALSE | 1994-05-23 | FALSE | Currently in Use | Plus | 6000 | Steel-Impressed Current | 1977-01-01 | Fiberglass Reinforced Plastic | Pressurized
KWIK SERV | 406 NATHAN DEAN BY-PASS | ROCKMART | Polk | 9115009 | 4 | Ball Float | 1994-05-23 | FALSE | 1994-05-23 | FALSE | Currently in Use | Diesel | 3000 | Steel-Impressed Current | 1977-01-01 | Fiberglass Reinforced Plastic | Pressurized
KWIK SERV | 406 NATHAN DEAN BY-PASS | ROCKMART | Polk | 9115009 | 5 | Ball Float | 1994-05-23 | FALSE | 1994-05-23 | FALSE | Currently in Use | Diesel Off Road | 1000 | Steel-Impressed Current | 1977-01-01 | Fiberglass Reinforced Plastic | Pressurized
WAYNE DAVIS CONCRETE CO | 1891 ROME HWY | ROCKMART | Polk | 9115010 | 1 | Ball Float | 1998-11-15 |  | 1998-11-15 |  | Currently in Use | Diesel | 10000 | Galvanic (STIP-3) | 1993-11-15 | Double-Walled Fiberglass | Pressurized
D&S AUTO REPAIR | 703 NORTH MAIN ST | CEDARTOWN | Polk | 9115012 | 1 | [5 empty] | Removed from Ground | Gas (Historical Use) | 2000 | Not Marked/Unknown | 1957-01-01 | Not Marked
D&S AUTO REPAIR | 703 NORTH MAIN ST | CEDARTOWN | Polk | 9115012 | 2 | [5 empty] | Removed from Ground | Gas (Historical Use) | 3000 | Not Marked/Unknown | 1957-01-01 | Not Marked
D&S AUTO REPAIR | 703 NORTH MAIN ST | CEDARTOWN | Polk | 9115012 | 3 | [5 empty] | Removed from Ground | Gas (Historical Use) | 3000 | Not Marked/Unknown | 1957-01-01 | Not Marked
D&S AUTO REPAIR | 703 NORTH MAIN ST | CEDARTOWN | Polk | 9115012 | 4 |  |  | TRUE |  | TRUE | Removed from Ground | Used Oil | 560 | Not Marked/Unknown | 1957-01-01 | Not Marked
MARKTILL CORP/ROME PLOW PLT #1 | 301 ADAMSON RD | CEDARTOWN | Polk | 9115013 | 1 | [5 empty] | Removed from Ground | Other | 2000 | Not Marked/Unknown | 1965-01-01 | Not Marked
NORFOLK SOUTHERN CORP | 205 PARK ST | CEDARTOWN | Polk | 9115017 | 1 | [5 empty] | Permanently Out of Use - historical purposes | Other | 1 | Marked Unknown |  | Unknown | Safe Suction (Euro)
NORFOLK SOUTHERN CORP | 205 PARK ST | CEDARTOWN | Polk | 9115017 | 2 | [5 empty] | Permanently Out of Use - historical purposes | Other | 1 | Marked Unknown |  | Unknown
RUAN LOGISTICS CORPORATION | 510 W TENTH ST | CEDARTOWN | Polk | 9115020 | 1 | Flapper Valve | 1997-04-10 | FALSE | 1997-04-10 | FALSE | Currently in Use | Diesel | 12000 | Fiberglass | 1988-11-01 | Fiberglass Reinforced Plastic | Safe Suction (Euro)
BURTONS KWIK STOP | 4584 ROME HWY | ARAGON | Polk | 9115021 | 138712PLU | Ball Float | 1989-12-10 | FALSE | 1989-12-10 | FALSE | Currently in Use | Regular | 10000 | Steel-Impressed Current | 1999-11-10 | Fiberglass Reinforced Plastic | Pressurized
BURTONS KWIK STOP | 4584 ROME HWY | ARAGON | Polk | 9115021 | 138713UL | Ball Float | 1989-12-10 | FALSE | 1989-12-10 | FALSE | Currently in Use | Regular | 10000 | Steel-Impressed Current | 1999-11-10 | Fiberglass Reinforced Plastic | Pressurized
BURTONS KWIK STOP | 4584 ROME HWY | ARAGON | Polk | 9115021 | 138714PRE | Ball Float | 1989-12-10 | FALSE | 1989-12-10 | FALSE | Currently in Use | Premium | 10000 | Steel-Impressed Current | 1999-11-10 | Fiberglass Reinforced Plastic | Pressurized
BURTONS KWIK STOP | 4584 ROME HWY | ARAGON | Polk | 9115021 | 162691 | Flapper Valve | 1989-12-10 | FALSE | 1989-12-10 | FALSE | Currently in Use | Kerosene | 1000 | Steel-Impressed Current | 1999-11-10 | Fiberglass Reinforced Plastic | Safe Suction (Euro)
BURTONS KWIK STOP | 4584 ROME HWY | ARAGON | Polk | 9115021 | 168435 | Ball Float | 1989-12-10 | FALSE | 1989-12-10 | FALSE | Currently in Use | Diesel | 8000 | Steel-Impressed Current | 1999-08-18 | Fiberglass Reinforced Plastic | Pressurized
POLK COUNTY COURTHOUSE | 100 PRIOR ST | CEDARTOWN | Polk | 9115022 | 1 | [5 empty] | Removed from Ground | Gas (Historical Use) | 500 | Marked Unknown | 1999-02-10 | Unknown
POLK COUNTY SAFETY COMPLEX | 1676 ROCKMART HWY | CEDARTOWN | Polk | 9115023 | 1 |  | 1991-01-01 |  | 1991-01-01 |  | Removed from Ground | Gas (Historical Use) | 4136 | Fiberglass | 1991-01-01 | Double-Walled Fiberglass | Pressurized
POLK GENERAL HOSPITAL | 424 N MAIN ST | CEDARTOWN | Polk | 9115024 | 1 | [5 empty] | Removed from Ground | Diesel | 275 | Marked Unknown | 1995-07-19 | Copper
CEDAR CONVENIENCE | 1410 S MAIN ST | CEDARTOWN | Polk | 9115025 | 1 | Ball Float | 1992-09-01 | FALSE | 1992-05-01 | FALSE | Currently in Use | Regular | 10000 | Composite | 1992-05-01 | Fiberglass Reinforced Plastic | Pressurized
CEDAR CONVENIENCE | 1410 S MAIN ST | CEDARTOWN | Polk | 9115025 | 2 | Ball Float | 1992-05-01 | FALSE | 1992-05-01 | FALSE | Currently in Use | Premium | 10000 | Composite | 1992-05-01 | Fiberglass Reinforced Plastic | Pressurized
PLAZA FOOD MART | 1598 ROME HWY | CEDARTOWN | Polk | 9115028 | 1 | Flapper Valve | 1990-01-11 | FALSE | 1990-01-11 | FALSE | Currently in Use | Regular | 10000 | Galvanic (STIP-3) | 1990-08-01 | Fiberglass Reinforced Plastic | Pressurized
PLAZA FOOD MART | 1598 ROME HWY | CEDARTOWN | Polk | 9115028 | 2 | Ball Float | 1990-01-11 | FALSE | 1990-01-11 | FALSE | Temporarily out of use | Premium | 10000 | Galvanic (STIP-3) | 1990-08-01 | Fiberglass Reinforced Plastic | Pressurized
PLAZA FOOD MART | 1598 ROME HWY | CEDARTOWN | Polk | 9115028 | 3A | Flapper Valve | 1996-01-01 | FALSE | 1996-01-01 | FALSE | Currently in Use | Diesel | 2000 | Galvanic (STIP-3) | 1996-01-01 | Fiberglass Reinforced Plastic | Suction (American)
PLAZA FOOD MART | 1598 ROME HWY | CEDARTOWN | Polk | 9115028 | 3B | Flapper Valve | 1996-01-01 | FALSE | 1996-01-01 | FALSE | Currently in Use | Diesel | 4000 | Galvanic (STIP-3) | 1996-01-01 | Fiberglass Reinforced Plastic | Pressurized
TIP TOP POULTRY INC | 479 NATHAN DEAN PKWY | ROCKMART | Polk | 9115029 | 1 | Flapper Valve | 1990-02-01 | FALSE | 1990-02-01 | FALSE | Currently in Use | Diesel | 10000 | Composite | 1990-02-01 | Aboveground | Safe Suction (Euro)
VICKYS MARKET | 1003 E AVE | CEDARTOWN | Polk | 9115030 | 1 | Flapper Valve | 1988-01-01 | FALSE | 1988-01-01 | FALSE | Removed from Ground | Gas (Historical Use) | 3000 | Galvanic (STIP-3) | 1988-01-01 |  | Suction (American)
VICKYS MARKET | 1003 E AVE | CEDARTOWN | Polk | 9115030 | 2 | Flapper Valve | 1988-01-01 | FALSE | 1988-01-01 | FALSE | Removed from Ground | Gas (Historical Use) | 3000 | Galvanic (STIP-3) | 1980-01-01 |  | Suction (American)
VICKYS MARKET | 1003 E AVE | CEDARTOWN | Polk | 9115030 | 3 | Flapper Valve | 1988-01-01 | FALSE | 1988-01-01 | FALSE | Removed from Ground | Gas (Historical Use) | 6000 | Galvanic (STIP-3) | 1980-01-01 |  | Suction (American)
VICKYS MARKET | 1003 E AVE | CEDARTOWN | Polk | 9115030 | 4 | Flapper Valve |  | FALSE |  | FALSE | Removed from Ground | Diesel | 2000 | Galvanic (STIP-3) | 2000-09-14
TONY'S FOOD MART #1 | HWY 113 | ROCKMART | Polk | 9115031 | 1 |  | 1999-01-01 |  | 1999-01-01 |  | Removed from Ground | Gas (Historical Use) | 6000 | Steel-Impressed Current | 1983-01-01 | Cathodically Protected | Suction (American)
TONY'S FOOD MART #1 | HWY 113 | ROCKMART | Polk | 9115031 | 2 |  | 1999-01-01 |  | 1999-01-01 |  | Removed from Ground | Gas (Historical Use) | 6000 | Steel-Impressed Current | 1983-01-01 | Cathodically Protected | Suction (American)
TONY'S FOOD MART #1 | HWY 113 | ROCKMART | Polk | 9115031 | 3 |  | 1999-01-01 |  | 1999-01-01 |  | Removed from Ground | Gas (Historical Use) | 4000 | Steel-Impressed Current | 1983-01-01 | Cathodically Protected | Suction (American)
COASTAL FOOD MART | 993 GIRARD AVE | CEDARTOWN | Polk | 9115032 | 1 | Ball Float | 1989-01-01 |  | 1989-01-01 |  | Currently in Use | Gas (Historical Use) | 6000 | Galvanic (STIP-3) | 1989-01-01 | Fiberglass Reinforced Plastic | Pressurized
COASTAL FOOD MART | 993 GIRARD AVE | CEDARTOWN | Polk | 9115032 | 2 | Ball Float | 1989-01-01 | FALSE | 1989-01-01 | FALSE | Currently in Use | Plus | 6000 | Galvanic (STIP-3) | 1989-01-01 | Fiberglass Reinforced Plastic | Pressurized
COASTAL FOOD MART | 993 GIRARD AVE | CEDARTOWN | Polk | 9115032 | 3 | Ball Float | 1989-01-01 | FALSE | 1989-01-01 | FALSE | Currently in Use | Premium | 4000 | Galvanic (STIP-3) | 1989-01-01 | Fiberglass Reinforced Plastic | Pressurized
COASTAL FOOD MART | 993 GIRARD AVE | CEDARTOWN | Polk | 9115032 | 4 | Ball Float | 1989-01-01 | FALSE | 1989-01-01 | FALSE | Currently in Use | Diesel | 4000 | Galvanic (STIP-3) | 1989-01-01 | Fiberglass Reinforced Plastic | Pressurized
CITGO BURGER KING | 616 N MAIN ST | CEDARTOWN | Polk | 9115033 | 1 |  | 1995-07-26 | FALSE | 1995-07-26 | FALSE | Temporarily out of use | Empty | 12000 | Fiberglass | 1995-07-26 |  | Pressurized
CITGO BURGER KING | 616 N MAIN ST | CEDARTOWN | Polk | 9115033 | 2 |  | 1995-07-26 | FALSE | 1995-07-26 | FALSE | Temporarily out of use | Empty | 12000 | Fiberglass | 1995-07-26 |  | Pressurized
PARACHA MINI MART | 1999 ROCKMART HWY | CEDARTOWN | Polk | 9115034 | 1 | Ball Float | 1990-08-13 | FALSE | 1990-08-13 | FALSE | Currently in Use | Diesel | 8000 | Fiberglass | 1990-08-01 | Fiberglass Reinforced Plastic | Pressurized
PARACHA MINI MART | 1999 ROCKMART HWY | CEDARTOWN | Polk | 9115034 | 2 | Ball Float | 1990-08-13 | FALSE | 1990-08-13 | FALSE | Currently in Use | Regular | 8000 | Fiberglass | 1990-08-01 | Fiberglass Reinforced Plastic | Pressurized
PARACHA MINI MART | 1999 ROCKMART HWY | CEDARTOWN | Polk | 9115034 | 3 | Ball Float | 1990-08-13 | FALSE | 1990-08-13 | FALSE | Currently in Use | Premium | 8000 | Fiberglass | 1990-08-01 | Fiberglass Reinforced Plastic | Pressurized
MACKS KWIK STOP | 355 NEW PROSPECT RD | ARAGON | Polk | 9115035 | 1 | [5 empty] | Removed from Ground | Gas (Historical Use) | 1011 | Bare Steel | 1999-03-24 | Bare Steel | Suction (American)
MACKS KWIK STOP | 355 NEW PROSPECT RD | ARAGON | Polk | 9115035 | 2 | [5 empty] | Removed from Ground | Gas (Historical Use) | 2005 | Bare Steel | 1999-03-24 | Bare Steel | Suction (American)
MACKS KWIK STOP | 355 NEW PROSPECT RD | ARAGON | Polk | 9115035 | 3 | [5 empty] | Removed from Ground | Gas (Historical Use) | 1011 | Bare Steel | 1999-03-24 | Bare Steel | Suction (American)
CLIFFORD D FITE CO | 908 WEST AVE | CEDARTOWN | Polk | 9115036 | 1 | [5 empty] | Removed from Ground | Gas (Historical Use) | 1000 | Marked Unknown | 1995-11-21 | Unknown
CLIFFORD D FITE CO | 908 WEST AVE | CEDARTOWN | Polk | 9115036 | 2 | [5 empty] | Removed from Ground | Diesel | 3000 | Marked Unknown | 1995-11-21 | Unknown
FORMER BECKS USED CARS | 917 S MAIN STREET | CEDARTOWN | Polk | 9115042 | 1 | [5 empty] | Removed from Ground | Gas (Historical Use) | 4000 | Not Marked/Unknown | 1997-07-08 | Not Marked
FORMER BECKS USED CARS | 917 S MAIN STREET | CEDARTOWN | Polk | 9115042 | 2 | [5 empty] | Removed from Ground | Gas (Historical Use) | 4000 | Not Marked/Unknown | 1997-07-08 | Not Marked
FORMER BECKS USED CARS | 917 S MAIN STREET | CEDARTOWN | Polk | 9115042 | 3 | [5 empty] | Removed from Ground | Gas (Historical Use) | 4000 | Not Marked/Unknown | 1997-07-08 | Not Marked
FORMER BECKS USED CARS | 917 S MAIN STREET | CEDARTOWN | Polk | 9115042 | 4 | [5 empty] | Removed from Ground | Gas (Historical Use) | 4000 | Not Marked/Unknown | 1997-07-08 | Not Marked
FORMER BECKS USED CARS | 917 S MAIN STREET | CEDARTOWN | Polk | 9115042 | 5 | [5 empty] | Removed from Ground | Gas (Historical Use) | 4000 | Not Marked/Unknown | 1997-07-08 | Not Marked
NEW LIFE CHRISTIAN CHURCH | 512 E GIBSON STREET | CEDARTOWN | Polk | 9115043 | 1 |  |  | FALSE |  | FALSE | Permanently Out of Use - historical purposes | Gas (Historical Use) | 0
NEW LIFE CHRISTIAN CHURCH | 512 E GIBSON STREET | CEDARTOWN | Polk | 9115043 | 2 |  |  | FALSE |  | FALSE | Permanently Out of Use - historical purposes | Gas (Historical Use) | 0
NEW LIFE CHRISTIAN CHURCH | 512 E GIBSON STREET | CEDARTOWN | Polk | 9115043 | 3 |  |  | FALSE |  | FALSE | Permanently Out of Use - historical purposes | Gas (Historical Use) | 0
LINDSEY TERMITE & PEST CONTROL | 631 S MAIN STREET | CEDARTOWN | Polk | 9115048 | 1 | [5 empty] | Removed from Ground | Empty | 6000 | Bare Steel | 1997-02-01 | Galvanized Steel
LINDSEY TERMITE & PEST CONTROL | 631 S MAIN STREET | CEDARTOWN | Polk | 9115048 | 2 | [5 empty] | Removed from Ground | Empty | 6000 | Bare Steel | 1997-02-01 | Galvanized Steel
LINDSEY TERMITE & PEST CONTROL | 631 S MAIN STREET | CEDARTOWN | Polk | 9115048 | 3 | [5 empty] | Removed from Ground | Empty | 6000 | Bare Steel | 1997-02-01 | Galvanized Steel
LINDSEY TERMITE & PEST CONTROL | 631 S MAIN STREET | CEDARTOWN | Polk | 9115048 | 4 | [5 empty] | Removed from Ground | Empty | 500 | Bare Steel | 1997-02-01 | Galvanized Steel
THE COUNTRY STORE | 1206 PIEDMONT HWY | CEDARTOWN | Polk | 9115050 | 1 |  | 1998-11-01 |  | 1998-11-01 |  | Removed from Ground | Gas (Historical Use) | 0 | Steel-Impressed Current | 1998-11-01 | Cathodically Protected | Safe Suction (Euro)
THE COUNTRY STORE | 1206 PIEDMONT HWY | CEDARTOWN | Polk | 9115050 | 2 |  | 1998-11-01 |  | 1998-11-01 |  | Removed from Ground | Gas (Historical Use) | 0 | Steel-Impressed Current | 1998-11-01 | Cathodically Protected | Safe Suction (Euro)
THE COUNTRY STORE | 1206 PIEDMONT HWY | CEDARTOWN | Polk | 9115050 | 3 |  | 1998-11-01 |  | 1998-11-01 |  | Removed from Ground | Gas (Historical Use) | 0 | Steel-Impressed Current | 1998-11-01 | Cathodically Protected | Safe Suction (Euro)
THE COUNTRY STORE | 1206 PIEDMONT HWY | CEDARTOWN | Polk | 9115050 | 4 |  | 1998-11-01 |  | 1998-11-01 |  | Removed from Ground | Diesel | 0 | Cathodically Protected Steel | 1998-11-01 | Cathodically Protected | Safe Suction (Euro)
THE COUNTRY STORE | 1206 PIEDMONT HWY | CEDARTOWN | Polk | 9115050 | 5 | Ball Float | 2007-07-01 | FALSE | 2007-07-01 | FALSE | Currently in Use | Regular | 4000 | Epoxy Double-Walled | 2007-07-01 | Double-Walled Flex | Pressurized
THE COUNTRY STORE | 1206 PIEDMONT HWY | CEDARTOWN | Polk | 9115050 | 6 | Ball Float | 2007-07-01 | FALSE | 2007-07-01 | FALSE | Currently in Use | Diesel | 2000 | Epoxy Double-Walled | 2007-07-01 | Double-Walled Flex | Pressurized
POLICE DEPARTMENT | 133 S MARBLE ST | ROCKMART | Polk | 9115052 | 1 | [5 empty] | Removed from Ground | Gas (Historical Use) | 1000 | Bare Steel | 1978-04-24 | Bare Steel
DOT PROJECT EDS-27(153)01 | US 27 & COUNTY RD | CEDARTOWN | Polk | 9115053 | 1 | [5 empty] | Removed from Ground | Gas (Historical Use) | 550 | Not Marked/Unknown | 1998-01-20 | Not Marked
DOT PROJECT EDS-27(153)01 | US 27 & COUNTY RD | CEDARTOWN | Polk | 9115053 | 2 | [5 empty] | Removed from Ground | Gas (Historical Use) | 550 | Not Marked/Unknown | 1998-01-20 | Not Marked
DIAMOND RUG & CARPET FACILITY | EAST FIRST STREET | ARAGON | Polk | 9115054 | 1 | [5 empty] | Currently in Use | Gas (Historical Use) | 0 | Not Marked/Unknown |  | Not Marked
HUGHES SALVAGE | 1888 CARTERSVILLE HWY | ROCKMART | Polk | 9115055 | 1 | [5 empty] | Removed from Ground | Other | 0 | Not Marked/Unknown |  | Not Marked
HUGHES SALVAGE | 1888 CARTERSVILLE HWY | ROCKMART | Polk | 9115055 | 2 | [5 empty] | Removed from Ground | Other | 0 | Not Marked/Unknown |  | Not Marked
POLK CO WATER AUTHORITY | 1700 ROCKMART HWY | CEDARTOWN | Polk | 9115056 | 1 | [5 empty] | Removed from Ground | Gas (Historical Use) | 1000 | Bare Steel | 1999-01-20 | Galvanized Steel | Safe Suction (Euro)
FAST FOOD & FUEL #192 | 1452 ROCKMART HWY | CEDARTOWN | Polk | 9115057 | 1 |  | 1998-10-16 |  | 1998-10-16 |  | Removed from Ground | Gas (Historical Use) | 12000 | Composite | 1998-10-16 | Double Walled | Pressurized
FAST FOOD & FUEL #192 | 1452 ROCKMART HWY | CEDARTOWN | Polk | 9115057 | 2 |  | 1998-10-16 |  | 1998-10-16 |  | Removed from Ground | Gas (Historical Use) | 10000 | Composite | 1998-10-16 | Double Walled | Pressurized
FAST FOOD & FUEL #192 | 1452 ROCKMART HWY | CEDARTOWN | Polk | 9115057 | 3 |  | 1998-10-16 |  | 1998-10-16 |  | Removed from Ground | Gas (Historical Use) | 10000 | Composite | 1998-10-16 | Double Walled | Pressurized
FAST FOOD & FUEL #192 | 1452 ROCKMART HWY | CEDARTOWN | Polk | 9115057 | 4 |  | 1998-10-16 |  | 1998-10-16 |  | Removed from Ground | Diesel | 15000 | Composite | 1998-10-16 | Double Walled | Pressurized
FAST FOOD & FUEL #192 | 1452 ROCKMART HWY | CEDARTOWN | Polk | 9115057 | 5A |  | 1998-10-16 |  | 1998-10-16 |  | Removed from Ground | Diesel | 8000 | Composite | 1998-10-16 | Double Walled | Pressurized
FAST FOOD & FUEL #192 | 1452 ROCKMART HWY | CEDARTOWN | Polk | 9115057 | 5B |  | 1998-10-16 |  | 1998-10-16 |  | Removed from Ground | Kerosene | 2000 | Composite | 1998-10-16 | Double Walled | Pressurized
SMART MART #5 | 1765 BUCHANAN HWY | CEDARTOWN | Polk | 9115058 | 1 | Ball Float | 1999-07-15 | FALSE | 1999-07-15 | FALSE | Currently in Use | Regular | 12000 | Composite | 1999-07-15 | Fiberglass Reinforced Plastic | Pressurized
SMART MART #5 | 1765 BUCHANAN HWY | CEDARTOWN | Polk | 9115058 | 2 | Ball Float | 1999-07-15 | FALSE | 1999-07-15 | FALSE | Currently in Use | Premium | 8000 | Composite | 1999-07-15 | Fiberglass Reinforced Plastic | Pressurized
SMART MART #5 | 1765 BUCHANAN HWY | CEDARTOWN | Polk | 9115058 | 3 | Ball Float | 1999-07-15 | FALSE | 1999-07-15 | FALSE | Currently in Use | Diesel | 12000 | Composite | 1999-07-15 | Fiberglass Reinforced Plastic | Pressurized
COWBOYS #169 | 4140 ROCKMART HWY | CEDARTOWN | Polk | 9115059 | 1 | Ball Float | 2000-01-01 | FALSE | 2000-01-01 | FALSE | Currently in Use | Regular | 15000 | Fiberglass | 2000-01-01 | Fiberglass Reinforced Plastic | Pressurized
COWBOYS #169 | 4140 ROCKMART HWY | CEDARTOWN | Polk | 9115059 | 2 | Ball Float | 2000-01-01 | FALSE | 2000-01-01 | FALSE | Currently in Use | Premium | 10000 | Fiberglass | 2000-01-01 | Fiberglass Reinforced Plastic | Pressurized
COWBOYS #169 | 4140 ROCKMART HWY | CEDARTOWN | Polk | 9115059 | 3 | Ball Float | 2000-01-01 | FALSE | 2000-01-01 | FALSE | Currently in Use | Diesel | 6000 | Fiberglass | 2000-01-01 | Fiberglass Reinforced Plastic | Pressurized
COOTS LAKE STATION | 43 COOTS LAKE ROAD | ROCKMART | Polk | 9115060 | 1 | Ball Float | 2000-03-15 | FALSE | 2000-03-15 | FALSE | Currently in Use | Regular | 12000 | Composite | 2000-02-15 | Flex | Pressurized
COOTS LAKE STATION | 43 COOTS LAKE ROAD | ROCKMART | Polk | 9115060 | 2 | Ball Float | 2000-03-15 | FALSE | 2000-03-15 | FALSE | Currently in Use | Premium | 8000 | Composite | 2000-02-15 | Flex | Pressurized
COOTS LAKE STATION | 43 COOTS LAKE ROAD | ROCKMART | Polk | 9115060 | 3 | Ball Float | 2000-03-15 | FALSE | 2000-03-15 | FALSE | Currently in Use | Diesel | 3000 | Composite | 2000-02-15 | Flex | Pressurized
MAPCO EXPRESS INC #3527 | 104 GTM PARKWAY & 101 HWY | ROCKMART | Polk | 9115061 | 1 | Ball Float | 1999-10-01 | FALSE | 1999-10-01 | FALSE | Currently in Use | Regular | 15000 | Composite | 1999-10-01 | Double-Walled Flex | Pressurized
MAPCO EXPRESS INC #3527 | 104 GTM PARKWAY & 101 HWY | ROCKMART | Polk | 9115061 | 2 | Ball Float | 1999-10-01 | FALSE | 1999-10-01 | FALSE | Currently in Use | Premium | 12000 | Composite | 1999-10-01 | Double-Walled Flex | Pressurized
MAPCO EXPRESS INC #3527 | 104 GTM PARKWAY & 101 HWY | ROCKMART | Polk | 9115061 | 3 | Ball Float | 1999-10-01 | FALSE | 1999-10-01 | FALSE | Currently in Use | Diesel | 12000 | Composite | 1999-10-01 | Double-Walled Flex | Pressurized
MAPCO EXPRESS INC #3527 | 104 GTM PARKWAY & 101 HWY | ROCKMART | Polk | 9115061 | 4 | Ball Float | 1999-10-01 | FALSE | 1999-10-01 | FALSE | Currently in Use | Diesel | 2000 | Composite | 1999-10-01 | Double-Walled Flex | Pressurized
MAPCO EXPRESS INC #3527 | 104 GTM PARKWAY & 101 HWY | ROCKMART | Polk | 9115061 | 5 | Ball Float | 1999-10-01 | FALSE | 1999-10-01 | FALSE | Currently in Use | Kerosene | 2000 | Composite | 1999-10-01 | Double-Walled Flex | Pressurized
CAMPBELLS TRADING POST | 1436 HWY 113 | ROCKMART | Polk | 9115062 | 1 | [5 empty] | Removed from Ground | Gas (Historical Use) | 550 | Bare Steel | 1998-10-13 | Bare Steel
CAMPBELLS TRADING POST | 1436 HWY 113 | ROCKMART | Polk | 9115062 | 2 | [5 empty] | Removed from Ground | Gas (Historical Use) | 550 | Bare Steel | 1998-10-13 | Bare Steel
WAYNES BODY SHOP | 3583 BUCHANAN HWY | CEDARTOWN | Polk | 9115063 | 1 | [5 empty] | Removed from Ground | Gas (Historical Use) | 1000 | Bare Steel | 1999-06-02 | Galvanized Steel | Suction (American)
WAYNES BODY SHOP | 3583 BUCHANAN HWY | CEDARTOWN | Polk | 9115063 | 2 | [5 empty] | Removed from Ground | Gas (Historical Use) | 1000 | Bare Steel | 1999-06-02 | Galvanized Steel | Suction (American)
UNKNOWN | 2278 CEDARTOWN HWY | CEDARTOWN | Polk | 9115064 | 1 | [5 empty] | Removed from Ground | Other | 1011 | Bare Steel | 2001-08-27 | Bare Steel
UNKNOWN | 2278 CEDARTOWN HWY | CEDARTOWN | Polk | 9115064 | 2 | [5 empty] | Removed from Ground | Other | 1011 | Bare Steel | 2001-08-27 | Bare Steel
UNKNOWN | 315 N MAIN STREET | CEDARTOWN | Polk | 9115065 | 1 | [5 empty] | Removed from Ground | Gas (Historical Use) | 0 | Marked Unknown | 1981-01-01 | Unknown
GEORGIA PACIFIC FANNIE BAXTER FE | WEST SIDE US HWY 301N | ARAGON | Polk | 9132028 | 1 | [5 empty] | Permanently Out of Use - historical purposes | Gas (Historical Use) | 1000 | Marked Unknown |  | Unknown
GEORGIA PACIFIC FANNIE BAXTER FE | WEST SIDE US HWY 301N | ARAGON | Polk | 9132028 | 2 | [5 empty] | Permanently Out of Use - historical purposes | Gas (Historical Use) | 1000 | Marked Unknown |  | Unknown
MCCANNON WELL CO/FARM |  | CARLTON | Polk | 9109011 | DUMMY | [5 empty] | Currently in Use | Gas (Historical Use) | 0 | Not Marked/Unknown |  | Not Marked
HAWKINSVILLE TELEPHONE CO | 250 BROAD ST | HAWKINSVILLE | Pulaski | 9116001 | 1 | [5 empty] | Removed from Ground | Gas (Historical Use) | 1000 | Marked Unknown | 1993-04-13 | Unknown
WAY BROS/FORMER SVC STA | CORNER BROAD ST & JACKSON ST | HAWKINSVILLE | Pulaski | 9116002 | 1 | [5 empty] | Removed from Ground | Gas (Historical Use) | 2000 | Marked Unknown | 1991-10-30 | Unknown
WAY BROS/FORMER SVC STA | CORNER BROAD ST & JACKSON ST | HAWKINSVILLE | Pulaski | 9116002 | 2 | [5 empty] | Removed from Ground | Gas (Historical Use) | 4000 | Marked Unknown | 1991-10-30 | Unknown
WAY BROS/FORMER SVC STA | CORNER BROAD ST & JACKSON ST | HAWKINSVILLE | Pulaski | 9116002 | 3 | [5 empty] | Removed from Ground | Gas (Historical Use) | 4000 | Marked Unknown | 1991-10-30 | Unknown
WAY BROS/FORMER SVC STA | CORNER BROAD ST & JACKSON ST | HAWKINSVILLE | Pulaski | 9116002 | 4 | [5 empty] | Removed from Ground | Gas (Historical Use) | 8000 | Marked Unknown | 1991-10-30 | Unknown
GEORGIA POWER HAWKINSVILLE OPER HQ | 140 TRUMAN RD | HAWKINSVILLE | Pulaski | 9116004 | HK1 |  | 1995-06-23 | FALSE | 1995-06-23 | FALSE | Removed from Ground | Diesel | 6000 | Fiberglass | 1995-06-23 | Double-Walled Fiberglass | Pressurized
GEORGIA POWER HAWKINSVILLE OPER HQ | 140 TRUMAN RD | HAWKINSVILLE | Pulaski | 9116004 | HK2 | [5 empty] | Removed from Ground | Gas (Historical Use) | 6000 | Fiberglass | 1986-01-01 | Galvanized Steel | Pressurized
CONCRETE PRODUCTS & ENGINEERING | 105 FIRST ST | HAWKINSVILLE | Pulaski | 9116005 | 1 | [5 empty] | Removed from Ground | Diesel | 15000 | Bare Steel | 1970-01-01 | Bare Steel
BEARDEN OIL CO(HBOC CARDLOCK) | 200 FLORIDA AVE | HAWKINSVILLE | Pulaski | 9116006 | 1 |  | 1990-03-01 |  | 1990-03-01 |  | Removed from Ground | Diesel | 4000 | Galvanic (STIP-3) | 1990-03-01 | Cathodically Protected | Pressurized
BEARDEN OIL CO(HBOC CARDLOCK) | 200 FLORIDA AVE | HAWKINSVILLE | Pulaski | 9116006 | 2 |  | 1990-03-01 |  | 1990-03-01 |  | Removed from Ground | Gas (Historical Use) | 4000 | Galvanic (STIP-3) | 1990-03-01 | Cathodically Protected | Suction (American)
BEARDEN OIL CO(HBOC CARDLOCK) | 200 FLORIDA AVE | HAWKINSVILLE | Pulaski | 9116006 | 3 |  | 1990-03-01 |  | 1990-03-01 |  | Removed from Ground | Gas (Historical Use) | 3000 | Galvanic (STIP-3) | 1990-03-01 | Cathodically Protected | Suction (American)
BEARDEN OIL CO(HBOC CARDLOCK) | 200 FLORIDA AVE | HAWKINSVILLE | Pulaski | 9116006 | 4 |  | 1990-03-01 |  | 1990-03-01 |  | Removed from Ground | Diesel | 3000 | Galvanic (STIP-3) | 1990-03-01 | Cathodically Protected | Suction (American)
FLASH FOODS #161 | 101 MCCORMICK AVE | HAWKINSVILLE | Pulaski | 9116007 | 1 |  | 1989-05-04 |  | 1989-05-04 |  | Currently in Use | Gas (Historical Use) | 8000 | Cathodically Protected Steel | 1989-05-04 | Double Walled | Pressurized
FLASH FOODS #161 | 101 MCCORMICK AVE | HAWKINSVILLE | Pulaski | 9116007 | 2 |  | 1989-05-04 |  | 1989-05-04 |  | Currently in Use | Gas (Historical Use) | 8000 | Cathodically Protected Steel | 1989-05-04 | Double Walled | Pressurized
FLASH FOODS #161 | 101 MCCORMICK AVE | HAWKINSVILLE | Pulaski | 9116007 | 3 |  | 1989-05-04 |  | 1989-05-04 |  | Currently in Use | Diesel | 8000 | Cathodically Protected Steel | 1989-05-04 | Double Walled | Pressurized
PULASKI STATE PRISON | 373 UPPER RIVER RD/ON PRISON GROUND | HAWKINSVILLE | Pulaski | 9116010 | 1 | [5 empty] | Removed from Ground | Gas (Historical Use) | 10000 | Fiberglass | 1993-06-01 | Fiberglass Reinforced Plastic | Suction (American)
PULASKI STATE PRISON | 373 UPPER RIVER RD/ON PRISON GROUND | HAWKINSVILLE | Pulaski | 9116010 | 2 | [5 empty] | Removed from Ground | Diesel | 10000 | Fiberglass | 1993-06-01 | Fiberglass Reinforced Plastic | Suction (American)
PULASKI STATE PRISON | 373 UPPER RIVER RD/ON PRISON GROUND | HAWKINSVILLE | Pulaski | 9116010 | 3 | [5 empty] | Removed from Ground | Diesel | 4000 | Not Marked/Unknown | 1998-07-07 | Not Marked
PULASKI STATE PRISON | 373 UPPER RIVER RD/ON PRISON GROUND | HAWKINSVILLE | Pulaski | 9116010 | 4 |  |  | TRUE |  | TRUE | Removed from Ground | Used Oil | 550 | Not Marked/Unknown | 1998-07-07 | Not Marked
PULASKI STATE PRISON | 373 UPPER RIVER RD/ON PRISON GROUND | HAWKINSVILLE | Pulaski | 9116010 | UL-667421 |  | 1998-08-03 | FALSE | 1998-08-03 | FALSE | Currently in Use | Diesel | 4000 | Fiberglass | 1998-08-03 |  | Safe Suction (Euro)
PULASKI STATE PRISON | 373 UPPER RIVER RD/ON PRISON GROUND | HAWKINSVILLE | Pulaski | 9116010 | UL-667422 |  | 1998-08-03 |  | 1998-08-03 |  | Currently in Use | Gas (Historical Use) | 4000 | Fiberglass | 1998-08-03 | Fiberglass Reinforced Plastic | Safe Suction (Euro)
FINLEYSON GROCERY | 1544 HWY 112 | PINEVIEW | Pulaski | 9116011 | 1 |  | 1999-01-13 |  | 1999-01-13 |  | Removed from Ground | Gas (Historical Use) | 1000 | Steel-Impressed Current | 1987-07-01 | Steel (Impressed Current) | Suction (American)
FINLEYSON GROCERY | 1544 HWY 112 | PINEVIEW | Pulaski | 9116011 | 2 |  | 1999-01-13 |  | 1999-01-13 |  | Removed from Ground | Gas (Historical Use) | 2000 | Steel-Impressed Current | 1987-07-01 | Steel (Impressed Current) | Suction (American)
FINLEYSON GROCERY | 1544 HWY 112 | PINEVIEW | Pulaski | 9116011 | 3 |  | 1999-01-13 |  | 1999-01-13 |  | Removed from Ground | Gas (Historical Use) | 2000 | Steel-Impressed Current | 1987-07-01 | Steel (Impressed Current) | Suction (American)
FINLEYSON GROCERY | 1544 HWY 112 | PINEVIEW | Pulaski | 9116011 | 4 | Ball Float | 2010-12-17 | FALSE | 2010-12-17 | FALSE | Currently in Use | Gas (Historical Use) | 6000 | Composite Double Walled | 2010-12-15 | Double-Walled Fiberglass | Pressurized
FINLEYSON GROCERY | 1544 HWY 112 | PINEVIEW | Pulaski | 9116011 | 5A | Ball Float | 2010-12-17 | FALSE | 2010-12-17 | FALSE | Currently in Use | Gas (Historical Use) | 4000 | Composite Double Walled | 2010-12-15 | Double-Walled Fiberglass | Pressurized
FINLEYSON GROCERY | 1544 HWY 112 | PINEVIEW | Pulaski | 9116011 | 5B | Ball Float | 2010-12-17 | FALSE | 2010-12-17 | FALSE | Currently in Use | Diesel | 4000 | Composite Double Walled | 2010-12-15 | Double-Walled Fiberglass | Pressurized
THOMAS DAWSON | RT3 BOX 5000 | HAWKINSVILLE | Pulaski | 9116012 | 1 | [5 empty] | Removed from Ground | Diesel | 10000 | Not Marked/Unknown | 1999-11-10 | Not Marked
JOHN W DAWSON | 1381 ABBEYVILLE HWY | HAWKINSVILLE | Pulaski | 9116013 | 1 | Flapper Valve | 1998-09-15 | FALSE | 1998-09-15 | FALSE | Temporarily out of use | Diesel | 10000 | Steel-Impressed Current | 1987-08-10 |  | Safe Suction (Euro)
JOHN W DAWSON | 1381 ABBEYVILLE HWY | HAWKINSVILLE | Pulaski | 9116013 | 2 | Flapper Valve | 1998-09-15 | FALSE | 1998-09-15 | FALSE | Temporarily out of use | Diesel | 6000 | Steel-Impressed Current | 1974-02-20 |  | Safe Suction (Euro)
JOHN W DAWSON | 1381 ABBEYVILLE HWY | HAWKINSVILLE | Pulaski | 9116013 | 2A |  | 1998-09-15 | FALSE | 1998-09-15 | FALSE | Temporarily out of use | Diesel | 8000 | Steel-Impressed Current | 1974-02-20 | Steel (Impressed Current) | Safe Suction (Euro)
JOHN W DAWSON | 1381 ABBEYVILLE HWY | HAWKINSVILLE | Pulaski | 9116013 | 3 |  | 1998-09-15 | FALSE | 1998-09-15 | FALSE | Temporarily out of use | Diesel | 10000 | Steel-Impressed Current | 1976-03-11 |  | Safe Suction (Euro)
JOHN W DAWSON | 1381 ABBEYVILLE HWY | HAWKINSVILLE | Pulaski | 9116013 | 4 |  | 1998-09-15 | FALSE | 1998-09-15 | FALSE | Temporarily out of use | Gas (Historical Use) | 10000 | Steel-Impressed Current | 1976-03-11 |  | Safe Suction (Euro)
JOHN W DAWSON | 1381 ABBEYVILLE HWY | HAWKINSVILLE | Pulaski | 9116013 | 5 | [5 empty] | Removed from Ground | Gas (Historical Use) | 6000 | Not Marked/Unknown | 1974-02-22 | Not Marked
BLEDSOE FARMS | RT 2 BOX 4590 | HAWKINSVILLE | Pulaski | 9116014 | 1 | [5 empty] | Removed from Ground | Diesel | 10000 | Bare Steel | 1989-12-01 | Galvanized Steel | Suction (American)
BLEDSOE FARMS | RT 2 BOX 4590 | HAWKINSVILLE | Pulaski | 9116014 | 2 | [5 empty] | Removed from Ground | Gas (Historical Use) | 4000 | Bare Steel | 1989-12-01 | Galvanized Steel | Suction (American)
LESHNER INDUSTRIES INC | 100 HOUSTON ST | HAWKINSVILLE | Pulaski | 9116015 | 1 | [5 empty] | Removed from Ground | Diesel | 16000 | Bare Steel | 1954-01-01 | Steel/FG Secondary containment | Suction (American)
LESHNER INDUSTRIES INC | 100 HOUSTON ST | HAWKINSVILLE | Pulaski | 9116015 | 2 | [5 empty] | Removed from Ground | Diesel | 16000 | Bare Steel | 1954-01-01 | Steel/FG Secondary containment | Suction (American)
LESHNER INDUSTRIES INC | 100 HOUSTON ST | HAWKINSVILLE | Pulaski | 9116015 | 3 | [5 empty] | Removed from Ground | Diesel | 20000 | Bare Steel | 1954-01-01 | Steel/FG Secondary containment | Suction (American)
LESHNER INDUSTRIES INC | 100 HOUSTON ST | HAWKINSVILLE | Pulaski | 9116015 | 4 | [5 empty] | Removed from Ground | Gas (Historical Use) | 550 | Not Marked/Unknown | 1998-10-26 | Not Marked
LESHNER INDUSTRIES INC | 100 HOUSTON ST | HAWKINSVILLE | Pulaski | 9116015 | 5 |  |  | FALSE |  | FALSE | Removed from Ground | Diesel | 20000 | Unknown | 2009-10-13 | Unknown
DUNAWAY BROTHERS INC | 43 HOUSTON ST | HAWKINSVILLE | Pulaski | 9116016 | 1 |  | 1999-03-01 | FALSE | 1999-03-01 | FALSE | Removed from Ground | Diesel | 12000 | Epoxy | 1999-03-01 | Fiberglass Reinforced Plastic | Suction (American)
DUNAWAY BROTHERS INC | 43 HOUSTON ST | HAWKINSVILLE | Pulaski | 9116016 | 2 |  | 1998-11-01 | FALSE | 1998-11-01 | FALSE | Removed from Ground | Diesel | 1000 | Galvanic (STIP-3) | 2000-06-01 | Fiberglass Reinforced Plastic | Suction (American)
DUNAWAY BROTHERS INC | 43 HOUSTON ST | HAWKINSVILLE | Pulaski | 9116016 | 3 |  | 2000-06-01 | FALSE | 2000-06-01 | FALSE | Temporarily out of use | Gas (Historical Use) | 2000 | Galvanic (STIP-3) | 2000-06-01 | Fiberglass Reinforced Plastic | Suction (American)
CROSS FARMS | ROUTE 1 PINEVIEW | PINEVIEW | Pulaski | 9116017 | 1 | [5 empty] | Removed from Ground | Diesel | 2000 | Epoxy | 1990-01-01 | Galvanized Steel | Suction (American)
ROGER THOMPSON | US 341 INTERSECTION CR 25 | HAWKINSVILLE | Pulaski | 9116019 | 1 | [5 empty] | Removed from Ground | Other | 1000 | Not Marked/Unknown |  | Not Marked
ROGER THOMPSON | US 341 INTERSECTION CR 25 | HAWKINSVILLE | Pulaski | 9116019 | 2 | [5 empty] | Removed from Ground | Other | 1000 | Not Marked/Unknown |  | Not Marked
R & R ONE STOP | 118 EASTMAN HWY | HAWKINSVILLE | Pulaski | 9116020 | 1 |  | 1998-07-31 | FALSE | 1998-07-31 | FALSE | Currently in Use | Gas (Historical Use) | 6000 | Galvanic (STIP-3) | 1998-07-31 | Fiberglass Reinforced Plastic | Pressurized
R & R ONE STOP | 118 EASTMAN HWY | HAWKINSVILLE | Pulaski | 9116020 | 2A |  | 1998-07-31 | FALSE | 1998-07-31 | FALSE | Currently in Use | Gas (Historical Use) | 3000 | Galvanic (STIP-3) | 1998-07-31 | Fiberglass Reinforced Plastic | Pressurized
R & R ONE STOP | 118 EASTMAN HWY | HAWKINSVILLE | Pulaski | 9116020 | 2B |  | 2002-07-31 | FALSE | 2002-07-31 | FALSE | Currently in Use | Gas (Historical Use) | 3000 | Galvanic (STIP-3) | 2002-07-31 | Fiberglass Reinforced Plastic | Pressurized
R & R ONE STOP | 118 EASTMAN HWY | HAWKINSVILLE | Pulaski | 9116020 | 3 |  | 1998-07-31 | FALSE | 1998-07-31 | FALSE | Currently in Use | Diesel | 2000 | Galvanic (STIP-3) | 1998-07-31 | Fiberglass Reinforced Plastic | Pressurized
R & R ONE STOP | 118 EASTMAN HWY | HAWKINSVILLE | Pulaski | 9116020 | 4A |  | 1998-07-31 | FALSE | 1998-07-31 | FALSE | Currently in Use | Diesel | 1000 | Galvanic (STIP-3) | 1998-07-31 | Fiberglass Reinforced Plastic | Pressurized
R & R ONE STOP | 118 EASTMAN HWY | HAWKINSVILLE | Pulaski | 9116020 | 4B |  | 1998-07-31 | FALSE | 1998-07-31 | FALSE | Currently in Use | Kerosene | 1000 | Galvanic (STIP-3) | 1998-07-31 | Fiberglass Reinforced Plastic | Pressurized
SHORTYS QUICK STOP #25 ( MR TASTE) | 307 BROAD ST | HAWKINSVILLE | Pulaski | 9116021 | 1 |  | 1998-11-07 | FALSE | 1998-11-07 | FALSE | Removed from Ground | Gas (Historical Use) | 4000 | Steel-Impressed Current | 1998-12-14 |  | Pressurized
SHORTYS QUICK STOP #25 ( MR TASTE) | 307 BROAD ST | HAWKINSVILLE | Pulaski | 9116021 | 2 |  | 1998-11-07 | FALSE | 1998-11-07 | FALSE | Removed from Ground | Gas (Historical Use) | 3000 | Steel-Impressed Current | 1998-12-14 |  | Pressurized
SHORTYS QUICK STOP #25 ( MR TASTE) | 307 BROAD ST | HAWKINSVILLE | Pulaski | 9116021 | 3 |  | 1998-11-07 | FALSE | 1998-11-07 | FALSE | Removed from Ground | Gas (Historical Use) | 2000 | Steel-Impressed Current | 1998-12-14 |  | Pressurized
D&S FLYING SERVICE | RT 3 HIGHWAY 257 | HAWKINSVILLE | Pulaski | 9116022 | 1 |  | 1998-01-01 |  | 1998-01-01 |  | Removed from Ground | Diesel | 10000 | Epoxy | 1991-01-01 | Fiberglass Reinforced Plastic | Suction (American)
C V AND W H CROSS | ROUTE 3 | HAWKINSVILLE | Pulaski | 9046049 | 1 | [5 empty] | Removed from Ground | Diesel | 2000 | Not Marked/Unknown | 1986-01-01 | Not Marked
WOODARD SERVICE STATION INC | 145 COMMERCE ST | HAWKINSVILLE | Pulaski | 9000572 | 1-PLUS |  | 1995-04-01 | FALSE | 1995-04-01 | FALSE | Removed from Ground | Gas (Historical Use) | 3000 | Steel-Impressed Current | 1966-04-12 | Steel (Impressed Current) | Safe Suction (Euro)
WOODARD SERVICE STATION INC | 145 COMMERCE ST | HAWKINSVILLE | Pulaski | 9000572 | 2-PREM |  | 1992-04-01 | FALSE | 1992-04-01 | FALSE | Removed from Ground | Gas (Historical Use) | 8000 | Steel-Impressed Current | 1970-04-12 | Steel (Impressed Current) | Safe Suction (Euro)
WOODARD SERVICE STATION INC | 145 COMMERCE ST | HAWKINSVILLE | Pulaski | 9000572 | 3-UNL |  | 1992-04-01 | FALSE | 1992-04-01 | FALSE | Removed from Ground | Gas (Historical Use) | 8000 | Steel-Impressed Current | 1970-04-12 | Steel (Impressed Current) | Pressurized
WOODARD SERVICE STATION INC | 145 COMMERCE ST | HAWKINSVILLE | Pulaski | 9000572 | 4 |  |  | TRUE |  | TRUE | Closed in Ground | Empty | 2000 | Bare Steel | 1966-04-13
WOODARD SERVICE STATION INC | 145 COMMERCE ST | HAWKINSVILLE | Pulaski | 9000572 | 5 | [5 empty] | Closed in Ground | Empty | 1 | Bare Steel | 1966-12-01 | Steel (Impressed Current)
WOODARD SERVICE STATION INC | 145 COMMERCE ST | HAWKINSVILLE | Pulaski | 9000572 | 6 | [5 empty] | Closed in Ground | Empty | 1 | Bare Steel | 1966-12-01 | Galvanized Steel
WOODARD SERVICE STATION INC | 145 COMMERCE ST | HAWKINSVILLE | Pulaski | 9000572 | 7 | [5 empty] | Closed in Ground | Empty | 1 | Bare Steel | 1966-12-01 | Galvanized Steel
FEDERAL AVIATION ADMINSTRATION ( | L B WILSON AIRPORT | HAWKINSVILLE | Pulaski | 1160002 | VNA#VOR | [5 empty] | Removed from Ground | Gas (Historical Use) | 500 | Bare Steel | 1958-05-13 | Unknown
PULASKI COUNTY FORESTRY UNIT | RT 3 HWY 129 SOUTH | HAWKINSVILLE | Pulaski | 1160003 | 1 | [5 empty] | Removed from Ground | Gas (Historical Use) | 560 | Bare Steel | 1956-04-29 | Galvanized Steel
PULASKI COUNTY FORESTRY UNIT | RT 3 HWY 129 SOUTH | HAWKINSVILLE | Pulaski | 1160003 | 2 | [5 empty] | Removed from Ground | Diesel | 560 | Bare Steel | 1965-04-27 | Galvanized Steel
PULASKI COUNTY FORESTRY UNIT | RT 3 HWY 129 SOUTH | HAWKINSVILLE | Pulaski | 1160003 | 3 | [5 empty] | Removed from Ground | Gas (Historical Use) | 2000 | Bare Steel | 1978-04-24 | Galvanized Steel
PULASKI COUNTY FORESTRY UNIT | RT 3 HWY 129 SOUTH | HAWKINSVILLE | Pulaski | 1160003 | 4 |  | 1991-01-01 |  | 1991-01-01 |  | Removed from Ground | Gas (Historical Use) | 1000 | Galvanic (STIP-3) | 1991-01-01 | Cathodically Protected | Safe Suction (Euro)
PULASKI COUNTY FORESTRY UNIT | RT 3 HWY 129 SOUTH | HAWKINSVILLE | Pulaski | 1160003 | 5 |  | 1991-01-01 |  | 1991-01-01 |  | Removed from Ground | Diesel | 1000 | Galvanic (STIP-3) | 1991-01-01 | Cathodically Protected | Safe Suction (Euro)
HAWKINSVILLE BARN | 103 HENDLEY ST | HAWKINSVILLE | Pulaski | 1160004 | 1 | [5 empty] | Removed from Ground | Gas (Historical Use) | 1000 | Bare Steel | 1980-04-18 | Galvanized Steel | Safe Suction (Euro)
C&P MOTOR VIHICLE INC | 100 N JACKSON ST | HAWKINSVILLE | Pulaski | 1160005 | 1 | [5 empty] | Removed from Ground | Gas (Historical Use) | 1000 | Bare Steel | 1981-04-19 | Bare Steel
RUDY LANCASTER | RT 3 BLACKSHEAR TRAIL | HAWKINSVILLE | Pulaski | 1160006 | 1 | [5 empty] | Removed from Ground | Diesel | 1 | Bare Steel | 1976-04-20 | Galvanized Steel
HEART OF GA PEANUT AND GIN CO | 202 SECOND ST BOX 621 | HAWKINSVILLE | Pulaski | 1160008 | 1 | [5 empty] | Removed from Ground | Gas (Historical Use) | 500 | Bare Steel | 1966-04-21 | Galvanized Steel
HEART OF GA PEANUT AND GIN CO | 202 SECOND ST BOX 621 | HAWKINSVILLE | Pulaski | 1160008 | 2 | [5 empty] | Removed from Ground | Diesel | 3000 | Bare Steel | 1983-04-17 | Galvanized Steel
PEAVY TIRE CO INC | BROAD ST | HAWKINSVILLE | Pulaski | 1160011 | 1 | [5 empty] | Removed from Ground | Gas (Historical Use) | 8000 | Bare Steel | 1973-01-16 | Galvanized Steel
PEAVY TIRE CO INC | BROAD ST | HAWKINSVILLE | Pulaski | 1160011 | 2 | [5 empty] | Removed from Ground | Gas (Historical Use) | 8000 | Bare Steel | 1973-01-16 | Galvanized Steel
PEAVY TIRE CO INC | BROAD ST | HAWKINSVILLE | Pulaski | 1160011 | 3 | [5 empty] | Removed from Ground | Gas (Historical Use) | 8000 | Bare Steel | 1973-01-16 | Galvanized Steel
PULASKI COUNTY BOARD OF EDUCATION | 334 BROAD ST | HAWKINSVILLE | Pulaski | 1160012 | 1 | Flapper Valve | 1999-04-15 |  | 1999-04-15 |  | Currently in Use | Diesel | 14000 | Steel-Impressed Current | 1966-01-21 | Steel (Impressed Current) | Safe Suction (Euro)
DEPARTMENT OF TRANSPORTATION PUL | 1 /2 MI E OF INT SR 230 ON SR 27 | HAWKINSVILLE | Pulaski | 1160013 | 340G1 | [5 empty] | Removed from Ground | Gas (Historical Use) | 1060 | Bare Steel | 1972-05-02 | Galvanized Steel | Safe Suction (Euro)
SUN MART | 114 PROGRESS AVE | HAWKINSVILLE | Pulaski | 1160014 | 1 |  | 1996-06-18 |  | 1996-06-18 |  | Removed from Ground | Gas (Historical Use) | 8000 | Steel-Impressed Current | 1980-01-01 | Steel (Impressed Current) | Safe Suction (Euro)
SUN MART | 114 PROGRESS AVE | HAWKINSVILLE | Pulaski | 1160014 | 2 |  | 1996-06-18 |  | 1996-06-18 |  | Removed from Ground | Gas (Historical Use) | 4000 | Steel-Impressed Current | 1980-01-01 | Steel (Impressed Current) | Safe Suction (Euro)
SUN MART | 114 PROGRESS AVE | HAWKINSVILLE | Pulaski | 1160014 | 3 |  | 1996-06-18 |  | 1996-06-18 |  | Removed from Ground | Gas (Historical Use) | 4000 | Steel-Impressed Current | 1980-01-01 | Steel (Impressed Current) | Safe Suction (Euro)
SUN MART | 114 PROGRESS AVE | HAWKINSVILLE | Pulaski | 1160014 | 4A |  | 2009-04-02 | FALSE | 2009-04-02 | FALSE | Currently in Use | Gas (Historical Use) | 8000 | Composite Double Walled | 2009-04-02 | Double-Walled Flex | Pressurized
SUN MART | 114 PROGRESS AVE | HAWKINSVILLE | Pulaski | 1160014 | 4B |  | 2009-04-02 | FALSE | 2009-04-02 | FALSE | Currently in Use | Gas (Historical Use) | 4000 | Composite Double Walled | 2009-04-02 | Double-Walled Flex | Pressurized
STOP N GO | 118 SOUTH JACKSON STREET | HAWKINSVILLE | Pulaski | 1160015 | 1 |  | 1997-09-01 |  | 1997-09-01 |  | Removed from Ground | Gas (Historical Use) | 8000 | Steel-Impressed Current | 1980-05-01 | Cathodically Protected | Suction (American)
STOP N GO | 118 SOUTH JACKSON STREET | HAWKINSVILLE | Pulaski | 1160015 | 2 |  | 1996-06-18 |  | 1996-06-18 |  | Removed from Ground | Gas (Historical Use) | 4000 | Steel-Impressed Current | 1980-05-01 | Cathodically Protected | Pressurized
STOP N GO | 118 SOUTH JACKSON STREET | HAWKINSVILLE | Pulaski | 1160015 | 3 |  | 1996-06-18 |  | 1996-06-18 |  | Removed from Ground | Gas (Historical Use) | 4000 | Steel-Impressed Current | 1980-05-01 | Cathodically Protected | Pressurized
STOP N GO | 118 SOUTH JACKSON STREET | HAWKINSVILLE | Pulaski | 1160015 | 4A | Ball Float | 2011-01-27 | FALSE | 2011-01-27 | FALSE | Currently in Use | E-10 | 12000 | Composite | 2011-01-27 | Double-Walled Fiberglass | Pressurized
STOP N GO | 118 SOUTH JACKSON STREET | HAWKINSVILLE | Pulaski | 1160015 | 4B | Ball Float | 2011-01-27 | FALSE | 2011-01-27 | FALSE | Currently in Use | Premium | 4000 | Composite | 2011-01-27 | Double-Walled Fiberglass | Pressurized
STOP N GO | 118 SOUTH JACKSON STREET | HAWKINSVILLE | Pulaski | 1160015 | 4C | Ball Float | 2011-01-27 | FALSE | 2011-01-27 | FALSE | Currently in Use | Diesel | 4000 | Composite | 2011-01-27 | Double-Walled Fiberglass | Pressurized
SAMS QUICK STOP | 86 BROAD ST | HAWKINSVILLE | Pulaski | 1160016 | 1 | [5 empty] | Permanently Out Of Use | Diesel | 260 | Bare Steel | 1957-05-06 | Unknown
SAMS QUICK STOP | 86 BROAD ST | HAWKINSVILLE | Pulaski | 1160016 | 2 |  |  | TRUE |  | TRUE | Permanently Out Of Use | Used Oil | 550 | Bare Steel | 1957-05-06 | Unknown
SAMS QUICK STOP | 86 BROAD ST | HAWKINSVILLE | Pulaski | 1160016 | 3 |  | 1990-08-29 |  | 1990-08-29 |  | Currently in Use | Gas (Historical Use) | 10000 | Cathodically Protected Steel | 1974-05-02 | Fiberglass Reinforced Plastic | Pressurized
SAMS QUICK STOP | 86 BROAD ST | HAWKINSVILLE | Pulaski | 1160016 | 4 |  | 1990-08-29 |  | 1990-08-29 |  | Currently in Use | Gas (Historical Use) | 10000 | Cathodically Protected Steel | 1974-05-02 | Fiberglass Reinforced Plastic | Pressurized
SAMS QUICK STOP | 86 BROAD ST | HAWKINSVILLE | Pulaski | 1160016 | 5 |  | 1990-08-29 |  | 1990-08-29 |  | Currently in Use | Diesel | 10000 | Cathodically Protected Steel | 1974-05-02 | Fiberglass Reinforced Plastic | Pressurized
FLASH FOODS #161/MR C #15 | 365 BROAD ST | HAWKINSVILLE | Pulaski | 1160019 | NLR | [5 empty] | Removed from Ground | Gas (Historical Use) | 6000 | Bare Steel | 1985-05-08 | Galvanized Steel | Pressurized
FLASH FOODS #161/MR C #15 | 365 BROAD ST | HAWKINSVILLE | Pulaski | 1160019 | PREM | [5 empty] | Removed from Ground | Gas (Historical Use) | 6000 | Bare Steel | 1985-05-08 | Galvanized Steel | Pressurized
FLASH FOODS #161/MR C #15 | 365 BROAD ST | HAWKINSVILLE | Pulaski | 1160019 | R | [5 empty] | Removed from Ground | Gas (Historical Use) | 6000 | Bare Steel | 1985-05-08 | Galvanized Steel | Pressurized
QUICKS Z MART | INT HWY 26 & 341 NE CORNER, 19 Cochran Hwy. | HAWKINSVILLE | Pulaski | 1160020 | 1 |  | 1998-05-18 |  | 1998-05-18 |  | Currently in Use | Gas (Historical Use) | 6000 | Steel-Impressed Current | 1978-05-10 | Fiberglass Reinforced Plastic | Safe Suction (Euro)
QUICKS Z MART | INT HWY 26 & 341 NE CORNER, 19 Cochran Hwy. | HAWKINSVILLE | Pulaski | 1160020 | 2 |  | 1998-05-18 |  | 1998-05-18 |  | Currently in Use | Gas (Historical Use) | 3000 | Steel-Impressed Current | 1978-05-10 | Double-Walled Flex | Safe Suction (Euro)
QUICKS Z MART | INT HWY 26 & 341 NE CORNER, 19 Cochran Hwy. | HAWKINSVILLE | Pulaski | 1160020 | 3 |  | 1998-05-18 |  | 1998-05-18 |  | Currently in Use | Gas (Historical Use) | 1000 | Steel-Impressed Current | 1978-05-10 | Double-Walled Flex | Safe Suction (Euro)
QUICKS Z MART | INT HWY 26 & 341 NE CORNER, 19 Cochran Hwy. | HAWKINSVILLE | Pulaski | 1160020 | 4 |  | 1998-05-18 |  | 1998-05-18 |  | Currently in Use | Gas (Historical Use) | 1000 | Steel-Impressed Current | 1978-05-10 | Double-Walled Flex | Safe Suction (Euro)
QUICKS Z MART | INT HWY 26 & 341 NE CORNER, 19 Cochran Hwy. | HAWKINSVILLE | Pulaski | 1160020 | 5 |  | 1998-05-18 |  | 1998-05-18 |  | Currently in Use | Diesel | 1000 | Steel-Impressed Current | 1978-05-10 | Double-Walled Flex | Safe Suction (Euro)
QUICKS Z MART | INT HWY 26 & 341 NE CORNER, 19 Cochran Hwy. | HAWKINSVILLE | Pulaski | 1160020 | 6 | [5 empty] | Closed in Ground | Gas (Historical Use) | 1000 | Steel-Impressed Current | 1978-05-10 | Double Walled | Safe Suction (Euro)
JONES Z MART | 218 BROAD AT HWY 341 | HAWKINSVILLE | Pulaski | 1160021 | 1 |  | 1997-07-15 |  | 1997-07-15 |  | Removed from Ground | Diesel | 2000 | Steel-Impressed Current | 1978-05-10 | Cathodically Protected | Safe Suction (Euro)
JONES Z MART | 218 BROAD AT HWY 341 | HAWKINSVILLE | Pulaski | 1160021 | 2 |  | 1997-07-15 |  | 1997-07-15 |  | Removed from Ground | Gas (Historical Use) | 4000 | Steel-Impressed Current | 1978-05-10 | Cathodically Protected | Safe Suction (Euro)
JONES Z MART | 218 BROAD AT HWY 341 | HAWKINSVILLE | Pulaski | 1160021 | 3 |  | 1997-07-15 |  | 1997-07-15 |  | Removed from Ground | Gas (Historical Use) | 4000 | Steel-Impressed Current | 1978-05-10 | Cathodically Protected | Safe Suction (Euro)
JONES Z MART | 218 BROAD AT HWY 341 | HAWKINSVILLE | Pulaski | 1160021 | 4 |  | 1997-07-15 |  | 1997-07-15 |  | Removed from Ground | Gas (Historical Use) | 4000 | Steel-Impressed Current | 1978-05-10 | Cathodically Protected | Safe Suction (Euro)
JONES Z MART | 218 BROAD AT HWY 341 | HAWKINSVILLE | Pulaski | 1160021 | 5 |  | 1997-07-15 |  | 1997-07-15 |  | Removed from Ground | Gas (Historical Use) | 2000 | Steel-Impressed Current | 1978-05-10 | Cathodically Protected | Safe Suction (Euro)
JONES Z MART | 218 BROAD AT HWY 341 | HAWKINSVILLE | Pulaski | 1160021 | 6 |  | 2003-12-08 | FALSE | 2003-12-08 | FALSE | Currently in Use | Gas (Historical Use) | 12000 | Composite Double Walled | 2003-12-08 | Double-Walled Fiberglass | Pressurized
JONES Z MART | 218 BROAD AT HWY 341 | HAWKINSVILLE | Pulaski | 1160021 | 7A |  | 2003-12-08 | FALSE | 2003-12-08 | FALSE | Currently in Use | Gas (Historical Use) | 6000 | Composite Double Walled | 2003-12-08 | Double-Walled Fiberglass | Pressurized
JONES Z MART | 218 BROAD AT HWY 341 | HAWKINSVILLE | Pulaski | 1160021 | 7B |  | 2003-12-08 | FALSE | 2003-12-08 | FALSE | Currently in Use | Diesel | 4000 | Composite Double Walled | 2003-12-08 | Double-Walled Fiberglass | Pressurized
HUB CITY | HWY 341 & 230 | HAWKINSVILLE | Pulaski | 1160022 | 1 | [5 empty] | Permanently Out of Use - historical purposes | Gas (Historical Use) | 6000 | Bare Steel | 1983-05-09 | Galvanized Steel | Suction (American)
HUB CITY | HWY 341 & 230 | HAWKINSVILLE | Pulaski | 1160022 | 2 | [5 empty] | Permanently Out of Use - historical purposes | Gas (Historical Use) | 6000 | Bare Steel | 1983-05-09 | Galvanized Steel | Suction (American)
HUB CITY | HWY 341 & 230 | HAWKINSVILLE | Pulaski | 1160022 | 3 | [5 empty] | Permanently Out of Use - historical purposes | Gas (Historical Use) | 6000 | Bare Steel | 1983-05-09 | Galvanized Steel | Suction (American)
HUB CITY | HWY 341 & 230 | HAWKINSVILLE | Pulaski | 1160022 | 4 | [5 empty] | Permanently Out of Use - historical purposes | Diesel | 4000 | Bare Steel | 1983-05-09 | Galvanized Steel | Suction (American)
MCCRAINE IMP CO | HWY 341 | HAWKINSVILLE | Pulaski | 1160023 | 1 | [5 empty] | Removed from Ground | Diesel | 3000 | Bare Steel | 1981-05-09 | Galvanized Steel
MCCRAINE IMP CO | HWY 341 | HAWKINSVILLE | Pulaski | 1160023 | 2 | [5 empty] | Removed from Ground | Gas (Historical Use) | 1000 | Bare Steel | 1981-05-09 | Galvanized Steel
FARMERS SUPPLY CO | CITY ST | HAWKINSVILLE | Pulaski | 1160024 | 1 | [5 empty] | Permanently Out of Use - historical purposes | Gas (Historical Use) | 2000 | Bare Steel | 1986-05-08 | Galvanized Steel
J LAMPKIN | ROUTE 2 | HAWKINSVILLE | Pulaski | 1160026 | 1 | [5 empty] | Removed from Ground | Gas (Historical Use) | 2000 | Bare Steel | 1981-05-07 | Bare Steel
J LAMPKIN | ROUTE 2 | HAWKINSVILLE | Pulaski | 1160026 | 2 | [5 empty] | Removed from Ground | Diesel | 8000 | Bare Steel | 1981-05-07 | Bare Steel
MIDDLE GA EMC | HWY 230 | HAWKINSVILLE | Pulaski | 1160027 | 1 | [5 empty] | Removed from Ground | Gas (Historical Use) | 500 | Bare Steel | 1973-05-10 | Galvanized Steel
LAWHORN SERVICE STATION | 229 PROGRESS AVE | HAWKINSVILLE | Pulaski | 1160028 | 1 | [5 empty] | Removed from Ground | Gas (Historical Use) | 4000 | Bare Steel | 1976-05-10 | Galvanized Steel
LAWHORN SERVICE STATION | 229 PROGRESS AVE | HAWKINSVILLE | Pulaski | 1160028 | 2 | [5 empty] | Removed from Ground | Gas (Historical Use) | 6000 | Bare Steel | 1976-05-10 | Galvanized Steel
LAWHORN SERVICE STATION | 229 PROGRESS AVE | HAWKINSVILLE | Pulaski | 1160028 | 3 | [5 empty] | Removed from Ground | Gas (Historical Use) | 4000 | Bare Steel | 1976-05-10 | Galvanized Steel
LAWHORN SERVICE STATION | 229 PROGRESS AVE | HAWKINSVILLE | Pulaski | 1160028 | 4 |  |  | TRUE |  | TRUE | Removed from Ground | Used Oil | 285 | Bare Steel | 1986-05-08 | Unknown
BUDDY NESMITH OIL CO INC | 101 COMMERCE ST | HAWKINSVILLE | Pulaski | 1160029 | 1 | [5 empty] | Removed from Ground | Empty | 560 | Bare Steel | 1986-05-08 | Galvanized Steel
BUDDY NESMITH OIL CO INC | 101 COMMERCE ST | HAWKINSVILLE | Pulaski | 1160029 | 2 | [5 empty] | Removed from Ground | Empty | 1060 | Bare Steel | 1986-05-08 | Galvanized Steel
BUDDY NESMITH OIL CO INC | 101 COMMERCE ST | HAWKINSVILLE | Pulaski | 1160029 | 3 | [5 empty] | Temporarily out of use | Diesel | 4000 | Bare Steel | 1985-05-08 | Galvanized Steel
BUDDY NESMITH OIL CO INC | 101 COMMERCE ST | HAWKINSVILLE | Pulaski | 1160029 | 4 | [5 empty] | Temporarily out of use | Empty | 1000 | Bare Steel | 1984-05-08 | Galvanized Steel
RIVERSIDE SERVICE STATION | 103 COMMERCE ST | HAWKINSVILLE | Pulaski | 1160031 | 1 | [5 empty] | Removed from Ground | Empty | 1000 | Bare Steel | 1964-05-13 | Galvanized Steel
RIVERSIDE SERVICE STATION | 103 COMMERCE ST | HAWKINSVILLE | Pulaski | 1160031 | 2 | [5 empty] | Removed from Ground | Gas (Historical Use) | 1000 | Bare Steel | 1964-05-13 | Bare Steel | Suction (American)
RIVERSIDE SERVICE STATION | 103 COMMERCE ST | HAWKINSVILLE | Pulaski | 1160031 | 3 |  |  | TRUE |  | TRUE | Removed from Ground | Used Oil | 560 | Bare Steel | 1964-05-13 | Galvanized Steel
RIVERSIDE SERVICE STATION | 103 COMMERCE ST | HAWKINSVILLE | Pulaski | 1160031 | 5 |  | 1999-01-02 |  | 1999-01-02 |  | Currently in Use | Diesel | 4000 | Steel-Impressed Current | 1999-01-02 | Bare Steel | Suction (American)
MRS ETHEL NELSON D/B/A BROWNDALE | RT 1 STATE RD # 26 | HAWKINSVILLE | Pulaski | 1160032 | 1 | [5 empty] | Permanently Out of Use - historical purposes | Empty | 560 | Bare Steel | 1986-05-08 | Unknown
MRS ETHEL NELSON D/B/A BROWNDALE | RT 1 STATE RD # 26 | HAWKINSVILLE | Pulaski | 1160032 | 2 | [5 empty] | Permanently Out of Use - historical purposes | Empty | 1 | Bare Steel | 1986-05-08 | Unknown
SOLOW | DOOLEY & COMMERCE ST | HAWKINSVILLE | Pulaski | 1160033 | 1 | [5 empty] | Permanently Out of Use - historical purposes | Gas (Historical Use) | 4000 | Bare Steel | 1961-05-13 | Galvanized Steel
SOLOW | DOOLEY & COMMERCE ST | HAWKINSVILLE | Pulaski | 1160033 | 2 | [5 empty] | Permanently Out of Use - historical purposes | Gas (Historical Use) | 4000 | Bare Steel | 1972-05-10 | Galvanized Steel
SOLOW | DOOLEY & COMMERCE ST | HAWKINSVILLE | Pulaski | 1160033 | 3 | [5 empty] | Permanently Out of Use - historical purposes | Gas (Historical Use) | 3000 | Bare Steel | 1961-05-13 | Galvanized Steel
DAWSON BROTHERS SPRAYING SERVICE | 1513 ABBEYVILLE HWY | HAWKINSVILLE | Pulaski | 1160035 | 1 | Flapper Valve | 1991-05-09 |  | 1991-05-09 |  | Currently in Use | Other | 10000 | Galvanic (STIP-3) | 1991-05-09 | Fiberglass Reinforced Plastic | Safe Suction (Euro)
FIVE STAR | BROAD AND LUMPKIN ST | HAWKINSVILLE | Pulaski | 1160038 | 1 | [5 empty] | Removed from Ground | Gas (Historical Use) | 4000 | Bare Steel | 1982-05-15 | Unknown
FIVE STAR | BROAD AND LUMPKIN ST | HAWKINSVILLE | Pulaski | 1160038 | 2 | [5 empty] | Removed from Ground | Gas (Historical Use) | 4000 | Bare Steel | 1982-05-15 | Unknown
FIVE STAR | BROAD AND LUMPKIN ST | HAWKINSVILLE | Pulaski | 1160038 | 3 | [5 empty] | Removed from Ground | Gas (Historical Use) | 4000 | Bare Steel | 1982-05-15 | Unknown
FIVE STAR | BROAD AND LUMPKIN ST | HAWKINSVILLE | Pulaski | 1160038 | 4 | [5 empty] | Removed from Ground | Gas (Historical Use) | 2000 | Marked Unknown | 1992-12-19 | Unknown
DOT #10361 ASPHALT PLANT | SR 230 | HAWKINSVILLE | Pulaski | 1162000 | 10361-1 | [5 empty] | Removed from Ground | Gas (Historical Use) | 1000 | Cathodically Protected Steel | 1987-11-04 | Galvanized Steel
DOT #10361 ASPHALT PLANT | SR 230 | HAWKINSVILLE | Pulaski | 1162000 | 10661-2 | [5 empty] | Removed from Ground | Diesel | 10000 | Bare Steel | 1993-05-14 | Galvanized Steel
NEIGHBORS EXPRESS #15 | 94 EASTMAN HWY | HAWKINSVILLE | Pulaski | 10001304 | 1 | Flapper Valve | 2006-12-15 | FALSE | 2006-12-15 | FALSE | Currently in Use | E-10 | 10000 | Epoxy | 2006-12-15 | Double-Walled Flex | Pressurized
NEIGHBORS EXPRESS #15 | 94 EASTMAN HWY | HAWKINSVILLE | Pulaski | 10001304 | 2 | Flapper Valve | 2006-12-15 | FALSE | 2006-12-15 | FALSE | Currently in Use | Premium | 8000 | Epoxy | 2006-12-15 | Double-Walled Flex | Pressurized
NEIGHBORS EXPRESS #15 | 94 EASTMAN HWY | HAWKINSVILLE | Pulaski | 10001304 | 3 | Flapper Valve | 2006-12-15 | FALSE | 2006-12-15 | FALSE | Currently in Use | Diesel | 10000 | Epoxy | 2006-12-15 | Double-Walled Flex | Pressurized
NEIGHBORS EXPRESS #15 | 94 EASTMAN HWY | HAWKINSVILLE | Pulaski | 10001304 | 4 | Flapper Valve | 2006-12-15 | FALSE | 2006-12-15 | FALSE | Currently in Use | Diesel | 8000 | Epoxy | 2006-12-15 | Double-Walled Flex | Pressurized
NEIGHBORS EXPRESS #15 | 94 EASTMAN HWY | HAWKINSVILLE | Pulaski | 10001304 | 5 | Ball Float | 2014-03-01 | FALSE | 2014-03-01 | FALSE | Currently in Use | Diesel Off Road | 5000 | Composite Double Walled | 2014-03-01 | Double-Walled Fiberglass | Pressurized
SO LOW FOOD MART #1 | 147 COMMERCE ST | HAWKINSVILLE | Pulaski | 10001453 | 1 | Ball Float | 2005-02-15 | FALSE | 2005-02-15 | FALSE | Currently in Use | E-10 | 10000 | Composite | 2005-02-15 | Fiberglass Reinforced Plastic | Pressurized
SO LOW FOOD MART #1 | 147 COMMERCE ST | HAWKINSVILLE | Pulaski | 10001453 | 2 | Ball Float | 2005-02-15 | FALSE | 2005-02-15 | FALSE | Currently in Use | Premium | 5000 | Composite | 2005-02-15 | Fiberglass Reinforced Plastic | Pressurized
LONG SHOALS COUNTRY STORE | 1093 SPARTA HWY | EATONTON | Putnam | 10001633 | 1 | Flapper Valve | 2008-09-01 | FALSE | 2008-08-01 | FALSE | Currently in Use | Regular | 12000 | Composite Double Walled | 2008-07-01 | Double-Walled Fiberglass | Pressurized
LONG SHOALS COUNTRY STORE | 1093 SPARTA HWY | EATONTON | Putnam | 10001633 | 2 | Flapper Valve | 2008-09-01 | FALSE | 2008-08-01 | FALSE | Currently in Use | Premium | 4000 | Composite Double Walled | 2008-07-01 | Double-Walled Fiberglass | Pressurized
LONG SHOALS COUNTRY STORE | 1093 SPARTA HWY | EATONTON | Putnam | 10001633 | 3 | Flapper Valve | 2008-09-01 | FALSE | 2008-08-01 | FALSE | Currently in Use | Diesel | 4000 | Composite Double Walled | 2008-07-01 | Double-Walled Fiberglass | Pressurized
LONG SHOALS COUNTRY STORE | 1093 SPARTA HWY | EATONTON | Putnam | 10001633 | 4 | Flapper Valve | 2008-09-01 | FALSE | 2008-08-01 | FALSE | Currently in Use | Diesel Off Road | 2000 | Composite Double Walled | 2008-07-01 | Double-Walled Fiberglass | Suction (American)
LONG SHOALS COUNTRY STORE | 1093 SPARTA HWY | EATONTON | Putnam | 10001633 | 5 | Flapper Valve | 2008-09-01 | FALSE | 2008-08-01 | FALSE | Currently in Use | Ethanol | 1000 | Composite Double Walled | 2008-08-01 | Fiberglass Reinforced Plastic | Suction (American)
INGLES GAS EXPRESS #484 | 750 MONTICELLO RD | EATONTON | Putnam | 10001569 | 1 | Flapper Valve | 2008-07-24 | FALSE | 2008-07-24 | FALSE | Currently in Use | Regular | 25000 | Fiberglass Double Walled | 2008-07-18 | Double-Walled Flex | Pressurized
INGLES GAS EXPRESS #484 | 750 MONTICELLO RD | EATONTON | Putnam | 10001569 | 2 | Flapper Valve | 2008-07-24 | FALSE | 2008-07-24 | FALSE | Currently in Use | Premium | 7000 | Fiberglass Double Walled | 2008-07-18 | Double-Walled Flex | Pressurized
INGLES GAS EXPRESS #484 | 750 MONTICELLO RD | EATONTON | Putnam | 10001569 | 3 | Flapper Valve | 2008-07-24 | FALSE | 2008-07-24 | FALSE | Currently in Use | Diesel | 5000 | Fiberglass Double Walled | 2008-07-18 | Double-Walled Flex | Pressurized
INGLES GAS EXPRESS #484 | 750 MONTICELLO RD | EATONTON | Putnam | 10001569 | 4 | Flapper Valve | 2008-07-24 | FALSE | 2008-07-24 | FALSE | Currently in Use | Diesel | 5000 | Fiberglass Double Walled | 2008-07-18 | Double-Walled Flex | Pressurized
GROTEC INC | 635 MADISON RD | EATONTON | Putnam | 10001982 | 1 |  | 2011-04-07 | FALSE | 2011-04-07 | FALSE | Removed from Ground | Gas (Historical Use) | 500 | Galvanic (STIP-3) | 1991-01-01 | Bare Steel | Suction (American)
GROTEC INC | 635 MADISON RD | EATONTON | Putnam | 10001982 | 2 |  | 2011-04-07 | FALSE | 2011-04-07 | FALSE | Removed from Ground | Diesel | 1000 | Galvanic (STIP-3) | 1991-01-01 | Bare Steel | Suction (American)
BIG FUEL EXPRESS | 101 MAYS ROAD | MILLEDGEVILLE | Putnam | 10000984 | 1A |  | 2001-06-15 | FALSE | 2001-06-15 | FALSE | Temporarily out of use | Gas (Historical Use) | 12000 | Fiberglass | 2001-06-14 | Double-Walled Fiberglass | Pressurized
BIG FUEL EXPRESS | 101 MAYS ROAD | MILLEDGEVILLE | Putnam | 10000984 | 1B |  | 2001-06-15 | FALSE | 2001-06-15 | FALSE | Temporarily out of use | Gas (Historical Use) | 8000 | Fiberglass | 2001-06-14 | Double-Walled Fiberglass | Pressurized
BIG FUEL EXPRESS | 101 MAYS ROAD | MILLEDGEVILLE | Putnam | 10000984 | 2 |  | 2001-06-15 | FALSE | 2001-06-15 | FALSE | Temporarily out of use | Diesel | 6000 | Fiberglass | 2001-06-14 | Double-Walled Fiberglass | Pressurized
HARMONY CROSSING FOOD MART | 1001 LAKE OCONEE PKWY | EATONTON | Putnam | 10000875 | 1 |  | 2005-03-01 | FALSE | 2005-03-01 | FALSE | Currently in Use | Gas (Historical Use) | 12000 | Composite | 2005-01-15 | Fiberglass Reinforced Plastic | Pressurized
HARMONY CROSSING FOOD MART | 1001 LAKE OCONEE PKWY | EATONTON | Putnam | 10000875 | 2 |  | 2005-03-01 | FALSE | 2005-03-01 | FALSE | Currently in Use | Gas (Historical Use) | 8000 | Composite | 2005-01-15 | Fiberglass Reinforced Plastic | Pressurized
HARMONY CROSSING FOOD MART | 1001 LAKE OCONEE PKWY | EATONTON | Putnam | 10000875 | 3 |  | 2005-03-01 | FALSE | 2005-03-01 | FALSE | Currently in Use | Diesel | 4000 | Composite | 2005-01-15 | Fiberglass Reinforced Plastic | Pressurized
EATONTON TRAVEL CENTER | 100 SARA LEE DR | EATONTON | Putnam | 10000901 | 1 |  | 2004-08-01 | FALSE | 2004-08-01 | FALSE | Currently in Use | Regular | 12000 | Composite | 2004-08-01 | Double-Walled Fiberglass | Pressurized
EATONTON TRAVEL CENTER | 100 SARA LEE DR | EATONTON | Putnam | 10000901 | 2 |  | 2004-08-01 | FALSE | 2004-08-01 | FALSE | Currently in Use | Premium | 8000 | Composite | 2004-08-01 | Double-Walled Fiberglass | Pressurized
EATONTON TRAVEL CENTER | 100 SARA LEE DR | EATONTON | Putnam | 10000901 | 3 | Flapper Valve | 2004-08-01 | FALSE | 2004-08-01 | FALSE | Currently in Use | Diesel | 20000 | Composite | 2004-08-01 | Double-Walled Fiberglass | Pressurized
EATONTON TRAVEL CENTER | 100 SARA LEE DR | EATONTON | Putnam | 10000901 | 4 | Flapper Valve | 2004-08-01 | FALSE | 2004-08-01 | FALSE | Currently in Use | Diesel | 10000 | Composite | 2004-08-01 | Double-Walled Fiberglass | Pressurized
EATONTON TRAVEL CENTER | 100 SARA LEE DR | EATONTON | Putnam | 10000901 | 5 | Flapper Valve | 2004-08-01 | FALSE | 2004-08-01 | FALSE | Currently in Use | Diesel | 10000 | Composite | 2004-08-01 | Double-Walled Fiberglass | Pressurized
MURPHY USA #7201 | 110 WAL-MART DR | EATONTON | Putnam | 10000941 | 1 | Flapper Valve | 2005-07-01 | FALSE | 2005-07-01 | FALSE | Currently in Use | Regular | 20000 | Fiberglass Double Walled | 2005-06-23 |  | Pressurized
MURPHY USA #7201 | 110 WAL-MART DR | EATONTON | Putnam | 10000941 | 2A | Flapper Valve | 2005-07-01 | FALSE | 2005-07-01 | FALSE | Currently in Use | Regular | 12000 | Fiberglass Double Walled | 2005-06-23 |  | Pressurized
MURPHY USA #7201 | 110 WAL-MART DR | EATONTON | Putnam | 10000941 | 2B | Flapper Valve | 2005-07-01 | FALSE | 2005-07-01 | FALSE | Currently in Use | Diesel | 8000 | Fiberglass Double Walled | 2005-06-23 |  | Pressurized
SUNSET MARINA & INN | 105 MAYS RD | MILLEDGEVILLE | Putnam | 10000316 | 3 | Flapper Valve | 2001-06-15 | FALSE | 2001-06-15 | FALSE | Currently in Use | Ethanol | 4000 | Composite | 2001-06-14 | Double-Walled Fiberglass | Safe Suction (Euro)
K C FOOD MART | 406 PEARIDGE RD | EATONTON | Putnam | 10000299 | 1 | Flapper Valve | 2002-06-01 | FALSE | 2002-06-01 | FALSE | Currently in Use | Gas (Historical Use) | 12000 | Composite | 2002-05-01 | Fiberglass Reinforced Plastic | Pressurized
K C FOOD MART | 406 PEARIDGE RD | EATONTON | Putnam | 10000299 | 2 | Flapper Valve | 2002-06-01 | FALSE | 2002-06-01 | FALSE | Currently in Use | Gas (Historical Use) | 8000 | Composite | 2002-05-01 | Fiberglass Reinforced Plastic | Pressurized
K C FOOD MART | 406 PEARIDGE RD | EATONTON | Putnam | 10000299 | 3A | Flapper Valve | 2002-06-01 | FALSE | 2002-06-01 | FALSE | Currently in Use | Diesel | 2000 | Composite | 2002-05-01 | Fiberglass Reinforced Plastic | Pressurized
K C FOOD MART | 406 PEARIDGE RD | EATONTON | Putnam | 10000299 | 3B | Flapper Valve | 2002-06-01 | FALSE | 2002-06-01 | FALSE | Currently in Use | Kerosene | 2000 | Composite | 2002-05-01 | Fiberglass Reinforced Plastic | Safe Suction (Euro)
K C FOOD MART | 406 PEARIDGE RD | EATONTON | Putnam | 10000299 | 3C | Flapper Valve | 2002-06-01 | FALSE | 2002-06-01 | FALSE | Currently in Use | Diesel | 6000 | Composite | 2002-05-01 | Fiberglass Reinforced Plastic | Pressurized
GA DOT #10229 PUTNAM CO MAINT HQ | 861 OAK ST | EATONTON | Putnam | 1170001 | 10229-1 | [5 empty] | Removed from Ground | Gas (Historical Use) | 1020 | Bare Steel | 1973-05-02 | Galvanized Steel | Safe Suction (Euro)
GA DOT #10229 PUTNAM CO MAINT HQ | 861 OAK ST | EATONTON | Putnam | 1170001 | 10229-2 | [5 empty] | Removed from Ground | Diesel | 563 | Bare Steel | 1978-05-01 | Galvanized Steel | Safe Suction (Euro)
GA DOT #10229 PUTNAM CO MAINT HQ | 861 OAK ST | EATONTON | Putnam | 1170001 | 229D1 | [5 empty] | Removed from Ground | Diesel | 2000 | Tank Jacket | 1993-07-25 | Fiberglass Reinforced Plastic | Pressurized
GA DOT #10229 PUTNAM CO MAINT HQ | 861 OAK ST | EATONTON | Putnam | 1170001 | 229G1 | [5 empty] | Removed from Ground | Gas (Historical Use) | 2000 | Tank Jacket | 1993-07-25 | Fiberglass Reinforced Plastic | Pressurized
HANDI PAK | 101 OAK ST | EATONTON | Putnam | 1170002 | 1 | [5 empty] | Removed from Ground | Gas (Historical Use) | 2000 | Bare Steel | 1980-09-01 | Galvanized Steel | Safe Suction (Euro)
HANDI PAK | 101 OAK ST | EATONTON | Putnam | 1170002 | 2 | [5 empty] | Removed from Ground | Gas (Historical Use) | 1000 | Bare Steel | 1980-09-01 | Galvanized Steel | Safe Suction (Euro)
HANDI PAK | 101 OAK ST | EATONTON | Putnam | 1170002 | 3 | [5 empty] | Removed from Ground | Gas (Historical Use) | 3000 | Bare Steel | 1980-09-01 | Galvanized Steel | Safe Suction (Euro)
HANDI PAK | 101 OAK ST | EATONTON | Putnam | 1170002 | 4 | [5 empty] | Removed from Ground | Diesel | 2000 | Bare Steel | 1980-09-01 | Galvanized Steel | Safe Suction (Euro)
HANDI PAK | 101 OAK ST | EATONTON | Putnam | 1170002 | 5 | [5 empty] | Removed from Ground | Gas (Historical Use) | 2000 | Bare Steel | 1998-06-01 | Galvanized Steel | Safe Suction (Euro)
S&S CAFETERIA | 1100 MILLEDGEVILLE RD OR | EATONTON | Putnam | 1170003 | 1 | [5 empty] | Removed from Ground | Gas (Historical Use) | 6000 | Bare Steel | 1995-06-29 | Galvanized Steel
S&S CAFETERIA | 1100 MILLEDGEVILLE RD OR | EATONTON | Putnam | 1170003 | 2 | [5 empty] | Removed from Ground | Gas (Historical Use) | 4000 | Bare Steel | 1995-06-29 | Galvanized Steel
S&S CAFETERIA | 1100 MILLEDGEVILLE RD OR | EATONTON | Putnam | 1170003 | 3 | [5 empty] | Removed from Ground | Gas (Historical Use) | 4000 | Bare Steel | 1995-06-29 | Galvanized Steel
OCONEE MARINA & C-STORE | 891 GREENSBORO RD | EATONTON | Putnam | 1170004 | 1 |  | 1997-03-01 |  | 1997-03-01 |  | Currently in Use | Diesel | 6000 | Steel-Impressed Current | 1978-02-22 | Cathodically Protected | Pressurized
OCONEE MARINA & C-STORE | 891 GREENSBORO RD | EATONTON | Putnam | 1170004 | 2 |  | 1997-03-01 |  | 1997-03-01 |  | Currently in Use | Gas (Historical Use) | 6000 | Steel-Impressed Current | 1978-02-22 | Cathodically Protected | Pressurized
OCONEE MARINA & C-STORE | 891 GREENSBORO RD | EATONTON | Putnam | 1170004 | 3 |  | 2002-06-15 | FALSE | 2002-06-15 | FALSE | Currently in Use | Gas (Historical Use) | 4000 | Composite | 2002-06-15 | Double Walled/Sec. Containment | Pressurized
OCONEE MARINA & C-STORE | 891 GREENSBORO RD | EATONTON | Putnam | 1170004 | 4 |  | 2008-01-01 | FALSE | 2008-01-01 | FALSE | Currently in Use | Gas (Historical Use) | 15000 | Epoxy | 2008-01-01 | Fiberglass Reinforced Plastic | Pressurized
OCONEE MARINA & C-STORE | 891 GREENSBORO RD | EATONTON | Putnam | 1170004 | 5 | Flapper Valve | 2018-03-20 | FALSE | 2018-03-20 | FALSE | Currently in Use | E-0 | 8000 | Composite Double Walled | 2018-03-20 | Double-Walled Flex | Pressurized
OCONEE WORK CENTER | US HWY 129/US HWY 441 | EATONTON | Putnam | 1170005 | 2021-08-01 | [5 empty] | Removed from Ground | Diesel | 1000 | Cathodically Protected Steel | 1981-02-14 | Galvanized Steel
OCONEE WORK CENTER | US HWY 129/US HWY 441 | EATONTON | Putnam | 1170005 | 2021-08-02 | [5 empty] | Removed from Ground | Gas (Historical Use) | 550 | Cathodically Protected Steel | 1981-02-14 | Galvanized Steel
OCONEE WORK CENTER | US HWY 129/US HWY 441 | EATONTON | Putnam | 1170005 | 2021-08-03 | [5 empty] | Removed from Ground | Gas (Historical Use) | 1000 | Cathodically Protected Steel | 1981-02-14 | Galvanized Steel
PUTNAM CO MIDDLE SCHOOL | 314 SOUTH WASHINGTON | EATONTON | Putnam | 1170006 | 1 | [5 empty] | Permanently Out of Use - historical purposes | Empty | 10000 | Bare Steel | 1954-01-21 | Bare Steel
UGA ADS EATONTON BEEF RESEARCH UNIT | 1508 GODFREY RD NW | EATONTON | Putnam | 1170008 | 2 | [5 empty] | Removed from Ground | Gas (Historical Use) | 1065 | Bare Steel | 1966-02-02 | Galvanized Steel
UGA ADS EATONTON BEEF RESEARCH UNIT | 1508 GODFREY RD NW | EATONTON | Putnam | 1170008 | 3 | [5 empty] | Removed from Ground | Gas (Historical Use) | 1065 | Bare Steel | 1966-02-02 | Galvanized Steel
UGA ADS EATONTON BEEF RESEARCH UNIT | 1508 GODFREY RD NW | EATONTON | Putnam | 1170008 | 4 | [5 empty] | Removed from Ground | Diesel | 4000 | Bare Steel | 1983-01-29 | Galvanized Steel
UGA ADS EATONTON BEEF RESEARCH UNIT | 1508 GODFREY RD NW | EATONTON | Putnam | 1170008 | 6 |  | 1990-02-01 |  | 1990-02-01 |  | Removed from Ground | Gas (Historical Use) | 1000 | Cathodically Protected Steel | 1990-02-01 | Fiberglass Reinforced Plastic | Safe Suction (Euro)
UGA ADS EATONTON BEEF RESEARCH UNIT | 1508 GODFREY RD NW | EATONTON | Putnam | 1170008 | 7 |  | 1990-02-01 |  | 1990-02-01 |  | Removed from Ground | Diesel | 1000 | Cathodically Protected Steel | 1990-02-01 | Fiberglass Reinforced Plastic | Safe Suction (Euro)
UGA ADS EATONTON BEEF RESEARCH UNIT | 1508 GODFREY RD NW | EATONTON | Putnam | 1170008 | 8 | Flapper Valve | 2008-03-18 | FALSE | 2008-03-18 | FALSE | Currently in Use | Regular | 2500 | Fiberglass Double Walled | 2008-03-06 | Double-Walled Fiberglass | Safe Suction (Euro)
UGA ADS EATONTON BEEF RESEARCH UNIT | 1508 GODFREY RD NW | EATONTON | Putnam | 1170008 | 9 | Flapper Valve | 2008-03-18 | FALSE | 2008-03-18 | FALSE | Currently in Use | Diesel | 2500 | Fiberglass Double Walled | 2008-03-06 | Double-Walled Fiberglass | Safe Suction (Euro)
EATONTON COOP FEED | 504 SOUTH JEFFERSON | EATONTON | Putnam | 1170009 | 1 | [5 empty] | Removed from Ground | Gas (Historical Use) | 1000 | Bare Steel | 1986-03-13 | Galvanized Steel
WATERFRONT ON LAKE OCONEE | 144 COLLIS RD | EATONTON | Putnam | 1170010 | 1 |  | 1998-11-30 | FALSE | 1998-11-30 | FALSE | Removed from Ground | Gas (Historical Use) | 3000 |  | 1979-03-26 |  | Pressurized
WATERFRONT ON LAKE OCONEE | 144 COLLIS RD | EATONTON | Putnam | 1170010 | 2 |  | 1998-11-30 | FALSE | 1998-11-30 | FALSE | Removed from Ground | Gas (Historical Use) | 4000 |  | 1979-03-26 |  | Pressurized
WATERFRONT ON LAKE OCONEE | 144 COLLIS RD | EATONTON | Putnam | 1170010 | 3 | Flapper Valve | 2007-03-27 | FALSE | 2007-03-27 | FALSE | Currently in Use | Gas (Historical Use) | 6000 | Composite Double Walled | 2007-03-27 | Double-Walled Flex | Pressurized
WATERFRONT ON LAKE OCONEE | 144 COLLIS RD | EATONTON | Putnam | 1170010 | 4 | Flapper Valve | 2007-03-27 | FALSE | 2007-03-27 | FALSE | Currently in Use | Gas (Historical Use) | 6000 | Composite Double Walled | 2007-03-27 | Double-Walled Flex | Pressurized
GA POWER | US HWY 441 NORTH | MILLEDGEVILLE | Putnam | 1170011 | 1 | [5 empty] | Removed from Ground | Gas (Historical Use) | 1000 | Bare Steel | 1966-04-28 | Galvanized Steel
GA POWER | US HWY 441 NORTH | MILLEDGEVILLE | Putnam | 1170011 | 2 | [5 empty] | Removed from Ground | Gas (Historical Use) | 1000 | Bare Steel | 1966-04-28 | Galvanized Steel
GA POWER | US HWY 441 NORTH | MILLEDGEVILLE | Putnam | 1170011 | 3 | [5 empty] | Removed from Ground | Gas (Historical Use) | 1000 | Bare Steel | 1966-04-28 | Galvanized Steel
GA POWER | US HWY 441 NORTH | MILLEDGEVILLE | Putnam | 1170011 | 4 | [5 empty] | Removed from Ground | Diesel | 1000 | Bare Steel | 1966-04-28 | Galvanized Steel
GA POWER | US HWY 441 NORTH | MILLEDGEVILLE | Putnam | 1170011 | 5 | [5 empty] | Removed from Ground | Gas (Historical Use) | 1000 | Bare Steel | 1966-04-28 | Galvanized Steel
PUTNAM CO FORESTRY UNIT | 302 MILLEDGEVILLE RD | EATONTON | Putnam | 1170013 | 1 |  | 1990-01-01 |  | 1990-01-01 |  | Removed from Ground | Gas (Historical Use) | 1000 | Galvanic (STIP-3) | 1990-01-01 | Cathodically Protected | Safe Suction (Euro)
PUTNAM CO FORESTRY UNIT | 302 MILLEDGEVILLE RD | EATONTON | Putnam | 1170013 | 2 |  | 1990-01-01 |  | 1990-01-01 |  | Removed from Ground | Diesel | 1000 | Galvanic (STIP-3) | 1990-01-01 | Cathodically Protected | Safe Suction (Euro)
PUTNAM CO FORESTRY UNIT | 302 MILLEDGEVILLE RD | EATONTON | Putnam | 1170013 | GFC#7843 | [5 empty] | Removed from Ground | Diesel | 560 | Bare Steel | 1970-04-26 | Galvanized Steel
PUTNAM CO FORESTRY UNIT | 302 MILLEDGEVILLE RD | EATONTON | Putnam | 1170013 | GFC#7845 | [5 empty] | Removed from Ground | Gas (Historical Use) | 560 | Bare Steel | 1966-04-27 | Bare Steel
HOLLOWAYS AUTO INC/WHITES GULF | 300 SOUTH JEFFERSON ST | EATONTON | Putnam | 1170015 | 1 | [5 empty] | Removed from Ground | Gas (Historical Use) | 3000 | Bare Steel | 1986-03-27 | Galvanized Steel
HOLLOWAYS AUTO INC/WHITES GULF | 300 SOUTH JEFFERSON ST | EATONTON | Putnam | 1170015 | 2 | [5 empty] | Removed from Ground | Gas (Historical Use) | 3000 | Bare Steel | 1986-03-27 | Galvanized Steel
HOLLOWAYS AUTO INC/WHITES GULF | 300 SOUTH JEFFERSON ST | EATONTON | Putnam | 1170015 | 3 | [5 empty] | Removed from Ground | Gas (Historical Use) | 3000 | Bare Steel | 1986-03-27 | Galvanized Steel
HOLLOWAYS AUTO INC/WHITES GULF | 300 SOUTH JEFFERSON ST | EATONTON | Putnam | 1170015 | 4 | [5 empty] | Removed from Ground | Gas (Historical Use) | 10000 | Bare Steel | 1986-03-27 | Galvanized Steel
HOLLOWAYS AUTO INC/WHITES GULF | 300 SOUTH JEFFERSON ST | EATONTON | Putnam | 1170015 | 5 | [5 empty] | Removed from Ground | Diesel | 500 | Bare Steel | 1986-03-27 | Galvanized Steel
HOLLOWAYS AUTO INC/WHITES GULF | 300 SOUTH JEFFERSON ST | EATONTON | Putnam | 1170015 | 6 |  |  | TRUE |  | TRUE | Removed from Ground | Used Oil | 500 | Not Marked/Unknown | 1997-11-01 | Not Marked
CEDAR CREEK WILDLIFE MANAGEMENTT | CHECKING STATION RD | EATONTON | Putnam | 1170016 | 1 | [5 empty] | Removed from Ground | Gas (Historical Use) | 550 | Bare Steel | 1976-04-11 | Galvanized Steel
CENTRAL GEORGIA WILDLIFE MANAGEM |  | EATONTON | Putnam | 1170017 | 1 | [5 empty] | Closed in Ground | Gas (Historical Use) | 550 | Bare Steel | 1976-04-11 | Galvanized Steel
HALLMAN WOOD PRODUCTS INC | 127 LOWER HARMONY RD | EATONTON | Putnam | 1170018 | 1 | Flapper Valve | 1998-11-24 |  | 1998-11-24 |  | Removed from Ground | Diesel | 10000 | Steel-Impressed Current | 1971-04-26 | Steel (Impressed Current) | Suction (American)
HALLMAN WOOD PRODUCTS INC | 127 LOWER HARMONY RD | EATONTON | Putnam | 1170018 | 2 | Flapper Valve | 1998-11-24 |  | 1998-11-24 |  | Removed from Ground | Diesel | 10000 | Steel-Impressed Current | 1971-04-26 | Steel (Impressed Current) | Suction (American)
HALLMAN WOOD PRODUCTS INC | 127 LOWER HARMONY RD | EATONTON | Putnam | 1170018 | 3 | [5 empty] | Removed from Ground | Diesel | 1000 | Bare Steel | 1966-04-27 | Galvanized Steel
HALLMAN WOOD PRODUCTS INC | 127 LOWER HARMONY RD | EATONTON | Putnam | 1170018 | 4 | [5 empty] | Removed from Ground | Diesel | 1000 | Bare Steel | 1966-04-27 | Galvanized Steel
CALDWELLS LD & DRY CL CO | SUMTER ST | EATONTON | Putnam | 1170019 | 1 | [5 empty] | Permanently Out of Use - historical purposes | Other | 500 | Bare Steel | 1964-05-06 | Galvanized Steel
CALDWELLS LD & DRY CL CO | SUMTER ST | EATONTON | Putnam | 1170019 | 2 | [5 empty] | Permanently Out of Use - historical purposes | Other | 500 | Bare Steel | 1964-05-06 | Galvanized Steel
S&S FOODS #13 | 100 SUNNYDALE RD | EATONTON | Putnam | 1170020 | 1#REG | Flapper Valve | 1998-04-01 | FALSE | 1998-04-01 | FALSE | Temporarily out of use | Gas (Historical Use) | 6000 | Steel-Impressed Current | 1975-05-04 | Steel (Impressed Current) | Suction (American)
S&S FOODS #13 | 100 SUNNYDALE RD | EATONTON | Putnam | 1170020 | 2#UNL | Flapper Valve | 1998-04-01 | FALSE | 1998-04-01 | FALSE | Temporarily out of use | Gas (Historical Use) | 6000 | Steel-Impressed Current | 1975-05-04 | Steel (Impressed Current) | Suction (American)
S&S FOODS #13 | 100 SUNNYDALE RD | EATONTON | Putnam | 1170020 | 3#SUL | Flapper Valve | 1998-04-01 | FALSE | 1998-04-01 | FALSE | Temporarily out of use | Gas (Historical Use) | 6000 | Steel-Impressed Current | 1975-05-04 | Steel (Impressed Current) | Suction (American)
LOUISIANA PACIFIC CORP | 570 DENNIS STATION | EATONTON | Putnam | 1170021 | 1 | [5 empty] | Removed from Ground | Diesel | 10000 | Bare Steel | 1974-05-02 | Galvanized Steel
LOUISIANA PACIFIC CORP | 570 DENNIS STATION | EATONTON | Putnam | 1170021 | 2 | [5 empty] | Removed from Ground | Gas (Historical Use) | 1000 | Bare Steel | 1974-05-02 | Galvanized Steel
REDS MINIT MART | 820 OAK ST | EATONTON | Putnam | 1170022 | 1 |  | 1998-04-01 | FALSE | 1998-04-01 | FALSE | Currently in Use | Regular | 6100 | Steel-Impressed Current | 1956-05-09 | Steel (Impressed Current) | Safe Suction (Euro)
REDS MINIT MART | 820 OAK ST | EATONTON | Putnam | 1170022 | 2 |  | 1998-04-01 |  | 1998-04-01 |  | Temporarily out of use | Gas (Historical Use) | 4100 | Steel-Impressed Current | 1956-05-09 | Fiberglass Reinforced Plastic | Suction (American)
REDS MINIT MART | 820 OAK ST | EATONTON | Putnam | 1170022 | 3 |  | 1998-04-01 | FALSE | 1998-04-01 | FALSE | Temporarily out of use | Gas (Historical Use) | 6100 | Steel-Impressed Current | 1956-05-09 | Steel (Impressed Current) | Suction (American)
PLANT BRANCH | HWY 441 NORTH AT LAKE SINCLAIR | MILLEDGEVILLE | Putnam | 1170023 | 1 | [5 empty] | Removed from Ground | Other | 1105 | Concrete | 1978-11-06 | Unknown
PLANT BRANCH | HWY 441 NORTH AT LAKE SINCLAIR | MILLEDGEVILLE | Putnam | 1170023 | 9 | [5 empty] | Removed from Ground | Other | 1000 | Concrete | 1976-05-09 | Unknown
LAKESIDE BAIT & TACKLE | 1065 MILLEDGEVILLE RD | MILLEDGEVILLE | Putnam | 1170026 | 1 |  | 1998-05-01 |  | 1998-05-01 |  | Currently in Use | Gas (Historical Use) | 8000 | Steel-Impressed Current | 1967-01-01 | Fiberglass Reinforced Plastic | Pressurized
LAKESIDE BAIT & TACKLE | 1065 MILLEDGEVILLE RD | MILLEDGEVILLE | Putnam | 1170026 | 2 |  | 1998-05-01 |  | 1998-05-01 |  | Currently in Use | Gas (Historical Use) | 8000 | Steel-Impressed Current | 1998-05-01 | Fiberglass Reinforced Plastic | Pressurized
LAKESIDE BAIT & TACKLE | 1065 MILLEDGEVILLE RD | MILLEDGEVILLE | Putnam | 1170026 | 3 |  | 1998-05-01 |  | 1998-05-01 |  | Currently in Use | Gas (Historical Use) | 8000 | Steel-Impressed Current | 1998-05-01 | Fiberglass Reinforced Plastic | Pressurized
CROOKED CREEK MARINA | 208 CROOKED CREEK DR | EATONTON | Putnam | 1170028 | 1 |  |  | FALSE |  | FALSE | Removed from Ground |  | 2000 | Bare Steel | 2000-11-13 | Galvanized Steel | Safe Suction (Euro)
CROOKED CREEK MARINA | 208 CROOKED CREEK DR | EATONTON | Putnam | 1170028 | 1A | Flapper Valve | 2002-03-20 | FALSE | 2002-03-20 | FALSE | Currently in Use | E-0 | 4000 | Composite | 2016-06-24 | Double-Walled Flex | Pressurized
CROOKED CREEK MARINA | 208 CROOKED CREEK DR | EATONTON | Putnam | 1170028 | 1B |  | 2002-03-20 | FALSE | 2002-03-20 | FALSE | Currently in Use | E-0 | 2000 | Composite | 2016-06-24 | Double-Walled Flex | Pressurized
CROOKED CREEK MARINA | 208 CROOKED CREEK DR | EATONTON | Putnam | 1170028 | 2 |  |  | FALSE |  | FALSE | Removed from Ground |  | 1000 | Bare Steel | 2000-11-13 | Galvanized Steel | Safe Suction (Euro)
CROOKED CREEK MARINA | 208 CROOKED CREEK DR | EATONTON | Putnam | 1170028 | 3AST |  |  | FALSE |  | FALSE | Removed from Ground |  | 500 | Bare Steel | 1961-05-13 | Galvanized Steel
H & H RENTAL | 103 OAK ST | EATONTON | Putnam | 1170029 | 1 | [5 empty] | Removed from Ground | Gas (Historical Use) | 3000 | Bare Steel | 1966-05-12 | Galvanized Steel
H & H RENTAL | 103 OAK ST | EATONTON | Putnam | 1170029 | 2 | [5 empty] | Removed from Ground | Gas (Historical Use) | 3000 | Bare Steel | 1966-05-12 | Galvanized Steel
H & H RENTAL | 103 OAK ST | EATONTON | Putnam | 1170029 | 3 | [5 empty] | Removed from Ground | Gas (Historical Use) | 1000 | Bare Steel | 1976-05-09 | Galvanized Steel
H & H RENTAL | 103 OAK ST | EATONTON | Putnam | 1170029 | 4 |  |  | TRUE |  | TRUE | Removed from Ground | Used Oil | 550 | Not Marked/Unknown | 1966-01-01 | Not Marked
ENTERPRISE ALUMINUM CO | 601 OAK ST | EATONTON | Putnam | 1170030 | 1 | [5 empty] | Permanently Out of Use - historical purposes | Empty | 500 | Bare Steel | 1940-05-16 | Galvanized Steel
ENTERPRISE ALUMINUM CO | 601 OAK ST | EATONTON | Putnam | 1170030 | 2 | [5 empty] | Permanently Out of Use - historical purposes | Empty | 1000 | Bare Steel | 1940-05-16 | Galvanized Steel
ENTERPRISE ALUMINUM CO | 601 OAK ST | EATONTON | Putnam | 1170030 | 3 | [5 empty] | Permanently Out of Use - historical purposes | Empty | 1000 | Bare Steel | 1971-05-09 | Galvanized Steel
ENTERPRISE ALUMINUM CO | 601 OAK ST | EATONTON | Putnam | 1170030 | 4 | [5 empty] | Closed in Ground | Gas (Historical Use) | 500 | Bare Steel | 1961-05-11 | Galvanized Steel
ENTERPRISE DISTRIBUTION CENTER | 148 IND BLVD | EATONTON | Putnam | 1170031 | 5 | [5 empty] | Removed from Ground | Diesel | 10000 | Bare Steel | 1971-05-09 | Unknown
GA PACIFIC SEED ORCHARD | OFF HWY 44 | EATONTON | Putnam | 1170033 | 1 | [5 empty] | Removed from Ground | Diesel | 1000 | Bare Steel | 1976-05-10 | Galvanized Steel
GA PACIFIC SEED ORCHARD | OFF HWY 44 | EATONTON | Putnam | 1170033 | 2 | [5 empty] | Removed from Ground | Gas (Historical Use) | 1000 | Bare Steel | 1976-05-10 | Galvanized Steel
GA PACIFIC SEED ORCHARD | OFF HWY 44 | EATONTON | Putnam | 1170033 | 3 | [5 empty] | Removed from Ground | Gas (Historical Use) | 1000 | Bare Steel | 1976-05-10 | Galvanized Steel
GOLDEN PANTRY #102 | 207 E SUMPTER STREET | EATONTON | Putnam | 1170034 | 1 | [5 empty] | Removed from Ground | Gas (Historical Use) | 6000 | Bare Steel | 1977-05-10 | Galvanized Steel
GOLDEN PANTRY #102 | 207 E SUMPTER STREET | EATONTON | Putnam | 1170034 | 2 | [5 empty] | Removed from Ground | Gas (Historical Use) | 6000 | Bare Steel | 1977-05-10 | Galvanized Steel
ZIPPYS 2 LLC | 105 GRAY RD SW | EATONTON | Putnam | 1170035 | 1 | [5 empty] | Removed from Ground | Gas (Historical Use) | 500 | Bare Steel | 1971-05-10 | Galvanized Steel
ZIPPYS 2 LLC | 105 GRAY RD SW | EATONTON | Putnam | 1170035 | 2 | [5 empty] | Removed from Ground | Gas (Historical Use) | 500 | Bare Steel | 1956-05-13 | Galvanized Steel
ZIPPYS 2 LLC | 105 GRAY RD SW | EATONTON | Putnam | 1170035 | 3 | [5 empty] | Removed from Ground | Gas (Historical Use) | 550 | Bare Steel | 1956-05-13 | Galvanized Steel
ZIPPYS 2 LLC | 105 GRAY RD SW | EATONTON | Putnam | 1170035 | 4 | [5 empty] | Removed from Ground | Diesel | 550 | Bare Steel | 1956-05-13 | Galvanized Steel
ZIPPYS 2 LLC | 105 GRAY RD SW | EATONTON | Putnam | 1170035 | 5 | Flapper Valve | 1996-01-08 | FALSE | 1996-01-08 | FALSE | Currently in Use | Regular | 10000 | Galvanic (STIP-3) | 1996-01-08 | Double-Walled Fiberglass | Pressurized
ZIPPYS 2 LLC | 105 GRAY RD SW | EATONTON | Putnam | 1170035 | 6 | Flapper Valve | 1996-01-08 | FALSE | 1996-01-08 | FALSE | Currently in Use | Premium | 8000 | Galvanic (STIP-3) | 1996-01-08 | Double-Walled Fiberglass | Pressurized
SCHREMMER SERVICE CENTER | 200 S JEFFERSON ST | EATONTON | Putnam | 1170036 | 1 | [5 empty] | Removed from Ground | Empty | 3000 | Bare Steel | 1948-05-15 | Galvanized Steel | Suction (American)
SCHREMMER SERVICE CENTER | 200 S JEFFERSON ST | EATONTON | Putnam | 1170036 | 2 | [5 empty] | Removed from Ground | Empty | 3000 | Bare Steel | 1948-05-15 | Galvanized Steel | Suction (American)
SCHREMMER SERVICE CENTER | 200 S JEFFERSON ST | EATONTON | Putnam | 1170036 | 3 |  | 1998-11-28 |  | 1998-11-28 |  | Removed from Ground | Gas (Historical Use) | 6000 | Steel-Impressed Current | 1965-05-12 | Fiberglass Reinforced Plastic | Pressurized
SCHREMMER SERVICE CENTER | 200 S JEFFERSON ST | EATONTON | Putnam | 1170036 | 4 |  | 1998-11-28 |  | 1998-11-28 |  | Removed from Ground | Gas (Historical Use) | 4000 | Steel-Impressed Current | 1965-05-12 | Fiberglass Reinforced Plastic | Pressurized
SCHREMMER SERVICE CENTER | 200 S JEFFERSON ST | EATONTON | Putnam | 1170036 | 5 |  | 1998-11-28 |  | 1998-11-28 |  | Removed from Ground | Gas (Historical Use) | 4000 | Steel-Impressed Current | 1965-05-12 | Fiberglass Reinforced Plastic | Pressurized
SCHREMMER SERVICE CENTER | 200 S JEFFERSON ST | EATONTON | Putnam | 1170036 | 6 |  | 1998-11-28 |  | 1998-11-28 |  | Removed from Ground | Gas (Historical Use) | 2000 | Steel-Impressed Current | 1998-01-15 | Fiberglass Reinforced Plastic | Suction (American)
SCHREMMER SERVICE CENTER | 200 S JEFFERSON ST | EATONTON | Putnam | 1170036 | 8 |  |  | TRUE |  | TRUE | Removed from Ground | Used Oil | 500 | Bare Steel | 1999-03-01 | Bare Steel | Gravity Fed
STYLES (CLOSED) | 107 OAK ST | EATONTON | Putnam | 1170037 | 1 | [5 empty] | Removed from Ground | Empty | 6000 | Bare Steel | 1965-05-11 | Galvanized Steel
STYLES (CLOSED) | 107 OAK ST | EATONTON | Putnam | 1170037 | 2 | [5 empty] | Removed from Ground | Empty | 6000 | Bare Steel | 1965-05-11 | Galvanized Steel
ROSSEE OIL BULK PLANT | 301 E SUMTER | EATONTON | Putnam | 1170039 | 1 | Overfill Alarm | 1994-01-10 | FALSE | 1994-01-10 | FALSE | Currently in Use | Diesel | 15000 | Galvanic (STIP-3) | 1998-03-06 | Double-Walled Flex | Pressurized
ROSSEE OIL BULK PLANT | 301 E SUMTER | EATONTON | Putnam | 1170039 | 2 |  | 1994-01-10 | FALSE | 1994-01-10 | FALSE | Currently in Use | Regular | 8000 | Galvanic (STIP-3) | 1998-03-06 | Double-Walled Flex | Pressurized
ROSSEE OIL BULK PLANT | 301 E SUMTER | EATONTON | Putnam | 1170039 | 3 |  | 1994-01-10 | FALSE | 1994-01-10 | FALSE | Currently in Use | Regular | 8000 | Galvanic (STIP-3) | 1998-03-06 | Double-Walled Flex | Pressurized
ROSSEE OIL BULK PLANT | 301 E SUMTER | EATONTON | Putnam | 1170039 | 4 | Overfill Alarm | 1994-01-10 | FALSE | 1994-01-10 | FALSE | Currently in Use | Diesel | 6000 | Galvanic (STIP-3) | 1998-03-06 | Fiberglass Reinforced Plastic | Suction (American)
ROSSEE OIL BULK PLANT | 301 E SUMTER | EATONTON | Putnam | 1170039 | 5A | Overfill Alarm | 2003-08-30 | FALSE | 2003-08-30 | FALSE | Currently in Use | Diesel | 15000 | Composite | 2003-08-30 | Double-Walled Fiberglass | Pressurized
ROSSEE OIL BULK PLANT | 301 E SUMTER | EATONTON | Putnam | 1170039 | 5B | Overfill Alarm | 2003-08-30 | FALSE | 2003-08-30 | FALSE | Currently in Use | Regular | 5000 | Composite | 2003-08-30 | Double-Walled Fiberglass | Pressurized
ROSSEE OIL BULK PLANT | 301 E SUMTER | EATONTON | Putnam | 1170039 | 6A | Overfill Alarm | 2003-08-30 | FALSE | 2003-08-30 | FALSE | Currently in Use | Diesel | 15000 | Composite | 2003-08-30 | Double-Walled Fiberglass | Pressurized
ROSSEE OIL BULK PLANT | 301 E SUMTER | EATONTON | Putnam | 1170039 | 6B | Overfill Alarm | 2003-08-30 | FALSE | 2003-08-30 | FALSE | Currently in Use | Regular | 5000 | Composite | 2003-08-30 | Double-Walled Fiberglass | Pressurized
EATONTON FOOD MART | 207 E SUMTER ST | EATONTON | Putnam | 1170040 | 1 | [5 empty] | Removed from Ground | Gas (Historical Use) | 6000 | Bare Steel | 1964-05-11 | Galvanized Steel
EATONTON FOOD MART | 207 E SUMTER ST | EATONTON | Putnam | 1170040 | 2 | [5 empty] | Removed from Ground | Gas (Historical Use) | 6000 | Bare Steel | 1964-05-11 | Galvanized Steel
EATONTON FOOD MART | 207 E SUMTER ST | EATONTON | Putnam | 1170040 | 3 |  | 1992-01-20 | FALSE | 1992-01-20 | FALSE | Currently in Use | Regular | 8000 | Galvanic (STIP-3) | 1992-01-20 | Fiberglass Reinforced Plastic | Pressurized
EATONTON FOOD MART | 207 E SUMTER ST | EATONTON | Putnam | 1170040 | 4 |  | 1992-01-20 | FALSE | 1992-01-20 | FALSE | Currently in Use | Premium | 8000 | Galvanic (STIP-3) | 1992-01-20 | Fiberglass Reinforced Plastic | Pressurized
EATONTON FOOD MART | 207 E SUMTER ST | EATONTON | Putnam | 1170040 | 5 |  | 1992-01-20 | FALSE | 1992-01-20 | FALSE | Currently in Use | Diesel | 8000 | Galvanic (STIP-3) | 1992-01-20 | Fiberglass Reinforced Plastic | Pressurized
GOLD KIST FEED MILL | 129 MILLEDGEVILLE RD | EATONTON | Putnam | 1170043 | 1 | [5 empty] | Removed from Ground | Diesel | 15000 | Bare Steel | 1978-05-09 | Galvanized Steel
GOLD KIST FEED MILL | 129 MILLEDGEVILLE RD | EATONTON | Putnam | 1170043 | 2 | [5 empty] | Removed from Ground | Gas (Historical Use) | 1000 | Bare Steel | 1978-05-09 | Galvanized Steel
TERRYS ONE STOP | 271 SCUFFLEFBORO RD | EATONTON | Putnam | 1170044 | 1 | [5 empty] | Removed from Ground | Gas (Historical Use) | 1000 | Cathodically Protected Steel | 1966-05-12 | Fiberglass Reinforced Plastic | Suction (American)
TERRYS ONE STOP | 271 SCUFFLEFBORO RD | EATONTON | Putnam | 1170044 | 2 | [5 empty] | Removed from Ground | Gas (Historical Use) | 1000 | Cathodically Protected Steel | 1966-05-12 | Fiberglass Reinforced Plastic | Suction (American)
TERRYS ONE STOP | 271 SCUFFLEFBORO RD | EATONTON | Putnam | 1170044 | 3 | [5 empty] | Removed from Ground | Gas (Historical Use) | 0 | Cathodically Protected Steel | 1996-11-20 | Fiberglass Reinforced Plastic | Suction (American)
TERRYS ONE STOP | 271 SCUFFLEFBORO RD | EATONTON | Putnam | 1170044 | 4 |  | 1994-01-01 |  | 1994-01-01 |  | Currently in Use | Gas (Historical Use) | 2000 | Galvanic (STIP-3) | 1991-01-01 | Fiberglass Reinforced Plastic | Pressurized
TERRYS ONE STOP | 271 SCUFFLEFBORO RD | EATONTON | Putnam | 1170044 | 5 |  | 1994-01-01 |  | 1994-01-01 |  | Currently in Use | Gas (Historical Use) | 3000 | Galvanic (STIP-3) | 1994-01-01 | Fiberglass Reinforced Plastic | Suction (American)
TERRYS ONE STOP | 271 SCUFFLEFBORO RD | EATONTON | Putnam | 1170044 | 6 |  | 1994-01-01 |  | 1994-01-01 |  | Currently in Use | Gas (Historical Use) | 6000 | Galvanic (STIP-3) | 1994-01-01 | Fiberglass Reinforced Plastic | Pressurized
TERRYS ONE STOP | 271 SCUFFLEFBORO RD | EATONTON | Putnam | 1170044 | 7 |  | 1994-01-01 |  | 1994-01-01 |  | Currently in Use | Diesel | 6000 | Galvanic (STIP-3) | 1994-01-01 | Fiberglass Reinforced Plastic | Pressurized
GRANNIES ATTIC | US 129 SOUTH | EATONTON | Putnam | 1170045 | 1 | [5 empty] | Closed in Ground | Empty | 550 | Bare Steel | 1986-05-07 | Galvanized Steel
GRANNIES ATTIC | US 129 SOUTH | EATONTON | Putnam | 1170045 | 2 | [5 empty] | Closed in Ground | Empty | 1000 | Bare Steel | 1986-05-07 | Galvanized Steel
THE PUTNAM GROUP, LLC | 902 OAK ST | EATONTON | Putnam | 1170047 | 1 |  | 1997-04-01 | FALSE | 1997-04-01 | FALSE | Temporarily out of use | Diesel | 12000 | Steel-Impressed Current | 1983-05-07 |  | Suction (American)
THE PUTNAM GROUP, LLC | 902 OAK ST | EATONTON | Putnam | 1170047 | 2 |  | 1997-04-01 | FALSE | 1997-04-01 | FALSE | Temporarily out of use | Diesel | 12000 | Steel-Impressed Current | 1983-05-07 |  | Suction (American)
ROCK PANTRY #3 | 282 SE M L KING JR DR | EATONTON | Putnam | 1170048 | 1 |  | 1998-07-28 |  | 1998-07-28 |  | Temporarily out of use | Gas (Historical Use) | 4000 | Galvanic (STIP-3) | 1985-05-06 | Cathodically Protected | Safe Suction (Euro)
ROCK PANTRY #3 | 282 SE M L KING JR DR | EATONTON | Putnam | 1170048 | 2 |  | 1998-07-28 |  | 1998-07-28 |  | Temporarily out of use | Diesel | 4000 | Galvanic (STIP-3) | 1985-05-06 | Cathodically Protected | Safe Suction (Euro)
ROCK PANTRY #3 | 282 SE M L KING JR DR | EATONTON | Putnam | 1170048 | 3 |  | 1998-07-28 |  | 1998-07-28 |  | Temporarily out of use | Gas (Historical Use) | 4000 | Galvanic (STIP-3) | 1985-05-06 | Cathodically Protected | Safe Suction (Euro)
COMMUNITY KWIK STOP | 257 NEW GLENDWOOD SPRING RD | EATONTON | Putnam | 1170049 | 10486 | Flapper Valve | 1998-12-05 | FALSE | 1998-12-05 | FALSE | Temporarily out of use | Gas (Historical Use) | 6000 | Steel-Impressed Current | 1978-05-09 | Steel (Impressed Current)
COMMUNITY KWIK STOP | 257 NEW GLENDWOOD SPRING RD | EATONTON | Putnam | 1170049 | 10488 | Flapper Valve | 1998-12-05 | FALSE | 1998-12-05 | FALSE | Temporarily out of use | Gas (Historical Use) | 6000 | Steel-Impressed Current | 1978-05-09 | Steel (Impressed Current)
COMMUNITY KWIK STOP | 257 NEW GLENDWOOD SPRING RD | EATONTON | Putnam | 1170049 | 133364 | Flapper Valve | 1998-12-05 | FALSE | 1998-12-05 | FALSE | Temporarily out of use | Gas (Historical Use) | 8000 | Steel-Impressed Current | 1978-05-09 | Steel (Impressed Current)
PINSON TRUCKING CO INC | 667 MADISON RD | EATONTON | Putnam | 1170050 | 1 | [5 empty] | Removed from Ground | Diesel | 3000 | Bare Steel | 1984-05-07 | Galvanized Steel | Safe Suction (Euro)
PINSON TRUCKING CO INC | 667 MADISON RD | EATONTON | Putnam | 1170050 | 2 | Flapper Valve | 1997-10-15 | FALSE | 1997-10-15 | FALSE | Currently in Use | Diesel | 10000 | Composite | 1997-10-15 | Fiberglass Reinforced Plastic | Pressurized
COCHRANS ONE STOP INC | 875 TWIN BRIDGES RD SW | EATONTON | Putnam | 1170051 | 1 | [5 empty] | Removed from Ground | Gas (Historical Use) | 2000 | Bare Steel | 1974-05-10 | Galvanized Steel | Suction (American)
COCHRANS ONE STOP INC | 875 TWIN BRIDGES RD SW | EATONTON | Putnam | 1170051 | 2 | [5 empty] | Removed from Ground | Gas (Historical Use) | 1000 | Bare Steel | 1974-05-10 | Galvanized Steel | Suction (American)
COCHRANS ONE STOP INC | 875 TWIN BRIDGES RD SW | EATONTON | Putnam | 1170051 | 3 | [5 empty] | Removed from Ground | Gas (Historical Use) | 550 | Bare Steel | 1971-05-11 | Galvanized Steel | Suction (American)
COCHRANS ONE STOP INC | 875 TWIN BRIDGES RD SW | EATONTON | Putnam | 1170051 | 4 | [5 empty] | Removed from Ground | Gas (Historical Use) | 550 | Bare Steel | 1971-05-11 | Galvanized Steel | Suction (American)
QUICK PANTRY | 301 SOUTH OAK ST/HWY 16 | EATONTON | Putnam | 1170052 | 1 | Flapper Valve | 1993-06-01 | FALSE | 1995-02-01 | FALSE | Currently in Use | Regular | 8000 | Lined Interior | 1975-05-10 | Fiberglass Reinforced Plastic | Pressurized
QUICK PANTRY | 301 SOUTH OAK ST/HWY 16 | EATONTON | Putnam | 1170052 | 2 | Flapper Valve | 1993-06-01 | FALSE | 1995-02-01 | FALSE | Currently in Use | E-0 | 8000 | Lined Interior | 1968-05-11 | Fiberglass Reinforced Plastic | Pressurized
QUICK PANTRY | 301 SOUTH OAK ST/HWY 16 | EATONTON | Putnam | 1170052 | 3 | Flapper Valve | 1993-06-01 | TRUE | 1995-02-01 | FALSE | Closed in Ground | Gas (Historical Use) | 8000 | Lined Interior | 1977-05-09 | Fiberglass Reinforced Plastic | Pressurized
B G SMITH AMOCO | US HWY 441 | EATONTON | Putnam | 1170053 | 1 |  |  | FALSE |  | FALSE | Closed in Ground | Gas (Historical Use) | 4000 | Bare Steel | 1966-05-12 | Galvanized Steel
B G SMITH AMOCO | US HWY 441 | EATONTON | Putnam | 1170053 | 2 |  |  | FALSE |  | FALSE | Closed in Ground | Gas (Historical Use) | 6000 | Bare Steel | 1966-05-12 | Galvanized Steel
B G SMITH AMOCO | US HWY 441 | EATONTON | Putnam | 1170053 | 3 |  |  | TRUE |  | TRUE | Closed in Ground | Used Oil | 560 | Bare Steel | 1966-05-12 | Galvanized Steel
DAIRYMEN | 321 S JEFFERSON ST | EATONTON | Putnam | 1170054 | 1 | [5 empty] | Removed from Ground | Gas (Historical Use) | 4000 | Bare Steel | 1976-05-10 | Galvanized Steel
DAIRYMEN | 321 S JEFFERSON ST | EATONTON | Putnam | 1170054 | 2 | [5 empty] | Removed from Ground | Diesel | 10000 | Bare Steel | 1976-05-10 | Galvanized Steel
DAIRYMEN | 321 S JEFFERSON ST | EATONTON | Putnam | 1170054 | 5 | [5 empty] | Removed from Ground | Diesel | 2000 | Not Marked/Unknown | 1994-09-01 | Not Marked
DAIRYMEN | 321 S JEFFERSON ST | EATONTON | Putnam | 1170054 | 6 | [5 empty] | Removed from Ground | Diesel | 12000 | Not Marked/Unknown |  | Not Marked
DAIRYMEN | 321 S JEFFERSON ST | EATONTON | Putnam | 1170054 | 7 | [5 empty] | Removed from Ground | Diesel | 7500 | Not Marked/Unknown |  | Not Marked
DAIRYMEN | 321 S JEFFERSON ST | EATONTON | Putnam | 1170054 | 8 | [5 empty] | Removed from Ground | Gas (Historical Use) | 1000 | Not Marked/Unknown |  | Not Marked
PUTNAM COUNTY MAINT SHOP | 215 W FOREST ST | EATONTON | Putnam | 1170057 | 1 | [5 empty] | Removed from Ground | Gas (Historical Use) | 15000 | Marked Unknown | 1966-05-13 | Unknown | Suction (American)
PUTNAM COUNTY MAINT SHOP | 215 W FOREST ST | EATONTON | Putnam | 1170057 | 2 | [5 empty] | Removed from Ground | Diesel | 8500 | Bare Steel | 1971-05-12 | Unknown
PUTNAM COUNTY MAINT SHOP | 215 W FOREST ST | EATONTON | Putnam | 1170057 | 2-A |  | 1993-10-28 |  | 1993-10-28 |  | Removed from Ground | Diesel | 20000 | Galvanic (STIP-3) | 1993-10-01 | Fiberglass Reinforced Plastic | Suction (American)
PUTNAM COUNTY MAINT SHOP | 215 W FOREST ST | EATONTON | Putnam | 1170057 | 3 |  | 1998-09-15 | FALSE | 1998-09-15 | FALSE | Removed from Ground | Gas (Historical Use) | 20000 | Composite | 1998-09-15 | Double Walled/Sec. Containment | Pressurized
OCONEE SPRINGS PARK | 109 S SPRING RD | EATONTON | Putnam | 1170058 | 1 |  |  | FALSE |  | FALSE | Removed from Ground | Gas (Historical Use) | 2000 |  | 1966-05-13 | Bare Steel
OCONEE SPRINGS PARK | 109 S SPRING RD | EATONTON | Putnam | 1170058 | 2 |  |  | FALSE |  | FALSE | Removed from Ground | Gas (Historical Use) | 2000 |  | 1966-05-13 | Bare Steel
OCONEE SPRINGS PARK | 109 S SPRING RD | EATONTON | Putnam | 1170058 | 3 | Flapper Valve | 1993-01-01 | FALSE | 1993-01-01 | FALSE | Currently in Use | E-0 | 2000 |  | 1993-10-28 | Fiberglass Reinforced Plastic | Safe Suction (Euro)
OCONEE SPRINGS PARK | 109 S SPRING RD | EATONTON | Putnam | 1170058 | 4 | Flapper Valve | 1993-01-01 | FALSE | 1993-01-01 | FALSE | Currently in Use | E-0 | 2000 |  | 1993-10-28 | Fiberglass Reinforced Plastic | Safe Suction (Euro)
BST/EATONTON CO-R3677 | 114 EAST MARION ST | EATONTON | Putnam | 1170059 | 1 | [5 empty] | Removed from Ground | Diesel | 1000 | Bare Steel | 1979-01-03 | Copper | Suction (American)
BST/EATONTON CO-R3677 | 114 EAST MARION ST | EATONTON | Putnam | 1170059 | 2 | [5 empty] | Removed from Ground | Gas (Historical Use) | 12000 | Bare Steel | 1981-01-02 | Unknown | Pressurized
W C RALSTON & SON INC | 824 OAK ST | EATONTON | Putnam | 1170061 | 1 | [5 empty] | Removed from Ground | Gas (Historical Use) | 1000 | Bare Steel | 1984-01-02 | Galvanized Steel | Safe Suction (Euro)
JLW TRUCKING (FORMERLY EMORY KITCHENS INC) | 384 LOWER HARMONY RD | EATONTON | Putnam | 1170062 | 1 | [5 empty] | Removed from Ground | Diesel | 8000 | Bare Steel | 1984-05-08 | Galvanized Steel
JLW TRUCKING (FORMERLY EMORY KITCHENS INC) | 384 LOWER HARMONY RD | EATONTON | Putnam | 1170062 | 2 | [5 empty] | Removed from Ground | Gas (Historical Use) | 1000 | Bare Steel | 1978-05-10 | Galvanized Steel
JLW TRUCKING (FORMERLY EMORY KITCHENS INC) | 384 LOWER HARMONY RD | EATONTON | Putnam | 1170062 | 3 | [5 empty] | Removed from Ground | Diesel | 2000 | Bare Steel | 1978-05-10 | Galvanized Steel
SWIFTY SERVE #604 | GOLF COURSE RD & US HWY 441 SOUT | EATONTON | Putnam | 1170063 | 1 |  | 1997-10-01 |  | 1997-10-01 |  | Removed from Ground | Gas (Historical Use) | 4000 | Steel-Impressed Current | 1971-05-17 | Cathodically Protected | Safe Suction (Euro)
SWIFTY SERVE #604 | GOLF COURSE RD & US HWY 441 SOUT | EATONTON | Putnam | 1170063 | 2 |  | 1997-10-01 |  | 1997-10-01 |  | Removed from Ground | Gas (Historical Use) | 4000 | Steel-Impressed Current | 1971-05-17 | Cathodically Protected | Safe Suction (Euro)
SWIFTY SERVE #604 | GOLF COURSE RD & US HWY 441 SOUT | EATONTON | Putnam | 1170063 | 3 |  | 1997-10-01 |  | 1997-10-01 |  | Removed from Ground | Gas (Historical Use) | 4000 | Steel-Impressed Current | 1971-05-17 | Cathodically Protected | Safe Suction (Euro)
SWIFTY SERVE #604 | GOLF COURSE RD & US HWY 441 SOUT | EATONTON | Putnam | 1170063 | 4 |  | 1997-10-01 |  | 1997-10-01 |  | Removed from Ground | Gas (Historical Use) | 4000 | Steel-Impressed Current | 1971-05-17 | Cathodically Protected | Safe Suction (Euro)
SWIFTY SERVE #604 | GOLF COURSE RD & US HWY 441 SOUT | EATONTON | Putnam | 1170063 | 5 |  | 1997-10-01 |  | 1997-10-01 |  | Removed from Ground | Diesel | 4000 | Steel-Impressed Current | 1971-05-17 | Cathodically Protected | Safe Suction (Euro)
JERRYS BAIT & TACKLE | 1054 GREENSBORO HWY NE | EATONTON | Putnam | 1170064 | 1 | Flapper Valve | 1994-12-15 | FALSE | 1994-12-15 | FALSE | Removed from Ground | Premium | 6000 | Steel-Impressed Current | 1984-05-28 | Fiberglass Reinforced Plastic | Pressurized
JERRYS BAIT & TACKLE | 1054 GREENSBORO HWY NE | EATONTON | Putnam | 1170064 | 2 | Flapper Valve | 1994-12-15 | FALSE | 1994-12-15 | FALSE | Removed from Ground | Plus | 5000 | Steel-Impressed Current | 1984-05-28 | Fiberglass Reinforced Plastic | Pressurized
JERRYS BAIT & TACKLE | 1054 GREENSBORO HWY NE | EATONTON | Putnam | 1170064 | 3 | [5 empty] | Removed from Ground | Gas (Historical Use) | 1000 | Bare Steel | 1984-05-28 | Galvanized Steel
JERRYS BAIT & TACKLE | 1054 GREENSBORO HWY NE | EATONTON | Putnam | 1170064 | 4 | Flapper Valve | 1994-12-15 | FALSE | 1994-12-15 | FALSE | Removed from Ground | Regular | 8000 | Composite | 1994-12-15 | Fiberglass Reinforced Plastic | Pressurized
WALLACE DAM | HWY 16 EAST | EATONTON | Putnam | 1170065 | 1 | [5 empty] | Closed in Ground | Gas (Historical Use) | 3000 | Bare Steel | 1976-05-09 | Unknown
SOUTHEAST LAND DEPARTMENT FIELD | 239 LAWRENCE SHOALS RD NE | EATONTON | Putnam | 1170066 | 1 | [5 empty] | Closed in Ground | Gas (Historical Use) | 1100 | Bare Steel | 1971-05-11 | Bare Steel
CITY HALL | 214 W MARION ST | EATONTON | Putnam | 1170068 | 1 | [5 empty] | Closed in Ground | Gas (Historical Use) | 1000 | Bare Steel | 1979-05-18 | Galvanized Steel | Suction (American)
WATSON BRAKE & MUFFLER SHOP | 201 OAK ST | EATONTON | Putnam | 1170069 | 1 | [5 empty] | Removed from Ground | Kerosene | 0 | Marked Unknown | 1983-05-01 | Unknown
WATSON BRAKE & MUFFLER SHOP | 201 OAK ST | EATONTON | Putnam | 1170069 | 2 | [5 empty] | Removed from Ground | Gas (Historical Use) | 0 | Marked Unknown | 1983-05-01 | Unknown
WATSON BRAKE & MUFFLER SHOP | 201 OAK ST | EATONTON | Putnam | 1170069 | 3 | [5 empty] | Removed from Ground | Gas (Historical Use) | 0 | Marked Unknown | 1956-05-07 | Unknown
WILLINGTON PURITAN MILLS | 200 IMPERIAL MILL RD NW | EATONTON | Putnam | 1170070 | 1 | [5 empty] | Removed from Ground | Gas (Historical Use) | 500 | Bare Steel | 1983-04-18 | Galvanized Steel
ROCK EAGLE 4-H CENTER | 350 ROCK EAGLE RD | EATONTON | Putnam | 7117001 | 1 | [5 empty] | Removed from Ground | Gas (Historical Use) | 1000 | Marked Unknown | 1995-07-01 | Unknown
ROCK EAGLE 4-H CENTER | 350 ROCK EAGLE RD | EATONTON | Putnam | 7117001 | 2 | [5 empty] | Removed from Ground | Diesel | 5000 | Not Marked/Unknown | 2000-10-01 | Not Marked
ROCK EAGLE 4-H CENTER | 350 ROCK EAGLE RD | EATONTON | Putnam | 7117001 | 3 | [5 empty] | Removed from Ground | Diesel | 5000 | Not Marked/Unknown | 2000-10-01 | Not Marked
ROCK EAGLE 4-H CENTER | 350 ROCK EAGLE RD | EATONTON | Putnam | 7117001 | 4 | Flapper Valve | 2000-11-01 | FALSE | 2000-11-01 | FALSE | Currently in Use | Regular | 2500 | Fiberglass Double Walled | 2000-11-01 | Fiberglass Reinforced Plastic | Safe Suction (Euro)
ROCK EAGLE 4-H CENTER | 350 ROCK EAGLE RD | EATONTON | Putnam | 7117001 | 5 | Flapper Valve | 2000-11-01 | FALSE | 2000-11-01 | FALSE | Currently in Use | Diesel | 2500 | Fiberglass Double Walled | 2000-11-01 | Fiberglass Reinforced Plastic | Safe Suction (Euro)
GLO DIST CO INC | 300 NORTH JEFFERSON ST | EATONTON | Putnam | 9084020 | 1 |  | 1997-12-01 |  | 1997-12-01 |  | Removed from Ground | Gas (Historical Use) | 3000 | Steel-Impressed Current | 1984-01-01 | Cathodically Protected | Safe Suction (Euro)
GLO DIST CO INC | 300 NORTH JEFFERSON ST | EATONTON | Putnam | 9084020 | 2 |  | 1997-12-01 |  | 1997-12-01 |  | Removed from Ground | Gas (Historical Use) | 5000 | Steel-Impressed Current | 1984-01-01 | Cathodically Protected | Safe Suction (Euro)
GLO DIST CO INC | 300 NORTH JEFFERSON ST | EATONTON | Putnam | 9084020 | 3 |  | 1997-12-01 |  | 1997-12-01 |  | Removed from Ground | Gas (Historical Use) | 3000 | Steel-Impressed Current | 1984-01-01 | Cathodically Protected | Safe Suction (Euro)
JET FOOD STORE #24 | 301 WEST MARION ST | EATONTON | Putnam | 9117001 | 1 | Flapper Valve | 1991-06-10 | FALSE | 1991-06-10 | FALSE | Currently in Use | Regular | 8200 | Fiberglass | 1988-01-01 | Fiberglass Reinforced Plastic | Pressurized
JET FOOD STORE #24 | 301 WEST MARION ST | EATONTON | Putnam | 9117001 | 2 | Flapper Valve | 1991-06-01 | FALSE | 1991-06-01 | FALSE | Temporarily out of use | Empty | 8200 | Fiberglass | 1988-01-01 | Fiberglass Reinforced Plastic | Pressurized
JET FOOD STORE #24 | 301 WEST MARION ST | EATONTON | Putnam | 9117001 | 3 | Flapper Valve | 1991-06-10 | FALSE | 1991-06-10 | FALSE | Currently in Use | Premium | 8200 | Fiberglass | 1988-01-01 | Fiberglass Reinforced Plastic | Pressurized
JET FOOD STORE #24 | 301 WEST MARION ST | EATONTON | Putnam | 9117001 | A | [5 empty] | Removed from Ground | Empty | 1000 | Bare Steel | 1963-04-06 | Galvanized Steel
JET FOOD STORE #24 | 301 WEST MARION ST | EATONTON | Putnam | 9117001 | B | [5 empty] | Removed from Ground | Empty | 1000 | Bare Steel | 1963-04-06 | Galvanized Steel
JET FOOD STORE #24 | 301 WEST MARION ST | EATONTON | Putnam | 9117001 | C | [5 empty] | Removed from Ground | Empty | 1000 | Bare Steel | 1972-04-03 | Galvanized Steel
BORDEN/MEADOW GOLD DAIRY | 110 DICKEY DR | EATONTON | Putnam | 9117002 | 1 | [5 empty] | Removed from Ground | Diesel | 10000 | Bare Steel | 1981-01-01 | Unknown
BORDEN/MEADOW GOLD DAIRY | 110 DICKEY DR | EATONTON | Putnam | 9117002 | 2 | [5 empty] | Removed from Ground | Gas (Historical Use) | 1000 | Bare Steel | 1971-01-01 | Unknown
PALMER PROPERTY | OAK ST (US HWY 441) & S JEFFERSO | EATONTON | Putnam | 9117003 | 1 | [5 empty] | Removed from Ground | Gas (Historical Use) | 1 | Not Marked/Unknown |  | Not Marked
UNIVERSITY OF GEORGIA B F GRANT | 1269 GODFREY RD NW | EATONTON | Putnam | 9117004 | 1 | [5 empty] | Removed from Ground | Gas (Historical Use) | 560 | Bare Steel | 1971-01-01 | Galvanized Steel | Safe Suction (Euro)
UNIVERSITY OF GEORGIA B F GRANT | 1269 GODFREY RD NW | EATONTON | Putnam | 9117004 | 2 | [5 empty] | Removed from Ground | Gas (Historical Use) | 560 | Bare Steel | 1971-01-01 | Galvanized Steel | Safe Suction (Euro)
UNIVERSITY OF GEORGIA B F GRANT | 1269 GODFREY RD NW | EATONTON | Putnam | 9117004 | 3 | [5 empty] | Removed from Ground | Diesel | 2000 | Bare Steel | 1983-01-01 | Galvanized Steel | Safe Suction (Euro)
UNIVERSITY OF GEORGIA B F GRANT | 1269 GODFREY RD NW | EATONTON | Putnam | 9117004 | 4 | [5 empty] | Removed from Ground | Propane | 1000 | Bare Steel | 1979-02-01 | Bare Steel
CENTRAL GA HYDRO PLANT SINCLAIR | PO DRAWER 630 | EATONTON | Putnam | 9117005 | 3 | [5 empty] | Closed in Ground | Gas (Historical Use) | 1000 | Bare Steel | 1988-09-01 | Bare Steel
CENTRAL GA HYDRO PLANT SINCLAIR | PO DRAWER 630 | EATONTON | Putnam | 9117005 | 4 | [5 empty] | Closed in Ground | Gas (Historical Use) | 1000 | Bare Steel | 1988-09-01 | Bare Steel
CENTRAL GA HYDRO PLANT SINCLAIR | PO DRAWER 630 | EATONTON | Putnam | 9117005 | 5 | [5 empty] | Closed in Ground | Other | 500 | Bare Steel | 1988-09-01 | Bare Steel
US FOREST SVC/ROCK EAGLE WORK CE | US HWY 441 | EATONTON | Putnam | 9117006 | 63 | [5 empty] | Removed from Ground | Diesel | 1000 | Cathodically Protected Steel | 1981-01-01 | Galvanized Steel
US FOREST SVC/ROCK EAGLE WORK CE | US HWY 441 | EATONTON | Putnam | 9117006 | 64 | [5 empty] | Removed from Ground | Gas (Historical Use) | 1000 | Cathodically Protected Steel | 1981-01-01 | Galvanized Steel
US FOREST SVC/ROCK EAGLE WORK CE | US HWY 441 | EATONTON | Putnam | 9117006 | 65 | [5 empty] | Removed from Ground | Gas (Historical Use) | 500 | Cathodically Protected Steel | 1981-01-01 | Galvanized Steel
TRI-COUNTY EMC | RECREATION RD | EATONTON | Putnam | 9117007 | E-1 | [5 empty] | Removed from Ground | Diesel | 10000 | Bare Steel | 1979-01-01 | Galvanized Steel
TRI-COUNTY EMC | RECREATION RD | EATONTON | Putnam | 9117007 | E-2 |  |  | TRUE |  | TRUE | Removed from Ground | Used Oil | 500 | Not Marked/Unknown | 1998-07-22 | Not Marked
OCONEE BAIT & TACKLE | 886 GREENSBORO RD | EATONTON | Putnam | 9117008 | 1 | [5 empty] | Removed from Ground | Gas (Historical Use) | 10000 | Bare Steel | 1985-01-01 | Galvanized Steel | Pressurized
OCONEE BAIT & TACKLE | 886 GREENSBORO RD | EATONTON | Putnam | 9117008 | 2 | [5 empty] | Removed from Ground | Gas (Historical Use) | 8000 | Bare Steel | 1985-01-01 | Galvanized Steel | Pressurized
OCONEE BAIT & TACKLE | 886 GREENSBORO RD | EATONTON | Putnam | 9117008 | 3 | [5 empty] | Removed from Ground | Gas (Historical Use) | 4000 | Bare Steel | 1985-01-01 | Galvanized Steel | Pressurized
OCONEE BAIT & TACKLE | 886 GREENSBORO RD | EATONTON | Putnam | 9117008 | 4 | [5 empty] | Removed from Ground | Diesel | 3000 | Bare Steel | 1985-01-01 | Galvanized Steel | Pressurized
NO FACILITY NAME/VACANT LOT | 202 OAK ST | EATONTON | Putnam | 9117009 | 1 | [5 empty] | Removed from Ground | Gas (Historical Use) | 560 | Bare Steel | 1994-01-14 | Bare Steel
NO FACILITY NAME/VACANT LOT | 202 OAK ST | EATONTON | Putnam | 9117009 | 2 | [5 empty] | Removed from Ground | Gas (Historical Use) | 560 | Bare Steel | 1994-01-14 | Bare Steel
SAV-A-LOT 958 INC | 958 GREENSBORO RD | EATONTON | Putnam | 9117010 | 1 | [5 empty] | Removed from Ground | Other | 4000 | Bare Steel | 1994-05-18 | Bare Steel | Pressurized
SAV-A-LOT 958 INC | 958 GREENSBORO RD | EATONTON | Putnam | 9117010 | 2 | [5 empty] | Removed from Ground | Other | 4000 | Bare Steel | 1994-05-18 | Bare Steel | Pressurized
SAV-A-LOT 958 INC | 958 GREENSBORO RD | EATONTON | Putnam | 9117010 | 3 | [5 empty] | Removed from Ground | Other | 4000 | Bare Steel | 1994-05-18 | Bare Steel | Pressurized
SAV-A-LOT 958 INC | 958 GREENSBORO RD | EATONTON | Putnam | 9117010 | 4 |  | 1994-01-26 |  | 1994-01-26 |  | Currently in Use | Gas (Historical Use) | 10000 | Galvanic (STIP-3) | 1994-01-26 | Fiberglass Reinforced Plastic | Pressurized
SAV-A-LOT 958 INC | 958 GREENSBORO RD | EATONTON | Putnam | 9117010 | 5 |  | 1994-01-26 |  | 1994-01-26 |  | Currently in Use | Gas (Historical Use) | 8000 | Galvanic (STIP-3) | 1994-01-26 | Fiberglass Reinforced Plastic | Pressurized
SAV-A-LOT 958 INC | 958 GREENSBORO RD | EATONTON | Putnam | 9117010 | 6 |  | 1994-01-26 |  | 1994-01-26 |  | Currently in Use | Diesel | 8000 | Galvanic (STIP-3) | 1994-01-26 | Fiberglass Reinforced Plastic | Pressurized
LAKE OCONEE CENTER/RIC'S DELI | 888 GREENSBORO RD NE | EATONTON | Putnam | 9117011 | 1 | [5 empty] | Removed from Ground | Gas (Historical Use) | 10000 | Not Marked/Unknown | 1994-04-01 | Not Marked
LAKE OCONEE CENTER/RIC'S DELI | 888 GREENSBORO RD NE | EATONTON | Putnam | 9117011 | 2 | [5 empty] | Removed from Ground | Gas (Historical Use) | 10000 | Not Marked/Unknown | 1994-04-01 | Not Marked
LAKE OCONEE CENTER/RIC'S DELI | 888 GREENSBORO RD NE | EATONTON | Putnam | 9117011 | 3 | [5 empty] | Removed from Ground | Gas (Historical Use) | 10000 | Not Marked/Unknown | 1994-04-01 | Not Marked
LAKE OCONEE CENTER/RIC'S DELI | 888 GREENSBORO RD NE | EATONTON | Putnam | 9117011 | 4 | [5 empty] | Removed from Ground | Gas (Historical Use) | 10000 | Not Marked/Unknown | 1994-04-01 | Not Marked
PUTNAM PROBATION BOOT CAMP | FORREST ST/ON PRISON GROUNDS | EATONTON | Putnam | 9117012 | 1 | [5 empty] | Removed from Ground | Gas (Historical Use) | 550 | Marked Unknown | 1969-01-01 | Unknown
CITY MAINTENANCE | 106 GLENWOOD SPRING RD | EATONTON | Putnam | 9117013 | 1 |  |  | FALSE |  | FALSE | Removed from Ground | Gas (Historical Use) | 1000 | Bare Steel | 1979-05-18
CITY MAINTENANCE | 106 GLENWOOD SPRING RD | EATONTON | Putnam | 9117013 | 2 | Flapper Valve | 2019-11-01 | FALSE | 2019-11-01 | FALSE | Currently in Use | Regular | 5000 | Composite | 1998-01-04 | Fiberglass Reinforced Plastic | Suction (American)
DISCOUNT TOBACCO | 124 N JEFFERSON | EATONTON | Putnam | 9117014 | 1 |  | 1998-11-16 |  | 1998-11-16 |  | Currently in Use | Gas (Historical Use) | 6000 | Cathodically Protected Steel | 1974-01-01 | Fiberglass Reinforced Plastic | Pressurized
DISCOUNT TOBACCO | 124 N JEFFERSON | EATONTON | Putnam | 9117014 | 2 |  | 1998-11-16 |  | 1998-11-16 |  | Temporarily out of use | Gas (Historical Use) | 6000 | Cathodically Protected Steel | 1974-01-01 | Fiberglass Reinforced Plastic | Pressurized
DISCOUNT TOBACCO | 124 N JEFFERSON | EATONTON | Putnam | 9117014 | 3 |  | 1998-11-16 |  | 1998-11-16 |  | Temporarily out of use | Gas (Historical Use) | 6000 | Cathodically Protected Steel | 1974-01-01 | Fiberglass Reinforced Plastic | Pressurized
KWIK STOP #3 | 947 GRAY HWY | EATONTON | Putnam | 9117015 | 1 | [5 empty] | Closed in Ground | Gas (Historical Use) | 3008 | Bare Steel | 1997-05-05 | Galvanized Steel | Suction (American)
KWIK STOP #3 | 947 GRAY HWY | EATONTON | Putnam | 9117015 | 2 | [5 empty] | Removed from Ground | Gas (Historical Use) | 2005 | Bare Steel | 1997-05-05 | Galvanized Steel | Suction (American)
KWIK STOP #3 | 947 GRAY HWY | EATONTON | Putnam | 9117015 | 3 | [5 empty] | Closed in Ground | Gas (Historical Use) | 4010 | Bare Steel | 1997-05-05 | Galvanized Steel | Suction (American)
KWIK STOP #3 | 947 GRAY HWY | EATONTON | Putnam | 9117015 | 4 | [5 empty] | Removed from Ground | Diesel | 1060 | Bare Steel | 1997-05-08 | Galvanized Steel | Suction (American)
KWIK STOP #3 | 947 GRAY HWY | EATONTON | Putnam | 9117015 | 5A | Flapper Valve | 1997-07-01 | FALSE | 1997-07-01 | FALSE | Currently in Use | Regular | 12000 | Composite | 1997-07-01 | Fiberglass Reinforced Plastic | Pressurized
KWIK STOP #3 | 947 GRAY HWY | EATONTON | Putnam | 9117015 | 5B | Flapper Valve | 1997-07-01 | FALSE | 1997-07-01 | FALSE | Currently in Use | Premium | 6000 | Composite | 1997-07-01 | Fiberglass Reinforced Plastic | Pressurized
KWIK STOP #3 | 947 GRAY HWY | EATONTON | Putnam | 9117015 | 6 | Flapper Valve | 1997-07-01 | FALSE | 1997-07-01 | FALSE | Currently in Use | Diesel | 3000 | Composite | 1997-07-01 | Fiberglass Reinforced Plastic | Pressurized
GOLDEN PANTRY #106 | 742 MILLEDGEVILLE RD | EATONTON | Putnam | 9117016 | 1 |  | 1998-11-16 |  | 1997-08-19 |  | Removed from Ground | Gas (Historical Use) | 6000 | Steel-Impressed Current | 1978-09-01 | Cathodically Protected | Pressurized
GOLDEN PANTRY #106 | 742 MILLEDGEVILLE RD | EATONTON | Putnam | 9117016 | 2 |  | 1998-11-16 |  | 1997-08-19 |  | Removed from Ground | Gas (Historical Use) | 8000 | Steel-Impressed Current | 1978-09-01 | Cathodically Protected | Pressurized
GOLDEN PANTRY #106 | 742 MILLEDGEVILLE RD | EATONTON | Putnam | 9117016 | 3 |  | 1998-11-16 |  | 1997-08-19 |  | Removed from Ground | Gas (Historical Use) | 8000 | Steel-Impressed Current | 1986-03-15 | Cathodically Protected | Pressurized
GOLDEN PANTRY #106 | 742 MILLEDGEVILLE RD | EATONTON | Putnam | 9117016 | 4 |  | 1998-11-16 |  | 1997-08-19 |  | Removed from Ground | Kerosene | 1000 | Steel-Impressed Current | 1986-03-15 | Cathodically Protected | Suction (American)
THE FORKS | 1198 MONTICELLO RD | EATONTON | Putnam | 9117017 | DIESEL2 | [5 empty] | Removed from Ground | Diesel | 1000 | Bare Steel | 1981-04-01 | Galvanized Steel | Safe Suction (Euro)
THE FORKS | 1198 MONTICELLO RD | EATONTON | Putnam | 9117017 | PREMIUM2 | [5 empty] | Removed from Ground | Gas (Historical Use) | 1000 | Bare Steel | 1981-04-01 | Galvanized Steel | Safe Suction (Euro)
THE FORKS | 1198 MONTICELLO RD | EATONTON | Putnam | 9117017 | REGULAR1 | [5 empty] | Removed from Ground | Gas (Historical Use) | 2000 | Bare Steel | 1981-04-01 | Galvanized Steel | Safe Suction (Euro)
SINGHT & B INC | 204 SUMTER ST | EATONTON | Putnam | 9117018 | 1 |  | 1994-12-08 |  | 1994-12-08 |  | Currently in Use | Gas (Historical Use) | 8000 | Epoxy | 1994-12-08 | Fiberglass Reinforced Plastic | Pressurized
SINGHT & B INC | 204 SUMTER ST | EATONTON | Putnam | 9117018 | 2 |  | 1994-12-08 |  | 1994-12-08 |  | Currently in Use | Diesel | 6000 | Epoxy | 1994-12-08 | Fiberglass Reinforced Plastic | Pressurized
SINGHT & B INC | 204 SUMTER ST | EATONTON | Putnam | 9117018 | 3 |  | 1994-12-08 |  | 1994-12-08 |  | Currently in Use | Gas (Historical Use) | 6000 | Epoxy | 1994-12-08 | Fiberglass Reinforced Plastic | Pressurized
JET FOOD STORE #44 | 121 GRAY RD SW | EATONTON | Putnam | 9117021 | 1 | Flapper Valve | 1995-05-10 | FALSE | 1995-05-10 | FALSE | Currently in Use | Regular | 12000 | Fiberglass | 1995-05-10 | Double-Walled Fiberglass | Pressurized
JET FOOD STORE #44 | 121 GRAY RD SW | EATONTON | Putnam | 9117021 | 2 | Flapper Valve | 1995-05-10 | FALSE | 1995-05-10 | FALSE | Currently in Use | Premium | 12000 | Fiberglass | 1995-05-10 | Double-Walled Fiberglass | Pressurized
JET FOOD STORE #44 | 121 GRAY RD SW | EATONTON | Putnam | 9117021 | 3 | Flapper Valve | 1995-05-10 | FALSE | 1995-05-10 | FALSE | Currently in Use | Diesel | 20000 | Fiberglass | 1995-05-10 | Double-Walled Fiberglass | Pressurized
JOSEPH C BARKWELL | 124 BETHEL CHURCH RD | EATONTON | Putnam | 9117022 | 1 |  | 1993-05-06 | FALSE | 1993-05-06 | FALSE | Temporarily out of use | Diesel | 10000 | Epoxy | 1993-05-06 | Steel/FG Secondary containment | Safe Suction (Euro)
HABAND | 229 FOREST ST | EATONTON | Putnam | 9117023 | 1 | [5 empty] | Removed from Ground | Gas (Historical Use) | 10000 | Marked Unknown | 1996-01-29 | Unknown
HARRELLS SER STA | 200 N JEFFERSON STREET | EATONTON | Putnam | 9117025 | 1 | [5 empty] | Removed from Ground | Gas (Historical Use) | 2000 | Bare Steel | 1997-06-27 | Bare Steel
HARRELLS SER STA | 200 N JEFFERSON STREET | EATONTON | Putnam | 9117025 | 2 | [5 empty] | Removed from Ground | Gas (Historical Use) | 2000 | Bare Steel | 1997-06-27 | Bare Steel
BROOKS AUTO PARTS | 108 OAK ST | EATONTON | Putnam | 9117026 | 1 | [5 empty] | Removed from Ground | Diesel | 6000 | Bare Steel | 1997-07-18 | Bare Steel | Suction (American)
BROOKS AUTO PARTS | 108 OAK ST | EATONTON | Putnam | 9117026 | 2 | [5 empty] | Removed from Ground | Diesel | 6000 | Bare Steel | 1997-07-18 | Bare Steel | Suction (American)
TWIN BRIDGES | 609 TWIN BRIDGES ROAD | EATONTON | Putnam | 9117027 | 1 | Flapper Valve | 1998-07-17 | FALSE | 1988-03-30 | FALSE | Currently in Use | Regular | 8000 | Steel-Impressed Current | 1988-04-29 | Steel (Impressed Current) | Pressurized
TWIN BRIDGES | 609 TWIN BRIDGES ROAD | EATONTON | Putnam | 9117027 | 2 | Flapper Valve | 1998-07-17 | FALSE | 1988-03-30 | FALSE | Currently in Use | Diesel | 8000 | Steel-Impressed Current | 1988-04-29 | Steel (Impressed Current) | Pressurized
TWIN BRIDGES | 609 TWIN BRIDGES ROAD | EATONTON | Putnam | 9117027 | 3 | Flapper Valve | 1998-07-17 | FALSE | 1988-03-30 | FALSE | Currently in Use | Premium | 8000 | Steel-Impressed Current | 1988-04-29 | Steel (Impressed Current) | Pressurized
FOWLER FLEMISTER CONCRETE | 114 SAMMONS PKWY | EATONTON | Putnam | 9117028 | 1 | Flapper Valve | 2000-01-15 | FALSE | 2000-01-15 | FALSE | Currently in Use | Diesel | 12000 | Composite | 2000-01-13 | Fiberglass Reinforced Plastic | Pressurized
MIKE WHITE ESTATE MIKES PLACE | 1077 GREENSBORO ROAD | EATONTON | Putnam | 9117029 | 1 | [5 empty] | Removed from Ground | Gas (Historical Use) | 1000 | Bare Steel | 1983-01-01 | Galvanized Steel | Suction (American)
MIKE WHITE ESTATE MIKES PLACE | 1077 GREENSBORO ROAD | EATONTON | Putnam | 9117029 | 2 | [5 empty] | Removed from Ground | Gas (Historical Use) | 1000 | Bare Steel | 1983-01-01 | Galvanized Steel | Suction (American)
LAKEVIEW MARINA | 177 LAKEVIEW DR NE | EATONTON | Putnam | 9117030 | A | [5 empty] | Removed from Ground | Gas (Historical Use) | 3000 | Bare Steel | 2000-10-01 | Bare Steel | Safe Suction (Euro)
LAKEVIEW MARINA | 177 LAKEVIEW DR NE | EATONTON | Putnam | 9117030 | B | [5 empty] | Removed from Ground | Gas (Historical Use) | 3000 | Bare Steel | 2000-10-01 | Bare Steel | Safe Suction (Euro)
BUSTER PANTRY FOOD MART | 107 MARTIN LUTHER KING JR DR | EATONTON | Putnam | 9117031 | 1 | Ball Float | 2001-09-01 | FALSE | 2001-09-01 | FALSE | Temporarily out of use | Regular | 6000 | Composite | 2001-09-01 |  | Pressurized
BUSTER PANTRY FOOD MART | 107 MARTIN LUTHER KING JR DR | EATONTON | Putnam | 9117031 | 2 | Ball Float | 2001-09-01 | FALSE | 2001-09-01 | FALSE | Temporarily out of use | Premium | 6000 | Composite | 2001-09-01 |  | Pressurized
JC MART #4 | 1660 MADISON RD | MADISON | Putnam | 9104047 | 1 | Ball Float | 1999-03-11 | FALSE | 1999-03-11 | FALSE | Currently in Use | Premium | 10000 | Composite | 1999-03-15 | Fiberglass Reinforced Plastic | Pressurized
JC MART #4 | 1660 MADISON RD | MADISON | Putnam | 9104047 | 2 | Ball Float | 1999-03-11 | FALSE | 1999-03-11 | FALSE | Currently in Use | Regular | 10000 | Composite | 1999-03-15 | Fiberglass Reinforced Plastic | Pressurized
JC MART #4 | 1660 MADISON RD | MADISON | Putnam | 9104047 | 3 | Ball Float | 1999-03-11 | FALSE | 1999-03-11 | FALSE | Currently in Use | Diesel | 10000 | Composite | 1999-03-15 | Fiberglass Reinforced Plastic | Pressurized
JC MART #4 | 1660 MADISON RD | MADISON | Putnam | 9104047 | 4A | Flapper Valve | 1999-03-11 | FALSE | 1999-03-11 | FALSE | Currently in Use | Diesel Off Road | 3000 | Composite | 1999-03-15 | Fiberglass Reinforced Plastic | Pressurized
JC MART #4 | 1660 MADISON RD | MADISON | Putnam | 9104047 | 4B | Flapper Valve | 1999-03-11 | FALSE | 1999-03-11 | FALSE | Currently in Use | E-0 | 3000 | Composite | 1999-03-15 | Fiberglass Reinforced Plastic | Pressurized
TONYAS CORNER STORE | 1213 HWY 82 | GEORGETOWN | Quitman | 9118001 | 1 |  | 1998-12-01 |  | 1998-12-01 |  | Removed from Ground | Gas (Historical Use) | 4000 | Steel-Impressed Current | 1998-12-01 | Fiberglass Reinforced Plastic | Safe Suction (Euro)
TONYAS CORNER STORE | 1213 HWY 82 | GEORGETOWN | Quitman | 9118001 | 2 |  | 1998-12-01 |  | 1998-12-01 |  | Removed from Ground | Gas (Historical Use) | 4000 | Steel-Impressed Current | 1998-12-01 | Fiberglass Reinforced Plastic | Safe Suction (Euro)
TONYAS CORNER STORE | 1213 HWY 82 | GEORGETOWN | Quitman | 9118001 | 3 |  | 1998-12-01 |  | 1998-12-01 |  | Removed from Ground | Gas (Historical Use) | 4000 | Steel-Impressed Current | 1998-12-01 | Fiberglass Reinforced Plastic | Safe Suction (Euro)
TONYAS CORNER STORE | 1213 HWY 82 | GEORGETOWN | Quitman | 9118001 | 4 |  | 1998-12-01 |  | 1998-12-01 |  | Currently in Use | Gas (Historical Use) | 8000 | Steel-Impressed Current | 1990-01-01 | Double Walled | Pressurized
TONYAS CORNER STORE | 1213 HWY 82 | GEORGETOWN | Quitman | 9118001 | 5 |  | 2001-08-25 | FALSE | 2001-08-25 | FALSE | Currently in Use | Gas (Historical Use) | 12000 | Composite | 2001-08-25 | Secondary Containment | Pressurized
TONYAS CORNER STORE | 1213 HWY 82 | GEORGETOWN | Quitman | 9118001 | 6 |  | 2001-08-25 |  | 2001-08-25 |  | Currently in Use | Diesel | 12000 | Composite | 2001-08-25 | Secondary Containment | Pressurized
FIRST STOP | 732 US HWY 82 E | GEORGETOWN | Quitman | 9118002 | 2021-10-01 | Ball Float | 1989-09-05 | FALSE | 1989-09-05 | FALSE | Currently in Use | Regular | 10000 | Galvanic (STIP-3) | 1989-09-05 | Fiberglass Reinforced Plastic | Pressurized
FIRST STOP | 732 US HWY 82 E | GEORGETOWN | Quitman | 9118002 | 2021-10-02 | Ball Float | 1989-09-05 | FALSE | 1989-09-05 | FALSE | Currently in Use | E-10 | 10000 | Galvanic (STIP-3) | 1989-09-05 | Fiberglass Reinforced Plastic | Pressurized
FIRST STOP | 732 US HWY 82 E | GEORGETOWN | Quitman | 9118002 | 2021-10-03 | Ball Float | 1989-09-05 | FALSE | 1989-09-05 | FALSE | Currently in Use | Premium | 10000 | Galvanic (STIP-3) | 1989-09-05 | Fiberglass Reinforced Plastic | Pressurized
FIRST STOP | 732 US HWY 82 E | GEORGETOWN | Quitman | 9118002 | 2021-04-01 | Ball Float | 1989-09-05 | FALSE | 1989-09-05 | FALSE | Currently in Use | Diesel | 4000 | Galvanic (STIP-3) | 1989-09-05 | Fiberglass Reinforced Plastic | Pressurized
SUNNYS FOOD MART | 765 US HWY 82 W | GEORGETOWN | Quitman | 9118003 | 1 | [5 empty] | Removed from Ground | Gas (Historical Use) | 10000 | Bare Steel | 1981-01-01 | Galvanized Steel
SUNNYS FOOD MART | 765 US HWY 82 W | GEORGETOWN | Quitman | 9118003 | 2 | [5 empty] | Removed from Ground | Gas (Historical Use) | 10000 | Bare Steel | 1981-01-01 | Galvanized Steel
SUNNYS FOOD MART | 765 US HWY 82 W | GEORGETOWN | Quitman | 9118003 | 3 | [5 empty] | Removed from Ground | Gas (Historical Use) | 10000 | Bare Steel | 1981-01-01 | Galvanized Steel
SUNNYS FOOD MART | 765 US HWY 82 W | GEORGETOWN | Quitman | 9118003 | 4 | Flapper Valve | 1991-10-15 | FALSE | 1991-10-15 | FALSE | Temporarily out of use | Regular | 12000 | Fiberglass | 1991-11-18 | Fiberglass Reinforced Plastic | Pressurized
SUNNYS FOOD MART | 765 US HWY 82 W | GEORGETOWN | Quitman | 9118003 | 5 | Flapper Valve | 1991-10-15 | FALSE | 1991-10-15 | FALSE | Temporarily out of use | Premium | 10000 | Fiberglass | 1991-11-18 | Fiberglass Reinforced Plastic | Pressurized
SUNNYS FOOD MART | 765 US HWY 82 W | GEORGETOWN | Quitman | 9118003 | 6 | Flapper Valve | 1991-10-15 | FALSE | 1991-10-15 | FALSE | Temporarily out of use | Plus | 10000 | Fiberglass | 1991-11-18 | Fiberglass Reinforced Plastic | Pressurized
FORMER SVC STATION | MAIN ST/US HWY 82 | GEORGETOWN | Quitman | 9118004 | 1 | [5 empty] | Removed from Ground | Other | 0 | Not Marked/Unknown | 1993-04-27 | Not Marked
FORMER SVC STATION | MAIN ST/US HWY 82 | GEORGETOWN | Quitman | 9118004 | 2 | [5 empty] | Removed from Ground | Other | 0 | Not Marked/Unknown | 1993-04-27 | Not Marked
RUBO'S CHEVRON | 763 HWY 82 w | GEORGETOWN | Quitman | 9118005 | 1 | Ball Float | 1986-03-01 | FALSE | 1986-03-01 | FALSE | Currently in Use | Diesel On Road | 8000 | Galvanic (STIP-3) | 1986-03-01 | Fiberglass Reinforced Plastic | Pressurized
RUBO'S CHEVRON | 763 HWY 82 w | GEORGETOWN | Quitman | 9118005 | 2 | Ball Float | 1986-03-01 | FALSE | 1986-03-01 | FALSE | Currently in Use | Premium | 8000 | Galvanic (STIP-3) | 1986-03-01 | Fiberglass Reinforced Plastic | Pressurized
RUBO'S CHEVRON | 763 HWY 82 w | GEORGETOWN | Quitman | 9118005 | 3 | Ball Float | 1986-03-01 | FALSE | 1986-03-01 | FALSE | Currently in Use | E-10 | 8000 | Galvanic (STIP-3) | 1986-03-01 | Fiberglass Reinforced Plastic | Pressurized
QUITMAN COUNTY BOARD OF EDUCATIO | RT 2 BOX 233 KAIGLER RD | GEORGETOWN | Quitman | 9118006 | 1 | [5 empty] | Removed from Ground | Gas (Historical Use) | 10000 | Not Marked/Unknown | 1996-11-01 | Not Marked
MAJISA JASOL INC | 1856 HWY 82 EAST | GEORGETOWN | Quitman | 9118007 | 1 | [5 empty] | Removed from Ground | Gas (Historical Use) | 2000 | Bare Steel | 1998-12-01 | Galvanized Steel | Safe Suction (Euro)
MAJISA JASOL INC | 1856 HWY 82 EAST | GEORGETOWN | Quitman | 9118007 | 2 | [5 empty] | Removed from Ground | Gas (Historical Use) | 2000 | Bare Steel | 1998-12-01 | Galvanized Steel | Safe Suction (Euro)
MAJISA JASOL INC | 1856 HWY 82 EAST | GEORGETOWN | Quitman | 9118007 | 3 | [5 empty] | Removed from Ground | Gas (Historical Use) | 550 | Not Marked/Unknown | 1998-12-01 | Not Marked
MAJISA JASOL INC | 1856 HWY 82 EAST | GEORGETOWN | Quitman | 9118007 | 4 | [5 empty] | Removed from Ground | Gas (Historical Use) | 550 | Not Marked/Unknown | 1998-12-01 | Not Marked
MAJISA JASOL INC | 1856 HWY 82 EAST | GEORGETOWN | Quitman | 9118007 | 5A | Ball Float | 2000-08-01 | FALSE | 2000-08-01 | FALSE | Currently in Use | Premium | 8000 | Galvanic (STIP-3) | 2000-08-01 | Double-Walled Flex | Pressurized
MAJISA JASOL INC | 1856 HWY 82 EAST | GEORGETOWN | Quitman | 9118007 | 5B | Ball Float | 2000-08-01 | FALSE | 2000-08-01 | FALSE | Currently in Use | Regular | 4000 | Galvanic (STIP-3) | 2000-08-01 | Double-Walled Flex | Pressurized
GEORGETOWN CITY HALL |  | GEORGETOWN | Quitman | 9118009 | 1 | [5 empty] | Removed from Ground | Gas (Historical Use) | 550 | Bare Steel | 2001-03-09 | Bare Steel | Safe Suction (Euro)
R BEES TRAVEL PLAZA 283 | #1 MAIN ST | GEORGETOWN | Quitman | 9118010 | 1 | Ball Float | 1999-10-01 | FALSE | 1999-10-01 | FALSE | Currently in Use | Regular | 10000 | Fiberglass | 1999-01-01 | Fiberglass Reinforced Plastic | Pressurized
R BEES TRAVEL PLAZA 283 | #1 MAIN ST | GEORGETOWN | Quitman | 9118010 | 2 | Ball Float | 1999-10-01 | FALSE | 1999-10-01 | FALSE | Currently in Use | Premium | 10000 | Fiberglass | 1999-01-01 | Fiberglass Reinforced Plastic | Pressurized
R BEES TRAVEL PLAZA 283 | #1 MAIN ST | GEORGETOWN | Quitman | 9118010 | 3 | Ball Float | 1999-10-01 | FALSE | 1999-10-01 | FALSE | Currently in Use | Diesel | 10000 | Fiberglass | 1999-01-01 | Fiberglass Reinforced Plastic | Pressurized
R BEES TRAVEL PLAZA 283 | #1 MAIN ST | GEORGETOWN | Quitman | 9118010 | 4 | Ball Float | 1999-10-01 | FALSE | 1999-10-01 | FALSE | Currently in Use | Diesel | 10000 | Fiberglass | 1999-01-01 | Fiberglass Reinforced Plastic | Pressurized
GA DOT #10435 | GA HWY 27/ 1/2 MI NORTH US 82 | GEORGETOWN | Quitman | 1180001 | 10435-1 | [5 empty] | Removed from Ground | Gas (Historical Use) | 550 | Bare Steel | 1971-05-03 | Galvanized Steel
GA DOT #10435 | GA HWY 27/ 1/2 MI NORTH US 82 | GEORGETOWN | Quitman | 1180001 | 10435-2 | [5 empty] | Removed from Ground | Diesel | 550 | Bare Steel | 1971-05-03 | Galvanized Steel
WILLIAM L HINSON | RTE 1 CUTBERT HWY | GEORGETOWN | Quitman | 1180002 | 1 | [5 empty] | Removed from Ground | Gas (Historical Use) | 7400 | Bare Steel | 1972-04-05 | Galvanized Steel | Safe Suction (Euro)
WILLIAM L HINSON | RTE 1 CUTBERT HWY | GEORGETOWN | Quitman | 1180002 | 2 | [5 empty] | Removed from Ground | Gas (Historical Use) | 5200 | Bare Steel | 1972-04-05 | Galvanized Steel | Safe Suction (Euro)
WILLIAM L HINSON | RTE 1 CUTBERT HWY | GEORGETOWN | Quitman | 1180002 | 3 | [5 empty] | Removed from Ground | Diesel | 3000 | Bare Steel | 1976-04-04 | Galvanized Steel | Safe Suction (Euro)
WILLIAM L HINSON | RTE 1 CUTBERT HWY | GEORGETOWN | Quitman | 1180002 | 4 | [5 empty] | Removed from Ground | Diesel | 3000 | Bare Steel | 1976-04-04 | Galvanized Steel | Safe Suction (Euro)
WILLIAM L HINSON | RTE 1 CUTBERT HWY | GEORGETOWN | Quitman | 1180002 | 5 | [5 empty] | Removed from Ground | Gas (Historical Use) | 3000 | Bare Steel | 1975-04-05 | Galvanized Steel | Safe Suction (Euro)
BALYOGI LIBERTY | 1193 US HWY 82 E | GEORGETOWN | Quitman | 1180003 | 1 | Ball Float | 1991-03-01 | FALSE | 1991-03-01 | FALSE | Temporarily out of use | Regular | 6000 | Steel-Impressed Current | 1977-05-10 | Double-Walled Fiberglass | Pressurized
BALYOGI LIBERTY | 1193 US HWY 82 E | GEORGETOWN | Quitman | 1180003 | 2 | Ball Float | 1991-03-01 | FALSE | 1991-03-01 | FALSE | Temporarily out of use | Plus | 6000 | Steel-Impressed Current | 1977-05-10 | Double-Walled Fiberglass | Pressurized
BALYOGI LIBERTY | 1193 US HWY 82 E | GEORGETOWN | Quitman | 1180003 | 3 | Ball Float | 1991-03-01 | FALSE | 1991-03-01 | FALSE | Temporarily out of use | Premium | 2000 | Steel-Impressed Current | 1988-05-18 | Double-Walled Fiberglass | Pressurized
TOMMY NOLAN | US HWY 82 WEST | MORRIS | Quitman | 1200042 | 1 |  | 1998-12-01 |  | 1998-12-01 |  | Removed from Ground | Gas (Historical Use) | 2000 | Steel-Impressed Current | 1979-05-10 | Cathodically Protected | Safe Suction (Euro)
TOMMY NOLAN | US HWY 82 WEST | MORRIS | Quitman | 1200042 | 2 | [5 empty] | Removed from Ground | Gas (Historical Use) | 560 | Bare Steel | 1966-05-13 | Galvanized Steel | Safe Suction (Euro)
TOMMY NOLAN | US HWY 82 WEST | MORRIS | Quitman | 1200042 | 3 | [5 empty] | Removed from Ground | Gas (Historical Use) | 560 | Bare Steel | 1966-05-13 | Galvanized Steel | Safe Suction (Euro)
LAKE BURTON FISH HATCHERY | 3695 HWY 197 N | CLARKESVILLE | Rabun | 1190001 | 1 | [5 empty] | Removed from Ground | Gas (Historical Use) | 2000 | Bare Steel | 1966-04-22 | Galvanized Steel
LAKE BURTON FISH HATCHERY | 3695 HWY 197 N | CLARKESVILLE | Rabun | 1190001 | 2 | Flapper Valve | 1997-05-30 | FALSE | 1997-05-30 | FALSE | Currently in Use | Regular | 2500 | Fiberglass Double Walled | 1997-05-30 | Fiberglass Reinforced Plastic | Safe Suction (Euro)
LAKE BURTON FISH HATCHERY | 3695 HWY 197 N | CLARKESVILLE | Rabun | 1190001 | 3 | Flapper Valve | 1997-05-30 | FALSE | 1997-05-30 | FALSE | Currently in Use | Diesel | 2500 | Fiberglass Double Walled | 1997-05-30 | Fiberglass Reinforced Plastic | Safe Suction (Euro)
GA DOT 10118/RABUN CO MTC HQ | 0 .5 MI S OF CLAYTON ON US 441 | CLAYTON | Rabun | 1190002 | 118D1 | [5 empty] | Removed from Ground | Diesel | 1000 | Cathodically Protected Steel | 1988-12-19 | Cathodically Protected | Suction (American)
GA DOT 10118/RABUN CO MTC HQ | 0 .5 MI S OF CLAYTON ON US 441 | CLAYTON | Rabun | 1190002 | 118G1 | [5 empty] | Removed from Ground | Gas (Historical Use) | 1000 | Cathodically Protected Steel | 1988-12-19 | Cathodically Protected | Suction (American)
RABUN COUNTY SCHOOL BUS SHOP | HWY 76 WEST | CLAYTON | Rabun | 1190003 | 1 |  |  | TRUE |  | TRUE | Removed from Ground | Used Oil | 4000 | Bare Steel | 1963-04-15 | Copper
CLAYTON ELEMENTARY SCHOOL | HIAWASSEE RD | CLAYTON | Rabun | 1190004 | 1 | [5 empty] | Closed in Ground | Diesel | 4000 | Bare Steel | 1971-04-13 | Copper
CLAYTON ELEMENTARY SCHOOL | HIAWASSEE RD | CLAYTON | Rabun | 1190004 | 2 | [5 empty] | Closed in Ground | Other | 500 | Bare Steel | 1974-04-12 | Bare Steel
CLAYTON ELEMENTARY SCHOOL | HIAWASSEE RD | CLAYTON | Rabun | 1190004 | 3 | [5 empty] | Removed from Ground | Gas (Historical Use) | 6000 | Bare Steel | 1978-04-11 | Galvanized Steel
RABUN COUNTY HIGH SCHOOL | US HWY 441 SOUTH | CLAYTON | Rabun | 1190005 | 1 | [5 empty] | Removed from Ground | Gas (Historical Use) | 10000 | Bare Steel | 1979-04-11 | Bare Steel | Gravity Fed
SOUTH RABUN ELEMENTARY SCHOOL |  | TIGER | Rabun | 1190006 | 1 | [5 empty] | Removed from Ground | Diesel | 1000 | Marked Unknown | 1966-04-14 | Copper
MOUNTAIN CITY SCHOOL BUILDING | US HWY 441 NORTH OF CLAYTON | MOUNTAIN CITY | Rabun | 1190008 | 1 | [5 empty] | Permanently Out of Use - historical purposes | Diesel | 2000 | Bare Steel | 1968-04-13 | Galvanized Steel
RABUN COUNTY CANNERY | DILLARD HOUSE RD | DILLARD | Rabun | 1190010 | 1 |  |  | FALSE |  | FALSE | Permanently Out of Use - historical purposes | Diesel | 2000 |  | 1961-04-15 | Copper
DONS MOBILE | 4244 US HWY 441 NORTH | RABUN GAP | Rabun | 1190012 | 1 | [5 empty] | Removed from Ground | Gas (Historical Use) | 8000 | Bare Steel | 1972-04-14 | Galvanized Steel
DONS MOBILE | 4244 US HWY 441 NORTH | RABUN GAP | Rabun | 1190012 | 2 | [5 empty] | Removed from Ground | Gas (Historical Use) | 8000 | Bare Steel | 1972-04-14 | Galvanized Steel
DONS MOBILE | 4244 US HWY 441 NORTH | RABUN GAP | Rabun | 1190012 | 3 | [5 empty] | Removed from Ground | Gas (Historical Use) | 6000 | Bare Steel | 1972-04-14 | Galvanized Steel
DONS MOBILE | 4244 US HWY 441 NORTH | RABUN GAP | Rabun | 1190012 | 4 | [5 empty] | Removed from Ground | Diesel | 10000 | Bare Steel | 1981-04-12 | Galvanized Steel
DONS MOBILE | 4244 US HWY 441 NORTH | RABUN GAP | Rabun | 1190012 | 5 | Ball Float | 1997-11-01 | FALSE | 1997-11-01 | FALSE | Currently in Use | Regular | 10000 | Fiberglass | 1997-11-01 | Fiberglass Reinforced Plastic | Pressurized
DONS MOBILE | 4244 US HWY 441 NORTH | RABUN GAP | Rabun | 1190012 | 6 | Ball Float | 1997-11-01 | FALSE | 1997-11-01 | FALSE | Currently in Use | Premium | 8000 | Fiberglass | 1997-11-01 | Fiberglass Reinforced Plastic | Pressurized
DONS MOBILE | 4244 US HWY 441 NORTH | RABUN GAP | Rabun | 1190012 | 7A | Ball Float | 1997-11-01 | FALSE | 1997-11-01 | FALSE | Currently in Use | Diesel On Road | 6000 | Fiberglass | 1997-11-01 | Fiberglass Reinforced Plastic | Pressurized
DONS MOBILE | 4244 US HWY 441 NORTH | RABUN GAP | Rabun | 1190012 | 7B | Ball Float | 1997-11-01 | FALSE | 1997-11-01 | FALSE | Currently in Use | Diesel Off Road | 4000 | Fiberglass | 1997-11-01 | Fiberglass Reinforced Plastic | Pressurized
DONS MOBILE | 4244 US HWY 441 NORTH | RABUN GAP | Rabun | 1190012 | 8 | Ball Float | 2008-02-01 | FALSE | 2008-02-01 | FALSE | Currently in Use | Premium | 4000 | Epoxy Double-Walled | 2008-02-01 |  | Pressurized
BLACK ROCK MOUNTAIN STATE PARK | BLACK ROCK MTN RD (OFF US 441) | MOUNTAIN CITY | Rabun | 1190013 | 1 | [5 empty] | Removed from Ground | Gas (Historical Use) | 250 | Bare Steel | 1968-01-27 | Unknown
BLACK ROCK MOUNTAIN STATE PARK | BLACK ROCK MTN RD (OFF US 441) | MOUNTAIN CITY | Rabun | 1190013 | 5 | Flapper Valve | 2002-01-01 | FALSE | 2002-01-01 | FALSE | Temporarily out of use | Gas (Historical Use) | 2500 | Fiberglass Double Walled | 2002-01-01 | Double-Walled Fiberglass | Safe Suction (Euro)
CHURCH OIL CO | US HWY 441 & US HWY 23 NORTH | CLAYTON | Rabun | 1190015 | 1 | [5 empty] | Currently in Use | Gas (Historical Use) | 8000 | Bare Steel | 1974-03-06 | Galvanized Steel
CHURCH OIL CO | US HWY 441 & US HWY 23 NORTH | CLAYTON | Rabun | 1190015 | 2 | [5 empty] | Currently in Use | Gas (Historical Use) | 8000 | Bare Steel | 1974-03-06 | Galvanized Steel
CHURCH OIL CO | US HWY 441 & US HWY 23 NORTH | CLAYTON | Rabun | 1190015 | 3 | [5 empty] | Currently in Use | Gas (Historical Use) | 8000 | Bare Steel | 1974-03-06 | Galvanized Steel
CHURCH OIL CO | US HWY 441 & US HWY 23 NORTH | CLAYTON | Rabun | 1190015 | 4 | [5 empty] | Currently in Use | Diesel | 8000 | Bare Steel | 1974-03-06 | Galvanized Steel
CHURCH OIL CO | US HWY 441 & US HWY 23 NORTH | CLAYTON | Rabun | 1190015 | 5 | [5 empty] | Currently in Use | Kerosene | 250 | Bare Steel | 1984-03-03 | Galvanized Steel
CHURCH OIL CO | US HWY 441 & US HWY 23 NORTH | CLAYTON | Rabun | 1190015 | 6 | [5 empty] | Currently in Use | Gas (Historical Use) | 550 | Bare Steel | 1979-03-05 | Galvanized Steel
JONES GARAGE | 2995 HWY 441 | MOUNTAIN CITY | Rabun | 1190017 | 1 | [5 empty] | Removed from Ground | Gas (Historical Use) | 550 | Bare Steel | 1972-03-06 | Galvanized Steel
JONES GARAGE | 2995 HWY 441 | MOUNTAIN CITY | Rabun | 1190017 | 2 | [5 empty] | Removed from Ground | Gas (Historical Use) | 550 | Bare Steel | 1972-03-06 | Galvanized Steel
LAKE BURTON GROCERY | 7335 HWY 76 W | CLAYTON | Rabun | 1190018 | 1 | Overfill Alarm | 1998-07-26 | FALSE | 1998-07-26 | FALSE | Permanently Out of Use - historical purposes | Gas (Historical Use) | 2000 | Galvanic (STIP-3) | 1970-03-07 | Fiberglass Reinforced Plastic | Safe Suction (Euro)
LAKE BURTON GROCERY | 7335 HWY 76 W | CLAYTON | Rabun | 1190018 | 2 | Flapper Valve | 1998-07-26 | FALSE | 1998-07-26 | FALSE | Permanently Out of Use - historical purposes | Gas (Historical Use) | 550 | Galvanic (STIP-3) | 1970-03-07 | Fiberglass Reinforced Plastic | Safe Suction (Euro)
LAKE BURTON GROCERY | 7335 HWY 76 W | CLAYTON | Rabun | 1190018 | 3 | Flapper Valve | 1998-07-26 | FALSE | 1998-07-26 | FALSE | Permanently Out of Use - historical purposes | Diesel | 550 | Galvanic (STIP-3) | 1970-03-07 | Fiberglass Reinforced Plastic | Safe Suction (Euro)
LOVELL TIRE CO | OLD US HWY 441 | CLAYTON | Rabun | 1190019 | 1 | [5 empty] | Removed from Ground | Gas (Historical Use) | 1000 | Bare Steel | 1976-03-05 | Galvanized Steel
LOVELL TIRE CO | OLD US HWY 441 | CLAYTON | Rabun | 1190019 | 2 | [5 empty] | Removed from Ground | Gas (Historical Use) | 1000 | Bare Steel | 1976-03-05 | Galvanized Steel
LOVELL TIRE CO | OLD US HWY 441 | CLAYTON | Rabun | 1190019 | 3 | [5 empty] | Removed from Ground | Gas (Historical Use) | 2000 | Bare Steel | 1976-03-05 | Galvanized Steel
RABUN COUNTY MEMORIAL HOSP | SOUTH MAIN | CLAYTON | Rabun | 1190020 | 1 |  |  | FALSE |  | FALSE | Permanently Out of Use - historical purposes | Diesel | 600 | Bare Steel | 1952-03-08 | Galvanized Steel
RABUN COUNTY MEMORIAL HOSP | SOUTH MAIN | CLAYTON | Rabun | 1190020 | 2 |  |  | FALSE |  | FALSE | Permanently Out of Use - historical purposes |  | 5000 |  |  | Not Marked
RABUN GAP NACOOCHEE SCHOOL | HIGHWAY 441 NORTH | RABUN GAP | Rabun | 1190021 | 1 | [5 empty] | Removed from Ground | Gas (Historical Use) | 800 | Marked Unknown | 1986-03-03 | Unknown | Safe Suction (Euro)
TALLALAH WORK CENTER | NORTH MAIN ST | CLAYTON | Rabun | 1190022 | 39 | [5 empty] | Removed from Ground | Diesel | 500 | Bare Steel | 1970-02-17 | Galvanized Steel
TALLALAH WORK CENTER | NORTH MAIN ST | CLAYTON | Rabun | 1190022 | 42 | [5 empty] | Removed from Ground | Gas (Historical Use) | 1000 | Bare Steel | 1970-02-17 | Galvanized Steel
WOODS STORE | BRIDGE CREEK RD | TIGER | Rabun | 1190023 | 1 | [5 empty] | Removed from Ground | Gas (Historical Use) | 2000 | Bare Steel | 1976-03-15 | Galvanized Steel
WOODS STORE | BRIDGE CREEK RD | TIGER | Rabun | 1190023 | 2 | [5 empty] | Removed from Ground | Gas (Historical Use) | 1000 | Bare Steel | 1976-03-15 | Galvanized Steel
WOODS STORE | BRIDGE CREEK RD | TIGER | Rabun | 1190023 | 3 | [5 empty] | Removed from Ground | Gas (Historical Use) | 1000 | Bare Steel | 1976-03-15 | Galvanized Steel
FIVE POINTS GROCERY | HWY 76 E | CLAYTON | Rabun | 1190024 | 1 | Flapper Valve | 1999-04-16 | FALSE | 1998-12-20 | FALSE | Currently in Use | Regular | 2000 | Galvanic (STIP-3) | 1971-05-03 | Fiberglass Reinforced Plastic | Safe Suction (Euro)
FIVE POINTS GROCERY | HWY 76 E | CLAYTON | Rabun | 1190024 | 2 | Flapper Valve | 1999-04-16 | FALSE | 1998-12-20 | FALSE | Currently in Use | Regular | 2000 | Galvanic (STIP-3) | 1971-05-03 | Fiberglass Reinforced Plastic | Safe Suction (Euro)
FIVE POINTS GROCERY | HWY 76 E | CLAYTON | Rabun | 1190024 | 3 | Flapper Valve | 1999-04-16 | FALSE | 1998-12-20 | FALSE | Currently in Use | Diesel | 2000 | Galvanic (STIP-3) | 1971-05-03 | Fiberglass Reinforced Plastic | Safe Suction (Euro)
FIVE POINTS GROCERY | HWY 76 E | CLAYTON | Rabun | 1190024 | 4 | [5 empty] | Removed from Ground | Kerosene | 560 | Bare Steel | 1984-04-29 | Galvanized Steel | Suction (American)
ELAINES GROCERY | WARWOMAN RD | CLAYTON | Rabun | 1190025 | 1 | [5 empty] | Removed from Ground | Gas (Historical Use) | 550 | Cathodically Protected Steel | 1976-05-01 | Galvanized Steel
ELAINES GROCERY | WARWOMAN RD | CLAYTON | Rabun | 1190025 | 2 | [5 empty] | Removed from Ground | Gas (Historical Use) | 550 | Cathodically Protected Steel | 1976-05-01 | Galvanized Steel
ELAINES GROCERY | WARWOMAN RD | CLAYTON | Rabun | 1190025 | 4 | [5 empty] | Removed from Ground | Diesel | 550 | Cathodically Protected Steel | 1976-05-01 | Galvanized Steel
WELBORNS GROCERY | PERSIMMION RD | CLAYTON | Rabun | 1190027 | 1 | [5 empty] | Removed from Ground | Gas (Historical Use) | 550 | Cathodically Protected Steel | 1976-05-01 | Galvanized Steel
WELBORNS GROCERY | PERSIMMION RD | CLAYTON | Rabun | 1190027 | 2 | [5 empty] | Removed from Ground | Gas (Historical Use) | 550 | Cathodically Protected Steel | 1976-05-01 | Galvanized Steel
DON L INC | HWY 441 NORTH | CLAYTON | Rabun | 1190047 | 1 |  |  | FALSE |  | FALSE | Permanently Out of Use - historical purposes | Diesel | 5000 | Bare Steel | 1953-05-09 | Galvanized Steel
DON L INC | HWY 441 NORTH | CLAYTON | Rabun | 1190047 | 2 |  |  | FALSE |  | FALSE | Permanently Out of Use - historical purposes | Diesel | 5000 | Bare Steel | 1953-05-09 | Galvanized Steel
CLAYTON FOOD MART | 17 US HWY 441 NORTH | CLAYTON | Rabun | 1190048 | 1 | Flapper Valve | 1999-04-10 | FALSE | 1999-02-01 | FALSE | Currently in Use | Regular | 6000 | Steel-Impressed Current | 1972-05-08 | Fiberglass Reinforced Plastic | Pressurized
CLAYTON FOOD MART | 17 US HWY 441 NORTH | CLAYTON | Rabun | 1190048 | 2 | Flapper Valve | 1999-04-10 | FALSE | 1999-02-01 | FALSE | Currently in Use | Regular | 6000 | Steel-Impressed Current | 1972-05-08 | Fiberglass Reinforced Plastic | Pressurized
CLAYTON FOOD MART | 17 US HWY 441 NORTH | CLAYTON | Rabun | 1190048 | 3 | Flapper Valve | 1999-04-10 | FALSE | 1999-02-01 | FALSE | Currently in Use | E-0 | 6000 | Steel-Impressed Current | 1972-05-08 | Fiberglass Reinforced Plastic | Pressurized
CLAYTON FOOD MART | 17 US HWY 441 NORTH | CLAYTON | Rabun | 1190048 | 4 | [5 empty] | Removed from Ground | Diesel | 550 | Cathodically Protected Steel | 1985-01-01 | Galvanized Steel | Pressurized
CLAYTON FOOD MART | 17 US HWY 441 NORTH | CLAYTON | Rabun | 1190048 | 5A | Flapper Valve | 2001-11-20 | FALSE | 2001-11-20 | FALSE | Currently in Use | Diesel | 5000 | Composite | 2001-11-20 | Fiberglass Reinforced Plastic | Pressurized
CLAYTON FOOD MART | 17 US HWY 441 NORTH | CLAYTON | Rabun | 1190048 | 5B | Flapper Valve | 2001-11-20 | FALSE | 2001-11-20 | FALSE | Currently in Use | Kerosene | 1000 | Composite | 2001-11-20 | Fiberglass Reinforced Plastic | Safe Suction (Euro)
LAPRADES CAMP | 68 TRADITIONAL CIRCLE | CLARKESVILLE | Rabun | 1190049 | 1 | [5 empty] | Removed from Ground | Gas (Historical Use) | 1000 | Bare Steel | 1961-05-13 | Galvanized Steel
LAPRADES CAMP | 68 TRADITIONAL CIRCLE | CLARKESVILLE | Rabun | 1190049 | 2 | [5 empty] | Removed from Ground | Gas (Historical Use) | 1000 | Bare Steel | 1961-05-13 | Galvanized Steel
LAPRADES CAMP | 68 TRADITIONAL CIRCLE | CLARKESVILLE | Rabun | 1190049 | 3 | [5 empty] | Removed from Ground | Gas (Historical Use) | 1000 | Bare Steel | 1961-05-13 | Galvanized Steel
LAPRADES CAMP | 68 TRADITIONAL CIRCLE | CLARKESVILLE | Rabun | 1190049 | 4 | [5 empty] | Removed from Ground | Empty | 1000 | Bare Steel | 1961-05-13 | Galvanized Steel
FORMER CIRCLE K #1235 | US HWY 441 | DILLARD | Rabun | 1190051 | 1 |  | 1994-06-01 |  | 1994-06-01 |  | Removed from Ground | Gas (Historical Use) | 6000 | Cathodically Protected Steel | 1981-05-08 | Bare Steel | Pressurized
FORMER CIRCLE K #1235 | US HWY 441 | DILLARD | Rabun | 1190051 | 2 |  | 1994-06-01 |  | 1994-06-01 |  | Removed from Ground | Gas (Historical Use) | 6000 | Cathodically Protected Steel | 1981-05-08 | Bare Steel | Pressurized
FORMER CIRCLE K #1235 | US HWY 441 | DILLARD | Rabun | 1190051 | 3 |  | 1994-06-01 |  | 1994-06-01 |  | Removed from Ground | Gas (Historical Use) | 10000 | Cathodically Protected Steel | 1981-05-08 | Bare Steel | Pressurized
FORMER CIRCLE K #1235 | US HWY 441 | DILLARD | Rabun | 1190051 | 4 | [5 empty] | Removed from Ground | Other | 1000 | Bare Steel | 1996-07-23 | Not Marked
FORMER CIRCLE K #1235 | US HWY 441 | DILLARD | Rabun | 1190051 | 5 | [5 empty] | Removed from Ground | Other | 1000 | Bare Steel | 1996-07-23 | Not Marked
BURLINGTON INDUSTRIES-RABUN PLAN | RT 1 BOX 1 KELLY'S CREEK RD | RABUN GAP | Rabun | 1190053 | 1 | [5 empty] | Removed from Ground | Diesel | 10000 | Bare Steel | 1970-01-01 | Bare Steel
ABANDONED - BURNETTE PURE | PO BOX 351 | DILLARD | Rabun | 1190056 | 1 |  | 1998-08-28 | FALSE | 1998-08-28 | FALSE | Temporarily out of use | Gas (Historical Use) | 8000 | Steel-Impressed Current | 1979-06-15 |  | Pressurized
ABANDONED - BURNETTE PURE | PO BOX 351 | DILLARD | Rabun | 1190056 | 2 |  | 1998-08-28 | FALSE | 1998-08-28 | FALSE | Temporarily out of use | Gas (Historical Use) | 8000 | Steel-Impressed Current | 1979-06-15 |  | Pressurized
ABANDONED - BURNETTE PURE | PO BOX 351 | DILLARD | Rabun | 1190056 | 3 |  | 1998-08-28 | FALSE | 1998-08-28 | FALSE | Temporarily out of use | Gas (Historical Use) | 8000 | Steel-Impressed Current | 1979-06-15 |  | Pressurized
ABANDONED - BURNETTE PURE | PO BOX 351 | DILLARD | Rabun | 1190056 | 4 |  | 1998-08-28 | FALSE | 1998-08-28 | FALSE | Temporarily out of use | Diesel | 8000 | Steel-Impressed Current | 1979-06-15 |  | Pressurized
441 SELF SERVICE | 2391 HWY 441 S | MOUNTAIN CITY | Rabun | 1190057 | 1 |  | 1998-08-27 |  | 1998-08-27 |  | Temporarily out of use | Gas (Historical Use) | 8000 | Steel-Impressed Current | 1971-06-17 | Cathodically Protected | Suction (American)
441 SELF SERVICE | 2391 HWY 441 S | MOUNTAIN CITY | Rabun | 1190057 | 2 |  | 1998-08-27 |  | 1998-08-27 |  | Temporarily out of use | Gas (Historical Use) | 8000 | Steel-Impressed Current | 1971-06-17 | Cathodically Protected | Suction (American)
441 SELF SERVICE | 2391 HWY 441 S | MOUNTAIN CITY | Rabun | 1190057 | 3 |  | 1998-08-27 |  | 1998-08-27 |  | Temporarily out of use | Gas (Historical Use) | 8000 | Steel-Impressed Current | 1971-06-17 | Cathodically Protected | Suction (American)
441 SELF SERVICE | 2391 HWY 441 S | MOUNTAIN CITY | Rabun | 1190057 | 4 |  | 1998-08-27 |  | 1998-08-27 |  | Temporarily out of use | Diesel | 3000 | Steel-Impressed Current | 1971-06-17 | Cathodically Protected
441 SELF SERVICE | 2391 HWY 441 S | MOUNTAIN CITY | Rabun | 1190057 | 5 |  | 1998-08-27 |  | 1998-08-27 |  | Temporarily out of use | Kerosene | 2000 | Steel-Impressed Current | 1971-06-17 | Cathodically Protected | Suction (American)
CIRCLE S | 215 HWY 441 N | CLAYTON | Rabun | 1190058 | 1 | [5 empty] | Removed from Ground | Gas (Historical Use) | 2000 | Cathodically Protected Steel | 1987-01-01 | Fiberglass Reinforced Plastic | Pressurized
CIRCLE S | 215 HWY 441 N | CLAYTON | Rabun | 1190058 | 2 | Flapper Valve | 1987-01-01 | FALSE | 1998-04-28 | FALSE | Currently in Use | Diesel | 8000 | Galvanic (STIP-3) | 1987-01-01 | Fiberglass Reinforced Plastic | Pressurized
CIRCLE S | 215 HWY 441 N | CLAYTON | Rabun | 1190058 | 3 | Flapper Valve | 1987-01-01 | FALSE | 1998-04-28 | FALSE | Currently in Use | Regular | 8000 | Galvanic (STIP-3) | 1987-01-01 | Fiberglass Reinforced Plastic | Pressurized
CIRCLE S | 215 HWY 441 N | CLAYTON | Rabun | 1190058 | 4 | Flapper Valve | 1987-01-01 | FALSE | 1998-04-28 | FALSE | Currently in Use | E-0 | 6000 | Galvanic (STIP-3) | 1987-01-01 | Fiberglass Reinforced Plastic | Pressurized
CIRCLE S | 215 HWY 441 N | CLAYTON | Rabun | 1190058 | 5 | Flapper Valve | 1987-01-01 | FALSE | 1998-04-28 | FALSE | Temporarily out of use | Empty | 8000 | Galvanic (STIP-3) | 1987-01-01 | Fiberglass Reinforced Plastic | Pressurized
CIRCLE S | 215 HWY 441 N | CLAYTON | Rabun | 1190058 | 6 | [5 empty] | Removed from Ground | Gas (Historical Use) | 8000 | Bare Steel | 1973-05-10 | Galvanized Steel
CIRCLE S | 215 HWY 441 N | CLAYTON | Rabun | 1190058 | 7 | [5 empty] | Removed from Ground | Gas (Historical Use) | 8000 | Bare Steel | 1973-05-10 | Galvanized Steel
RIDGECREST HOSPITAL | US HWY 76 WEST | CLAYTON | Rabun | 1190060 | 1 | [5 empty] | Removed from Ground | Gas (Historical Use) | 1 | Not Marked/Unknown | 1991-01-01 | Not Marked
LAWS GROCERY | US HWY 441 | MOUNTAIN CITY | Rabun | 1190038 | DUP173 | [5 empty] | Removed from Ground | Empty | 1000 | Bare Steel | 1976-05-03 | Galvanized Steel | Suction (American)
LAWS GROCERY | US HWY 441 | MOUNTAIN CITY | Rabun | 1190038 | E40001 | [5 empty] | Removed from Ground | Empty | 550 | Bare Steel | 1966-05-06 | Galvanized Steel | Suction (American)
LAWS GROCERY | US HWY 441 | MOUNTAIN CITY | Rabun | 1190038 | K40001 | [5 empty] | Removed from Ground | Kerosene | 550 | Bare Steel | 1976-05-03 | Galvanized Steel | Suction (American)
LAWS GROCERY | US HWY 441 | MOUNTAIN CITY | Rabun | 1190038 | R40001 | [5 empty] | Removed from Ground | Gas (Historical Use) | 3000 | Bare Steel | 1984-05-01 | Galvanized Steel | Suction (American)
LAWS GROCERY | US HWY 441 | MOUNTAIN CITY | Rabun | 1190038 | S40001 | [5 empty] | Removed from Ground | Diesel | 2000 | Bare Steel | 1984-05-01 | Galvanized Steel | Suction (American)
LAWS GROCERY | US HWY 441 | MOUNTAIN CITY | Rabun | 1190038 | T40001 | [5 empty] | Removed from Ground | Gas (Historical Use) | 2000 | Bare Steel | 1984-05-01 | Galvanized Steel | Suction (American)
LAWS GROCERY | US HWY 441 | MOUNTAIN CITY | Rabun | 1190038 | U40001 | [5 empty] | Removed from Ground | Gas (Historical Use) | 3000 | Bare Steel | 1984-05-01 | Galvanized Steel | Suction (American)
DERRICK SERVICE STATION | MAIN ST | CLAYTON | Rabun | 1190039 | R70001 | [5 empty] | Closed in Ground | Empty | 1000 | Bare Steel | 1961-05-07 | Galvanized Steel
DERRICK SERVICE STATION | MAIN ST | CLAYTON | Rabun | 1190039 | S70001 | [5 empty] | Closed in Ground | Empty | 1000 | Bare Steel | 1961-05-07 | Galvanized Steel
DERRICK SERVICE STATION | MAIN ST | CLAYTON | Rabun | 1190039 | U70001 | [5 empty] | Closed in Ground | Empty | 1000 | Bare Steel | 1961-05-07 | Galvanized Steel
CLAYTON OIL FOOD MART #1 | 339 HWY 441 S | CLAYTON | Rabun | 1190040 | BO1001 |  |  | FALSE |  | FALSE | Closed in Ground | New Oil | 3000 | Unknown | 2006-12-05 | Unknown
CLAYTON OIL FOOD MART #1 | 339 HWY 441 S | CLAYTON | Rabun | 1190040 | D1001 |  | 1993-11-01 |  | 1993-11-01 |  | Closed in Ground | Diesel | 15000 | Steel-Impressed Current | 1982-05-02 | Cathodically Protected | Pressurized
CLAYTON OIL FOOD MART #1 | 339 HWY 441 S | CLAYTON | Rabun | 1190040 | R1001 |  | 1993-11-01 |  | 1993-11-01 |  | Removed from Ground | Gas (Historical Use) | 15000 | Steel-Impressed Current | 1982-05-02 | Cathodically Protected | Pressurized
CLAYTON OIL FOOD MART #1 | 339 HWY 441 S | CLAYTON | Rabun | 1190040 | S1001 |  | 1993-11-01 |  | 1993-11-01 |  | Removed from Ground | Gas (Historical Use) | 15000 | Steel-Impressed Current | 1982-05-02 | Cathodically Protected | Pressurized
CLAYTON OIL FOOD MART #1 | 339 HWY 441 S | CLAYTON | Rabun | 1190040 | U1001 |  | 1993-11-01 |  | 1993-11-01 |  | Removed from Ground | Gas (Historical Use) | 15000 | Steel-Impressed Current | 1982-05-02 | Cathodically Protected | Pressurized
CLAYTON OIL FOOD MART #1 | 339 HWY 441 S | CLAYTON | Rabun | 1190040 | UO#1001 |  |  | TRUE |  | TRUE | Closed in Ground | Used Oil | 3000 | Steel-Impressed Current | 1986-05-01 | Cathodically Protected
DUVALL FORD | US HWY 441 | CLAYTON | Rabun | 1190041 | D90001 | [5 empty] | Removed from Ground | Diesel | 1000 | Bare Steel | 1966-05-06 | Galvanized Steel
DUVALL FORD | US HWY 441 | CLAYTON | Rabun | 1190041 | R90001 | [5 empty] | Removed from Ground | Gas (Historical Use) | 1000 | Bare Steel | 1966-05-06 | Galvanized Steel
MCCOYS GENERAL STORE | 2174 PERSIMMON RD | CLAYTON | Rabun | 1190042 | 1 | [5 empty] | Removed from Ground | Gas (Historical Use) | 4000 | Bare Steel | 1961-04-29 | Galvanized Steel
MCCOYS GENERAL STORE | 2174 PERSIMMON RD | CLAYTON | Rabun | 1190042 | 2 | [5 empty] | Removed from Ground | Gas (Historical Use) | 4000 | Marked Unknown | 1961-04-29 | Galvanized Steel
HANES KNIT PRODUCTS | US HWY 441 & JOHN BECK DOCKINS R | RABUN GAP | Rabun | 1190043 | 1 | [5 empty] | Closed in Ground | Gas (Historical Use) | 2000 | Bare Steel | 1980-01-03 | Unknown
HANES KNIT PRODUCTS | US HWY 441 & JOHN BECK DOCKINS R | RABUN GAP | Rabun | 1190043 | 2 | [5 empty] | Closed in Ground | Gas (Historical Use) | 2000 | Bare Steel | 1980-01-03 | Unknown
HANES KNIT PRODUCTS | US HWY 441 & JOHN BECK DOCKINS R | RABUN GAP | Rabun | 1190043 | 3 | [5 empty] | Removed from Ground | Diesel | 30000 | Bare Steel | 1977-01-01 | Unknown
HANES KNIT PRODUCTS | US HWY 441 & JOHN BECK DOCKINS R | RABUN GAP | Rabun | 1190043 | 4 | [5 empty] | Removed from Ground | Diesel | 30000 | Bare Steel | 1977-01-01 | Unknown
GA POWER/FORMER RABUN GAP OP HQ/ | JOHN BECK DOCKINS RD | RABUN GAP | Rabun | 1190044 | 12141 | [5 empty] | Closed in Ground | Gas (Historical Use) | 10000 | Bare Steel | 1990-05-16 | Galvanized Steel
GA POWER/FORMER RABUN GAP OP HQ/ | JOHN BECK DOCKINS RD | RABUN GAP | Rabun | 1190044 | 12142 | [5 empty] | Closed in Ground | Diesel | 10000 | Marked Unknown | 1976-05-09 | Unknown
GA POWER/FORMER RABUN GAP OP HQ/ | JOHN BECK DOCKINS RD | RABUN GAP | Rabun | 1190044 | 221098 |  | 1990-04-26 |  | 1990-04-26 |  | Removed from Ground | Diesel | 10000 | Composite | 1990-04-26 | Fiberglass Reinforced Plastic
DILLARD SERVICE CENTER | US HWY 441 NORTH | DILLARD | Rabun | 1190029 | 1 | [5 empty] | Removed from Ground | Gas (Historical Use) | 2000 | Cathodically Protected Steel | 1971-05-03 | Galvanized Steel
DILLARD SERVICE CENTER | US HWY 441 NORTH | DILLARD | Rabun | 1190029 | 2 | [5 empty] | Removed from Ground | Gas (Historical Use) | 2000 | Cathodically Protected Steel | 1971-05-03 | Galvanized Steel
DILLARD SERVICE CENTER | US HWY 441 NORTH | DILLARD | Rabun | 1190029 | 3 | [5 empty] | Removed from Ground | Gas (Historical Use) | 2000 | Cathodically Protected Steel | 1971-05-03 | Galvanized Steel
DILLARD SERVICE CENTER | US HWY 441 NORTH | DILLARD | Rabun | 1190029 | 4 | [5 empty] | Removed from Ground | Diesel | 2000 | Cathodically Protected Steel | 1971-05-03 | Galvanized Steel
DILLARD SERVICE CENTER | US HWY 441 NORTH | DILLARD | Rabun | 1190029 | 5 |  |  | TRUE |  | TRUE | Removed from Ground | Used Oil | 2000 | Cathodically Protected Steel | 1971-05-03 | Galvanized Steel
DILLARD SERVICE CENTER | US HWY 441 NORTH | DILLARD | Rabun | 1190029 | 6 | [5 empty] | Removed from Ground | Kerosene | 280 | Cathodically Protected Steel | 1971-05-03 | Galvanized Steel
WILEY JUNCTION | US HWY 441 S | WILEY | Rabun | 1190030 | 1 |  | 1999-02-01 |  | 1999-02-01 |  | Removed from Ground | Gas (Historical Use) | 6000 | Steel-Impressed Current | 1983-04-30 | Cathodically Protected | Suction (American)
WILEY JUNCTION | US HWY 441 S | WILEY | Rabun | 1190030 | 2 |  | 1999-02-01 |  | 1999-02-01 |  | Removed from Ground | Gas (Historical Use) | 6000 | Steel-Impressed Current | 1983-04-30 | Cathodically Protected | Suction (American)
WILEY JUNCTION | US HWY 441 S | WILEY | Rabun | 1190030 | 3 |  | 1999-02-01 |  | 1999-02-01 |  | Removed from Ground | Gas (Historical Use) | 3000 | Steel-Impressed Current | 1983-04-30 | Cathodically Protected | Suction (American)
WILEY JUNCTION | US HWY 441 S | WILEY | Rabun | 1190030 | 4 |  | 1999-02-01 |  | 1999-02-01 |  | Removed from Ground | Diesel | 2000 | Steel-Impressed Current | 1983-04-30 | Cathodically Protected | Suction (American)
WILEY JUNCTION | US HWY 441 S | WILEY | Rabun | 1190030 | 6 | [5 empty] | Removed from Ground | Kerosene | 2000 | Cathodically Protected Steel | 1983-04-30 | Galvanized Steel
WILEY JUNCTION | US HWY 441 S | WILEY | Rabun | 1190030 | 7 |  |  | FALSE |  | FALSE | Removed from Ground | Not Marked/Tank Removed | 900 | Unknown | 2004-03-16
THE STATION #1 | 109 S MAIN ST | CLAYTON | Rabun | 1190031 | 1 | [5 empty] | Removed from Ground | Gas (Historical Use) | 3000 | Bare Steel | 1985-04-29 | Bare Steel | Pressurized
THE STATION #1 | 109 S MAIN ST | CLAYTON | Rabun | 1190031 | 2 | [5 empty] | Removed from Ground | Gas (Historical Use) | 3000 | Bare Steel | 1985-04-29 | Bare Steel | Pressurized
THE STATION #1 | 109 S MAIN ST | CLAYTON | Rabun | 1190031 | 3 | [5 empty] | Removed from Ground | Gas (Historical Use) | 3000 | Bare Steel | 1985-04-29 | Galvanized Steel
THE STATION #1 | 109 S MAIN ST | CLAYTON | Rabun | 1190031 | 4 | [5 empty] | Removed from Ground | Gas (Historical Use) | 3000 | Bare Steel | 1985-04-29 | Galvanized Steel | Pressurized
THE STATION #1 | 109 S MAIN ST | CLAYTON | Rabun | 1190031 | 5 | [5 empty] | Removed from Ground | Gas (Historical Use) | 10000 | Bare Steel | 1985-04-29 | Galvanized Steel | Pressurized
THE STATION #1 | 109 S MAIN ST | CLAYTON | Rabun | 1190031 | 6 | [5 empty] | Removed from Ground | Gas (Historical Use) | 6000 | Bare Steel | 1985-04-29 | Galvanized Steel
THE STATION #1 | 109 S MAIN ST | CLAYTON | Rabun | 1190031 | 7 | [5 empty] | Removed from Ground | Diesel | 10000 | Bare Steel | 1985-04-29 | Galvanized Steel
THE STATION #2 | US HWY 441 NORTH | CLAYTON | Rabun | 1190032 | 1 | [5 empty] | Removed from Ground | Gas (Historical Use) | 8000 | Cathodically Protected Steel | 1978-05-01 | Galvanized Steel
THE STATION #2 | US HWY 441 NORTH | CLAYTON | Rabun | 1190032 | 2 | [5 empty] | Removed from Ground | Gas (Historical Use) | 8000 | Cathodically Protected Steel | 1978-05-01 | Galvanized Steel
THE STATION #2 | US HWY 441 NORTH | CLAYTON | Rabun | 1190032 | 3 | [5 empty] | Removed from Ground | Gas (Historical Use) | 8000 | Cathodically Protected Steel | 1978-05-01 | Galvanized Steel
RABUN GAP QUARRY | KELLYS CREEK RD | RABUN | Rabun | 1190033 | 535-1 | [5 empty] | Removed from Ground | Gas (Historical Use) | 1000 | Bare Steel | 1974-05-04 | Galvanized Steel
RABUN GAP QUARRY | KELLYS CREEK RD | RABUN | Rabun | 1190033 | 535-2 | [5 empty] | Removed from Ground | Diesel | 8300 | Bare Steel | 1974-05-04 | Galvanized Steel
RABUN GAP QUARRY | KELLYS CREEK RD | RABUN | Rabun | 1190033 | 535-3 | [5 empty] | Removed from Ground | Diesel | 8300 | Bare Steel | 1966-05-06 | Galvanized Steel
RABUN GAP QUARRY | KELLYS CREEK RD | RABUN | Rabun | 1190033 | 535-4 | [5 empty] | Removed from Ground | Diesel | 15000 | Bare Steel | 1976-05-03 | Galvanized Steel
CRESTVIEW STORE | 1965 HWY 76 W | CLAYTON | Rabun | 1190034 | D20001 | Flapper Valve | 1998-07-08 | FALSE | 1998-07-08 | FALSE | Temporarily out of use | Diesel | 4000 | Steel-Impressed Current | 1983-05-02 | Steel (Impressed Current) | Pressurized
CRESTVIEW STORE | 1965 HWY 76 W | CLAYTON | Rabun | 1190034 | P20001 | Flapper Valve | 1998-07-08 | FALSE | 1998-07-08 | FALSE | Temporarily out of use | Gas (Historical Use) | 4000 | Steel-Impressed Current | 1983-05-02 |  | Pressurized
CRESTVIEW STORE | 1965 HWY 76 W | CLAYTON | Rabun | 1190034 | S20001 | Flapper Valve | 1998-07-08 | FALSE | 1998-07-08 | FALSE | Temporarily out of use | Gas (Historical Use) | 4000 | Steel-Impressed Current | 1983-05-02 | Steel (Impressed Current) | Pressurized
CRESTVIEW STORE | 1965 HWY 76 W | CLAYTON | Rabun | 1190034 | U20001 | Flapper Valve | 1998-07-08 | FALSE | 1998-07-08 | FALSE | Temporarily out of use | Gas (Historical Use) | 4000 | Steel-Impressed Current | 1983-05-02 | Steel (Impressed Current) | Pressurized
GROVERS GAS & GOODS | 5414 US HWY 441 | WILEY | Rabun | 1190035 | D30001 |  | 1997-11-25 |  | 1997-11-25 |  | Removed from Ground | Diesel | 2000 | Steel-Impressed Current | 1980-05-02 | Cathodically Protected | Suction (American)
GROVERS GAS & GOODS | 5414 US HWY 441 | WILEY | Rabun | 1190035 | K30001 |  | 1997-11-25 |  | 1997-11-25 |  | Removed from Ground | Kerosene | 1000 | Steel-Impressed Current | 1980-05-02 | Cathodically Protected | Suction (American)
GROVERS GAS & GOODS | 5414 US HWY 441 | WILEY | Rabun | 1190035 | R30001 | Flapper Valve | 1997-11-25 |  | 1997-11-25 |  | Removed from Ground | Gas (Historical Use) | 2000 | Steel-Impressed Current | 1983-05-02 | Cathodically Protected | Suction (American)
GROVERS GAS & GOODS | 5414 US HWY 441 | WILEY | Rabun | 1190035 | R30002 | Flapper Valve | 1997-11-25 |  | 1997-11-25 |  | Removed from Ground | Gas (Historical Use) | 2000 | Steel-Impressed Current | 1983-05-02 | Cathodically Protected | Suction (American)
GROVERS GAS & GOODS | 5414 US HWY 441 | WILEY | Rabun | 1190035 | S30001 |  | 1997-11-25 |  | 1997-11-25 |  | Removed from Ground | Gas (Historical Use) | 2000 | Steel-Impressed Current | 1980-05-02 | Cathodically Protected | Suction (American)
GROVERS GAS & GOODS | 5414 US HWY 441 | WILEY | Rabun | 1190035 | U30001 |  | 1997-11-25 |  | 1997-11-25 |  | Removed from Ground | Gas (Historical Use) | 2000 | Steel-Impressed Current | 1983-05-02 | Cathodically Protected | Suction (American)
VACANT SITE | MAIN STREET & MILL STREET | CLAYTON | Rabun | 10000177 | 1 |  |  | FALSE |  | FALSE | Removed from Ground | Gas (Historical Use) | 6000 | Bare Steel | 2002-10-01 | Bare Steel
VACANT SITE | MAIN STREET & MILL STREET | CLAYTON | Rabun | 10000177 | 2 |  |  | FALSE |  | FALSE | Removed from Ground | Gas (Historical Use) | 6000 | Bare Steel | 2002-10-01 | Bare Steel
RABUN CO BOARD OF EDUCATION BUS SHOP | 385 WILDCAT PRIDE WAY | TIGER | Rabun | 10002099 | 1A |  | 2012-04-03 | FALSE | 2012-04-03 | FALSE | Currently in Use | Diesel | 9000 | Composite Double Walled | 2012-04-03 | Double-Walled Flex | Safe Suction (Euro)
RABUN CO BOARD OF EDUCATION BUS SHOP | 385 WILDCAT PRIDE WAY | TIGER | Rabun | 10002099 | 1B |  | 2012-04-03 | FALSE | 2012-04-03 | FALSE | Currently in Use | Gas (Historical Use) | 3000 | Composite Double Walled | 2012-04-03 | Double-Walled Flex | Safe Suction (Euro)
THE I MARKET #788 | 180 HIGHWAY 441 NORTH | CLAYTON | Rabun | 10001715 | 1 | Flapper Valve | 2008-11-01 | FALSE | 2008-11-01 | FALSE | Currently in Use | Regular | 25000 | Fiberglass Double Walled | 2008-11-01 | Double-Walled Flex | Pressurized
THE I MARKET #788 | 180 HIGHWAY 441 NORTH | CLAYTON | Rabun | 10001715 | 2 | Flapper Valve | 2008-11-01 | FALSE | 2008-11-01 | FALSE | Currently in Use | Premium | 7000 | Fiberglass Double Walled | 2008-11-01 | Double-Walled Flex | Pressurized
THE I MARKET #788 | 180 HIGHWAY 441 NORTH | CLAYTON | Rabun | 10001715 | 3 | Flapper Valve | 2008-11-01 | FALSE | 2008-11-01 | FALSE | Currently in Use | Diesel | 5000 | Fiberglass Double Walled | 2008-11-01 | Double-Walled Flex | Pressurized
THE I MARKET #788 | 180 HIGHWAY 441 NORTH | CLAYTON | Rabun | 10001715 | 4 | Flapper Valve | 2008-11-01 | FALSE | 2008-11-01 | FALSE | Currently in Use | Diesel | 5000 | Fiberglass Double Walled | 2008-11-01 | Double-Walled Flex | Pressurized
CIRCLE M FOOD SHOP #43 | 4548 HWY 441 N | RABUN GAP | Rabun | 10001487 | 1 | Ball Float | 2007-12-01 | FALSE | 2007-12-01 | FALSE | Currently in Use | Regular | 20000 | Composite | 2007-12-01 | Double-Walled Flex | Pressurized
CIRCLE M FOOD SHOP #43 | 4548 HWY 441 N | RABUN GAP | Rabun | 10001487 | 2 | Ball Float | 2007-12-01 | FALSE | 2007-12-01 | FALSE | Currently in Use | Premium | 20000 | Composite | 2007-12-01 | Double-Walled Flex | Pressurized
CIRCLE M FOOD SHOP #43 | 4548 HWY 441 N | RABUN GAP | Rabun | 10001487 | 3A | Ball Float | 2007-12-01 | FALSE | 2007-12-01 | FALSE | Currently in Use | Diesel On Road | 15000 | Composite | 2007-12-01 | Double-Walled Flex | Pressurized
CIRCLE M FOOD SHOP #43 | 4548 HWY 441 N | RABUN GAP | Rabun | 10001487 | 3B | Ball Float | 2007-12-01 | FALSE | 2007-12-01 | FALSE | Currently in Use | Diesel Off Road | 5000 | Composite | 2007-12-01 | Double-Walled Flex | Pressurized
CLAYTON MOTORS INC | 102 SOUTH MAIN STREET | CLAYTON | Rabun | 10001183 | 1 |  |  | FALSE |  | FALSE | Removed from Ground | Gas (Historical Use) | 500 | Unknown | 2006-07-05 | Unknown
CLAYTON MOTORS INC | 102 SOUTH MAIN STREET | CLAYTON | Rabun | 10001183 | 2 |  |  | FALSE |  | FALSE | Removed from Ground | Gas (Historical Use) | 500 | Unknown | 2006-07-05 | Unknown
LOVELLS GULF | S MAIN ST | CLAYTON | Rabun | 7000097 | 1 | [5 empty] | Removed from Ground | Gas (Historical Use) | 3000 | Cathodically Protected Steel | 1971-05-10 | Galvanized Steel
LOVELLS GULF | S MAIN ST | CLAYTON | Rabun | 7000097 | 2 | [5 empty] | Removed from Ground | Gas (Historical Use) | 3000 | Cathodically Protected Steel | 1971-05-10 | Galvanized Steel
LOVELLS GULF | S MAIN ST | CLAYTON | Rabun | 7000097 | 3 | [5 empty] | Removed from Ground | Gas (Historical Use) | 3000 | Cathodically Protected Steel | 1971-05-10 | Galvanized Steel
LOVELLS GULF | S MAIN ST | CLAYTON | Rabun | 7000097 | 4 | [5 empty] | Removed from Ground | Diesel | 3000 | Cathodically Protected Steel | 1971-05-10 | Galvanized Steel
LOVELLS GULF | S MAIN ST | CLAYTON | Rabun | 7000097 | 5 |  |  | TRUE |  | TRUE | Removed from Ground | Used Oil | 280 | Cathodically Protected Steel | 1971-05-10 | Galvanized Steel
LOVELLS GULF | S MAIN ST | CLAYTON | Rabun | 7000097 | 6 | [5 empty] | Removed from Ground | Kerosene | 550 | Not Marked/Unknown | 1997-08-01 | Not Marked
KASTNERS PLACE | GA HWY 197 | CLARKESVILLE | Rabun | 680052 | R50001 | [5 empty] | Removed from Ground | Gas (Historical Use) | 1000 | Bare Steel | 1961-05-07 | Galvanized Steel
KASTNERS PLACE | GA HWY 197 | CLARKESVILLE | Rabun | 680052 | U50001 | [5 empty] | Removed from Ground | Gas (Historical Use) | 1000 | Bare Steel | 1961-05-07 | Galvanized Steel
441 BP/SMITYS SPIRITS | US HWY 441 NORTH | CLAYTON | Rabun | 9119002 | 1 | [5 empty] | Removed from Ground | Gas (Historical Use) | 1000 | Cathodically Protected Steel | 1979-01-01 | Galvanized Steel
441 BP/SMITYS SPIRITS | US HWY 441 NORTH | CLAYTON | Rabun | 9119002 | 2 | [5 empty] | Removed from Ground | Gas (Historical Use) | 8000 | Cathodically Protected Steel | 1979-01-01 | Galvanized Steel
441 BP/SMITYS SPIRITS | US HWY 441 NORTH | CLAYTON | Rabun | 9119002 | 3 | [5 empty] | Removed from Ground | Gas (Historical Use) | 8000 | Cathodically Protected Steel | 1979-01-01 | Galvanized Steel
441 BP/SMITYS SPIRITS | US HWY 441 NORTH | CLAYTON | Rabun | 9119002 | 4 | [5 empty] | Removed from Ground | Gas (Historical Use) | 8000 | Cathodically Protected Steel | 1979-01-01 | Galvanized Steel
SKY VALLEY RESORT | 696 SKY VALLEY WAY | SKY VALLEY | Rabun | 9119004 | 1 | [5 empty] | Removed from Ground | Gas (Historical Use) | 6000 | Cathodically Protected Steel | 1987-10-01 | Galvanized Steel | Safe Suction (Euro)
SKY VALLEY RESORT | 696 SKY VALLEY WAY | SKY VALLEY | Rabun | 9119004 | 2 | [5 empty] | Removed from Ground | Gas (Historical Use) | 6000 | Cathodically Protected Steel | 1987-10-01 | Galvanized Steel | Safe Suction (Euro)
SKY VALLEY RESORT | 696 SKY VALLEY WAY | SKY VALLEY | Rabun | 9119004 | 3 | [5 empty] | Removed from Ground | Gas (Historical Use) | 6000 | Cathodically Protected Steel | 1987-10-01 | Galvanized Steel | Safe Suction (Euro)
SKY VALLEY RESORT | 696 SKY VALLEY WAY | SKY VALLEY | Rabun | 9119004 | SVD | [5 empty] | Removed from Ground | Diesel | 2000 | Bare Steel | 2001-05-24 | Galvanized Steel | Safe Suction (Euro)
SKY VALLEY RESORT | 696 SKY VALLEY WAY | SKY VALLEY | Rabun | 9119004 | SVG | [5 empty] | Removed from Ground | Gas (Historical Use) | 2000 | Bare Steel | 2001-05-24 | Galvanized Steel | Safe Suction (Euro)
TERRY'S SERVICE STATION | US HWY 441 NORTH | MOUNTAIN CITY | Rabun | 9119005 | 1 | [5 empty] | Removed from Ground | Gas (Historical Use) | 6000 | Not Marked/Unknown | 1966-01-01 | Not Marked
TERRY'S SERVICE STATION | US HWY 441 NORTH | MOUNTAIN CITY | Rabun | 9119005 | 2 | [5 empty] | Removed from Ground | Gas (Historical Use) | 6000 | Not Marked/Unknown | 1966-01-01 | Not Marked
TERRY'S SERVICE STATION | US HWY 441 NORTH | MOUNTAIN CITY | Rabun | 9119005 | 3 | [5 empty] | Removed from Ground | Gas (Historical Use) | 4000 | Not Marked/Unknown | 1966-01-01 | Not Marked
TERRY'S SERVICE STATION | US HWY 441 NORTH | MOUNTAIN CITY | Rabun | 9119005 | 4 | [5 empty] | Removed from Ground | Gas (Historical Use) | 4000 | Not Marked/Unknown | 1966-01-01 | Not Marked
RaceTrac #455 - Clayton | 401 US HWY 441 SE | CLAYTON | Rabun | 9119006 | 1 | Overfill Alarm | 1993-01-01 | FALSE | 1993-01-01 | FALSE | Currently in Use | Regular | 12000 | Fiberglass Double Walled | 1993-02-19 | Double-Walled Fiberglass | Pressurized
RaceTrac #455 - Clayton | 401 US HWY 441 SE | CLAYTON | Rabun | 9119006 | 2 | Overfill Alarm | 1993-01-01 | FALSE | 1993-01-01 | FALSE | Currently in Use | Diesel | 12000 | Fiberglass Double Walled | 1993-02-19 | Double-Walled Fiberglass | Pressurized
RaceTrac #455 - Clayton | 401 US HWY 441 SE | CLAYTON | Rabun | 9119006 | 3 | Overfill Alarm | 1993-01-01 | FALSE | 1993-01-01 | FALSE | Currently in Use | Premium | 12000 | Fiberglass Double Walled | 1993-02-19 | Double-Walled Fiberglass | Pressurized
VALLEY GAS | 6619 HWY 441 N | DILLARD | Rabun | 9119007 | 1 | [5 empty] | Removed from Ground | Gas (Historical Use) | 2000 | Bare Steel | 1998-05-01 | Galvanized Steel | Suction (American)
VALLEY GAS | 6619 HWY 441 N | DILLARD | Rabun | 9119007 | 2 | [5 empty] | Removed from Ground | Gas (Historical Use) | 2000 | Bare Steel | 1998-05-01 | Galvanized Steel | Suction (American)
VALLEY GAS | 6619 HWY 441 N | DILLARD | Rabun | 9119007 | 3 | [5 empty] | Removed from Ground | Gas (Historical Use) | 2000 | Bare Steel | 1998-05-01 | Galvanized Steel | Suction (American)
VALLEY GAS | 6619 HWY 441 N | DILLARD | Rabun | 9119007 | 4 | [5 empty] | Removed from Ground | Gas (Historical Use) | 2000 | Bare Steel | 1998-05-01 | Galvanized Steel | Suction (American)
VALLEY GAS | 6619 HWY 441 N | DILLARD | Rabun | 9119007 | 5 | Ball Float | 1998-06-01 | FALSE | 1998-06-01 | FALSE | Temporarily out of use | Regular | 8000 | Epoxy | 1998-06-01 | Flex | Pressurized
VALLEY GAS | 6619 HWY 441 N | DILLARD | Rabun | 9119007 | 6 | Ball Float | 1998-06-01 | FALSE | 1998-06-01 | FALSE | Temporarily out of use | Premium | 4000 | Epoxy | 1998-06-01 | Flex | Pressurized
VALLEY GAS | 6619 HWY 441 N | DILLARD | Rabun | 9119007 | 7 | Ball Float | 1998-06-01 | FALSE | 1998-06-01 | FALSE | Temporarily out of use | Diesel | 2000 | Epoxy | 1998-06-01 | Flex | Pressurized
ANCHORAGE BOAT DOCK | 75 ANCHOR LN | CLAYTON | Rabun | 9119009 | PLUS | Flapper Valve | 1999-04-15 | FALSE | 1999-04-15 | FALSE | Currently in Use | E-0 | 6000 | Steel-Impressed Current | 1988-01-01 | Steel (Impressed Current) | Safe Suction (Euro)
ROYAL FOOD # 25 | 1519 HWY 76 W | CLAYTON | Rabun | 9119010 | 1 | Ball Float | 1999-06-13 | FALSE | 1992-08-21 | FALSE | Currently in Use | Regular | 8000 | Steel-Impressed Current | 1982-05-08 | Steel (Impressed Current) | Pressurized
ROYAL FOOD # 25 | 1519 HWY 76 W | CLAYTON | Rabun | 9119010 | 2 | Ball Float | 1999-06-13 | FALSE | 1992-08-21 | FALSE | Currently in Use | Premium | 6000 | Steel-Impressed Current | 1982-05-08 | Fiberglass Reinforced Plastic | Pressurized
ROYAL FOOD # 25 | 1519 HWY 76 W | CLAYTON | Rabun | 9119010 | 3 | Flapper Valve | 1999-06-13 | FALSE | 1992-08-21 | FALSE | Currently in Use | Diesel | 4000 | Steel-Impressed Current | 1982-05-08 | Fiberglass Reinforced Plastic | Pressurized
TUCKALUGE GROCERY | 6166 WARWOMAN RD | CLAYTON | Rabun | 9119011 | 1 | Flapper Valve | 1998-11-30 |  | 1998-11-30 |  | Removed from Ground | Gas (Historical Use) | 550 | Galvanic (STIP-3) | 1988-05-01 | Galvanized Steel | Safe Suction (Euro)
TUCKALUGE GROCERY | 6166 WARWOMAN RD | CLAYTON | Rabun | 9119011 | 2 | Flapper Valve | 1998-11-30 |  | 1998-11-30 |  | Removed from Ground | Gas (Historical Use) | 550 | Galvanic (STIP-3) | 1988-05-01 | Galvanized Steel | Safe Suction (Euro)
TIGER FOOD MART | 3250 OLD HWY 441 S | TIGER | Rabun | 9119012 | DS | Flapper Valve | 1998-07-01 |  | 1998-07-01 |  | Temporarily out of use | Diesel | 2000 | Steel-Impressed Current | 1998-07-01 | Fiberglass Reinforced Plastic | Safe Suction (Euro)
TIGER FOOD MART | 3250 OLD HWY 441 S | TIGER | Rabun | 9119012 | PL | Flapper Valve | 1998-07-01 |  | 1998-07-01 |  | Temporarily out of use | Gas (Historical Use) | 2000 | Steel-Impressed Current | 1998-07-01 | Fiberglass Reinforced Plastic | Safe Suction (Euro)
TIGER FOOD MART | 3250 OLD HWY 441 S | TIGER | Rabun | 9119012 | RU | Flapper Valve | 1998-07-01 |  | 1998-07-01 |  | Temporarily out of use | Gas (Historical Use) | 2000 | Steel-Impressed Current | 1998-07-01 | Fiberglass Reinforced Plastic | Safe Suction (Euro)
RABUN COUNTY BOARD OF EDUCATION | HWY 441 S | TIGER | Rabun | 9119013 | 1 | Flapper Valve | 1995-09-16 |  | 1995-09-16 |  | Removed from Ground | Diesel | 10150 | Composite | 1995-09-16 | Fiberglass Reinforced Plastic | Safe Suction (Euro)
RAMEYS SERVICE CENTER & FOOD MAR | 36 TIGER CONNECTOR | CLAYTON | Rabun | 9119014 | 1 |  | 1993-07-01 |  | 1993-07-01 |  | Removed from Ground | Gas (Historical Use) | 8000 | Galvanic (STIP-3) | 1993-07-01 | Fiberglass Reinforced Plastic | Suction (American)
RAMEYS SERVICE CENTER & FOOD MAR | 36 TIGER CONNECTOR | CLAYTON | Rabun | 9119014 | 2 |  | 1993-07-01 |  | 1993-07-01 |  | Removed from Ground | Gas (Historical Use) | 8000 | Galvanic (STIP-3) | 1993-07-01 | Fiberglass Reinforced Plastic | Suction (American)
RABUN COUNTY RD DEPARTMENT | 152 SURVEYOR LN | CLAYTON | Rabun | 9119015 | 1 | Ball Float | 1991-05-01 |  | 1991-05-01 |  | Currently in Use | Diesel | 10000 | Galvanic (STIP-3) | 1991-05-01 | Fiberglass Reinforced Plastic | Pressurized
RABUN COUNTY RD DEPARTMENT | 152 SURVEYOR LN | CLAYTON | Rabun | 9119015 | 2 | Ball Float | 1991-05-01 |  | 1991-05-01 |  | Currently in Use | Gas (Historical Use) | 10000 | Galvanic (STIP-3) | 1991-05-01 | Fiberglass Reinforced Plastic | Pressurized
RABUN COUNTY RD DEPARTMENT | 152 SURVEYOR LN | CLAYTON | Rabun | 9119015 | 3 |  | 1991-05-01 |  | 1991-05-01 |  | Removed from Ground | Used Oil | 1000 | Bare Steel | 1999-07-06 | Fiberglass Reinforced Plastic | Gravity Fed
DRESSER STORE/GREEN PROPERTY | MAIN STREET | CLAYTON | Rabun | 9119016 | 1 | [5 empty] | Removed from Ground | Diesel | 0 | Not Marked/Unknown | 1992-01-01 | Not Marked
SEASONS OF LAKE BURTON | 223 MARINA LANE | CLARKESVILLE | Rabun | 9119019 | 1 | [5 empty] | Removed from Ground | Gas (Historical Use) | 1000 | Not Marked/Unknown | 1985-01-01 | Not Marked
SEASONS OF LAKE BURTON | 223 MARINA LANE | CLARKESVILLE | Rabun | 9119019 | 2 | [5 empty] | Removed from Ground | Gas (Historical Use) | 1000 | Not Marked/Unknown | 1985-01-01 | Not Marked
SEASONS OF LAKE BURTON | 223 MARINA LANE | CLARKESVILLE | Rabun | 9119019 | 3 | [5 empty] | Removed from Ground | Gas (Historical Use) | 1000 | Not Marked/Unknown | 1985-01-01 | Not Marked
SEASONS OF LAKE BURTON | 223 MARINA LANE | CLARKESVILLE | Rabun | 9119019 | 4 | [5 empty] | Removed from Ground | Gas (Historical Use) | 1000 | Not Marked/Unknown | 1985-01-01 | Not Marked
SEASONS OF LAKE BURTON | 223 MARINA LANE | CLARKESVILLE | Rabun | 9119019 | 5 | [5 empty] | Removed from Ground | Gas (Historical Use) | 2005 | Not Marked/Unknown | 1985-01-01 | Not Marked
SEASONS OF LAKE BURTON | 223 MARINA LANE | CLARKESVILLE | Rabun | 9119019 | 6 |  | 1997-03-01 |  | 1997-03-01 |  | Removed from Ground | Gas (Historical Use) | 6000 | Composite | 1997-03-01 | Double Walled | Suction (American)
SEASONS OF LAKE BURTON | 223 MARINA LANE | CLARKESVILLE | Rabun | 9119019 | 7 |  | 1997-03-01 |  | 1997-03-01 |  | Removed from Ground | Diesel | 6000 | Composite | 1997-03-01 | Double Walled | Suction (American)
STATELINE GAS | HWY 441 N | DILLARD | Rabun | 9119020 | 1 | [5 empty] | Removed from Ground | Gas (Historical Use) | 8000 | Not Marked/Unknown | 1975-01-01 | Not Marked
STATELINE GAS | HWY 441 N | DILLARD | Rabun | 9119020 | 2 | [5 empty] | Removed from Ground | Gas (Historical Use) | 8000 | Not Marked/Unknown | 1975-01-01 | Not Marked
STATELINE GAS | HWY 441 N | DILLARD | Rabun | 9119020 | 3 | [5 empty] | Removed from Ground | Gas (Historical Use) | 8000 | Not Marked/Unknown | 1975-01-01 | Not Marked
STATELINE GAS | HWY 441 N | DILLARD | Rabun | 9119020 | 4 | [5 empty] | Removed from Ground | Diesel | 8000 | Not Marked/Unknown | 1975-01-01 | Not Marked
T & W OIL CO | 259 NORTH MAIN | CLAYTON | Rabun | 9119021 | 1 | [5 empty] | Removed from Ground | Kerosene | 4000 | Bare Steel | 1960-01-01 | Galvanized Steel | Suction (American)
T & W OIL CO | 259 NORTH MAIN | CLAYTON | Rabun | 9119021 | 2 | [5 empty] | Removed from Ground | Gas (Historical Use) | 8000 | Bare Steel | 1960-01-01 | Galvanized Steel | Suction (American)
T & W OIL CO | 259 NORTH MAIN | CLAYTON | Rabun | 9119021 | 3 | [5 empty] | Removed from Ground | Gas (Historical Use) | 6000 | Bare Steel | 1960-01-01 | Galvanized Steel | Suction (American)
T & W OIL CO | 259 NORTH MAIN | CLAYTON | Rabun | 9119021 | 4 | [5 empty] | Removed from Ground | Diesel | 6000 | Bare Steel | 1960-01-01 | Galvanized Steel | Suction (American)
T & W OIL CO | 259 NORTH MAIN | CLAYTON | Rabun | 9119021 | 5 | [5 empty] | Removed from Ground | Diesel | 6000 | Bare Steel | 1960-01-01 | Galvanized Steel | Suction (American)
LAPRADES MARINA | 25 SHORELINE TRAIL | CLARKESVILLE | Rabun | 9119022 | 186614 | Flapper Valve | 1994-06-24 | FALSE | 1994-06-24 | FALSE | Currently in Use | E-0 | 4000 | Galvanic (STIP-3) | 1994-06-24 | Galvanized Steel | Pressurized
LAPRADES MARINA | 25 SHORELINE TRAIL | CLARKESVILLE | Rabun | 9119022 | 186615 | Flapper Valve | 1994-06-24 | FALSE | 1994-06-24 | FALSE | Currently in Use | E-0 | 4000 | Galvanic (STIP-3) | 1994-06-24 | Galvanized Steel | Pressurized
PETROFAST FOOD STORE #9 | 7656 HWY 441 N | DILLARD | Rabun | 9119023 | 1 | Flapper Valve | 1996-06-01 | FALSE | 1996-06-01 | FALSE | Currently in Use | Regular | 10000 | Fiberglass | 1996-06-01 | Fiberglass Reinforced Plastic | Pressurized
PETROFAST FOOD STORE #9 | 7656 HWY 441 N | DILLARD | Rabun | 9119023 | 2 | Flapper Valve | 1996-06-01 | FALSE | 1996-06-01 | FALSE | Currently in Use | Premium | 12000 | Fiberglass | 1996-06-01 | Fiberglass Reinforced Plastic | Pressurized
PETROFAST FOOD STORE #9 | 7656 HWY 441 N | DILLARD | Rabun | 9119023 | 3 | Flapper Valve | 1996-06-01 | FALSE | 1996-06-01 | FALSE | Currently in Use | Diesel | 10000 | Fiberglass | 1996-06-01 | Fiberglass Reinforced Plastic | Pressurized
ACREE PETROLEUM | 6676 HWY 441 N | DILLARD | Rabun | 9119024 | 1 | Ball Float | 1996-10-10 | FALSE | 1996-10-10 | FALSE | Currently in Use | Plus | 10000 | Composite | 1996-10-10 | Fiberglass Reinforced Plastic | Pressurized
ACREE PETROLEUM | 6676 HWY 441 N | DILLARD | Rabun | 9119024 | 2 | Ball Float | 1996-10-10 | FALSE | 1996-10-10 | FALSE | Currently in Use | Regular | 8000 | Composite | 1996-10-10 | Fiberglass Reinforced Plastic | Pressurized
ACREE PETROLEUM | 6676 HWY 441 N | DILLARD | Rabun | 9119024 | 3 | Flapper Valve | 1996-10-10 | FALSE | 1996-10-10 | FALSE | Currently in Use | Diesel | 6000 | Composite | 1996-10-10 | Fiberglass Reinforced Plastic | Pressurized
ACREE PETROLEUM | 6676 HWY 441 N | DILLARD | Rabun | 9119024 | 3A | Flapper Valve | 1996-10-10 | FALSE | 1996-10-10 | FALSE | Currently in Use | E-0 | 2000 | Composite | 1996-10-10 | Fiberglass Reinforced Plastic | Safe Suction (Euro)
ACREE PETROLEUM | 6676 HWY 441 N | DILLARD | Rabun | 9119024 | 4 | Ball Float | 2006-06-22 | FALSE | 2006-06-22 | FALSE | Currently in Use | Regular | 8000 | Composite | 2006-06-22 | Fiberglass Reinforced Plastic | Pressurized
ACREE PETROLEUM | 6676 HWY 441 N | DILLARD | Rabun | 9119024 | A | [5 empty] | Removed from Ground | Gas (Historical Use) | 0 | Not Marked/Unknown | 1986-01-01 | Not Marked
ACREE PETROLEUM | 6676 HWY 441 N | DILLARD | Rabun | 9119024 | B | [5 empty] | Removed from Ground | Gas (Historical Use) | 0 | Not Marked/Unknown | 1986-01-01 | Not Marked
BEACH STORE | 5628 LAKE RABUN ROAD | LAKEMONT | Rabun | 9119025 | 1 | [5 empty] | Closed in Ground | Gas (Historical Use) | 1000 | Not Marked/Unknown | 1999-09-01 | Not Marked
BEACH STORE | 5628 LAKE RABUN ROAD | LAKEMONT | Rabun | 9119025 | 2 | [5 empty] | Closed in Ground | Gas (Historical Use) | 1000 | Not Marked/Unknown | 1999-09-01 | Not Marked
RABUN BOAT HOUSE | 1897 LAKE RABUN RD | LAKEMONT | Rabun | 9119026 | 1 | Ball Float | 1997-03-18 | FALSE | 1997-03-18 | FALSE | Currently in Use | Regular | 12000 | Composite | 1997-03-18 | Double-Walled Flex | Pressurized
RABUN BOAT HOUSE | 1897 LAKE RABUN RD | LAKEMONT | Rabun | 9119026 | UNK1 | [5 empty] | Closed in Ground | Gas (Historical Use) | 6000 | Not Marked/Unknown | 1997-12-01 | Not Marked
RABUN BOAT HOUSE | 1897 LAKE RABUN RD | LAKEMONT | Rabun | 9119026 | UNK2 | [5 empty] | Closed in Ground | Gas (Historical Use) | 6000 | Not Marked/Unknown | 1997-12-01 | Not Marked
CIRCLE M FOOD SHOP # 25 | 110 HWY 441 N | CLAYTON | Rabun | 9119027 | 1 | Ball Float | 1997-06-01 | FALSE | 1997-06-01 | FALSE | Currently in Use | Regular | 12000 | Epoxy | 1997-06-01 | Double-Walled Fiberglass | Pressurized
CIRCLE M FOOD SHOP # 25 | 110 HWY 441 N | CLAYTON | Rabun | 9119027 | 2 | Ball Float | 1997-06-01 | FALSE | 1997-06-01 | FALSE | Currently in Use | Regular | 10000 | Epoxy | 1997-06-01 | Double-Walled Fiberglass | Pressurized
CIRCLE M FOOD SHOP # 25 | 110 HWY 441 N | CLAYTON | Rabun | 9119027 | 3 | Ball Float | 1997-06-01 | FALSE | 1997-06-01 | FALSE | Currently in Use | Premium | 10000 | Epoxy | 1997-06-01 | Double-Walled Fiberglass | Pressurized
CIRCLE M FOOD SHOP # 25 | 110 HWY 441 N | CLAYTON | Rabun | 9119027 | 4A | Ball Float | 1997-06-01 |  | 1997-06-01 |  | Currently in Use | Diesel | 6000 | Epoxy | 1997-06-01 | Double-Walled Fiberglass | Pressurized
CIRCLE M FOOD SHOP # 25 | 110 HWY 441 N | CLAYTON | Rabun | 9119027 | 4B | Ball Float | 1997-06-01 |  | 1997-06-01 |  | Currently in Use | Diesel | 4000 | Epoxy | 1997-06-01 | Double-Walled Fiberglass | Pressurized
SOUTHEASTERN EXPEDITIONS | ROUTE 3 BOX 3178 EAST | CLAYTON | Rabun | 9119028 | 1 | [5 empty] | Removed from Ground | Gas (Historical Use) | 900 | Epoxy | 1998-11-14 | Galvanized Steel | Safe Suction (Euro)
SHELLMAN CITGO | 2824 HWY 82 EAST | SHELLMAN | Randolph | 9120011 | 1A | Overfill Alarm | 1996-09-01 | FALSE | 1996-09-01 | FALSE | Currently in Use | E-10 | 9000 | Composite | 1996-09-01 | Fiberglass Reinforced Plastic | Pressurized
SHELLMAN CITGO | 2824 HWY 82 EAST | SHELLMAN | Randolph | 9120011 | 1B | Overfill Alarm | 1996-09-01 | FALSE | 1996-09-01 | FALSE | Currently in Use | Premium | 6000 | Composite | 1996-09-01 | Fiberglass Reinforced Plastic | Pressurized
SHELLMAN CITGO | 2824 HWY 82 EAST | SHELLMAN | Randolph | 9120011 | 2 | Overfill Alarm | 2004-01-01 | FALSE | 2004-01-01 | FALSE | Currently in Use | Diesel | 4000 | Composite | 2004-01-01 | Fiberglass Reinforced Plastic | Pressurized
BRUMBY FOODS | HWY 41 PO BOX 282 / 3032 CALHOUN ST | SHELLMAN | Randolph | 9120012 | 1 |  | 1998-11-01 |  | 1998-11-01 |  | Closed in Ground | Gas (Historical Use) | 6000 | Galvanic (STIP-3) | 1985-05-01 | Fiberglass Reinforced Plastic | Pressurized
BRUMBY FOODS | HWY 41 PO BOX 282 / 3032 CALHOUN ST | SHELLMAN | Randolph | 9120012 | 2 | Flapper Valve | 1998-11-01 | FALSE | 1998-11-01 | FALSE | Currently in Use | E-0 | 6000 | Galvanic (STIP-3) | 1985-05-01 | Fiberglass Reinforced Plastic | Pressurized
BRUMBY FOODS | HWY 41 PO BOX 282 / 3032 CALHOUN ST | SHELLMAN | Randolph | 9120012 | 3 | Flapper Valve | 1998-11-01 | FALSE | 1998-11-01 | FALSE | Temporarily out of use | Premium | 6000 | Galvanic (STIP-3) | 1985-05-01 | Fiberglass Reinforced Plastic | Pressurized
EVERGREEN LOGGING | 3596 FOUNTAIN BRIDGE RD | CUTHBERT | Randolph | 9120013 | 1 | Flapper Valve | 1994-06-01 | FALSE | 1994-06-01 | FALSE | Currently in Use | Regular | 2000 | Composite | 1994-06-01 | Fiberglass Reinforced Plastic | Pressurized
EVERGREEN LOGGING | 3596 FOUNTAIN BRIDGE RD | CUTHBERT | Randolph | 9120013 | 2 | Flapper Valve | 1998-12-10 | FALSE | 1998-12-10 | FALSE | Currently in Use | Diesel | 10000 | Steel-Impressed Current | 2001-08-23 | Fiberglass Reinforced Plastic | Pressurized
MAJISA MARKET | 110 COURT STREET | CUTHBERT | Randolph | 9120014 | 1 | Flapper Valve | 1999-01-21 | FALSE | 1999-01-21 | FALSE | Temporarily out of use | Premium | 3000 | Steel-Impressed Current | 1986-01-01 | Steel (Impressed Current) | Safe Suction (Euro)
MAJISA MARKET | 110 COURT STREET | CUTHBERT | Randolph | 9120014 | 2 | Flapper Valve | 1999-01-21 | FALSE | 1999-01-21 | FALSE | Temporarily out of use | E-10 | 6000 | Steel-Impressed Current | 1986-01-01 | Steel (Impressed Current) | Safe Suction (Euro)
MAJISA MARKET | 110 COURT STREET | CUTHBERT | Randolph | 9120014 | 3 | Flapper Valve | 1999-01-21 | FALSE | 1999-01-21 | FALSE | Temporarily out of use | E-10 | 6000 | Steel-Impressed Current | 1986-01-01 | Steel (Impressed Current) | Safe Suction (Euro)
MAJISA MARKET | 110 COURT STREET | CUTHBERT | Randolph | 9120014 | 4 |  |  | FALSE |  | FALSE | Removed from Ground | Used Oil | 250 | Unknown | 2006-07-02 | Unknown
MERCER TIRE CO | 317 BLAKELY STREET | CUTHBERT | Randolph | 9120015 | 1 | [5 empty] | Removed from Ground | Gas (Historical Use) | 8000 | Bare Steel | 2002-01-01 | Bare Steel
MERCER TIRE CO | 317 BLAKELY STREET | CUTHBERT | Randolph | 9120015 | 2 | [5 empty] | Removed from Ground | Gas (Historical Use) | 4000 | Bare Steel | 2002-01-01 | Bare Steel
MERCER TIRE CO | 317 BLAKELY STREET | CUTHBERT | Randolph | 9120015 | 3 | [5 empty] | Removed from Ground | Gas (Historical Use) | 2000 | Bare Steel | 2002-01-01 | Bare Steel
MERCER TIRE CO | 317 BLAKELY STREET | CUTHBERT | Randolph | 9120015 | 4 | [5 empty] | Removed from Ground | Diesel | 2000 | Bare Steel | 2002-01-01 | Bare Steel
MERCER TIRE CO | 317 BLAKELY STREET | CUTHBERT | Randolph | 9120015 | 5 | [5 empty] | Removed from Ground | Other | 200 | Bare Steel | 2002-01-01 | Bare Steel
RANDOLPH CO BOARD OF EDUCATION | 1208 ANDREW ST | CUTHBERT | Randolph | 9120001 | 1 | Flapper Valve | 1998-12-10 | FALSE | 1998-12-10 | FALSE | Currently in Use | Diesel | 10000 | Steel-Impressed Current | 1998-12-01 | Steel/FG Secondary containment | Safe Suction (Euro)
GA FC/RANDOLPH CO UNIT | US HWY 27/3 MI N OF CUTHBERT | CUTHBERT | Randolph | 9120003 | 1 | [5 empty] | Removed from Ground | Gas (Historical Use) | 2000 | Bare Steel | 1985-10-01 | Galvanized Steel | Safe Suction (Euro)
GA FC/RANDOLPH CO UNIT | US HWY 27/3 MI N OF CUTHBERT | CUTHBERT | Randolph | 9120003 | 2 | [5 empty] | Removed from Ground | Diesel | 560 | Bare Steel | 1985-10-01 | Galvanized Steel | Safe Suction (Euro)
GA FC/RANDOLPH CO UNIT | US HWY 27/3 MI N OF CUTHBERT | CUTHBERT | Randolph | 9120003 | 212512 |  | 1993-06-10 |  | 1993-06-10 |  | Removed from Ground | Gas (Historical Use) | 1000 | Galvanic (STIP-3) | 1993-06-10 | Cathodically Protected | Safe Suction (Euro)
GA FC/RANDOLPH CO UNIT | US HWY 27/3 MI N OF CUTHBERT | CUTHBERT | Randolph | 9120003 | 212513 |  | 1993-06-10 |  | 1993-06-10 |  | Removed from Ground | Diesel | 1000 | Galvanic (STIP-3) | 1993-06-10 | Cathodically Protected | Safe Suction (Euro)
FERGUSON FARM | RT 1 BOX 377 (HWY 22) | CUTHBERT | Randolph | 9120005 | 1 | [5 empty] | Permanently Out of Use - historical purposes | Diesel | 6000 | Bare Steel | 1976-06-01 | Galvanized Steel | Suction (American)
PEERLESS MANUFACTURING CO | GA HWY 82 EAST | SHELLMAN | Randolph | 9120006 | 1 | [5 empty] | Removed from Ground | Gas (Historical Use) | 1 | Bare Steel | 1998-05-01 | Cathodically Protected
PEERLESS MANUFACTURING CO | GA HWY 82 EAST | SHELLMAN | Randolph | 9120006 | 2 | [5 empty] | Removed from Ground | Diesel | 1 | Bare Steel | 1998-05-01 | Cathodically Protected
PEAVY BROS FARM | 138 PACHITLA RD | CUTHBERT | Randolph | 9120008 | 1 | Overfill Alarm | 1990-01-01 | FALSE | 1990-01-01 | FALSE | Currently in Use | Diesel | 10000 | Composite | 1990-01-01 |  | Safe Suction (Euro)
SKINNER FURNITURE | 115 BLAKELY ST | CUTHBERT | Randolph | 7120001 | 1 | [5 empty] | Removed from Ground | Gas (Historical Use) | 1000 | Bare Steel | 1993-03-19 | Galvanized Steel | Safe Suction (Euro)
LOCKE FARM CENTER | RAILROAD STREET | SHELLMAN | Randolph | 10001094 | 1 |  |  | FALSE |  | FALSE | Removed from Ground |  | 0 | Unknown | 2006-03-15
24/SEVEN | 130 HWY 82 E | CUTHBERT | Randolph | 10001913 | 1A | Ball Float | 2010-05-01 | FALSE | 2010-05-01 | FALSE | Currently in Use | Diesel | 15000 | Fiberglass Double Walled | 2010-05-06 | Double-Walled Fiberglass | Pressurized
24/SEVEN | 130 HWY 82 E | CUTHBERT | Randolph | 10001913 | 1B | Ball Float | 2010-05-01 | FALSE | 2010-05-01 | FALSE | Currently in Use | Diesel | 5000 | Fiberglass Double Walled | 2010-05-06 | Double-Walled Fiberglass | Pressurized
24/SEVEN | 130 HWY 82 E | CUTHBERT | Randolph | 10001913 | 2A | Ball Float | 2010-05-01 | FALSE | 2010-05-01 | FALSE | Currently in Use | Premium | 16000 | Fiberglass Double Walled | 2010-05-06 | Double-Walled Fiberglass | Pressurized
24/SEVEN | 130 HWY 82 E | CUTHBERT | Randolph | 10001913 | 2B | Ball Float | 2010-05-01 | FALSE | 2010-05-01 | FALSE | Currently in Use | Regular | 4000 | Fiberglass Double Walled | 2010-05-06 | Double-Walled Fiberglass | Pressurized
QUALITY GIN INC | BEAUFORD STREET @CHURCH STREET | SHELLMAN | Randolph | 10001082 | 1 |  |  | FALSE |  | FALSE | Removed from Ground | Diesel | 1000 | Bare Steel | 2006-01-07 | Bare Steel
VILLAGE PEDDLER | 201 PLUM ST | CUTHBERT | Randolph | 10000678 | 1 | Flapper Valve | 1998-10-01 | FALSE | 1998-10-01 | FALSE | Currently in Use | E-10 | 8000 | Steel-Impressed Current | 2004-07-15 | Steel (Impressed Current) | Pressurized
VILLAGE PEDDLER | 201 PLUM ST | CUTHBERT | Randolph | 10000678 | 2 | Flapper Valve | 1998-10-01 | FALSE | 1998-10-01 | FALSE | Currently in Use | Plus | 8000 | Steel-Impressed Current | 2004-07-15 | Steel (Impressed Current) | Pressurized
VILLAGE PEDDLER | 201 PLUM ST | CUTHBERT | Randolph | 10000678 | 3 | Flapper Valve | 1998-10-01 | FALSE | 1998-10-01 | FALSE | Currently in Use | Premium | 8000 | Steel-Impressed Current | 2004-07-15 | Steel (Impressed Current) | Pressurized
HIXON HARDWARE | 105 PEACHTREE ST | CUTHBERT | Randolph | 10000679 | 1A | Overfill Alarm | 2002-05-17 | FALSE | 2002-05-17 | FALSE | Currently in Use | E-10 | 8000 | Composite | 2002-05-17 | Fiberglass Reinforced Plastic | Pressurized
HIXON HARDWARE | 105 PEACHTREE ST | CUTHBERT | Randolph | 10000679 | 1B | Overfill Alarm | 2002-05-17 | FALSE | 2002-05-17 | FALSE | Currently in Use | Premium | 4000 | Composite | 2002-05-17 | Fiberglass Reinforced Plastic | Pressurized
HIXON HARDWARE | 105 PEACHTREE ST | CUTHBERT | Randolph | 10000679 | 1C | Overfill Alarm | 2002-05-17 | FALSE | 2002-05-17 | FALSE | Currently in Use | Diesel | 3000 | Composite | 2002-05-17 | Fiberglass Reinforced Plastic | Pressurized
WHATLEY OIL CO | 598 BLAKELY ST | CUTHBERT | Randolph | 10002704 | 1 | Overfill Alarm | 2017-06-08 | FALSE | 2017-06-08 | FALSE | Currently in Use | Diesel | 20000 | Tank Jacket | 2017-06-08 | Double-Walled Fiberglass | Pressurized
DIVERSE POWER | 373 US Hwy 82 E | CUTHBERT | Randolph | 10002740 | 1 | Ball Float | 2017-08-22 | FALSE | 2017-08-22 | FALSE | Currently in Use | Diesel | 20000 | Fiberglass Double Walled | 2016-08-22 | Double-Walled Fiberglass | Pressurized
DIVERSE POWER | 373 US Hwy 82 E | CUTHBERT | Randolph | 10002740 | 2 | Overfill Alarm | 2019-07-26 | FALSE | 2019-06-24 | FALSE | Currently in Use | Regular | 10000 | Composite Double Walled | 2019-05-16 | Double-Walled Fiberglass | Pressurized
MRS ELLEN DUKE | RAILROAD ST | SHELLMAN | Randolph | 1200003 | 1 | [5 empty] | Removed from Ground | Gas (Historical Use) | 4000 | Bare Steel | 1966-03-29 | Galvanized Steel
MRS ELLEN DUKE | RAILROAD ST | SHELLMAN | Randolph | 1200003 | 2 | [5 empty] | Removed from Ground | Gas (Historical Use) | 3000 | Bare Steel | 1966-03-29 | Galvanized Steel
J R CURRY FARMS INC | 1079 MARTIN SCHOOL RD | SHELLMAN | Randolph | 1200004 | 1 | Flapper Valve | 1998-12-01 |  | 1998-12-01 |  | Removed from Ground | Gas (Historical Use) | 3000 | Steel-Impressed Current | 1986-03-07 | Secondary Containment | Safe Suction (Euro)
J R CURRY FARMS INC | 1079 MARTIN SCHOOL RD | SHELLMAN | Randolph | 1200004 | 2 | Flapper Valve | 1998-12-01 |  | 1998-12-01 |  | Removed from Ground | Diesel | 4000 | Steel-Impressed Current | 1986-03-07 | Secondary Containment | Safe Suction (Euro)
J R CURRY FARMS INC | 1079 MARTIN SCHOOL RD | SHELLMAN | Randolph | 1200004 | 3 | Flapper Valve | 2003-08-01 | FALSE | 2003-08-01 | FALSE | Currently in Use | Diesel | 10000 | Steel-Impressed Current | 1986-03-07 | Secondary Containment | Safe Suction (Euro)
JAMES GRUBBS & SONS INC | RT 1 BOX 336 | CUTHBERT | Randolph | 1200005 | 1 |  | 1998-12-10 |  | 1998-12-10 |  | Removed from Ground | Diesel | 10000 | Steel-Impressed Current | 1976-03-09 | Cathodically Protected | Safe Suction (Euro)
JAMES GRUBBS & SONS INC | RT 1 BOX 336 | CUTHBERT | Randolph | 1200005 | 2 |  | 1998-12-10 |  | 1998-12-10 |  | Removed from Ground | Gas (Historical Use) | 5000 | Steel-Impressed Current | 1976-03-09 | Cathodically Protected | Pressurized
BEELINE SMART SHOP | 657 COLLEGE ST | CUTHBERT | Randolph | 1200007 | 1 | Flapper Valve | 2000-08-16 | FALSE | 2000-08-16 | FALSE | Currently in Use | Regular | 8000 | Galvanic (STIP-3) | 1986-03-17 | Fiberglass Reinforced Plastic | Pressurized
BEELINE SMART SHOP | 657 COLLEGE ST | CUTHBERT | Randolph | 1200007 | 2 | Flapper Valve | 2000-08-16 | FALSE | 2001-08-16 | FALSE | Currently in Use | Premium | 8000 | Galvanic (STIP-3) | 1986-03-17 | Fiberglass Reinforced Plastic | Pressurized
BEELINE SMART SHOP | 657 COLLEGE ST | CUTHBERT | Randolph | 1200007 | 3 | Flapper Valve | 2000-08-16 | FALSE | 2000-08-16 | FALSE | Currently in Use | Plus | 8000 | Galvanic (STIP-3) | 1986-03-17 | Fiberglass Reinforced Plastic | Pressurized
RANDOLPH CO AIRPORT AUTH | PO BOX 260 | CUTHBERT | Randolph | 1200008 | 1 | [5 empty] | Removed from Ground | Other | 4000 | Bare Steel | 1966-03-22 | Galvanized Steel
RANDOLPH CO AIRPORT AUTH | PO BOX 260 | CUTHBERT | Randolph | 1200008 | 2 | [5 empty] | Permanently Out of Use - historical purposes | Other | 4000 | Bare Steel | 1966-03-22 | Galvanized Steel
GA DEPARTMENT OF PUBLIC SAFETY POST 39 | RT 1 BOX 186/STATE 1 RT 3 | CUTHBERT | Randolph | 120001 | 1 | [5 empty] | Removed from Ground | Gas (Historical Use) | 3000 | Bare Steel | 1972-03-09 | Galvanized Steel
PATTERSON HOSPITAL | 109 RANDOLPH ST | CUTHBERT | Randolph | 1200013 | 1-135363 |  | 1991-02-15 |  | 1991-02-15 |  | Removed from Ground | Diesel | 1000 | Cathodically Protected Steel | 1991-02-15 | Galvanized Steel
PATTERSON HOSPITAL | 109 RANDOLPH ST | CUTHBERT | Randolph | 1200013 | 2-137698 |  | 1991-02-15 |  | 1991-02-15 |  | Removed from Ground | Diesel | 1000 | Cathodically Protected Steel | 1991-02-15 | Galvanized Steel
THOMAS E TAYLOR | 205 WEST LAKE DR | CUTHBERT | Randolph | 1200014 | 1 | [5 empty] | Permanently Out of Use - historical purposes | Empty | 500 | Bare Steel | 1980-02-28 | Galvanized Steel
BILLY SAULS FARM | 467 BURNEY RD | SHELLMAN | Randolph | 1200018 | 1 |  | 1994-01-27 |  | 1994-01-27 |  | Removed from Ground | Diesel | 4000 | Not Marked/Unknown | 1979-04-12 | Aboveground
BILLY SAULS FARM | 467 BURNEY RD | SHELLMAN | Randolph | 1200018 | 2 | Flapper Valve | 1994-01-27 | FALSE | 1994-01-27 | FALSE | Currently in Use | Diesel | 10000 | Galvanic (STIP-3) | 1994-01-27 | Steel/FG Secondary containment | Safe Suction (Euro)
BILLY SAULS FARM | 467 BURNEY RD | SHELLMAN | Randolph | 1200018 | 3 |  | 1994-01-28 |  | 1994-01-28 |  | Temporarily out of use | Diesel | 4000 | Galvanic (STIP-3) | 1994-01-28 | Cathodically Protected | Safe Suction (Euro)
PATAULA EMC | 925 BLAKELY ST | CUTHBERT | Randolph | 1200019 | 1 | [5 empty] | Removed from Ground | Empty | 10000 | Bare Steel | 1974-04-12 | Galvanized Steel | Suction (American)
PATAULA EMC | 925 BLAKELY ST | CUTHBERT | Randolph | 1200019 | 2 | [5 empty] | Permanently Out of Use - historical purposes | Empty | 1000 | Bare Steel | 1961-04-15 | Galvanized Steel | Suction (American)
GA DOT #10436 RANDOLPH CO MAINT | 503 N WEBSTER ST | CUTHBERT | Randolph | 1200020 | 10436-1 | [5 empty] | Removed from Ground | Gas (Historical Use) | 1000 | Bare Steel | 1981-04-30 | Galvanized Steel
GA DOT #10436 RANDOLPH CO MAINT | 503 N WEBSTER ST | CUTHBERT | Randolph | 1200020 | 10436-2 | [5 empty] | Removed from Ground | Gas (Historical Use) | 550 | Bare Steel | 1982-04-30 | Galvanized Steel
GA DOT #10436 RANDOLPH CO MAINT | 503 N WEBSTER ST | CUTHBERT | Randolph | 1200020 | 10436-3 | [5 empty] | Removed from Ground | Diesel | 550 | Bare Steel | 1982-04-30 | Galvanized Steel
GA DOT #10436 RANDOLPH CO MAINT | 503 N WEBSTER ST | CUTHBERT | Randolph | 1200020 | 10436-4 | [5 empty] | Removed from Ground | Other | 1000 | Bare Steel | 1973-05-03 | Galvanized Steel
GA DOT #10436 RANDOLPH CO MAINT | 503 N WEBSTER ST | CUTHBERT | Randolph | 1200020 | 436D1 |  | 1989-11-16 |  | 1989-11-16 |  | Removed from Ground | Diesel | 1020 | Cathodically Protected Steel | 1989-11-16 | Galvanized Steel | Suction (American)
GA DOT #10436 RANDOLPH CO MAINT | 503 N WEBSTER ST | CUTHBERT | Randolph | 1200020 | 436G1 |  | 1989-11-16 |  | 1989-11-16 |  | Removed from Ground | Gas (Historical Use) | 1040 | Cathodically Protected Steel | 1989-11-16 | Galvanized Steel | Suction (American)
ED'S CAR CARE | 212 WEST DAWSON ST | CUTHBERT | Randolph | 1200021 | 1 | [5 empty] | Permanently Out of Use - historical purposes | Empty | 2000 | Bare Steel | 1984-03-25 | Galvanized Steel | Suction (American)
ED'S CAR CARE | 212 WEST DAWSON ST | CUTHBERT | Randolph | 1200021 | 2 | [5 empty] | Permanently Out of Use - historical purposes | Empty | 2000 | Bare Steel | 1984-03-25 | Galvanized Steel | Suction (American)
GA POWER/CUTHBERT DIST OP HQ | 411 FIRST ST | CUTHBERT | Randolph | 1200022 | 1 | [5 empty] | Closed in Ground | Diesel | 6000 | Fiberglass | 1981-05-08 | Fiberglass Reinforced Plastic | Pressurized
GA POWER/CUTHBERT DIST OP HQ | 411 FIRST ST | CUTHBERT | Randolph | 1200022 | 2 | [5 empty] | Closed in Ground | Gas (Historical Use) | 6000 | Fiberglass | 1981-05-08 | Fiberglass Reinforced Plastic | Pressurized
BELLS GASOLINE ALLEY GARAGE | BUFORD & ARTHUR STS | SHELLMAN | Randolph | 1200023 | 1 | [5 empty] | Permanently Out Of Use | Empty | 1000 | Bare Steel | 1956-05-08 | Galvanized Steel
BELLS GASOLINE ALLEY GARAGE | BUFORD & ARTHUR STS | SHELLMAN | Randolph | 1200023 | 2 | [5 empty] | Permanently Out Of Use | Empty | 1000 | Bare Steel | 1974-05-04 | Galvanized Steel
BELLS GASOLINE ALLEY GARAGE | BUFORD & ARTHUR STS | SHELLMAN | Randolph | 1200023 | 3 | [5 empty] | Permanently Out Of Use | Empty | 500 | Bare Steel | 1956-05-08 | Galvanized Steel
GOLD KIST STORE | US HWY 27 SOUTH | CUTHBERT | Randolph | 1200024 | 1 | [5 empty] | Removed from Ground | Gas (Historical Use) | 1000 | Bare Steel | 1973-05-11 | Galvanized Steel
WILKERSON LANDSCAPE | 2645 HWY 82 WEST | SHELLMAN | Randolph | 1200025 | 1 | [5 empty] | Removed from Ground | Diesel | 10000 | Bare Steel | 1978-05-09 | Galvanized Steel
WILKERSON LANDSCAPE | 2645 HWY 82 WEST | SHELLMAN | Randolph | 1200025 | 2 | [5 empty] | Removed from Ground | Diesel | 15000 | Bare Steel | 1978-05-09 | Galvanized Steel
WILKERSON LANDSCAPE | 2645 HWY 82 WEST | SHELLMAN | Randolph | 1200025 | 3 | Flapper Valve | 1998-06-01 | FALSE | 1998-06-01 | FALSE | Currently in Use | Diesel | 12000 | Composite | 1998-06-01 | Aboveground | Pressurized
TEA INC HQ | RFD 1 BOX 10/CUTHBERT-DOVERE RD | SHELLMAN | Randolph | 1200027 | 1 | [5 empty] | Removed from Ground | Diesel | 4000 | Bare Steel | 1982-05-08 | Galvanized Steel | Safe Suction (Euro)
CONTAINER CORP OF AMERICA | US HWY 27 NORTH | CUTHBERT | Randolph | 1200032 | 1 | [5 empty] | Removed from Ground | Diesel | 1000 | Bare Steel | 1971-05-09 | Galvanized Steel
CONTAINER CORP OF AMERICA | US HWY 27 NORTH | CUTHBERT | Randolph | 1200032 | 2 | [5 empty] | Removed from Ground | Gas (Historical Use) | 1000 | Bare Steel | 1971-05-09 | Galvanized Steel
BURGIN LUMBER CO LTD | OLD LUMPKIN RD | CUTHBERT | Randolph | 1200033 | 1 | [5 empty] | Removed from Ground | Diesel | 2000 | Bare Steel | 1983-05-07 | Galvanized Steel | Safe Suction (Euro)
COUNTRY CORNER | 272 E DAWSON ST | CUTHBERT | Randolph | 1200034 | 1 | Flapper Valve | 1994-05-31 | FALSE | 1994-05-31 | FALSE | Currently in Use | E-10 | 8068 | Steel-Impressed Current | 1984-04-01 | Steel (Impressed Current) | Pressurized
COUNTRY CORNER | 272 E DAWSON ST | CUTHBERT | Randolph | 1200034 | 2 | Flapper Valve | 1994-05-31 | FALSE | 1994-05-31 | FALSE | Currently in Use | Premium | 8068 | Steel-Impressed Current | 1984-04-01 | Steel (Impressed Current) | Pressurized
COUNTRY CORNER | 272 E DAWSON ST | CUTHBERT | Randolph | 1200034 | 3 | Flapper Valve | 1994-05-31 | FALSE | 1994-05-31 | FALSE | Temporarily out of use | E-0 | 8068 | Steel-Impressed Current | 1984-04-01 | Steel (Impressed Current) | Pressurized
COUNTRY CORNER | 272 E DAWSON ST | CUTHBERT | Randolph | 1200034 | 4 |  | 1994-05-31 |  | 1994-05-31 |  | Currently in Use | Diesel | 6048 | Cathodically Protected Steel | 1984-04-01 | Steel (Impressed Current) | Pressurized
HIREN PATEL | 13 CHURCH AVE | SHELLMAN | Randolph | 1200035 | 1 | Flapper Valve | 1994-06-30 | FALSE | 1994-06-30 | FALSE | Currently in Use | E-10 | 8000 | Steel-Impressed Current | 1983-05-01 | Steel (Impressed Current) | Pressurized
HIREN PATEL | 13 CHURCH AVE | SHELLMAN | Randolph | 1200035 | 2 | Flapper Valve | 1994-06-30 | FALSE | 1994-06-30 | FALSE | Currently in Use | Diesel | 8000 | Steel-Impressed Current | 1983-05-01 | Steel (Impressed Current) | Pressurized
HIREN PATEL | 13 CHURCH AVE | SHELLMAN | Randolph | 1200035 | 3 | Flapper Valve | 1994-06-30 | FALSE | 1994-06-30 | FALSE | Currently in Use | Premium | 6000 | Steel-Impressed Current | 1984-05-07 | Steel (Impressed Current) | Pressurized
WHATLEY OIL & AUTO PARTS CO | 720 BLAKELY ST | CUTHBERT | Randolph | 1200037 | 1 | Flapper Valve | 1990-09-09 | FALSE | 1990-09-09 | FALSE | Currently in Use | E-10 | 12000 | Steel-Impressed Current | 1977-05-10 | Fiberglass Reinforced Plastic | Pressurized
WHATLEY OIL & AUTO PARTS CO | 720 BLAKELY ST | CUTHBERT | Randolph | 1200037 | 2 | Flapper Valve | 1990-09-09 | FALSE | 1990-09-09 | FALSE | Currently in Use | Diesel | 12000 | Steel-Impressed Current | 1977-05-10 | Fiberglass Reinforced Plastic | Pressurized
WHATLEY OIL & AUTO PARTS CO | 720 BLAKELY ST | CUTHBERT | Randolph | 1200037 | 4 | Flapper Valve | 1990-09-09 | FALSE | 1990-09-09 | FALSE | Currently in Use | Premium | 4000 | Steel-Impressed Current | 1977-05-10 | Fiberglass Reinforced Plastic | Pressurized
WHATLEY OIL & AUTO PARTS CO | 720 BLAKELY ST | CUTHBERT | Randolph | 1200037 | 5 | Flapper Valve | 1993-10-10 | FALSE | 1993-10-10 | FALSE | Currently in Use | Diesel | 12000 | Composite | 1993-10-10 | Fiberglass Reinforced Plastic | Pressurized
WHATLEY OIL & AUTO PARTS CO | 720 BLAKELY ST | CUTHBERT | Randolph | 1200037 | 6 | Flapper Valve | 1994-03-10 | FALSE | 1994-03-10 | FALSE | Currently in Use | Plus | 10000 | Steel-Impressed Current | 1994-03-10 | Fiberglass Reinforced Plastic | Pressurized
WHATLEY OIL & AUTO PARTS CO | 720 BLAKELY ST | CUTHBERT | Randolph | 1200037 | 7 |  | 1999-06-01 | FALSE | 1999-06-01 | FALSE | Currently in Use | Diesel | 20000 | Composite | 1999-06-01 | Fiberglass Reinforced Plastic | Pressurized
JAMES GRUBBS & SONS | RFD 1 | CUTHBERT | Randolph | 1200039 | 1 | [5 empty] | Removed from Ground | Gas (Historical Use) | 4000 | Bare Steel | 1976-05-10 | Galvanized Steel
ROY MERRITT | RFD | CUTHBERT | Randolph | 1200040 | 1 | [5 empty] | Permanently Out of Use - historical purposes | Gas (Historical Use) | 2000 | Bare Steel | 1978-05-10 | Galvanized Steel
CUTHBERT COCA-COLA CO | 301 PLUM ST | CUTHBERT | Randolph | 1200041 | 1 | [5 empty] | Removed from Ground | Gas (Historical Use) | 2000 | Bare Steel | 1980-05-09 | Galvanized Steel
LOVETT FARMS | RFD | CUTHBERT | Randolph | 1200043 | 1 | [5 empty] | Removed from Ground | Diesel | 2000 | Bare Steel | 1978-05-10 | Galvanized Steel | Safe Suction (Euro)
LOVETT FARMS | RFD | CUTHBERT | Randolph | 1200043 | 2 | [5 empty] | Currently in Use | Gas (Historical Use) | 1000 | Bare Steel | 1978-05-10 | Galvanized Steel | Safe Suction (Euro)
TOP BAIT & TACKLE | 6437 HWY 82 WEST | CUTHBERT | Randolph | 1200044 | 1 | [5 empty] | Removed from Ground | Gas (Historical Use) | 2000 | Bare Steel | 1983-05-09 | Galvanized Steel | Safe Suction (Euro)
TOP BAIT & TACKLE | 6437 HWY 82 WEST | CUTHBERT | Randolph | 1200044 | 2 | [5 empty] | Removed from Ground | Gas (Historical Use) | 2000 | Bare Steel | 1983-05-09 | Galvanized Steel | Safe Suction (Euro)
TOP BAIT & TACKLE | 6437 HWY 82 WEST | CUTHBERT | Randolph | 1200044 | 3A | Flapper Valve | 1995-05-01 | FALSE | 1995-05-01 | FALSE | Currently in Use | Diesel | 3000 | Composite | 1995-05-01 | Fiberglass Reinforced Plastic | Pressurized
TOP BAIT & TACKLE | 6437 HWY 82 WEST | CUTHBERT | Randolph | 1200044 | 3B | Flapper Valve | 1995-05-01 | FALSE | 1995-05-01 | FALSE | Currently in Use | Premium | 2000 | Composite | 1995-05-01 | Fiberglass Reinforced Plastic | Pressurized
TOP BAIT & TACKLE | 6437 HWY 82 WEST | CUTHBERT | Randolph | 1200044 | 4 | Flapper Valve | 2003-07-15 | FALSE | 2003-07-15 | FALSE | Currently in Use | E-10 | 6000 | Composite | 2003-07-15 | Fiberglass Reinforced Plastic | Pressurized
WOODS SVC STATION/RAYMOND WOOD | 104 BROAD ST | CUTHBERT | Randolph | 1200045 | 1 | [5 empty] | Removed from Ground | Gas (Historical Use) | 1000 | Bare Steel | 1971-05-12 | Galvanized Steel
WOODS SVC STATION/RAYMOND WOOD | 104 BROAD ST | CUTHBERT | Randolph | 1200045 | 2 | [5 empty] | Removed from Ground | Gas (Historical Use) | 1000 | Bare Steel | 1975-05-11 | Galvanized Steel
WOODS SVC STATION/RAYMOND WOOD | 104 BROAD ST | CUTHBERT | Randolph | 1200045 | 3 | [5 empty] | Removed from Ground | Gas (Historical Use) | 1000 | Bare Steel | 1981-05-09 | Galvanized Steel
HIGHLAND TIMBER CO | US HWY 27 S | CUTHBERT | Randolph | 1200046 | 1 | [5 empty] | Removed from Ground | Gas (Historical Use) | 10000 | Bare Steel | 1986-06-10 | Galvanized Steel
HIGHLAND TIMBER CO | US HWY 27 S | CUTHBERT | Randolph | 1200046 | 2 | [5 empty] | Removed from Ground | Gas (Historical Use) | 10000 | Bare Steel | 1986-06-10 | Galvanized Steel
HIGHLAND TIMBER CO | US HWY 27 S | CUTHBERT | Randolph | 1200046 | 3 | [5 empty] | Removed from Ground | Diesel | 1000 | Bare Steel | 1986-06-10 | Galvanized Steel
HIGHLAND TIMBER CO | US HWY 27 S | CUTHBERT | Randolph | 1200046 | 4 | [5 empty] | Removed from Ground | Diesel | 500 | Bare Steel | 1986-06-10 | Galvanized Steel
HIGHLAND TIMBER CO | US HWY 27 S | CUTHBERT | Randolph | 1200046 | 5 |  |  | TRUE |  | TRUE | Removed from Ground | Used Oil | 500 | Bare Steel | 1986-06-10 | Galvanized Steel
ONE STOP FOOD STORE | 374 BLAKELY ST | CUTHBERT | Randolph | 1200050 | 1 | [5 empty] | Removed from Ground | Gas (Historical Use) | 8000 | Bare Steel | 1976-05-18 | Galvanized Steel | Suction (American)
ONE STOP FOOD STORE | 374 BLAKELY ST | CUTHBERT | Randolph | 1200050 | 2 | [5 empty] | Removed from Ground | Gas (Historical Use) | 8000 | Bare Steel | 1976-05-18 | Galvanized Steel | Suction (American)
ONE STOP FOOD STORE | 374 BLAKELY ST | CUTHBERT | Randolph | 1200050 | 25606A | Flapper Valve | 1996-05-24 | FALSE | 1996-05-24 | FALSE | Currently in Use | E-10 | 10000 | Composite | 1996-05-15 | Double-Walled Flex | Pressurized
ONE STOP FOOD STORE | 374 BLAKELY ST | CUTHBERT | Randolph | 1200050 | 25606B |  | 1996-05-24 | FALSE | 1996-05-24 | FALSE | Currently in Use | Premium | 6000 | Composite | 1996-05-15 | Double-Walled Flex | Pressurized
ONE STOP FOOD STORE | 374 BLAKELY ST | CUTHBERT | Randolph | 1200050 | 3 | [5 empty] | Removed from Ground | Gas (Historical Use) | 8000 | Bare Steel | 1976-05-18 | Galvanized Steel | Suction (American)
KLECKLEY TIRE & LUBE | BLAKELY ST | CUTHBERT | Randolph | 1200051 | 1 |  |  | TRUE |  | TRUE | Removed from Ground | Used Oil | 500 | Bare Steel | 1970-08-03 | Galvanized Steel | Safe Suction (Euro)
TRAILWAYS INC | 638 GREENE ST | AUGUSTA | Richmond | 1210001 | 1 | [5 empty] | Removed from Ground | Diesel | 8000 | Bare Steel | 1965-04-19 | Bare Steel
TRAILWAYS INC | 638 GREENE ST | AUGUSTA | Richmond | 1210001 | 2 | [5 empty] | Removed from Ground | Diesel | 6000 | Bare Steel | 1965-04-19 | Bare Steel
HYDRECO/UNIT OF GENERAL SIGNAL | 1885 TOBACCO RD | AUGUSTA | Richmond | 1210002 | 1 | [5 empty] | Removed from Ground | Other | 10000 | Fiberglass | 1978-03-14 | Galvanized Steel
HYDRECO/UNIT OF GENERAL SIGNAL | 1885 TOBACCO RD | AUGUSTA | Richmond | 1210002 | 2 | [5 empty] | Removed from Ground | Gas (Historical Use) | 5000 | Fiberglass | 1978-03-14 | Galvanized Steel
HYDRECO/UNIT OF GENERAL SIGNAL | 1885 TOBACCO RD | AUGUSTA | Richmond | 1210002 | 3 | [5 empty] | Removed from Ground | Gas (Historical Use) | 5000 | Fiberglass | 1978-03-14 | Galvanized Steel
HYDRECO/UNIT OF GENERAL SIGNAL | 1885 TOBACCO RD | AUGUSTA | Richmond | 1210002 | A |  |  | TRUE |  | TRUE | Removed from Ground | Used Oil | 200 | Bare Steel | 1977-03-13 | Bare Steel
HYDRECO/UNIT OF GENERAL SIGNAL | 1885 TOBACCO RD | AUGUSTA | Richmond | 1210002 | B |  |  | TRUE |  | TRUE | Removed from Ground | Used Oil | 550 | Cathodically Protected Steel | 1989-01-01 | Bare Steel
GA CROWN DIST CO | 1524 CRESCENT DR | AUGUSTA | Richmond | 1210003 | 1 | [5 empty] | Removed from Ground | Gas (Historical Use) | 1000 | Bare Steel | 1974-03-13 | Galvanized Steel
GA CROWN DIST CO | 1524 CRESCENT DR | AUGUSTA | Richmond | 1210003 | 2 | [5 empty] | Removed from Ground | Diesel | 2000 | Bare Steel | 1980-03-11 | Galvanized Steel
JOHN'S SERVICE | 601 BRANSFORD RD | AUGUSTA | Richmond | 1210004 | 1 |  | 1998-12-17 | FALSE | 1998-12-17 | FALSE | Temporarily out of use | Gas (Historical Use) | 6000 | Steel-Impressed Current | 1968-03-15 |  | Pressurized
JOHN'S SERVICE | 601 BRANSFORD RD | AUGUSTA | Richmond | 1210004 | 2 |  | 1998-12-17 | FALSE | 1998-12-17 | FALSE | Temporarily out of use | Gas (Historical Use) | 6000 | Steel-Impressed Current | 1968-03-15 |  | Pressurized
JOHN'S SERVICE | 601 BRANSFORD RD | AUGUSTA | Richmond | 1210004 | 3 |  | 1998-12-17 | FALSE | 1998-12-17 | FALSE | Temporarily out of use | Gas (Historical Use) | 6000 | Steel-Impressed Current | 1968-03-15 |  | Pressurized
JOHN'S SERVICE | 601 BRANSFORD RD | AUGUSTA | Richmond | 1210004 | 4 |  |  | TRUE |  | TRUE | Temporarily out of use | Used Oil | 500 | Steel-Impressed Current | 1968-03-15
KENDALL CO | 1430 MARVIN GRIFFIN RD | AUGUSTA | Richmond | 1210007 | 1 | [5 empty] | Closed in Ground | Diesel | 30000 | Bare Steel | 1977-03-11 | Bare Steel | Safe Suction (Euro)
KENDALL CO | 1430 MARVIN GRIFFIN RD | AUGUSTA | Richmond | 1210007 | 2 | [5 empty] | Closed in Ground | Diesel | 10000 | Bare Steel | 1969-03-11 | Bare Steel | Safe Suction (Euro)
KENDALL CO | 1430 MARVIN GRIFFIN RD | AUGUSTA | Richmond | 1210007 | 3 | [5 empty] | Closed in Ground | Other | 3000 | Bare Steel | 1968-03-07 | Bare Steel | Safe Suction (Euro)
KENDALL CO | 1430 MARVIN GRIFFIN RD | AUGUSTA | Richmond | 1210007 | 4 | [5 empty] | Closed in Ground | Other | 5000 | Bare Steel | 1968-03-07 | Bare Steel | Safe Suction (Euro)
KENDALL CO | 1430 MARVIN GRIFFIN RD | AUGUSTA | Richmond | 1210007 | 5 | [5 empty] | Closed in Ground | Other | 8000 | Bare Steel | 1974-03-07 | Bare Steel | Safe Suction (Euro)
KENDALL CO | 1430 MARVIN GRIFFIN RD | AUGUSTA | Richmond | 1210007 | 6 | [5 empty] | Closed in Ground | Hazardous Substance | 5600 | Bare Steel | 1975-03-07 | Double Walled | Pressurized
KENDALL CO | 1430 MARVIN GRIFFIN RD | AUGUSTA | Richmond | 1210007 | 7 | [5 empty] | Closed in Ground | Hazardous Substance | 5600 | Bare Steel | 1975-03-07 | Double Walled | Pressurized
KENDALL CO | 1430 MARVIN GRIFFIN RD | AUGUSTA | Richmond | 1210007 | 8 | [5 empty] | Closed in Ground | Hazardous Substance | 5600 | Bare Steel | 1976-03-07 | Double Walled
KENDALL CO | 1430 MARVIN GRIFFIN RD | AUGUSTA | Richmond | 1210007 | 9 | [5 empty] | Closed in Ground | Hazardous Substance | 7500 | Bare Steel | 1983-03-07 | Double Walled | Pressurized
R D BOSWELL/NATIONAL HILLS SVC C | 2635 WASHINGTON RD | AUGUSTA | Richmond | 1210009 | 1 | [5 empty] | Removed from Ground | Gas (Historical Use) | 15970 | Cathodically Protected Steel | 1968-03-21 | Bare Steel
R D BOSWELL/NATIONAL HILLS SVC C | 2635 WASHINGTON RD | AUGUSTA | Richmond | 1210009 | 2 | [5 empty] | Removed from Ground | Gas (Historical Use) | 1 | Bare Steel | 1986-03-17 | Galvanized Steel
R D BOSWELL/NATIONAL HILLS SVC C | 2635 WASHINGTON RD | AUGUSTA | Richmond | 1210009 | 3 | [5 empty] | Removed from Ground | Gas (Historical Use) | 1 | Bare Steel | 1986-03-17 | Galvanized Steel
R D BOSWELL/NATIONAL HILLS SVC C | 2635 WASHINGTON RD | AUGUSTA | Richmond | 1210009 | 4 | [5 empty] | Removed from Ground | Gas (Historical Use) | 1 | Bare Steel | 1986-03-17 | Galvanized Steel
PIERCE AUTO SALES | 2415 MILLEDGEVILLE RD | AUGUSTA | Richmond | 1210010 | 1 | [5 empty] | Removed from Ground | Gas (Historical Use) | 500 | Bare Steel | 1975-03-23 | Galvanized Steel
PIERCE AUTO SALES | 2415 MILLEDGEVILLE RD | AUGUSTA | Richmond | 1210010 | 2 |  |  | TRUE |  | TRUE | Removed from Ground | Used Oil | 500 | Bare Steel | 1975-03-23 | Galvanized Steel
GERALD JONES HONDA | 1801 GORDON HWY | AUGUSTA | Richmond | 1210011 | 1 |  |  | TRUE |  | TRUE | Removed from Ground | Used Oil | 550 | Bare Steel | 1983-03-21 | Galvanized Steel | Gravity Fed
GERALD JONES HONDA | 1801 GORDON HWY | AUGUSTA | Richmond | 1210011 | 2 | [5 empty] | Removed from Ground | Other | 550 | Bare Steel | 1983-03-21 | Galvanized Steel | Safe Suction (Euro)
DSM CHEMICALS | 1 COLUMBIA NITROGEN DR | AUGUSTA | Richmond | 1210012 | 1 |  |  | TRUE |  | TRUE | Removed from Ground | Used Oil | 550 | Bare Steel | 1981-03-20 | Galvanized Steel
DSM CHEMICALS | 1 COLUMBIA NITROGEN DR | AUGUSTA | Richmond | 1210012 | 2 |  |  | TRUE |  | TRUE | Removed from Ground | Used Oil | 280 | Bare Steel | 1976-03-22 | Galvanized Steel
DSM CHEMICALS | 1 COLUMBIA NITROGEN DR | AUGUSTA | Richmond | 1210012 | 3 | [5 empty] | Removed from Ground | Gas (Historical Use) | 10000 | Bare Steel | 1963-03-26 | Bare Steel | Pressurized
South Pole LLC | 2447 WRIGHTBORO RD | AUGUSTA | Richmond | 1210014 | 1 | Flapper Valve | 1998-10-01 | FALSE | 1998-10-01 | FALSE | Currently in Use | Premium | 7000 | Steel-Impressed Current | 1971-03-21 | Steel (Impressed Current) | Pressurized
South Pole LLC | 2447 WRIGHTBORO RD | AUGUSTA | Richmond | 1210014 | 2 | Flapper Valve | 1998-10-01 | FALSE | 1998-10-01 | FALSE | Currently in Use | Diesel | 7000 | Steel-Impressed Current | 1971-03-21 | Steel (Impressed Current) | Pressurized
South Pole LLC | 2447 WRIGHTBORO RD | AUGUSTA | Richmond | 1210014 | 3 | Flapper Valve | 1998-10-01 | FALSE | 1998-10-01 | FALSE | Currently in Use | Regular | 10000 | Steel-Impressed Current | 1978-03-19 | Steel (Impressed Current) | Pressurized
South Pole LLC | 2447 WRIGHTBORO RD | AUGUSTA | Richmond | 1210014 | 4 | Flapper Valve | 1998-10-01 | FALSE | 1998-10-01 | FALSE | Closed in Ground | Kerosene | 8000 | Steel-Impressed Current | 1984-03-17 | Steel (Impressed Current) | Pressurized
South Pole LLC | 2447 WRIGHTBORO RD | AUGUSTA | Richmond | 1210014 | 5 | Flapper Valve | 1998-10-01 | FALSE | 1998-10-01 | FALSE | Closed in Ground | Diesel | 8000 | Steel-Impressed Current | 1984-03-17 | Steel (Impressed Current) | Pressurized
AUGUSTA NEWSPRINT CO | 2434 HWY 56 LOOP | AUGUSTA | Richmond | 1210018 | 1 | [5 empty] | Removed from Ground | Diesel | 10000 | Bare Steel | 1985-03-10 | Galvanized Steel
AUGUSTA NEWSPRINT CO | 2434 HWY 56 LOOP | AUGUSTA | Richmond | 1210018 | 2 | [5 empty] | Removed from Ground | Gas (Historical Use) | 3000 | Bare Steel | 1980-03-11 | Galvanized Steel
AUGUSTA NEWSPRINT CO | 2434 HWY 56 LOOP | AUGUSTA | Richmond | 1210018 | 3 | [5 empty] | Removed from Ground | Kerosene | 1000 | Bare Steel | 1966-03-15 | Bare Steel
AUGUSTA NEWSPRINT CO | 2434 HWY 56 LOOP | AUGUSTA | Richmond | 1210018 | 4 | [5 empty] | Removed from Ground | Diesel | 1000 | Bare Steel | 1966-03-15 | Unknown
AUGUSTA NEWSPRINT CO | 2434 HWY 56 LOOP | AUGUSTA | Richmond | 1210018 | 5 | [5 empty] | Removed from Ground | Gas (Historical Use) | 3000 | Bare Steel | 1980-03-11 | Galvanized Steel
JOHNSON CORNER | 3706 OLD WAYNESBORO RD | AUGUSTA | Richmond | 1210019 | 1 |  | 1998-11-30 |  | 1998-11-30 |  | Removed from Ground | Gas (Historical Use) | 8000 | Steel-Impressed Current | 1976-04-17 | Fiberglass Reinforced Plastic | Pressurized
JOHNSON CORNER | 3706 OLD WAYNESBORO RD | AUGUSTA | Richmond | 1210019 | 2 |  | 1998-11-30 |  | 1998-11-30 |  | Removed from Ground | Gas (Historical Use) | 3000 | Steel-Impressed Current | 1976-04-17 | Fiberglass Reinforced Plastic | Pressurized
JOHNSON CORNER | 3706 OLD WAYNESBORO RD | AUGUSTA | Richmond | 1210019 | 3 |  | 1998-11-30 |  | 1998-11-30 |  | Removed from Ground | Gas (Historical Use) | 3000 | Steel-Impressed Current | 1976-04-17 | Cathodically Protected | Pressurized
TIME SAVER GRO #3 | 3333 MIKE PADGETT HWY | AUGUSTA | Richmond | 1210020 | 1 |  | 1998-03-31 |  | 1998-03-31 |  | Temporarily out of use | Gas (Historical Use) | 12000 | Steel-Impressed Current | 1982-04-16 | Cathodically Protected | Pressurized
TIME SAVER GRO #3 | 3333 MIKE PADGETT HWY | AUGUSTA | Richmond | 1210020 | 2 |  | 1998-03-31 |  | 1998-03-31 |  | Currently in Use | Gas (Historical Use) | 12000 | Steel-Impressed Current | 1982-04-16 | Cathodically Protected | Pressurized
TIME SAVER GRO #3 | 3333 MIKE PADGETT HWY | AUGUSTA | Richmond | 1210020 | 3 |  | 1998-03-31 |  | 1998-03-31 |  | Currently in Use | Gas (Historical Use) | 12000 | Steel-Impressed Current | 1982-04-16 | Cathodically Protected | Pressurized
TIME SAVER GRO #3 | 3333 MIKE PADGETT HWY | AUGUSTA | Richmond | 1210020 | 4 |  | 1998-03-31 |  | 1998-03-31 |  | Currently in Use | Diesel | 6000 | Steel-Impressed Current | 1982-04-16 | Cathodically Protected | Pressurized
TIME SAVER GRO #3 | 3333 MIKE PADGETT HWY | AUGUSTA | Richmond | 1210020 | 5 |  | 1998-03-31 |  | 1998-03-31 |  | Currently in Use | Kerosene | 6000 | Steel-Impressed Current | 1982-04-16 | Cathodically Protected | Suction (American)
GELCO TRUCK LEASING | 525 LANEY WALKER BLVD | AUGUSTA | Richmond | 1210024 | 1 | [5 empty] | Removed from Ground | Diesel | 20000 | Bare Steel | 1981-04-15 | Galvanized Steel
GELCO TRUCK LEASING | 525 LANEY WALKER BLVD | AUGUSTA | Richmond | 1210024 | 2 | [5 empty] | Removed from Ground | Diesel | 12000 | Bare Steel | 1982-01-01 | Galvanized Steel
GELCO TRUCK LEASING | 525 LANEY WALKER BLVD | AUGUSTA | Richmond | 1210024 | 3 |  |  | TRUE |  | TRUE | Removed from Ground | Used Oil | 1000 | Bare Steel | 1982-01-01 | Galvanized Steel
YO-MART | 5131 MIKE PADGET HWY | HEPHZIBAH | Richmond | 1210028 | 1 |  | 1997-12-01 |  | 1998-12-20 |  | Currently in Use | Gas (Historical Use) | 8000 | Steel-Impressed Current | 1984-04-14 | Cathodically Protected | Pressurized
YO-MART | 5131 MIKE PADGET HWY | HEPHZIBAH | Richmond | 1210028 | 2 |  | 1997-12-01 |  | 1998-12-20 |  | Currently in Use | Gas (Historical Use) | 8000 | Steel-Impressed Current | 1984-04-14 | Cathodically Protected | Pressurized
YO-MART | 5131 MIKE PADGET HWY | HEPHZIBAH | Richmond | 1210028 | 3 |  | 1997-12-01 |  | 1998-12-20 |  | Currently in Use | Gas (Historical Use) | 4000 | Steel-Impressed Current | 1984-04-14 | Cathodically Protected | Pressurized
SUPER MINI MART | 1812 LUMPKIN RD | AUGUSTA | Richmond | 1210032 | 1 |  | 1998-12-01 | FALSE | 1998-12-01 | FALSE | Temporarily out of use |  | 8084 | Steel-Impressed Current | 1974-04-20 |  | Safe Suction (Euro)
SUPER MINI MART | 1812 LUMPKIN RD | AUGUSTA | Richmond | 1210032 | 2 |  | 1998-12-15 | FALSE | 1998-12-15 | FALSE | Temporarily out of use | Gas (Historical Use) | 8084 | Steel-Impressed Current | 1974-04-20 |  | Safe Suction (Euro)
GET IT TO GO # 2 | 3232 DEANS BRIDGE RD | AUGUSTA | Richmond | 1210033 | 1 |  | 1998-07-23 |  | 1998-07-23 |  | Currently in Use | Gas (Historical Use) | 8000 | Composite | 1985-04-17 | Fiberglass Reinforced Plastic | Pressurized
GET IT TO GO # 2 | 3232 DEANS BRIDGE RD | AUGUSTA | Richmond | 1210033 | 2 |  | 1998-07-23 |  | 1998-07-23 |  | Currently in Use | Gas (Historical Use) | 8000 | Composite | 1985-04-17 | Fiberglass Reinforced Plastic | Pressurized
GET IT TO GO # 2 | 3232 DEANS BRIDGE RD | AUGUSTA | Richmond | 1210033 | 3 |  | 1998-07-23 |  | 1998-07-23 |  | Currently in Use | Gas (Historical Use) | 8000 | Composite | 1985-04-17 | Fiberglass Reinforced Plastic | Pressurized
PROCTER & GAMBLE MFG CO | 3464 OLD SAVANNAH RD | AUGUSTA | Richmond | 1210034 | 1 | [5 empty] | Removed from Ground | Gas (Historical Use) | 12000 | Bare Steel | 1962-04-22 | Bare Steel
PROCTER & GAMBLE MFG CO | 3464 OLD SAVANNAH RD | AUGUSTA | Richmond | 1210034 | 2 | [5 empty] | Removed from Ground | Gas (Historical Use) | 500 | Bare Steel | 1966-04-21 | Bare Steel
OK PANTRY | 502 HIGHLAND AVE | AUGUSTA | Richmond | 1210035 | 1 | Flapper Valve | 1995-06-28 | FALSE | 1995-06-28 | FALSE | Currently in Use | Regular | 12000 | Composite | 1995-06-28 | Fiberglass Reinforced Plastic | Pressurized
OK PANTRY | 502 HIGHLAND AVE | AUGUSTA | Richmond | 1210035 | 2 | Flapper Valve | 1995-06-28 | FALSE | 1995-06-28 | FALSE | Currently in Use | Premium | 8000 | Composite | 1995-06-28 | Fiberglass Reinforced Plastic | Pressurized
OK PANTRY | 502 HIGHLAND AVE | AUGUSTA | Richmond | 1210035 | 4 | [5 empty] | Removed from Ground | Gas (Historical Use) | 5000 | Bare Steel | 1970-04-21 | Galvanized Steel | Pressurized
OK PANTRY | 502 HIGHLAND AVE | AUGUSTA | Richmond | 1210035 | 5 | [5 empty] | Removed from Ground | Gas (Historical Use) | 8000 | Bare Steel | 1970-04-21 | Galvanized Steel | Pressurized
OK PANTRY | 502 HIGHLAND AVE | AUGUSTA | Richmond | 1210035 | 6 | [5 empty] | Removed from Ground | Gas (Historical Use) | 6000 | Bare Steel | 1970-04-21 | Galvanized Steel | Pressurized
OK PANTRY | 502 HIGHLAND AVE | AUGUSTA | Richmond | 1210035 | 7 | [5 empty] | Removed from Ground | Gas (Historical Use) | 5000 | Bare Steel | 1970-04-21 | Galvanized Steel | Pressurized
ARCHER DANIELS MIDLAND CO | 960 MOLLY POND RD | AUGUSTA | Richmond | 1210036 | 1 | [5 empty] | Removed from Ground | Gas (Historical Use) | 560 | Bare Steel | 1966-04-21 | Bare Steel
CIRCLE K 2705341 | 3603 PEACH ORCHARD RD | AUGUSTA | Richmond | 1210038 | 1 |  | 1989-01-01 |  | 1989-01-01 |  | Removed from Ground | Gas (Historical Use) | 10000 | Bare Steel | 1978-04-23 | Bare Steel | Pressurized
CIRCLE K 2705341 | 3603 PEACH ORCHARD RD | AUGUSTA | Richmond | 1210038 | 10A | Flapper Valve | 2017-12-17 | FALSE | 2017-12-17 | FALSE | Currently in Use | Premium | 8000 | Composite Double Walled | 2017-12-17 | Fiberglass Reinforced Plastic | Pressurized
CIRCLE K 2705341 | 3603 PEACH ORCHARD RD | AUGUSTA | Richmond | 1210038 | 10B | Flapper Valve | 2017-12-17 | FALSE | 2017-12-17 | FALSE | Currently in Use | Diesel | 12000 | Composite Double Walled | 2017-12-17 | Double-Walled Fiberglass | Pressurized
CIRCLE K 2705341 | 3603 PEACH ORCHARD RD | AUGUSTA | Richmond | 1210038 | 11 | Flapper Valve | 2017-12-17 | FALSE | 2017-12-17 | FALSE | Currently in Use | Regular | 12000 | Composite Double Walled | 2017-12-17 | Fiberglass Reinforced Plastic | Pressurized
CIRCLE K 2705341 | 3603 PEACH ORCHARD RD | AUGUSTA | Richmond | 1210038 | 2 |  | 1989-01-01 |  | 1989-01-01 |  | Removed from Ground | Gas (Historical Use) | 8000 | Bare Steel | 1978-04-23 | Bare Steel | Pressurized
CIRCLE K 2705341 | 3603 PEACH ORCHARD RD | AUGUSTA | Richmond | 1210038 | 3 |  | 1989-01-01 |  | 1989-01-01 |  | Removed from Ground | Gas (Historical Use) | 10000 | Bare Steel | 1978-04-23 | Bare Steel | Pressurized
CIRCLE K 2705341 | 3603 PEACH ORCHARD RD | AUGUSTA | Richmond | 1210038 | 4 | Ball Float | 1996-11-14 | FALSE | 1996-11-14 | FALSE | Removed from Ground | Gas (Historical Use) | 12000 | Fiberglass Double Walled | 1996-11-14 | Fiberglass Reinforced Plastic | Pressurized
CIRCLE K 2705341 | 3603 PEACH ORCHARD RD | AUGUSTA | Richmond | 1210038 | 5 | Ball Float | 1996-11-14 | FALSE | 1996-11-14 | FALSE | Removed from Ground | Gas (Historical Use) | 12000 | Fiberglass Double Walled | 1996-11-14 | Fiberglass Reinforced Plastic | Pressurized
CIRCLE K 2705341 | 3603 PEACH ORCHARD RD | AUGUSTA | Richmond | 1210038 | 6 | Ball Float | 1996-11-14 | FALSE | 1996-11-14 | FALSE | Removed from Ground | Gas (Historical Use) | 12000 | Fiberglass Double Walled | 1996-11-14 | Fiberglass Reinforced Plastic | Pressurized
CIRCLE K 2705341 | 3603 PEACH ORCHARD RD | AUGUSTA | Richmond | 1210038 | 7 | Ball Float | 1996-11-14 | FALSE | 1996-11-14 | FALSE | Removed from Ground | Diesel | 12000 | Fiberglass Double Walled | 1996-11-14 | Fiberglass Reinforced Plastic | Pressurized
CIRCLE K 2705341 | 3603 PEACH ORCHARD RD | AUGUSTA | Richmond | 1210038 | 8 | Ball Float | 1996-11-14 | FALSE | 1996-11-14 | FALSE | Removed from Ground | Gas (Historical Use) | 8000 | Fiberglass Double Walled | 1996-11-14 | Fiberglass Reinforced Plastic | Pressurized
CIRCLE K 2705341 | 3603 PEACH ORCHARD RD | AUGUSTA | Richmond | 1210038 | 9A | Flapper Valve | 2017-12-17 | FALSE | 2017-12-17 | FALSE | Currently in Use | Regular | 20000 | Composite Double Walled | 2017-12-17 | Double-Walled Fiberglass | Pressurized
CIRCLE K 2705341 | 3603 PEACH ORCHARD RD | AUGUSTA | Richmond | 1210038 | 9B | Flapper Valve | 2017-12-17 | FALSE | 2017-12-17 | FALSE | Currently in Use | E-0 | 5000 | Composite Double Walled | 2017-12-17 | Double-Walled Fiberglass | Pressurized
AVIS RENT A CAR SYSTEM LLC | LOOP 56 BUSH FIELD AIRPORT | AUGUSTA | Richmond | 1210041 | 1 | [5 empty] | Removed from Ground | Gas (Historical Use) | 5000 | Bare Steel | 1978-05-02 | Galvanized Steel | Suction (American)
AVIS RENT A CAR SYSTEM LLC | LOOP 56 BUSH FIELD AIRPORT | AUGUSTA | Richmond | 1210041 | 2 | [5 empty] | Removed from Ground | Gas (Historical Use) | 5000 | Bare Steel | 1978-05-02 | Galvanized Steel | Suction (American)
AVIS RENT A CAR SYSTEM LLC | LOOP 56 BUSH FIELD AIRPORT | AUGUSTA | Richmond | 1210041 | 3 |  | 1996-10-30 |  | 1996-10-30 |  | Removed from Ground | Gas (Historical Use) | 10000 | Double Walled | 1996-10-30 | Fiberglass Reinforced Plastic | Pressurized
SONUCO WALTON WAY | 2013 WALTON WAY | AUGUSTA | Richmond | 1210043 | 1 |  | 1997-12-01 | FALSE | 1997-12-01 | FALSE | Currently in Use | Gas (Historical Use) | 12000 | Steel-Impressed Current | 1981-03-18 | Fiberglass Reinforced Plastic | Pressurized
SONUCO WALTON WAY | 2013 WALTON WAY | AUGUSTA | Richmond | 1210043 | 2 |  | 1997-12-01 | FALSE | 1997-12-01 | FALSE | Currently in Use | Gas (Historical Use) | 6000 | Steel-Impressed Current | 1981-03-18 | Fiberglass Reinforced Plastic | Pressurized
SONUCO WALTON WAY | 2013 WALTON WAY | AUGUSTA | Richmond | 1210043 | 3 |  | 1997-12-01 | FALSE | 1997-12-01 | FALSE | Currently in Use | Gas (Historical Use) | 8000 | Steel-Impressed Current | 1981-03-18 | Fiberglass Reinforced Plastic | Pressurized
SONUCO WALTON WAY | 2013 WALTON WAY | AUGUSTA | Richmond | 1210043 | 4 |  | 1997-12-01 | FALSE | 1997-12-01 | FALSE | Currently in Use | Kerosene | 5000 | Steel-Impressed Current | 1981-03-18 | Fiberglass Reinforced Plastic | Pressurized
SONUCO WALTON WAY | 2013 WALTON WAY | AUGUSTA | Richmond | 1210043 | 5 |  | 1997-12-01 | FALSE | 1997-12-01 | FALSE | Currently in Use | Diesel | 5000 | Steel-Impressed Current | 1981-03-18 | Fiberglass Reinforced Plastic | Pressurized
SONUCO WALTON WAY | 2013 WALTON WAY | AUGUSTA | Richmond | 1210043 | 7 |  |  | TRUE |  | TRUE | Removed from Ground | Used Oil | 550 | Marked Unknown | 1991-09-11
SUPER EXPRESS #7 | 1901 GORDON HWY | AUGUSTA | Richmond | 1210044 | 1 | Flapper Valve | 1998-12-01 | FALSE | 1998-12-01 | FALSE | Currently in Use | Kerosene | 3500 | Composite | 1985-03-17 | Fiberglass Reinforced Plastic
SUPER EXPRESS #7 | 1901 GORDON HWY | AUGUSTA | Richmond | 1210044 | 2 | Flapper Valve | 1998-12-01 | FALSE | 1998-12-01 | FALSE | Currently in Use | Regular | 10000 | Composite | 1985-03-17 | Fiberglass Reinforced Plastic
SUPER EXPRESS #7 | 1901 GORDON HWY | AUGUSTA | Richmond | 1210044 | 3 | Flapper Valve | 1998-12-01 | FALSE | 1998-12-01 | FALSE | Currently in Use | Premium | 10000 | Composite | 1985-03-17 | Fiberglass Reinforced Plastic
SUPER EXPRESS #7 | 1901 GORDON HWY | AUGUSTA | Richmond | 1210044 | 4 | Flapper Valve | 1998-12-01 | FALSE | 1998-12-01 | FALSE | Currently in Use | E-0 | 7500 | Composite | 1985-03-17 | Fiberglass Reinforced Plastic
SUPER EXPRESS #7 | 1901 GORDON HWY | AUGUSTA | Richmond | 1210044 | 5 | Flapper Valve | 1998-12-01 | FALSE | 1998-12-01 | FALSE | Currently in Use | Diesel | 7500 | Composite | 1985-03-17 | Fiberglass Reinforced Plastic
SPRINT FOOD STORES #16 | 3138 PEACH ORCHARD RD | AUGUSTA | Richmond | 1210045 | 1 | Flapper Valve | 2001-11-16 | FALSE | 2002-11-16 | FALSE | Currently in Use | Gas (Historical Use) | 10000 | Composite | 1985-03-17 | Fiberglass Reinforced Plastic | Pressurized
SPRINT FOOD STORES #16 | 3138 PEACH ORCHARD RD | AUGUSTA | Richmond | 1210045 | 2 | Flapper Valve | 2001-11-16 | FALSE | 2001-11-16 | FALSE | Currently in Use | Gas (Historical Use) | 10000 | Composite | 1985-03-17 | Fiberglass Reinforced Plastic | Pressurized
SPRINT FOOD STORES #16 | 3138 PEACH ORCHARD RD | AUGUSTA | Richmond | 1210045 | 3 | Flapper Valve | 2001-11-16 | FALSE | 2001-11-16 | FALSE | Currently in Use | Gas (Historical Use) | 8000 | Composite | 1985-03-17 | Fiberglass Reinforced Plastic | Pressurized
SPRINT FOOD STORES #16 | 3138 PEACH ORCHARD RD | AUGUSTA | Richmond | 1210045 | 4 | Flapper Valve | 2001-11-16 | FALSE | 2001-11-16 | FALSE | Currently in Use | Diesel | 8000 | Composite | 1985-03-17 | Fiberglass Reinforced Plastic | Pressurized
SPRINT FOOD STORES #16 | 3138 PEACH ORCHARD RD | AUGUSTA | Richmond | 1210045 | 5 | Flapper Valve | 2001-11-16 | FALSE | 2001-11-16 | FALSE | Currently in Use | Gas (Historical Use) | 4000 | Composite | 1985-03-17 | Fiberglass Reinforced Plastic | Pressurized
OMS NUMBER 4 | WOOD ST | AUGUSTA | Richmond | 1210046 | 1 | [5 empty] | Removed from Ground | Diesel | 3000 | Bare Steel | 1974-05-04 | Galvanized Steel
OMS NUMBER 4 | WOOD ST | AUGUSTA | Richmond | 1210046 | 2 | [5 empty] | Removed from Ground | Gas (Historical Use) | 1500 | Bare Steel | 1966-05-06 | Galvanized Steel
GA POWER/AUGUSTA CONTROL CTR | 301 15TH ST | AUGUSTA | Richmond | 1210047 | 1 |  | 1988-07-15 |  | 1988-07-15 |  | Removed from Ground | Gas (Historical Use) | 10000 | Double Walled | 1988-07-15 | Fiberglass Reinforced Plastic | Pressurized
GA POWER/AUGUSTA CONTROL CTR | 301 15TH ST | AUGUSTA | Richmond | 1210047 | 390 |  | 1998-11-11 |  | 1998-11-11 |  | Removed from Ground | Diesel | 1000 | Fiberglass | 1981-05-08 | Double Walled | Suction (American)
GA POWER/AUGUSTA CONTROL CTR | 301 15TH ST | AUGUSTA | Richmond | 1210047 | 39G1 | [5 empty] | Removed from Ground | Gas (Historical Use) | 18000 | Bare Steel | 1966-05-12 | Unknown
BABCOCK & WILCOX CO | 2102 OLD SAVANNAH RD | AUGUSTA | Richmond | 1210049 | 12 | [5 empty] | Removed from Ground | Diesel | 6000 | Bare Steel | 1951-05-14 | Bare Steel
BABCOCK & WILCOX CO | 2102 OLD SAVANNAH RD | AUGUSTA | Richmond | 1210049 | 15 | [5 empty] | Removed from Ground | Gas (Historical Use) | 2000 | Bare Steel | 1951-05-14 | Bare Steel
BABCOCK & WILCOX CO | 2102 OLD SAVANNAH RD | AUGUSTA | Richmond | 1210049 | 17 | [5 empty] | Removed from Ground | Other | 2000 | Bare Steel | 1951-05-14 | Bare Steel
BABCOCK & WILCOX CO | 2102 OLD SAVANNAH RD | AUGUSTA | Richmond | 1210049 | 27 | [5 empty] | Removed from Ground | Propane | 250 | Bare Steel | 1971-05-09 | Bare Steel
PARK RITE PARKING | 845 REYNOLDS ST | AUGUSTA | Richmond | 1210050 | 1 | [5 empty] | Removed from Ground | Empty | 2000 | Bare Steel | 1966-05-10 | Galvanized Steel
PARK RITE PARKING | 845 REYNOLDS ST | AUGUSTA | Richmond | 1210050 | 2 | [5 empty] | Removed from Ground | Empty | 1000 | Bare Steel | 1966-05-10 | Galvanized Steel
PARK RITE PARKING | 845 REYNOLDS ST | AUGUSTA | Richmond | 1210050 | 3 | [5 empty] | Removed from Ground | Empty | 1000 | Bare Steel | 1966-05-10 | Galvanized Steel
CIRCLE K #2705585 | 4155 PEACH ORCHARD RD | HEPHZIBAH | Richmond | 1210052 | 1 |  | 1991-06-27 |  | 1991-06-27 |  | Removed from Ground | Gas (Historical Use) | 10000 | Bare Steel | 1979-05-07 | Fiberglass Reinforced Plastic | Pressurized
CIRCLE K #2705585 | 4155 PEACH ORCHARD RD | HEPHZIBAH | Richmond | 1210052 | 2 |  | 1991-06-27 |  | 1991-06-27 |  | Removed from Ground | Gas (Historical Use) | 10000 | Bare Steel | 1979-05-07 | Fiberglass Reinforced Plastic | Pressurized
CIRCLE K #2705585 | 4155 PEACH ORCHARD RD | HEPHZIBAH | Richmond | 1210052 | 3 |  | 1991-06-27 |  | 1991-06-27 |  | Removed from Ground | Gas (Historical Use) | 10000 | Bare Steel | 1979-05-07 | Fiberglass Reinforced Plastic | Pressurized
CIRCLE K #2705585 | 4155 PEACH ORCHARD RD | HEPHZIBAH | Richmond | 1210052 | 4 |  | 1991-06-27 |  | 1991-06-27 |  | Removed from Ground | Diesel | 10000 | Bare Steel | 1979-05-07 | Fiberglass Reinforced Plastic | Pressurized
CIRCLE K #2705585 | 4155 PEACH ORCHARD RD | HEPHZIBAH | Richmond | 1210052 | 5 |  | 1998-03-31 |  | 1998-03-31 |  | Removed from Ground | Gas (Historical Use) | 12000 | Double Walled | 1998-03-27 | Fiberglass Reinforced Plastic | Pressurized
CIRCLE K #2705585 | 4155 PEACH ORCHARD RD | HEPHZIBAH | Richmond | 1210052 | 6 |  | 1998-03-31 |  | 1998-03-31 |  | Removed from Ground | Gas (Historical Use) | 12000 | Double Walled | 1998-03-27 | Fiberglass Reinforced Plastic | Pressurized
CIRCLE K #2705585 | 4155 PEACH ORCHARD RD | HEPHZIBAH | Richmond | 1210052 | 7 |  | 1998-03-31 |  | 1998-03-31 |  | Removed from Ground | Gas (Historical Use) | 12000 | Double Walled | 1998-03-27 | Fiberglass Reinforced Plastic | Pressurized
SMILE GAS #106 | 545 SANDBAR FERRY RD | AUGUSTA | Richmond | 1210053 | 1 |  | 1990-12-05 |  | 1990-12-05 |  | Removed from Ground | Gas (Historical Use) | 10000 | Bare Steel | 1976-05-07 | Fiberglass Reinforced Plastic | Pressurized
SMILE GAS #106 | 545 SANDBAR FERRY RD | AUGUSTA | Richmond | 1210053 | 2 |  | 1990-12-05 |  | 1990-12-05 |  | Removed from Ground | Gas (Historical Use) | 10000 | Bare Steel | 1976-05-07 | Fiberglass Reinforced Plastic | Pressurized
SMILE GAS #106 | 545 SANDBAR FERRY RD | AUGUSTA | Richmond | 1210053 | 3 |  | 1990-12-05 |  | 1990-12-05 |  | Removed from Ground | Gas (Historical Use) | 10000 | Bare Steel | 1976-05-07 | Fiberglass Reinforced Plastic | Pressurized
CIRCLE K #2705584 | 1501 LANEY WALKER BLVD | AUGUSTA | Richmond | 1210054 | 1 | [5 empty] | Removed from Ground | Diesel | 10000 | Unknown | 1985-05-05 | Galvanized Steel | Pressurized
CIRCLE K #2705584 | 1501 LANEY WALKER BLVD | AUGUSTA | Richmond | 1210054 | 2 | [5 empty] | Removed from Ground | Gas (Historical Use) | 10000 | Unknown | 1985-05-05 | Galvanized Steel | Pressurized
CIRCLE K #2705584 | 1501 LANEY WALKER BLVD | AUGUSTA | Richmond | 1210054 | 3 | [5 empty] | Removed from Ground | Gas (Historical Use) | 10000 | Unknown | 1985-05-05 | Galvanized Steel | Pressurized
CIRCLE K #2705584 | 1501 LANEY WALKER BLVD | AUGUSTA | Richmond | 1210054 | 4 | [5 empty] | Removed from Ground | Gas (Historical Use) | 10000 | Unknown | 1985-05-05 | Galvanized Steel | Pressurized
CIRCLE K #2705584 | 1501 LANEY WALKER BLVD | AUGUSTA | Richmond | 1210054 | 5 |  | 1997-01-27 |  | 1997-01-27 |  | Currently in Use | Gas (Historical Use) | 12000 | Double Walled | 1997-01-18 | Fiberglass Reinforced Plastic | Pressurized
CIRCLE K #2705584 | 1501 LANEY WALKER BLVD | AUGUSTA | Richmond | 1210054 | 6 |  | 1997-01-27 |  | 1997-01-27 |  | Currently in Use | Gas (Historical Use) | 12000 | Double Walled | 1997-01-18 | Fiberglass Reinforced Plastic | Pressurized
CIRCLE K #2705584 | 1501 LANEY WALKER BLVD | AUGUSTA | Richmond | 1210054 | 7 |  | 1997-01-27 |  | 1997-01-27 |  | Currently in Use | Gas (Historical Use) | 12000 | Double Walled | 1997-01-18 | Fiberglass Reinforced Plastic | Pressurized
CIRCLE K #2705584 | 1501 LANEY WALKER BLVD | AUGUSTA | Richmond | 1210054 | 8 |  | 1997-01-27 |  | 1997-01-27 |  | Currently in Use | Diesel | 10000 | Double Walled | 1997-01-18 | Fiberglass Reinforced Plastic | Pressurized
AUGUSTA COCA-COLA BTLG CO | 1901 NORTH LEG RD | AUGUSTA | Richmond | 1210055 | 1 | [5 empty] | Removed from Ground | Diesel | 10000 | Bare Steel | 1977-05-07 | Galvanized Steel
AUGUSTA COCA-COLA BTLG CO | 1901 NORTH LEG RD | AUGUSTA | Richmond | 1210055 | 2 |  | 1997-05-20 |  | 1997-05-20 |  | Removed from Ground | Diesel | 12000 | Steel-Impressed Current | 1977-05-07 | Steel (Impressed Current) | Suction (American)
AUGUSTA COCA-COLA BTLG CO | 1901 NORTH LEG RD | AUGUSTA | Richmond | 1210055 | 3 |  | 1997-05-20 |  | 1997-05-20 |  | Removed from Ground | Gas (Historical Use) | 12000 | Steel-Impressed Current | 1977-06-07 | Steel (Impressed Current) | Suction (American)
AUGUSTA COCA-COLA BTLG CO | 1901 NORTH LEG RD | AUGUSTA | Richmond | 1210055 | 4 |  |  | TRUE |  | TRUE | Removed from Ground | Used Oil | 550 | Bare Steel | 1977-05-07 | Galvanized Steel
AUGUSTA COCA-COLA BTLG CO | 1901 NORTH LEG RD | AUGUSTA | Richmond | 1210055 | 5 | Flapper Valve | 2007-04-10 | FALSE | 2007-04-10 | TRUE | Currently in Use | Regular | 12000 | Composite Double Walled | 2007-04-15 | Double-Walled Fiberglass | Pressurized
AUGUSTA COCA-COLA BTLG CO | 1901 NORTH LEG RD | AUGUSTA | Richmond | 1210055 | 6 | Flapper Valve | 2007-04-10 | FALSE | 2007-04-10 | TRUE | Currently in Use | Diesel | 12000 | Composite Double Walled | 2007-04-15 | Double-Walled Fiberglass | Pressurized
OLIN CHEMICALS | 2402 GA HWY 56 LOOP | AUGUSTA | Richmond | 1210056 | 1 | [5 empty] | Closed in Ground | Gas (Historical Use) | 500 | Bare Steel | 1973-05-04 | Galvanized Steel | Suction (American)
OLIN CHEMICALS | 2402 GA HWY 56 LOOP | AUGUSTA | Richmond | 1210056 | 2 | [5 empty] | Closed in Ground | Gas (Historical Use) | 500 | Bare Steel | 1979-05-03 | Galvanized Steel | Suction (American)
KOGER-WALTERS OIL CO INC | 820 TWIGGS ST | AUGUSTA | Richmond | 1210057 | 1 | [5 empty] | Removed from Ground | Gas (Historical Use) | 550 | Bare Steel | 1980-05-03 | Galvanized Steel | Suction (American)
KOGER-WALTERS OIL CO INC | 820 TWIGGS ST | AUGUSTA | Richmond | 1210057 | 2 | [5 empty] | Removed from Ground | Diesel | 1000 | Bare Steel | 1980-05-03 | Galvanized Steel | Suction (American)
JONES INTERCABLE | 1424 MONTE SANO AVE | AUGUSTA | Richmond | 1210058 | 1 | [5 empty] | Removed from Ground | Gas (Historical Use) | 3000 | Bare Steel | 1974-05-31 | Galvanized Steel
MAINA LLC THE CORNER STORE | 3104 WRIGHTBORO RD | AUGUSTA | Richmond | 1210059 | 1 | [5 empty] | Removed from Ground | Gas (Historical Use) | 3000 | Bare Steel | 1957-05-09 | Galvanized Steel
MAINA LLC THE CORNER STORE | 3104 WRIGHTBORO RD | AUGUSTA | Richmond | 1210059 | 2 | [5 empty] | Removed from Ground | Gas (Historical Use) | 3000 | Bare Steel | 1957-05-09 | Galvanized Steel
MAINA LLC THE CORNER STORE | 3104 WRIGHTBORO RD | AUGUSTA | Richmond | 1210059 | 3 | [5 empty] | Removed from Ground | Gas (Historical Use) | 3000 | Bare Steel | 1957-05-09 | Galvanized Steel
MAINA LLC THE CORNER STORE | 3104 WRIGHTBORO RD | AUGUSTA | Richmond | 1210059 | 4 | Flapper Valve | 1998-05-01 | FALSE | 1998-05-01 | FALSE | Currently in Use | Regular | 6000 | Galvanic (STIP-3) | 1988-05-01 | Fiberglass Reinforced Plastic | Pressurized
MAINA LLC THE CORNER STORE | 3104 WRIGHTBORO RD | AUGUSTA | Richmond | 1210059 | 5 | Flapper Valve | 1998-05-01 | FALSE | 1998-05-01 | FALSE | Currently in Use | Regular | 6000 | Galvanic (STIP-3) | 1988-05-01 | Fiberglass Reinforced Plastic | Pressurized
MAINA LLC THE CORNER STORE | 3104 WRIGHTBORO RD | AUGUSTA | Richmond | 1210059 | 6 | Flapper Valve | 1998-05-01 | FALSE | 1998-05-01 | FALSE | Currently in Use | Premium | 6000 | Galvanic (STIP-3) | 1988-05-01 | Fiberglass Reinforced Plastic | Pressurized
HOLMES AMOCO | 1501 BROAD ST | AUGUSTA | Richmond | 1210060 | 1 | [5 empty] | Removed from Ground | Gas (Historical Use) | 3000 | Bare Steel | 1952-05-10 | Galvanized Steel | Suction (American)
HOLMES AMOCO | 1501 BROAD ST | AUGUSTA | Richmond | 1210060 | 2 | [5 empty] | Removed from Ground | Gas (Historical Use) | 3000 | Bare Steel | 1952-05-10 | Galvanized Steel | Suction (American)
HOLMES AMOCO | 1501 BROAD ST | AUGUSTA | Richmond | 1210060 | 3 | [5 empty] | Removed from Ground | Gas (Historical Use) | 3000 | Bare Steel | 1952-05-10 | Galvanized Steel | Suction (American)
HOLMES AMOCO | 1501 BROAD ST | AUGUSTA | Richmond | 1210060 | 4 |  |  | TRUE |  | TRUE | Removed from Ground | Used Oil | 550 | Bare Steel | 1952-05-10 | Galvanized Steel
EASTSIDE AMOCO | 302 E BOUNDARY ST | AUGUSTA | Richmond | 1210061 | 1 | [5 empty] | Removed from Ground | Empty | 2000 | Bare Steel | 1954-05-10 | Galvanized Steel
EASTSIDE AMOCO | 302 E BOUNDARY ST | AUGUSTA | Richmond | 1210061 | 2 | [5 empty] | Removed from Ground | Empty | 2000 | Bare Steel | 1954-05-10 | Galvanized Steel
EASTSIDE AMOCO | 302 E BOUNDARY ST | AUGUSTA | Richmond | 1210061 | 3 | [5 empty] | Removed from Ground | Gas (Historical Use) | 2000 | Bare Steel | 1954-05-10 | Galvanized Steel | Suction (American)
EASTSIDE AMOCO | 302 E BOUNDARY ST | AUGUSTA | Richmond | 1210061 | 4 | [5 empty] | Removed from Ground | Gas (Historical Use) | 2000 | Bare Steel | 1954-05-10 | Galvanized Steel | Suction (American)
EASTSIDE AMOCO | 302 E BOUNDARY ST | AUGUSTA | Richmond | 1210061 | 5 | [5 empty] | Removed from Ground | Gas (Historical Use) | 4000 | Bare Steel | 1976-05-04 | Galvanized Steel | Suction (American)
EASTSIDE AMOCO | 302 E BOUNDARY ST | AUGUSTA | Richmond | 1210061 | 6 |  |  | TRUE |  | TRUE | Removed from Ground | Used Oil | 550 | Bare Steel | 1954-05-10 | Galvanized Steel
COLISEUM AMOCO | 620 WALTON WAY | AUGUSTA | Richmond | 1210062 | PREM | [5 empty] | Removed from Ground | Gas (Historical Use) | 8000 | Bare Steel | 1978-05-04 | Galvanized Steel
COLISEUM AMOCO | 620 WALTON WAY | AUGUSTA | Richmond | 1210062 | REG | [5 empty] | Removed from Ground | Gas (Historical Use) | 8000 | Bare Steel | 1978-05-04 | Galvanized Steel
COLISEUM AMOCO | 620 WALTON WAY | AUGUSTA | Richmond | 1210062 | UNLEAD | [5 empty] | Removed from Ground | Gas (Historical Use) | 8000 | Bare Steel | 1978-05-04 | Galvanized Steel
ACADEMY AMOCO | 1953 WALTON WAY | AUGUSTA | Richmond | 1210063 | DIESEL |  | 1998-02-01 |  | 1998-02-01 |  | Closed in Ground | Diesel | 4000 | Steel-Impressed Current | 1985-05-02 | Cathodically Protected | Pressurized
ACADEMY AMOCO | 1953 WALTON WAY | AUGUSTA | Richmond | 1210063 | PREM |  | 1998-02-01 |  | 1998-02-01 |  | Closed in Ground | Gas (Historical Use) | 8000 | Steel-Impressed Current | 1985-05-02 | Cathodically Protected | Pressurized
ACADEMY AMOCO | 1953 WALTON WAY | AUGUSTA | Richmond | 1210063 | REG |  | 1998-02-01 |  | 1998-02-01 |  | Closed in Ground | Gas (Historical Use) | 8000 | Steel-Impressed Current | 1985-05-02 | Cathodically Protected | Pressurized
ACADEMY AMOCO | 1953 WALTON WAY | AUGUSTA | Richmond | 1210063 | UNLEAD |  | 1998-02-01 |  | 1998-02-01 |  | Closed in Ground | Gas (Historical Use) | 8000 | Steel-Impressed Current | 1985-05-02 | Cathodically Protected | Pressurized
W T GOODWIN/WHEELER RD AMOCO | 2812 WHEELER RD | AUGUSTA | Richmond | 1210065 | 1 | [5 empty] | Removed from Ground | Gas (Historical Use) | 8000 | Bare Steel | 1967-05-07 | Galvanized Steel
W T GOODWIN/WHEELER RD AMOCO | 2812 WHEELER RD | AUGUSTA | Richmond | 1210065 | 2 | [5 empty] | Removed from Ground | Gas (Historical Use) | 8000 | Bare Steel | 1967-05-07 | Galvanized Steel
W T GOODWIN/WHEELER RD AMOCO | 2812 WHEELER RD | AUGUSTA | Richmond | 1210065 | 3 |  |  | TRUE |  | TRUE | Removed from Ground | Used Oil | 550 | Bare Steel | 1967-05-07 | Galvanized Steel
PEACH ORCHARD AMOCO | 3321 PEACH ORCHARD RD | AUGUSTA | Richmond | 1210066 | 1 | [5 empty] | Removed from Ground | Gas (Historical Use) | 8000 | Bare Steel | 1967-05-07 | Galvanized Steel
PEACH ORCHARD AMOCO | 3321 PEACH ORCHARD RD | AUGUSTA | Richmond | 1210066 | 2 | [5 empty] | Removed from Ground | Gas (Historical Use) | 6000 | Bare Steel | 1981-05-03 | Galvanized Steel
PEACH ORCHARD AMOCO | 3321 PEACH ORCHARD RD | AUGUSTA | Richmond | 1210066 | 3 | [5 empty] | Removed from Ground | Gas (Historical Use) | 8000 | Bare Steel | 1967-05-07 | Galvanized Steel
PEACH ORCHARD AMOCO | 3321 PEACH ORCHARD RD | AUGUSTA | Richmond | 1210066 | 4 |  |  | TRUE |  | TRUE | Removed from Ground | Used Oil | 550 | Bare Steel | 1967-05-07 | Galvanized Steel
S&S FOOD STORE | 2657 BARTON CHAPEL RD | AUGUSTA | Richmond | 1210067 | 1 | Flapper Valve | 1998-10-01 |  | 1998-10-01 |  | Temporarily out of use | Gas (Historical Use) | 4000 | Steel-Impressed Current | 1976-05-04 | Cathodically Protected | Pressurized
S&S FOOD STORE | 2657 BARTON CHAPEL RD | AUGUSTA | Richmond | 1210067 | 2 | Flapper Valve | 1998-10-01 |  | 1998-10-01 |  | Temporarily out of use | Gas (Historical Use) | 4000 | Steel-Impressed Current | 1976-05-04 | Cathodically Protected | Pressurized
S&S FOOD STORE | 2657 BARTON CHAPEL RD | AUGUSTA | Richmond | 1210067 | 3 | Flapper Valve | 1998-10-01 |  | 1998-10-01 |  | Temporarily out of use | Gas (Historical Use) | 4000 | Steel-Impressed Current | 1976-05-04 | Cathodically Protected | Pressurized
OK MART | 2301 LUMPKIN RD | AUGUSTA | Richmond | 1210068 | PREM | Flapper Valve | 1998-02-01 | FALSE | 1998-02-01 | FALSE | Currently in Use | Gas (Historical Use) | 4000 | Steel-Impressed Current | 1975-05-05 |  | Suction (American)
OK MART | 2301 LUMPKIN RD | AUGUSTA | Richmond | 1210068 | REG | Flapper Valve | 1998-02-01 | FALSE | 1998-02-01 | FALSE | Currently in Use | Gas (Historical Use) | 4000 | Steel-Impressed Current | 1975-05-05 |  | Suction (American)
OK MART | 2301 LUMPKIN RD | AUGUSTA | Richmond | 1210068 | UNLEAD | Flapper Valve | 1998-02-01 | FALSE | 1998-02-01 | FALSE | Currently in Use | Gas (Historical Use) | 4000 | Steel-Impressed Current | 1975-05-05 |  | Suction (American)
OLIVE RD AMOCO | 2259 MILLEDGEVILLE RD | AUGUSTA | Richmond | 1210069 | DIESEL | [5 empty] | Removed from Ground | Diesel | 4000 | Bare Steel | 1980-05-03 | Galvanized Steel | Pressurized
OLIVE RD AMOCO | 2259 MILLEDGEVILLE RD | AUGUSTA | Richmond | 1210069 | PREM | [5 empty] | Removed from Ground | Gas (Historical Use) | 10000 | Bare Steel | 1980-05-03 | Galvanized Steel | Pressurized
OLIVE RD AMOCO | 2259 MILLEDGEVILLE RD | AUGUSTA | Richmond | 1210069 | REG | [5 empty] | Removed from Ground | Gas (Historical Use) | 6000 | Bare Steel | 1980-05-03 | Galvanized Steel | Pressurized
OLIVE RD AMOCO | 2259 MILLEDGEVILLE RD | AUGUSTA | Richmond | 1210069 | UNLEAD | [5 empty] | Removed from Ground | Gas (Historical Use) | 4000 | Bare Steel | 1980-05-03 | Galvanized Steel | Pressurized
NATIONAL HILLS BP | 2701 WASHINGTON RD | AUGUSTA | Richmond | 1210070 | 1 | [5 empty] | Removed from Ground | Gas (Historical Use) | 3000 | Bare Steel | 1966-05-07 | Galvanized Steel
NATIONAL HILLS BP | 2701 WASHINGTON RD | AUGUSTA | Richmond | 1210070 | 2 | [5 empty] | Removed from Ground | Gas (Historical Use) | 3000 | Bare Steel | 1966-05-07 | Galvanized Steel
NATIONAL HILLS BP | 2701 WASHINGTON RD | AUGUSTA | Richmond | 1210070 | 3 | [5 empty] | Removed from Ground | Gas (Historical Use) | 3000 | Bare Steel | 1966-05-07 | Galvanized Steel
NATIONAL HILLS BP | 2701 WASHINGTON RD | AUGUSTA | Richmond | 1210070 | 4 | [5 empty] | Removed from Ground | Gas (Historical Use) | 3000 | Bare Steel | 1966-05-07 | Galvanized Steel
NATIONAL HILLS BP | 2701 WASHINGTON RD | AUGUSTA | Richmond | 1210070 | 5 | [5 empty] | Removed from Ground | Gas (Historical Use) | 4000 | Bare Steel | 1976-05-04 | Galvanized Steel
NATIONAL HILLS BP | 2701 WASHINGTON RD | AUGUSTA | Richmond | 1210070 | 6 |  | 1990-01-01 |  | 1990-01-01 |  | Currently in Use | Gas (Historical Use) | 8000 | Fiberglass | 1990-01-01 | Fiberglass Reinforced Plastic | Pressurized
NATIONAL HILLS BP | 2701 WASHINGTON RD | AUGUSTA | Richmond | 1210070 | 7 |  | 1990-01-01 |  | 1990-01-01 |  | Currently in Use | Gas (Historical Use) | 8000 | Fiberglass | 1990-01-01 | Fiberglass Reinforced Plastic | Pressurized
NATIONAL HILLS BP | 2701 WASHINGTON RD | AUGUSTA | Richmond | 1210070 | 8 |  | 1990-01-01 |  | 1990-01-01 |  | Currently in Use | Gas (Historical Use) | 8000 | Fiberglass | 1990-01-01 | Fiberglass Reinforced Plastic | Pressurized
KING FOOD MART | 2177 BROAD ST | AUGUSTA | Richmond | 1210071 | PREM |  | 1998-03-01 |  | 1998-03-01 |  | Currently in Use | Gas (Historical Use) | 8000 | Steel-Impressed Current | 1967-05-07 | Cathodically Protected | Pressurized
KING FOOD MART | 2177 BROAD ST | AUGUSTA | Richmond | 1210071 | REG |  | 1998-03-01 |  | 1998-03-01 |  | Currently in Use | Gas (Historical Use) | 8000 | Steel-Impressed Current | 1967-05-07 | Cathodically Protected | Pressurized
KING FOOD MART | 2177 BROAD ST | AUGUSTA | Richmond | 1210071 | UNLEAD |  | 1998-03-01 |  | 1998-03-01 |  | Closed in Ground | Gas (Historical Use) | 6000 | Steel-Impressed Current | 1978-05-04 | Cathodically Protected | Pressurized
SKINNER MILL BP | 3299 SKINNER MILL RD | AUGUSTA | Richmond | 1210072 | DIESEL |  | 1996-08-01 |  | 1996-08-01 |  | Temporarily out of use | Diesel | 8000 | Steel-Impressed Current | 1985-05-02 |  | Pressurized
SKINNER MILL BP | 3299 SKINNER MILL RD | AUGUSTA | Richmond | 1210072 | PREM |  | 1996-08-01 |  | 1996-08-01 |  | Temporarily out of use | Gas (Historical Use) | 8000 | Steel-Impressed Current | 1985-05-02 |  | Pressurized
SKINNER MILL BP | 3299 SKINNER MILL RD | AUGUSTA | Richmond | 1210072 | REG |  | 1996-08-01 |  | 1996-08-01 |  | Temporarily out of use | Gas (Historical Use) | 8000 | Steel-Impressed Current | 1985-05-02 |  | Pressurized
SKINNER MILL BP | 3299 SKINNER MILL RD | AUGUSTA | Richmond | 1210072 | UNLEAD |  | 1996-08-01 |  | 1996-08-01 |  | Temporarily out of use | Gas (Historical Use) | 8000 | Steel-Impressed Current | 1985-05-02 |  | Pressurized
WALTON WAY PLANT | 602 WALTON WAY | AUGUSTA | Richmond | 1210073 | 1 | [5 empty] | Removed from Ground | Empty | 550 | Bare Steel | 1971-05-06 | Galvanized Steel
GLASS FACTORY PLANT | 1032 GLASS FACTORY AVE | AUGUSTA | Richmond | 1210074 | 1 | [5 empty] | Removed from Ground | Empty | 550 | Bare Steel | 1961-05-08 | Galvanized Steel
KRISPY KREME DOUGHNUTS | 1644 GORDON HWY | AUGUSTA | Richmond | 1210075 | 1 | [5 empty] | Removed from Ground | Gas (Historical Use) | 1000 | Bare Steel | 1979-05-04 | Galvanized Steel
RICHMOND SUPPLY CO | 700 7TH ST | AUGUSTA | Richmond | 1210076 | 1 | [5 empty] | Removed from Ground | Empty | 1000 | Bare Steel | 1976-05-04 | Galvanized Steel
AUGUSTA INTERSTATE #060 | 2607 MILLEDGEVILLE RD | AUGUSTA | Richmond | 1210096 | NL1 | [5 empty] | Removed from Ground | Gas (Historical Use) | 8000 | Bare Steel | 1971-05-11 | Galvanized Steel | Pressurized
AUGUSTA INTERSTATE #060 | 2607 MILLEDGEVILLE RD | AUGUSTA | Richmond | 1210096 | NL2 | [5 empty] | Removed from Ground | Gas (Historical Use) | 8000 | Bare Steel | 1971-05-11 | Galvanized Steel | Pressurized
AUGUSTA INTERSTATE #060 | 2607 MILLEDGEVILLE RD | AUGUSTA | Richmond | 1210096 | P1 | [5 empty] | Removed from Ground | Gas (Historical Use) | 10000 | Bare Steel | 1971-05-11 | Galvanized Steel | Pressurized
AUGUSTA INTERSTATE #060 | 2607 MILLEDGEVILLE RD | AUGUSTA | Richmond | 1210096 | R1 | [5 empty] | Removed from Ground | Gas (Historical Use) | 10000 | Bare Steel | 1971-05-11 | Galvanized Steel | Pressurized
UPS AUGUSTA (UST) | 2921 MIXON CT | AUGUSTA | Richmond | 1210097 | 2 |  |  | TRUE |  | TRUE | Removed from Ground | Used Oil | 500 | Fiberglass | 1987-01-01 | Fiberglass Reinforced Plastic
UPS AUGUSTA (UST) | 2921 MIXON CT | AUGUSTA | Richmond | 1210097 | 4 |  |  | TRUE |  | TRUE | Removed from Ground | Used Oil | 500 | Bare Steel | 1970-05-09
UPS AUGUSTA (UST) | 2921 MIXON CT | AUGUSTA | Richmond | 1210097 | RU-1 | Flapper Valve | 1992-05-01 | FALSE | 1992-05-01 | FALSE | Currently in Use | Diesel | 10000 | Fiberglass | 1986-06-01 | Double-Walled Fiberglass | Pressurized
U-HAUL #77956 | 1589 BROAD ST | AUGUSTA | Richmond | 1210099 | 1 | [5 empty] | Removed from Ground | Gas (Historical Use) | 8000 | Bare Steel | 1978-05-07 | Bare Steel
U-HAUL #77956 | 1589 BROAD ST | AUGUSTA | Richmond | 1210099 | 2 | [5 empty] | Removed from Ground | Gas (Historical Use) | 8000 | Bare Steel | 1978-05-07 | Cathodically Protected
U-HAUL #77956 | 1589 BROAD ST | AUGUSTA | Richmond | 1210099 | 3 |  |  | TRUE |  | TRUE | Removed from Ground | Used Oil | 550 | Bare Steel |  | Unknown
U-HAUL #77962 | 3363 WRIGHTSBORO RD | AUGUSTA | Richmond | 1210100 | 1 | [5 empty] | Removed from Ground | Gas (Historical Use) | 5000 | Fiberglass | 1984-05-05 | Unknown
U-HAUL #77962 | 3363 WRIGHTSBORO RD | AUGUSTA | Richmond | 1210100 | 2 | [5 empty] | Removed from Ground | Gas (Historical Use) | 5000 | Fiberglass | 1984-05-05 | Unknown
U-HAUL #77962 | 3363 WRIGHTSBORO RD | AUGUSTA | Richmond | 1210100 | 3 | [5 empty] | Removed from Ground | Diesel | 5000 | Fiberglass | 1984-05-05 | Unknown
U-HAUL #77962 | 3363 WRIGHTSBORO RD | AUGUSTA | Richmond | 1210100 | 4 |  |  | TRUE |  | TRUE | Removed from Ground | Used Oil | 1500 | Fiberglass | 1984-05-05 | Unknown
TRI-STATE TRACTOR | SMA STIFF EQUIP CO | AUGUSTA | Richmond | 1210101 | 1 | [5 empty] | Removed from Ground | Gas (Historical Use) | 1000 | Bare Steel | 1973-05-11 | Galvanized Steel
TRI-STATE TRACTOR | SMA STIFF EQUIP CO | AUGUSTA | Richmond | 1210101 | 2 | [5 empty] | Removed from Ground | Gas (Historical Use) | 1000 | Bare Steel | 1973-05-11 | Galvanized Steel
TRI-STATE TRACTOR | SMA STIFF EQUIP CO | AUGUSTA | Richmond | 1210101 | 3 | [5 empty] | Removed from Ground | Other | 1000 | Bare Steel | 1973-05-11 | Galvanized Steel
TRI-STATE TRACTOR | SMA STIFF EQUIP CO | AUGUSTA | Richmond | 1210101 | 4 | [5 empty] | Removed from Ground | Other | 1000 | Bare Steel | 1973-05-11 | Galvanized Steel
HARLEYS GROCERY | US HWY 1 SOUTH | BLYTHE | Richmond | 1210103 | 1 | [5 empty] | Permanently Out of Use - historical purposes | Empty | 1000 | Bare Steel | 1962-05-14 | Galvanized Steel
HARLEYS GROCERY | US HWY 1 SOUTH | BLYTHE | Richmond | 1210103 | 2 | [5 empty] | Permanently Out of Use - historical purposes | Empty | 1000 | Bare Steel | 1962-05-14 | Galvanized Steel
HARLEYS GROCERY | US HWY 1 SOUTH | BLYTHE | Richmond | 1210103 | 3 | [5 empty] | Permanently Out of Use - historical purposes | Empty | 550 | Bare Steel | 1962-05-14 | Galvanized Steel
MINIT LUBE #1543/QUICK STOP OIL | 1642 WALTON WAY | AUGUSTA | Richmond | 1210107 | 1 |  |  | TRUE |  | TRUE | Closed in Ground | Used Oil | 1000 | Bare Steel | 1981-05-09 | Galvanized Steel
MINIT LUBE #1543/QUICK STOP OIL | 1642 WALTON WAY | AUGUSTA | Richmond | 1210107 | 2 | [5 empty] | Closed in Ground | Diesel | 1000 | Bare Steel | 1967-01-06 | Galvanized Steel
MINIT LUBE #1543/QUICK STOP OIL | 1642 WALTON WAY | AUGUSTA | Richmond | 1210107 | 3 | [5 empty] | Closed in Ground | Diesel | 2000 | Not Marked/Unknown | 1996-07-10 | Not Marked
MINIT LUBE #1543/QUICK STOP OIL | 1642 WALTON WAY | AUGUSTA | Richmond | 1210107 | 4 | [5 empty] | Closed in Ground | Gas (Historical Use) | 550 | Not Marked/Unknown | 1996-07-10 | Not Marked
TERESIAS FLEAMARKET | GA HWY 56 | MCBEAN | Richmond | 1210108 | 1 | [5 empty] | Removed from Ground | Empty | 1000 | Bare Steel | 1962-05-14 | Galvanized Steel
TERESIAS FLEAMARKET | GA HWY 56 | MCBEAN | Richmond | 1210108 | 2 | [5 empty] | Removed from Ground | Empty | 550 | Bare Steel | 1962-05-14 | Galvanized Steel
TERESIAS FLEAMARKET | GA HWY 56 | MCBEAN | Richmond | 1210108 | 3 | [5 empty] | Removed from Ground | Empty | 550 | Bare Steel | 1962-05-14 | Galvanized Steel
LIBERTY CAR RENTAL/PUMPING STATI | 1899 GORDON HWY | AUGUSTA | Richmond | 1210109 | 1 | [5 empty] | Removed from Ground | Gas (Historical Use) | 8000 | Cathodically Protected Steel | 1974-05-11 | Galvanized Steel
LIBERTY CAR RENTAL/PUMPING STATI | 1899 GORDON HWY | AUGUSTA | Richmond | 1210109 | 2 | [5 empty] | Removed from Ground | Gas (Historical Use) | 8000 | Cathodically Protected Steel | 1974-05-11 | Galvanized Steel
LIBERTY CAR RENTAL/PUMPING STATI | 1899 GORDON HWY | AUGUSTA | Richmond | 1210109 | 3 | [5 empty] | Removed from Ground | Gas (Historical Use) | 8000 | Cathodically Protected Steel | 1974-05-11 | Galvanized Steel
ABBOTT OIL CO INC | 2834 WALDEN DR | AUGUSTA | Richmond | 1210110 | 1 | [5 empty] | Removed from Ground | Gas (Historical Use) | 3000 | Bare Steel | 1977-05-10 | Galvanized Steel
ABBOTT OIL CO INC | 2834 WALDEN DR | AUGUSTA | Richmond | 1210110 | 2 |  |  | TRUE |  | TRUE | Removed from Ground | Used Oil | 550 | Bare Steel | 1977-05-10 | Galvanized Steel
LANEY WALKER EXXON | 1136 LANEY WALKER BLVD | AUGUSTA | Richmond | 1210111 | 1 | [5 empty] | Removed from Ground | Gas (Historical Use) | 2000 | Bare Steel | 1963-05-14 | Galvanized Steel
LANEY WALKER EXXON | 1136 LANEY WALKER BLVD | AUGUSTA | Richmond | 1210111 | 2 | [5 empty] | Removed from Ground | Gas (Historical Use) | 2000 | Bare Steel | 1963-05-14 | Galvanized Steel
LANEY WALKER EXXON | 1136 LANEY WALKER BLVD | AUGUSTA | Richmond | 1210111 | 3 | [5 empty] | Removed from Ground | Gas (Historical Use) | 2000 | Bare Steel | 1963-05-14 | Galvanized Steel
LANEY WALKER EXXON | 1136 LANEY WALKER BLVD | AUGUSTA | Richmond | 1210111 | 4 | [5 empty] | Removed from Ground | Diesel | 550 | Bare Steel | 1963-05-14 | Galvanized Steel
LANEY WALKER EXXON | 1136 LANEY WALKER BLVD | AUGUSTA | Richmond | 1210111 | 5 |  |  | TRUE |  | TRUE | Removed from Ground | Used Oil | 550 | Bare Steel | 1963-05-14 | Galvanized Steel
BECKHAM PETROLEUM | 620 HALL ST | AUGUSTA | Richmond | 1210112 | 1 | [5 empty] | Currently in Use | Empty | 1000 | Bare Steel | 1971-05-12 | Galvanized Steel
BUSH HOG RETAILERS #20 | 1603 GORDON HWY | AUGUSTA | Richmond | 1210113 | 1 | [5 empty] | Removed from Ground | Empty | 3000 | Bare Steel | 1966-05-13 | Galvanized Steel
BUSH HOG RETAILERS #20 | 1603 GORDON HWY | AUGUSTA | Richmond | 1210113 | 2 | [5 empty] | Removed from Ground | Empty | 3000 | Bare Steel | 1966-05-13 | Galvanized Steel
BUSH HOG RETAILERS #20 | 1603 GORDON HWY | AUGUSTA | Richmond | 1210113 | 3 | [5 empty] | Removed from Ground | Empty | 3000 | Bare Steel | 1966-05-13 | Galvanized Steel
BUSH HOG RETAILERS #20 | 1603 GORDON HWY | AUGUSTA | Richmond | 1210113 | 4 | [5 empty] | Removed from Ground | Empty | 3000 | Bare Steel | 1966-05-13 | Galvanized Steel
BUSH HOG RETAILERS #20 | 1603 GORDON HWY | AUGUSTA | Richmond | 1210113 | 5 | [5 empty] | Removed from Ground | Empty | 6000 | Bare Steel | 1979-05-10 | Galvanized Steel
GOODYEAR ASC 2128 | 1285 BROAD ST | AUGUSTA | Richmond | 1210114 | 1 |  |  | TRUE |  | TRUE | Removed from Ground | Used Oil | 250 | Bare Steel | 1968-05-09 | Bare Steel | Gravity Fed
MOCK & SONS GEN CONTR INC | 1660 NIXON RD | AUGUSTA | Richmond | 1210115 | 1 | [5 empty] | Removed from Ground | Gas (Historical Use) | 1000 | Bare Steel | 1981-05-02 | Galvanized Steel
MOCK & SONS GEN CONTR INC | 1660 NIXON RD | AUGUSTA | Richmond | 1210115 | 2 | [5 empty] | Removed from Ground | Diesel | 500 | Bare Steel | 1981-05-02 | Galvanized Steel
GA | NEW SAVANNAH RD | AUGUSTA | Richmond | 1210117 | 1 | [5 empty] | Removed from Ground | Empty | 10000 | Bare Steel | 1968-05-10 | Cathodically Protected
GA | NEW SAVANNAH RD | AUGUSTA | Richmond | 1210117 | 2 | [5 empty] | Removed from Ground | Diesel | 6000 | Bare Steel | 1968-05-10 | Cathodically Protected
MERRY BROTHERS BRICK | 1630 ARTHERN RD | AUGUSTA | Richmond | 1210118 | 1 | [5 empty] | Removed from Ground | Gas (Historical Use) | 8000 | Bare Steel | 1961-05-12 | Galvanized Steel
MERRY BROTHERS BRICK | 1630 ARTHERN RD | AUGUSTA | Richmond | 1210118 | 2 | [5 empty] | Removed from Ground | Diesel | 6000 | Bare Steel | 1961-05-12 | Galvanized Steel
MERRY BROTHERS BRICK | 1630 ARTHERN RD | AUGUSTA | Richmond | 1210118 | 3 | [5 empty] | Removed from Ground | Other | 5000 | Bare Steel | 1961-05-12 | Galvanized Steel
MERRY COMPANIES INC TRUCKING SHO | NEW SAVANNAH RD | AUGUSTA | Richmond | 1210119 | 1 | [5 empty] | Removed from Ground | Diesel | 12000 | Bare Steel | 1978-05-08 | Galvanized Steel
MERRY COMPANIES INC TRUCKING SHO | NEW SAVANNAH RD | AUGUSTA | Richmond | 1210119 | 2 | [5 empty] | Removed from Ground | Gas (Historical Use) | 4000 | Bare Steel | 1978-05-08 | Galvanized Steel
MERRY COMPANIES INC TRUCKING SHO | NEW SAVANNAH RD | AUGUSTA | Richmond | 1210119 | 3 | [5 empty] | Removed from Ground | Other | 4000 | Bare Steel | 1978-05-08 | Galvanized Steel
MERRY COMPANIES INC TRUCKING SHO | NEW SAVANNAH RD | AUGUSTA | Richmond | 1210119 | 4 |  |  | TRUE |  | TRUE | Removed from Ground | Used Oil | 2000 | Bare Steel | 1978-05-08 | Galvanized Steel
FORMER POWELLS AMOCO | 3120 DEANS BRIDGE RD | AUGUSTA | Richmond | 1210120 | 1 | [5 empty] | Removed from Ground | Empty | 4000 | Bare Steel | 1966-05-11 | Galvanized Steel
FORMER POWELLS AMOCO | 3120 DEANS BRIDGE RD | AUGUSTA | Richmond | 1210120 | 2 | [5 empty] | Removed from Ground | Empty | 2000 | Bare Steel | 1955-05-14 | Galvanized Steel
FORMER POWELLS AMOCO | 3120 DEANS BRIDGE RD | AUGUSTA | Richmond | 1210120 | 3 | [5 empty] | Removed from Ground | Empty | 2000 | Bare Steel | 1955-05-14 | Galvanized Steel
FORMER POWELLS AMOCO | 3120 DEANS BRIDGE RD | AUGUSTA | Richmond | 1210120 | 4 |  |  | TRUE |  | TRUE | Removed from Ground | Used Oil | 550 | Bare Steel | 1955-05-14 | Galvanized Steel
TRICO II SE PETROLEUM CORP #417 | 2805 WASHINGTON RD | AUGUSTA | Richmond | 1210121 | 1 |  | 1982-11-01 |  | 1982-11-01 |  | Removed from Ground | Diesel | 10000 | Fiberglass | 1983-04-12 | Cathodically Protected | Pressurized
TRICO II SE PETROLEUM CORP #417 | 2805 WASHINGTON RD | AUGUSTA | Richmond | 1210121 | 2 |  | 1982-11-01 |  | 1982-11-01 |  | Removed from Ground | Gas (Historical Use) | 10000 | Fiberglass | 1983-04-12 | Cathodically Protected | Pressurized
TRICO II SE PETROLEUM CORP #417 | 2805 WASHINGTON RD | AUGUSTA | Richmond | 1210121 | 3 |  | 1982-11-01 |  | 1982-11-01 |  | Removed from Ground | Gas (Historical Use) | 10000 | Fiberglass | 1983-04-12 | Cathodically Protected | Pressurized
TRICO II SE PETROLEUM CORP #417 | 2805 WASHINGTON RD | AUGUSTA | Richmond | 1210121 | 4 |  | 1982-11-01 |  | 1982-11-01 |  | Removed from Ground | Gas (Historical Use) | 10000 | Fiberglass | 1983-04-12 | Cathodically Protected | Pressurized
FUEL EXPRESS | 2700 PEACH ORCHARD | AUGUSTA | Richmond | 1210122 | 1 | Flapper Valve | 1986-01-01 | FALSE | 1986-01-01 | FALSE | Currently in Use | Premium | 10000 | Fiberglass | 1985-04-11 | Fiberglass Reinforced Plastic | Pressurized
FUEL EXPRESS | 2700 PEACH ORCHARD | AUGUSTA | Richmond | 1210122 | 2 | Flapper Valve | 1986-01-01 | FALSE | 1986-01-01 | FALSE | Currently in Use | Diesel | 10000 | Fiberglass | 1985-04-11 | Fiberglass Reinforced Plastic | Pressurized
FUEL EXPRESS | 2700 PEACH ORCHARD | AUGUSTA | Richmond | 1210122 | 3 | Flapper Valve | 1986-01-01 | FALSE | 1986-01-01 | FALSE | Currently in Use | Regular | 10000 | Fiberglass | 1985-04-11 | Fiberglass Reinforced Plastic | Pressurized
FUEL EXPRESS | 2700 PEACH ORCHARD | AUGUSTA | Richmond | 1210122 | 4 |  | 1986-01-01 |  | 1986-01-01 |  | Temporarily out of use | Kerosene | 10000 | Fiberglass | 1985-04-11 | Fiberglass Reinforced Plastic | Pressurized
PROSPERITY 416 | 3234 WRIGHTSBORO RD | AUGUSTA | Richmond | 1210123 | 1 |  | 1998-12-28 |  | 1998-12-28 |  | Removed from Ground | Kerosene | 10000 | Fiberglass | 1983-04-12 | Cathodically Protected | Pressurized
PROSPERITY 416 | 3234 WRIGHTSBORO RD | AUGUSTA | Richmond | 1210123 | 2 |  | 1998-12-28 |  | 1998-12-28 |  | Removed from Ground | Gas (Historical Use) | 6000 | Fiberglass | 1970-04-15 | Cathodically Protected | Pressurized
PROSPERITY 416 | 3234 WRIGHTSBORO RD | AUGUSTA | Richmond | 1210123 | 3 |  | 1998-12-28 |  | 1998-12-28 |  | Removed from Ground | Gas (Historical Use) | 6000 | Fiberglass | 1970-04-15 | Cathodically Protected | Pressurized
PROSPERITY 416 | 3234 WRIGHTSBORO RD | AUGUSTA | Richmond | 1210123 | 4 |  | 1998-12-28 |  | 1998-12-28 |  | Removed from Ground | Gas (Historical Use) | 6000 | Fiberglass | 1970-04-15 | Cathodically Protected | Pressurized
PROSPERITY 416 | 3234 WRIGHTSBORO RD | AUGUSTA | Richmond | 1210123 | 5 |  | 1998-12-28 |  | 1998-12-28 |  | Removed from Ground | Gas (Historical Use) | 6000 | Bare Steel | 1970-04-15 | Cathodically Protected | Pressurized
PROSPERITY 416 | 3234 WRIGHTSBORO RD | AUGUSTA | Richmond | 1210123 | 6 |  | 1998-12-28 |  | 1998-12-28 |  | Removed from Ground | Gas (Historical Use) | 10000 | Fiberglass | 1978-04-13 | Cathodically Protected | Pressurized
THE KROGER CO #245 | 3435 WRIGHTSBORO RD | AUGUSTA | Richmond | 1210127 | 1 | [5 empty] | Removed from Ground | Gas (Historical Use) | 12000 | Bare Steel | 1978-04-25 | Galvanized Steel
THE KROGER CO #245 | 3435 WRIGHTSBORO RD | AUGUSTA | Richmond | 1210127 | 2 | [5 empty] | Removed from Ground | Gas (Historical Use) | 12000 | Bare Steel | 1978-04-25 | Galvanized Steel
THE KROGER CO #245 | 3435 WRIGHTSBORO RD | AUGUSTA | Richmond | 1210127 | 3 | [5 empty] | Removed from Ground | Gas (Historical Use) | 12000 | Bare Steel | 1978-04-25 | Galvanized Steel
THE KROGER CO #245 | 3435 WRIGHTSBORO RD | AUGUSTA | Richmond | 1210127 | 4 | [5 empty] | Removed from Ground | Gas (Historical Use) | 12000 | Bare Steel | 1978-04-25 | Galvanized Steel
THE KROGER CO #245 | 3435 WRIGHTSBORO RD | AUGUSTA | Richmond | 1210127 | A 95264-A | Flapper Valve | 2006-09-30 | FALSE | 2006-09-30 | FALSE | Removed from Ground | Regular | 20000 | Fiberglass Double Walled | 2006-08-10 | Double-Walled Flex | Pressurized
THE KROGER CO #245 | 3435 WRIGHTSBORO RD | AUGUSTA | Richmond | 1210127 | A 95264-B | Flapper Valve | 2006-09-30 | FALSE | 2006-09-30 | FALSE | Removed from Ground | Premium | 8000 | Fiberglass Double Walled | 2006-08-10 | Double-Walled Flex | Pressurized
SMITHS CHEVRON | 3600 WALTON WAY EXT | AUGUSTA | Richmond | 1210128 | 1 | [5 empty] | Removed from Ground | Gas (Historical Use) | 6000 | Bare Steel | 1971-04-27 | Galvanized Steel
SMITHS CHEVRON | 3600 WALTON WAY EXT | AUGUSTA | Richmond | 1210128 | 2 | [5 empty] | Removed from Ground | Gas (Historical Use) | 8000 | Bare Steel | 1971-04-27 | Galvanized Steel
SMITHS CHEVRON | 3600 WALTON WAY EXT | AUGUSTA | Richmond | 1210128 | 3 | [5 empty] | Removed from Ground | Gas (Historical Use) | 5000 | Bare Steel | 1971-04-27 | Galvanized Steel
SMITHS CHEVRON | 3600 WALTON WAY EXT | AUGUSTA | Richmond | 1210128 | 4 | [5 empty] | Removed from Ground | Gas (Historical Use) | 5000 | Bare Steel | 1971-04-27 | Galvanized Steel
SMITHS CHEVRON | 3600 WALTON WAY EXT | AUGUSTA | Richmond | 1210128 | 5 |  |  | TRUE |  | TRUE | Removed from Ground | Used Oil | 550 | Bare Steel | 1971-04-27 | Galvanized Steel
SMITHS CHEVRON | 3600 WALTON WAY EXT | AUGUSTA | Richmond | 1210128 | 6 |  | 1987-10-01 |  | 1987-10-01 |  | Currently in Use | Gas (Historical Use) | 10000 | Fiberglass | 1987-10-01 | Fiberglass Reinforced Plastic
SMITHS CHEVRON | 3600 WALTON WAY EXT | AUGUSTA | Richmond | 1210128 | 7 |  | 1987-10-01 |  | 1987-10-01 |  | Currently in Use | Gas (Historical Use) | 10000 | Fiberglass | 1987-10-01 | Fiberglass Reinforced Plastic
SMITHS CHEVRON | 3600 WALTON WAY EXT | AUGUSTA | Richmond | 1210128 | 8 |  | 1987-10-01 |  | 1987-10-01 |  | Currently in Use | Gas (Historical Use) | 10000 | Fiberglass | 1987-10-01 | Fiberglass Reinforced Plastic
SMITHS CHEVRON | 3600 WALTON WAY EXT | AUGUSTA | Richmond | 1210128 | 9 |  | 1998-12-22 | TRUE | 1987-10-01 | TRUE | Currently in Use | Used Oil | 1000 | Fiberglass | 1987-10-01 | Fiberglass Reinforced Plastic
LUCKY TRIP | 2260 LUMPKIN RD | AUGUSTA | Richmond | 1210130 | 1 | [5 empty] | Removed from Ground | Gas (Historical Use) | 5000 | Cathodically Protected Steel | 1969-04-27 | Galvanized Steel
LUCKY TRIP | 2260 LUMPKIN RD | AUGUSTA | Richmond | 1210130 | 2 | [5 empty] | Removed from Ground | Gas (Historical Use) | 10000 | Cathodically Protected Steel | 1969-04-27 | Galvanized Steel
LUCKY TRIP | 2260 LUMPKIN RD | AUGUSTA | Richmond | 1210130 | 3 | [5 empty] | Removed from Ground | Gas (Historical Use) | 10000 | Cathodically Protected Steel | 1969-04-27 | Galvanized Steel
LUCKY TRIP | 2260 LUMPKIN RD | AUGUSTA | Richmond | 1210130 | 4 |  |  | TRUE |  | TRUE | Removed from Ground | Used Oil | 550 | Cathodically Protected Steel | 1969-04-27 | Galvanized Steel
LUCKY TRIP | 2260 LUMPKIN RD | AUGUSTA | Richmond | 1210130 | 5 |  | 1989-01-01 | FALSE | 1989-01-01 | FALSE | Temporarily out of use |  | 10000 | Fiberglass Double Walled | 1989-01-01 | Fiberglass Reinforced Plastic | Pressurized
LUCKY TRIP | 2260 LUMPKIN RD | AUGUSTA | Richmond | 1210130 | 6 |  | 1989-01-01 | FALSE | 1989-01-01 | FALSE | Temporarily out of use |  | 10000 | Fiberglass Double Walled | 1989-01-01 | Fiberglass Reinforced Plastic | Pressurized
LUCKY TRIP | 2260 LUMPKIN RD | AUGUSTA | Richmond | 1210130 | 7 |  | 1989-01-01 | FALSE | 1989-01-01 | FALSE | Temporarily out of use |  | 10000 | Fiberglass Double Walled | 1989-01-01 | Fiberglass Reinforced Plastic | Pressurized
LUCKY TRIP | 2260 LUMPKIN RD | AUGUSTA | Richmond | 1210130 | 8 |  | 1989-01-01 | FALSE | 1989-01-01 | FALSE | Temporarily out of use | Diesel | 2500 | Fiberglass Double Walled | 1989-01-01 | Fiberglass Reinforced Plastic | Safe Suction (Euro)
CHEVRON #43121 | 2945 DEANSBRIDGE RD | AUGUSTA | Richmond | 1210132 | 1 | [5 empty] | Removed from Ground | Gas (Historical Use) | 5000 | Bare Steel | 1961-04-29 | Galvanized Steel
CHEVRON #43121 | 2945 DEANSBRIDGE RD | AUGUSTA | Richmond | 1210132 | 2 | [5 empty] | Removed from Ground | Gas (Historical Use) | 10000 | Bare Steel | 1968-04-27 | Galvanized Steel
CHEVRON #43121 | 2945 DEANSBRIDGE RD | AUGUSTA | Richmond | 1210132 | 3 | [5 empty] | Removed from Ground | Gas (Historical Use) | 5000 | Bare Steel | 1961-04-29 | Galvanized Steel
CHEVRON #43121 | 2945 DEANSBRIDGE RD | AUGUSTA | Richmond | 1210132 | 4 | [5 empty] | Removed from Ground | Gas (Historical Use) | 4000 | Bare Steel | 1961-04-29 | Galvanized Steel
CHEVRON #43121 | 2945 DEANSBRIDGE RD | AUGUSTA | Richmond | 1210132 | 5 |  |  | TRUE |  | TRUE | Removed from Ground | Used Oil | 550 | Bare Steel | 1961-04-29 | Galvanized Steel
CIRCLE K #2723266 | 3003 DEANS BRIDGE RD | AUGUSTA | Richmond | 1210133 | 1 | [5 empty] | Removed from Ground | Gas (Historical Use) | 12000 | Cathodically Protected Steel | 1986-01-01 | Fiberglass Reinforced Plastic
CIRCLE K #2723266 | 3003 DEANS BRIDGE RD | AUGUSTA | Richmond | 1210133 | 2 | [5 empty] | Removed from Ground | Gas (Historical Use) | 12000 | Cathodically Protected Steel | 1986-01-01 | Fiberglass Reinforced Plastic
CIRCLE K #2723266 | 3003 DEANS BRIDGE RD | AUGUSTA | Richmond | 1210133 | 3 | [5 empty] | Removed from Ground | Gas (Historical Use) | 12000 | Cathodically Protected Steel | 1986-01-01 | Fiberglass Reinforced Plastic
CIRCLE K #2723266 | 3003 DEANS BRIDGE RD | AUGUSTA | Richmond | 1210133 | 4 | [5 empty] | Removed from Ground | Diesel | 4000 | Cathodically Protected Steel | 1986-01-01 | Fiberglass Reinforced Plastic
CIRCLE K #2723266 | 3003 DEANS BRIDGE RD | AUGUSTA | Richmond | 1210133 | 5 | Ball Float | 1988-11-01 | FALSE | 1988-11-01 | FALSE | Currently in Use | Premium | 10000 | Fiberglass | 1988-11-14 | Double-Walled Fiberglass | Pressurized
CIRCLE K #2723266 | 3003 DEANS BRIDGE RD | AUGUSTA | Richmond | 1210133 | 6 | Ball Float | 1988-11-01 | FALSE | 1988-11-01 | FALSE | Currently in Use | Regular | 10000 | Fiberglass | 1988-11-14 | Double-Walled Fiberglass | Pressurized
CIRCLE K #2723266 | 3003 DEANS BRIDGE RD | AUGUSTA | Richmond | 1210133 | 7 | Ball Float | 1988-11-01 | FALSE | 1988-11-01 | FALSE | Currently in Use | Plus | 10000 | Fiberglass | 1988-11-14 | Double-Walled Fiberglass | Pressurized
SPRINT FOODS #1 | 2202 GORDON HWY | AUGUSTA | Richmond | 1210134 | 1 | Flapper Valve | 1998-07-01 |  | 1998-07-01 |  | Removed from Ground | Diesel | 12000 | Steel-Impressed Current | 1986-01-01 | Fiberglass Reinforced Plastic | Pressurized
SPRINT FOODS #1 | 2202 GORDON HWY | AUGUSTA | Richmond | 1210134 | 2 | Flapper Valve | 1998-07-01 |  | 1998-07-01 |  | Removed from Ground | Gas (Historical Use) | 12000 | Steel-Impressed Current | 1986-01-01 | Fiberglass Reinforced Plastic | Pressurized
SPRINT FOODS #1 | 2202 GORDON HWY | AUGUSTA | Richmond | 1210134 | 3A | Flapper Valve | 1998-07-01 |  | 1998-07-01 |  | Removed from Ground | Gas (Historical Use) | 12000 | Steel-Impressed Current | 1986-01-01 | Fiberglass Reinforced Plastic | Pressurized
SPRINT FOODS #1 | 2202 GORDON HWY | AUGUSTA | Richmond | 1210134 | 3B | Flapper Valve | 1998-07-01 |  | 1998-07-01 |  | Removed from Ground | Gas (Historical Use) | 12000 | Steel-Impressed Current | 1986-01-01 | Fiberglass Reinforced Plastic | Pressurized
SPRINT FOODS #1 | 2202 GORDON HWY | AUGUSTA | Richmond | 1210134 | 4 | Flapper Valve | 2017-03-01 | FALSE | 2017-03-01 | FALSE | Currently in Use | Gas (Historical Use) | 20000 | Composite Double Walled | 2017-02-01 | Double-Walled Fiberglass | Pressurized
SPRINT FOODS #1 | 2202 GORDON HWY | AUGUSTA | Richmond | 1210134 | 5A | Flapper Valve | 2017-03-01 | FALSE | 2017-03-01 | FALSE | Currently in Use | Diesel | 15000 | Composite Double Walled | 2017-02-01 | Double-Walled Fiberglass | Pressurized
SPRINT FOODS #1 | 2202 GORDON HWY | AUGUSTA | Richmond | 1210134 | 5B | Flapper Valve | 2017-03-01 | FALSE | 2017-03-01 | FALSE | Currently in Use | Gas (Historical Use) | 5000 | Composite Double Walled | 2017-02-01 | Double-Walled Fiberglass | Pressurized
SHORT STOP | 2510 MILLEDGEVILLE RD | AUGUSTA | Richmond | 1210135 | 1 | Flapper Valve | 1998-07-29 |  | 1998-07-29 |  | Currently in Use | Gas (Historical Use) | 12000 | Galvanic (STIP-3) | 1986-01-01 | Fiberglass Reinforced Plastic | Pressurized
SHORT STOP | 2510 MILLEDGEVILLE RD | AUGUSTA | Richmond | 1210135 | 2 | Flapper Valve | 1998-07-29 |  | 1998-07-26 |  | Currently in Use | Gas (Historical Use) | 12000 | Galvanic (STIP-3) | 1986-01-01 | Fiberglass Reinforced Plastic | Pressurized
SHORT STOP | 2510 MILLEDGEVILLE RD | AUGUSTA | Richmond | 1210135 | 3 | Flapper Valve | 1998-07-29 |  | 1998-07-29 |  | Currently in Use | Gas (Historical Use) | 12000 | Galvanic (STIP-3) | 1986-01-01 | Fiberglass Reinforced Plastic | Pressurized
SHORT STOP | 2510 MILLEDGEVILLE RD | AUGUSTA | Richmond | 1210135 | 4 | Flapper Valve | 1998-07-29 |  | 1998-07-29 |  | Currently in Use | Diesel | 4000 | Galvanic (STIP-3) | 1986-01-01 | Fiberglass Reinforced Plastic | Pressurized
CIRCLE K #2705581 | 2631 WRIGHTSBORO RD | AUGUSTA | Richmond | 1210138 | 1 | [5 empty] | Removed from Ground | Gas (Historical Use) | 4000 | Cathodically Protected Steel | 1964-01-07 | Galvanized Steel
CIRCLE K #2705581 | 2631 WRIGHTSBORO RD | AUGUSTA | Richmond | 1210138 | 2 | [5 empty] | Removed from Ground | Gas (Historical Use) | 4000 | Cathodically Protected Steel | 1964-01-07 | Galvanized Steel
CIRCLE K #2705581 | 2631 WRIGHTSBORO RD | AUGUSTA | Richmond | 1210138 | 3 | [5 empty] | Removed from Ground | Gas (Historical Use) | 4000 | Cathodically Protected Steel | 1964-01-07 | Galvanized Steel
CIRCLE K #2705581 | 2631 WRIGHTSBORO RD | AUGUSTA | Richmond | 1210138 | 4 | [5 empty] | Removed from Ground | Gas (Historical Use) | 4000 | Cathodically Protected Steel | 1964-01-07 | Galvanized Steel
CIRCLE K #2705581 | 2631 WRIGHTSBORO RD | AUGUSTA | Richmond | 1210138 | 5 | [5 empty] | Removed from Ground | Other | 550 | Not Marked/Unknown | 1988-07-08
CIRCLE K #2705581 | 2631 WRIGHTSBORO RD | AUGUSTA | Richmond | 1210138 | 6 | Flapper Valve | 1997-07-01 | FALSE | 1997-07-01 | FALSE | Currently in Use | Regular | 10000 | Galvanic (STIP-3) | 1988-01-01 | Fiberglass Reinforced Plastic | Pressurized
CIRCLE K #2705581 | 2631 WRIGHTSBORO RD | AUGUSTA | Richmond | 1210138 | 7 | Flapper Valve | 1997-07-01 | FALSE | 1997-07-01 | FALSE | Currently in Use | Regular | 10000 | Galvanic (STIP-3) | 1988-01-01 | Fiberglass Reinforced Plastic | Pressurized
CIRCLE K #2705581 | 2631 WRIGHTSBORO RD | AUGUSTA | Richmond | 1210138 | 8 | Flapper Valve | 1997-07-01 | FALSE | 1997-07-01 | FALSE | Currently in Use | Premium | 10000 | Galvanic (STIP-3) | 1988-01-01 | Fiberglass Reinforced Plastic | Pressurized
CIRCLE K #2705581 | 2631 WRIGHTSBORO RD | AUGUSTA | Richmond | 1210138 | 9 | Flapper Valve | 1997-07-01 | FALSE | 1997-07-01 | FALSE | Currently in Use | Diesel | 10000 | Galvanic (STIP-3) | 1988-01-01 | Fiberglass Reinforced Plastic | Pressurized
CIRCLE K #2705581 | 2631 WRIGHTSBORO RD | AUGUSTA | Richmond | 1210138 | DUP177 |  |  | TRUE |  | TRUE | Closed in Ground | Used Oil | 550 | Cathodically Protected Steel | 1964-01-07 | Galvanized Steel
JOHNSON MOTOR CO | 990 TELFAIR ST | AUGUSTA | Richmond | 1210139 | 1 | [5 empty] | Removed from Ground | Gas (Historical Use) | 10000 | Bare Steel | 1980-04-18 | Galvanized Steel
RICHMOND COUNTY FORESTRY UNIT | 2615 TOBACCO RD | HEPHZIBAH | Richmond | 1210140 | 1 | [5 empty] | Removed from Ground | Gas (Historical Use) | 1000 | Bare Steel | 1974-04-25 | Galvanized Steel | Safe Suction (Euro)
RICHMOND COUNTY FORESTRY UNIT | 2615 TOBACCO RD | HEPHZIBAH | Richmond | 1210140 | 2 | [5 empty] | Removed from Ground | Diesel | 560 | Bare Steel | 1955-04-30 | Galvanized Steel | Safe Suction (Euro)
RICHMOND COUNTY FORESTRY UNIT | 2615 TOBACCO RD | HEPHZIBAH | Richmond | 1210140 | 3 |  | 1994-02-10 |  | 1994-02-10 |  | Removed from Ground | Diesel | 1000 | Galvanic (STIP-3) | 1994-02-10 | Cathodically Protected | Safe Suction (Euro)
RICHMOND COUNTY FORESTRY UNIT | 2615 TOBACCO RD | HEPHZIBAH | Richmond | 1210140 | 4 |  | 1994-02-10 |  | 1994-02-10 |  | Removed from Ground | Gas (Historical Use) | 1000 | Galvanic (STIP-3) | 1994-02-10 | Cathodically Protected | Safe Suction (Euro)
KMART #4135 | 1647 GORDON HWY | AUGUSTA | Richmond | 1210141 | 1 |  |  | TRUE |  | TRUE | Removed from Ground | Used Oil | 1000 | Bare Steel | 1966-04-09 | Galvanized Steel
GA DOT #10230/RICHMOND CO MAINT | 4006 MACK LN | AUGUSTA | Richmond | 1210147 | 10230-1 | [5 empty] | Removed from Ground | Gas (Historical Use) | 1000 | Bare Steel | 1976-01-01 | Galvanized Steel
GA DOT #10230/RICHMOND CO MAINT | 4006 MACK LN | AUGUSTA | Richmond | 1210147 | 230D1 | [5 empty] | Removed from Ground | Diesel | 1000 | Bare Steel | 1980-01-01 | Galvanized Steel | Suction (American)
GA DOT #10230/RICHMOND CO MAINT | 4006 MACK LN | AUGUSTA | Richmond | 1210147 | 230G1 | [5 empty] | Removed from Ground | Gas (Historical Use) | 2000 | Cathodically Protected Steel | 1988-05-01 | Galvanized Steel | Suction (American)
HILL BP GULF STATION | 2075 CENTRAL AVE | AUGUSTA | Richmond | 1210149 | 1 |  | 1991-07-01 |  | 1991-07-01 |  | Removed from Ground | Gas (Historical Use) | 8020 | Cathodically Protected Steel | 1991-07-21 | Fiberglass Reinforced Plastic
HILL BP GULF STATION | 2075 CENTRAL AVE | AUGUSTA | Richmond | 1210149 | 2 |  | 1991-07-01 |  | 1991-07-01 |  | Removed from Ground | Gas (Historical Use) | 8020 | Cathodically Protected Steel | 1991-07-21 | Fiberglass Reinforced Plastic
HILL BP GULF STATION | 2075 CENTRAL AVE | AUGUSTA | Richmond | 1210149 | 3 |  | 1991-07-01 |  | 1991-07-01 |  | Removed from Ground | Gas (Historical Use) | 8020 | Cathodically Protected Steel | 1991-07-21 | Fiberglass Reinforced Plastic
HILL BP GULF STATION | 2075 CENTRAL AVE | AUGUSTA | Richmond | 1210149 | 5 |  |  | TRUE |  | TRUE | Removed from Ground | Used Oil | 500 | Bare Steel | 1979-05-03 | Galvanized Steel
GA DOT #10290 OLD HEPHZIBAH MAIN | OFF HWY 88 | HEPHZIBAH | Richmond | 1210150 | 10290-1 | [5 empty] | Removed from Ground | Gas (Historical Use) | 0 | Bare Steel | 1966-05-04 | Galvanized Steel
JEFFERSON EMC | 2547 HIGHWAY 88 | HEPHZIBAH | Richmond | 1210151 | DIESEL | [5 empty] | Removed from Ground | Diesel | 1000 | Bare Steel | 1978-04-06 | Galvanized Steel | Suction (American)
JEFFERSON EMC | 2547 HIGHWAY 88 | HEPHZIBAH | Richmond | 1210151 | UNLEADED | [5 empty] | Removed from Ground | Gas (Historical Use) | 10000 | Bare Steel | 1982-04-05 | Galvanized Steel | Suction (American)
AUGUSTA TRANSPORTATION INC | 940 MOLLY POND RD | AUGUSTA | Richmond | 1210152 | 1 | [5 empty] | Removed from Ground | Gas (Historical Use) | 1000 | Bare Steel | 1966-04-09 | Bare Steel
AUGUSTA TRANSPORTATION INC | 940 MOLLY POND RD | AUGUSTA | Richmond | 1210152 | 2 | Flapper Valve | 1993-07-11 | FALSE | 1993-07-11 | FALSE | Currently in Use | Diesel | 12000 | Fiberglass Double Walled | 1993-07-08 | Double-Walled Fiberglass | Suction (American)
PET DAIRY/LAND O SUN DAIRY | 1805 GORDON HWY | AUGUSTA | Richmond | 1210153 | 1 | [5 empty] | Removed from Ground | Gas (Historical Use) | 8000 | Bare Steel | 1966-04-01 | Galvanized Steel
GA0003 1713 MARTIN LUTHER KING | 1713 MARTIN LUTHER KING BLVD | AUGUSTA | Richmond | 1210154 | 1 | [5 empty] | Removed from Ground | Gas (Historical Use) | 8000 | Bare Steel | 1976-05-03 | Galvanized Steel
GA0003 1713 MARTIN LUTHER KING | 1713 MARTIN LUTHER KING BLVD | AUGUSTA | Richmond | 1210154 | 2 | [5 empty] | Removed from Ground | Gas (Historical Use) | 8000 | Bare Steel | 1976-05-03 | Galvanized Steel
GA0003 1713 MARTIN LUTHER KING | 1713 MARTIN LUTHER KING BLVD | AUGUSTA | Richmond | 1210154 | 3 | [5 empty] | Removed from Ground | Gas (Historical Use) | 8000 | Bare Steel | 1976-05-03 | Galvanized Steel
GA0003 1713 MARTIN LUTHER KING | 1713 MARTIN LUTHER KING BLVD | AUGUSTA | Richmond | 1210154 | 4 | Flapper Valve | 1988-08-10 | FALSE | 1988-08-10 | FALSE | Currently in Use | Regular | 10000 | Galvanic (STIP-3) | 1988-08-10 | Fiberglass Reinforced Plastic | Pressurized
GA0003 1713 MARTIN LUTHER KING | 1713 MARTIN LUTHER KING BLVD | AUGUSTA | Richmond | 1210154 | 5 | Flapper Valve | 1988-08-10 | FALSE | 1988-08-10 | FALSE | Temporarily out of use | Gas (Historical Use) | 10000 | Galvanic (STIP-3) | 1988-08-10 | Fiberglass Reinforced Plastic | Pressurized
GA0003 1713 MARTIN LUTHER KING | 1713 MARTIN LUTHER KING BLVD | AUGUSTA | Richmond | 1210154 | 6 | Flapper Valve | 1988-08-10 |  | 1988-08-10 |  | Temporarily out of use | Gas (Historical Use) | 10000 | Galvanic (STIP-3) | 1988-08-10 | Fiberglass Reinforced Plastic | Pressurized
CIRCLE K STORE #3174 | 1947 GORDON HWY | AUGUSTA | Richmond | 1210159 | 1 | [5 empty] | Removed from Ground | Gas (Historical Use) | 5000 | Bare Steel | 1971-05-05 | Galvanized Steel
CIRCLE K STORE #3174 | 1947 GORDON HWY | AUGUSTA | Richmond | 1210159 | 2 | [5 empty] | Removed from Ground | Gas (Historical Use) | 5000 | Bare Steel | 1971-05-05 | Galvanized Steel
CIRCLE K STORE #3174 | 1947 GORDON HWY | AUGUSTA | Richmond | 1210159 | 3 | [5 empty] | Removed from Ground | Gas (Historical Use) | 8000 | Bare Steel | 1971-05-05 | Galvanized Steel
CIRCLE K STORE #3174 | 1947 GORDON HWY | AUGUSTA | Richmond | 1210159 | 4 | [5 empty] | Removed from Ground | Gas (Historical Use) | 6000 | Bare Steel | 1971-05-05 | Galvanized Steel
CIRCLE K STORE #3174 | 1947 GORDON HWY | AUGUSTA | Richmond | 1210159 | 5 |  | 1986-04-01 |  | 1986-04-01 |  | Removed from Ground | Gas (Historical Use) | 10000 | Composite | 1986-04-01 | Fiberglass Reinforced Plastic | Pressurized
CIRCLE K STORE #3174 | 1947 GORDON HWY | AUGUSTA | Richmond | 1210159 | 6 |  | 1986-04-01 |  | 1986-04-01 |  | Removed from Ground | Gas (Historical Use) | 10000 | Composite | 1986-04-01 | Fiberglass Reinforced Plastic | Pressurized
CIRCLE K STORE #3174 | 1947 GORDON HWY | AUGUSTA | Richmond | 1210159 | 7 |  | 1986-04-01 |  | 1986-04-01 |  | Removed from Ground | Diesel | 10000 | Composite | 1986-04-01 | Fiberglass Reinforced Plastic | Pressurized
CIRCLE K STORE #3174 | 1947 GORDON HWY | AUGUSTA | Richmond | 1210159 | 8 | Flapper Valve | 2016-08-25 | FALSE | 2016-08-25 | FALSE | Currently in Use | Regular | 20000 | Composite Double Walled | 2016-08-25 | Double-Walled Fiberglass
CIRCLE K STORE #3174 | 1947 GORDON HWY | AUGUSTA | Richmond | 1210159 | 9A | Flapper Valve | 2016-08-25 | FALSE | 2016-08-25 | FALSE | Currently in Use | Premium | 7000 | Composite Double Walled | 2016-08-25 | Double-Walled Fiberglass
CIRCLE K STORE #3174 | 1947 GORDON HWY | AUGUSTA | Richmond | 1210159 | 9B | Flapper Valve | 2016-08-25 | FALSE | 2016-08-25 | FALSE | Currently in Use | Diesel | 8000 | Composite Double Walled | 2016-08-25 | Double-Walled Fiberglass
FAST GAS #2 | 1342 GORDON HWY | AUGUSTA | Richmond | 1210163 | 1 | [5 empty] | Removed from Ground | Gas (Historical Use) | 4000 | Bare Steel | 1971-05-05 | Galvanized Steel
FAST GAS #2 | 1342 GORDON HWY | AUGUSTA | Richmond | 1210163 | 10 | Flapper Valve |  | FALSE |  | FALSE | Temporarily out of use | Gas (Historical Use) | 10000 | Fiberglass | 2014-02-05 | Fiberglass Reinforced Plastic | Pressurized
FAST GAS #2 | 1342 GORDON HWY | AUGUSTA | Richmond | 1210163 | 11 | Flapper Valve |  | FALSE |  | FALSE | Temporarily out of use | Gas (Historical Use) | 10000 | Fiberglass | 2014-02-05 | Fiberglass Reinforced Plastic | Pressurized
FAST GAS #2 | 1342 GORDON HWY | AUGUSTA | Richmond | 1210163 | 12 | Flapper Valve |  | FALSE |  | FALSE | Temporarily out of use | Gas (Historical Use) | 10000 | Fiberglass | 2014-02-05 | Fiberglass Reinforced Plastic | Pressurized
FAST GAS #2 | 1342 GORDON HWY | AUGUSTA | Richmond | 1210163 | 13 | Flapper Valve |  | FALSE |  | FALSE | Temporarily out of use | Gas (Historical Use) | 10000 | Fiberglass | 2014-02-05 | Fiberglass Reinforced Plastic | Pressurized
FAST GAS #2 | 1342 GORDON HWY | AUGUSTA | Richmond | 1210163 | 2 | [5 empty] | Removed from Ground | Gas (Historical Use) | 4000 | Bare Steel | 1971-05-05 | Galvanized Steel
FAST GAS #2 | 1342 GORDON HWY | AUGUSTA | Richmond | 1210163 | 3 | [5 empty] | Removed from Ground | Gas (Historical Use) | 4000 | Bare Steel | 1971-05-05 | Galvanized Steel
FAST GAS #2 | 1342 GORDON HWY | AUGUSTA | Richmond | 1210163 | 4 | [5 empty] | Removed from Ground | Gas (Historical Use) | 4000 | Bare Steel | 1971-05-05 | Galvanized Steel
FAST GAS #2 | 1342 GORDON HWY | AUGUSTA | Richmond | 1210163 | 5 | [5 empty] | Removed from Ground | Gas (Historical Use) | 4000 | Bare Steel | 1971-05-05 | Galvanized Steel
FAST GAS #2 | 1342 GORDON HWY | AUGUSTA | Richmond | 1210163 | 6 | [5 empty] | Removed from Ground | Gas (Historical Use) | 4000 | Bare Steel | 1971-05-05 | Galvanized Steel
FAST GAS #2 | 1342 GORDON HWY | AUGUSTA | Richmond | 1210163 | 7 | [5 empty] | Removed from Ground | Empty | 4000 | Bare Steel | 1971-05-05 | Galvanized Steel
FAST GAS #2 | 1342 GORDON HWY | AUGUSTA | Richmond | 1210163 | 8 |  |  | FALSE |  | FALSE | Removed from Ground | Diesel | 12000 | Bare Steel | 1989-01-01 | Galvanized Steel
FAST GAS #2 | 1342 GORDON HWY | AUGUSTA | Richmond | 1210163 | 9 | [5 empty] | Removed from Ground | Empty | 285 | Bare Steel | 1971-05-05 | Galvanized Steel
BROWN TRANSPORT CORP | 621 12TH ST | AUGUSTA | Richmond | 1210172 | 1 | [5 empty] | Removed from Ground | Diesel | 8000 | Bare Steel | 1986-04-02 | Unknown
BROWN TRANSPORT CORP | 621 12TH ST | AUGUSTA | Richmond | 1210172 | 2 | [5 empty] | Removed from Ground | Gas (Historical Use) | 8000 | Bare Steel | 1986-04-02 | Unknown
CIRCLE K #2723255 | 3477 WRIGHTSBORO RD | AUGUSTA | Richmond | 1210173 | 1 | [5 empty] | Removed from Ground | Gas (Historical Use) | 6000 | Fiberglass | 1982-05-07 | Fiberglass Reinforced Plastic
CIRCLE K #2723255 | 3477 WRIGHTSBORO RD | AUGUSTA | Richmond | 1210173 | 2 | [5 empty] | Removed from Ground | Gas (Historical Use) | 6000 | Cathodically Protected Steel | 1970-05-10 | Galvanized Steel
CIRCLE K #2723255 | 3477 WRIGHTSBORO RD | AUGUSTA | Richmond | 1210173 | 3 | [5 empty] | Removed from Ground | Gas (Historical Use) | 6000 | Cathodically Protected Steel | 1970-05-10 | Galvanized Steel
CIRCLE K #2723255 | 3477 WRIGHTSBORO RD | AUGUSTA | Richmond | 1210173 | 4 | [5 empty] | Removed from Ground | Gas (Historical Use) | 6000 | Cathodically Protected Steel | 1970-05-10 | Galvanized Steel
CIRCLE K #2723255 | 3477 WRIGHTSBORO RD | AUGUSTA | Richmond | 1210173 | 5 |  |  | TRUE |  | TRUE | Removed from Ground | Used Oil | 550 | Cathodically Protected Steel | 1970-05-10 | Galvanized Steel
CIRCLE K #2723255 | 3477 WRIGHTSBORO RD | AUGUSTA | Richmond | 1210173 | 6 | Ball Float | 1989-01-01 | FALSE | 1989-01-01 | FALSE | Removed from Ground | Gas (Historical Use) | 10000 | Fiberglass | 1989-01-01 | Fiberglass Reinforced Plastic | Pressurized
CIRCLE K #2723255 | 3477 WRIGHTSBORO RD | AUGUSTA | Richmond | 1210173 | 7 | Ball Float | 1989-01-01 | FALSE | 1989-01-01 | FALSE | Removed from Ground | Gas (Historical Use) | 10000 | Fiberglass | 1989-01-01 | Fiberglass Reinforced Plastic | Pressurized
CIRCLE K #2723255 | 3477 WRIGHTSBORO RD | AUGUSTA | Richmond | 1210173 | 8 | Ball Float | 1989-01-01 | FALSE | 1989-01-01 | FALSE | Removed from Ground | Gas (Historical Use) | 10000 | Fiberglass | 1989-01-01 | Fiberglass Reinforced Plastic | Pressurized
CIRCLE K #2723255 | 3477 WRIGHTSBORO RD | AUGUSTA | Richmond | 1210173 | 9 | Ball Float | 1989-01-01 | FALSE | 1989-01-01 | FALSE | Removed from Ground | Diesel | 6000 | Fiberglass | 1989-01-01 | Fiberglass Reinforced Plastic | Pressurized
AUGUSTA AVIATION INC | DANIEL FIELD | AUGUSTA | Richmond | 1210175 | 1 | [5 empty] | Removed from Ground | Gas (Historical Use) | 6000 | Bare Steel | 1956-04-30 | Galvanized Steel | Pressurized
AUGUSTA AVIATION INC | DANIEL FIELD | AUGUSTA | Richmond | 1210175 | 2 | [5 empty] | Removed from Ground | Gas (Historical Use) | 6000 | Bare Steel | 1956-04-30 | Galvanized Steel | Pressurized
AUGUSTA AVIATION INC | DANIEL FIELD | AUGUSTA | Richmond | 1210175 | 3 | [5 empty] | Removed from Ground | Diesel | 12000 | Bare Steel | 1966-04-28 | Unknown | Pressurized
AUGUSTA AVIATION INC | DANIEL FIELD | AUGUSTA | Richmond | 1210175 | 4 | [5 empty] | Removed from Ground | Diesel | 12000 | Bare Steel | 1966-04-28 | Unknown | Pressurized
AUGUSTA AVIATION INC | DANIEL FIELD | AUGUSTA | Richmond | 1210175 | 5 | [5 empty] | Removed from Ground | Gas (Historical Use) | 1000 | Bare Steel | 1966-04-28 | Galvanized Steel | Suction (American)
AUGUSTA AVIATION INC | DANIEL FIELD | AUGUSTA | Richmond | 1210175 | 6 |  |  | TRUE |  | TRUE | Removed from Ground | Used Oil | 500 | Bare Steel | 1966-04-28 | Galvanized Steel
WATKINS MOTOR LINES INC | 1984 TOBACCO RD | AUGUSTA | Richmond | 1210177 | 1 | [5 empty] | Removed from Ground | Diesel | 10000 | Bare Steel | 1980-04-23 | Unknown
WATKINS MOTOR LINES INC | 1984 TOBACCO RD | AUGUSTA | Richmond | 1210177 | 2 | [5 empty] | Removed from Ground | Diesel | 10000 | Bare Steel | 1980-04-23 | Unknown
ROADWAY EXPRESS INC | 725 LANEY WALKER BLVD EXT | AUGUSTA | Richmond | 1210179 | 1 | [5 empty] | Removed from Ground | Diesel | 10000 | Bare Steel | 1975-03-01 | Unknown | Safe Suction (Euro)
WELLS FARGO ARMORED SERVICE CORP | 490 BAY ST | AUGUSTA | Richmond | 1210181 | 1 | [5 empty] | Permanently Out of Use - historical purposes | Diesel | 2000 | Marked Unknown | 1976-05-02 | Unknown
RENTAL UNIFORM SERVICE INC | 529 LANEY WALKER BLVD EXT | AUGUSTA | Richmond | 1210185 | 1 | [5 empty] | Removed from Ground | Kerosene | 12000 | Bare Steel | 1974-03-30 | Galvanized Steel
RENTAL UNIFORM SERVICE INC | 529 LANEY WALKER BLVD EXT | AUGUSTA | Richmond | 1210185 | 2 | [5 empty] | Removed from Ground | Gas (Historical Use) | 10000 | Bare Steel | 1971-03-31 | Galvanized Steel
YANCEY BROS CO | 4165 OLD SAVANNAH RD | AUGUSTA | Richmond | 1210189 | 1 | [5 empty] | Removed from Ground | Gas (Historical Use) | 6000 | Bare Steel | 1972-04-10 | Bare Steel
YANCEY BROS CO | 4165 OLD SAVANNAH RD | AUGUSTA | Richmond | 1210189 | 2 | [5 empty] | Removed from Ground | Diesel | 6000 | Bare Steel | 1972-04-10 | Bare Steel
YANCEY BROS CO | 4165 OLD SAVANNAH RD | AUGUSTA | Richmond | 1210189 | 3 | [5 empty] | Removed from Ground | Other | 2000 | Bare Steel | 1986-04-07 | Bare Steel
YANCEY BROS CO | 4165 OLD SAVANNAH RD | AUGUSTA | Richmond | 1210189 | 4 | [5 empty] | Removed from Ground | Other | 2000 | Bare Steel | 1986-04-07 | Bare Steel
DRUG TRANSPORT INC | 1527 CRESCENT DR | AUGUSTA | Richmond | 1210193 | 1 | [5 empty] | Removed from Ground | Diesel | 2000 | Bare Steel | 1980-04-02 | Galvanized Steel | Safe Suction (Euro)
DRUG TRANSPORT INC | 1527 CRESCENT DR | AUGUSTA | Richmond | 1210193 | 2 | [5 empty] | Removed from Ground | Diesel | 1000 | Bare Steel | 1980-04-02 | Galvanized Steel | Safe Suction (Euro)
RICHMOND PAVING CO INC | 1909 GORDON HWY | AUGUSTA | Richmond | 1210196 | 1 | [5 empty] | Removed from Ground | Gas (Historical Use) | 1000 | Bare Steel | 1966-05-04 | Galvanized Steel
RICHMOND PAVING CO INC | 1909 GORDON HWY | AUGUSTA | Richmond | 1210196 | 2 | [5 empty] | Removed from Ground | Gas (Historical Use) | 1000 | Bare Steel | 1966-05-04 | Galvanized Steel
CLAUSSEN CONCRETE CO/MAIN PLANT | 109 -111 LANEY WALKER BLVD EXT | AUGUSTA | Richmond | 1210197 | 1 | [5 empty] | Closed in Ground | Diesel | 4000 | Bare Steel | 1956-05-07 | Galvanized Steel
CLAUSSEN CONCRETE CO/MAIN PLANT | 109 -111 LANEY WALKER BLVD EXT | AUGUSTA | Richmond | 1210197 | 2 | [5 empty] | Closed in Ground | Gas (Historical Use) | 1000 | Bare Steel | 1958-05-07 | Galvanized Steel
CLAUSSEN CONCRETE CO/MAIN PLANT | 109 -111 LANEY WALKER BLVD EXT | AUGUSTA | Richmond | 1210197 | 3 | [5 empty] | Closed in Ground | Empty | 1000 | Bare Steel | 1956-05-07 | Unknown
CLAUSSEN CONCRETE CO/MAIN PLANT | 109 -111 LANEY WALKER BLVD EXT | AUGUSTA | Richmond | 1210197 | 4 |  |  | TRUE |  | TRUE | Removed from Ground | Used Oil | 2000 | Cathodically Protected Steel | 1985-04-30 | Fiberglass Reinforced Plastic
CLAUSSEN CONCRETE/AUGUSTA PLANT | 109 LANEY WALKER BLVD | AUGUSTA | Richmond | 1210198 | 1 | [5 empty] | Removed from Ground | Empty | 1000 | Bare Steel | 1975-05-03 | Galvanized Steel
CLAUSSEN CONCRETE/AUGUSTA PLANT | 109 LANEY WALKER BLVD | AUGUSTA | Richmond | 1210198 | 2 | [5 empty] | Removed from Ground | Empty | 500 | Bare Steel | 1975-05-03 | Galvanized Steel
CLAUSSEN CONCRETE | WHEELER RD | MARTINEZ | Richmond | 1210199 | 1 | [5 empty] | Removed from Ground | Diesel | 10000 | Bare Steel | 1978-05-02 | Galvanized Steel
SUTHERLAND DIV/GRANITEVILLE CO | 510 COTTAGE ST | AUGUSTA | Richmond | 1210202 | 1 | [5 empty] | Removed from Ground | Gas (Historical Use) | 1000 | Bare Steel | 1971-05-04 | Unknown
SIBLEY DIVISION | GOODRICH ST | AUGUSTA | Richmond | 1210203 | 1 | [5 empty] | Removed from Ground | Gas (Historical Use) | 500 | Bare Steel | 1971-05-04 | Unknown
ENTERPRISE DIV | GREENE ST | AUGUSTA | Richmond | 1210204 | 1 | [5 empty] | Removed from Ground | Gas (Historical Use) | 500 | Bare Steel | 1971-05-04 | Unknown
FIBERS DEPT | GOVERNMENT RD | AUGUSTA | Richmond | 1210205 | 1 | [5 empty] | Removed from Ground | Gas (Historical Use) | 1000 | Bare Steel | 1971-05-04 | Unknown
FIBERS DEPT | GOVERNMENT RD | AUGUSTA | Richmond | 1210205 | 2 | [5 empty] | Removed from Ground | Diesel | 500 | Bare Steel | 1971-05-04 | Unknown
HANSONG SONG | 4170 OLD WAYNESBORO RD | HEPHZIBAH | Richmond | 1210206 | 1 | [5 empty] | Removed from Ground | Gas (Historical Use) | 8000 | Bare Steel | 1978-05-02 | Bare Steel
HANSONG SONG | 4170 OLD WAYNESBORO RD | HEPHZIBAH | Richmond | 1210206 | 2 | [5 empty] | Removed from Ground | Gas (Historical Use) | 8000 | Bare Steel | 1978-05-02 | Bare Steel
HANSONG SONG | 4170 OLD WAYNESBORO RD | HEPHZIBAH | Richmond | 1210206 | 3 | [5 empty] | Removed from Ground | Gas (Historical Use) | 8000 | Bare Steel | 1978-05-02 | Bare Steel
LARRY EDENFIELD | 2603 PEACH ORCHARD RD | AUGUSTA | Richmond | 1210208 | 1 |  | 1998-12-17 |  | 1998-12-17 |  | Removed from Ground | Gas (Historical Use) | 8000 | Steel-Impressed Current | 1985-04-08 | Cathodically Protected | Pressurized
LARRY EDENFIELD | 2603 PEACH ORCHARD RD | AUGUSTA | Richmond | 1210208 | 2 |  | 1998-12-17 |  | 1998-12-17 |  | Removed from Ground | Gas (Historical Use) | 8000 | Steel-Impressed Current | 1985-04-08 | Cathodically Protected | Pressurized
LARRY EDENFIELD | 2603 PEACH ORCHARD RD | AUGUSTA | Richmond | 1210208 | 3 |  | 1998-12-17 |  | 1998-12-17 |  | Removed from Ground | Gas (Historical Use) | 8000 | Steel-Impressed Current | 1985-04-08 | Cathodically Protected | Pressurized
LARRY EDENFIELD | 2603 PEACH ORCHARD RD | AUGUSTA | Richmond | 1210208 | 4 |  |  | TRUE | 1998-12-17 | TRUE | Removed from Ground | Used Oil | 500 | Steel-Impressed Current | 1981-04-09 | Cathodically Protected | Gravity Fed
S&B CO INC/SILVERSTEINS CLEANERS | 2568 CENTRAL AVE | AUGUSTA | Richmond | 1210210 | 1 | [5 empty] | Currently in Use | Diesel | 10000 | Bare Steel | 1976-05-01 | Galvanized Steel
S&B CO INC/SILVERSTEINS CLEANERS | 2568 CENTRAL AVE | AUGUSTA | Richmond | 1210210 | 2 | [5 empty] | Removed from Ground | Other | 550 | Bare Steel | 1966-05-04 | Galvanized Steel
S&B CO INC/SILVERSTEINS CLEANERS | 2568 CENTRAL AVE | AUGUSTA | Richmond | 1210210 | 3 | [5 empty] | Removed from Ground | Other | 550 | Bare Steel | 1966-05-04 | Galvanized Steel
S&B CO INC/SILVERSTEINS CLEANERS | 2568 CENTRAL AVE | AUGUSTA | Richmond | 1210210 | 4 | [5 empty] | Removed from Ground | Empty | 550 | Bare Steel | 1966-05-04 | Galvanized Steel
S&B CO INC/SILVERSTEINS CLEANERS | 2568 CENTRAL AVE | AUGUSTA | Richmond | 1210210 | 5 | [5 empty] | Removed from Ground | Empty | 550 | Bare Steel | 1966-05-04 | Galvanized Steel
S&B CO INC/SILVERSTEINS CLEANERS | 2568 CENTRAL AVE | AUGUSTA | Richmond | 1210210 | 6 | [5 empty] | Removed from Ground | Diesel | 1000 | Bare Steel | 1971-05-03 | Galvanized Steel
THE EARTHGRAINS CO | 1500 WRIGHTSBORO RD | AUGUSTA | Richmond | 1210211 | 1 | [5 empty] | Removed from Ground | Gas (Historical Use) | 8000 | Bare Steel | 1974-05-02 | Bare Steel | Pressurized
THE EARTHGRAINS CO | 1500 WRIGHTSBORO RD | AUGUSTA | Richmond | 1210211 | 2 | [5 empty] | Removed from Ground | Diesel | 8000 | Bare Steel | 1974-05-02 | Bare Steel | Pressurized
THE EARTHGRAINS CO | 1500 WRIGHTSBORO RD | AUGUSTA | Richmond | 1210211 | 3 | [5 empty] | Removed from Ground | Diesel | 10000 | Bare Steel | 1974-05-02 | Bare Steel | Pressurized
THE EARTHGRAINS CO | 1500 WRIGHTSBORO RD | AUGUSTA | Richmond | 1210211 | 4 | [5 empty] | Removed from Ground | Gas (Historical Use) | 10000 | Bare Steel | 1986-04-29 | Bare Steel | Pressurized
THE EARTHGRAINS CO | 1500 WRIGHTSBORO RD | AUGUSTA | Richmond | 1210211 | 5 | [5 empty] | Removed from Ground | Diesel | 20000 | Fiberglass | 1978-05-01 | Bare Steel | Pressurized
THE EARTHGRAINS CO | 1500 WRIGHTSBORO RD | AUGUSTA | Richmond | 1210211 | 6 |  |  | TRUE |  | TRUE | Removed from Ground | Used Oil | 400 | Bare Steel | 1980-04-30 | Bare Steel | Gravity Fed
THE EARTHGRAINS CO | 1500 WRIGHTSBORO RD | AUGUSTA | Richmond | 1210211 | 7 | [5 empty] | Removed from Ground | Other | 400 | Bare Steel | 1980-04-30 | Bare Steel | Gravity Fed
THE EARTHGRAINS CO | 1500 WRIGHTSBORO RD | AUGUSTA | Richmond | 1210211 | 8 |  | 1993-12-06 |  | 1993-12-06 |  | Removed from Ground | Diesel | 12000 | Cathodically Protected Steel | 1993-12-06 | Fiberglass Reinforced Plastic | Pressurized
ALLIEDSIGNAL AVIATION SVCS/GARRE | 1550 HANGAR RD/BUSH FIELD | AUGUSTA | Richmond | 1210212 | 1 | [5 empty] | Removed from Ground | Other | 3000 | Bare Steel | 1982-04-05 | Bare Steel
TRANSUS-AUGUSTA GA TERMINAL | 1551 NEW SAVANNAH RD | AUGUSTA | Richmond | 1210213 | 1 | [5 empty] | Removed from Ground | Diesel | 8000 | Bare Steel | 1971-04-13 | Galvanized Steel
GA DEPT JUVENILE JUSTICE | 3481 MIKE PADGETT HWY | AUGUSTA | Richmond | 1210214 | 1 | [5 empty] | Removed from Ground | Gas (Historical Use) | 1000 | Marked Unknown | 1963-05-07 | Galvanized Steel
GA DEPT JUVENILE JUSTICE | 3481 MIKE PADGETT HWY | AUGUSTA | Richmond | 1210214 | 2 |  | 1997-07-21 | FALSE | 1997-07-21 | FALSE | Temporarily out of use | Empty | 2000 | Composite | 1990-02-20 | Fiberglass Reinforced Plastic | Safe Suction (Euro)
WATERS STATION | 3649 DEANS BRIDGE ROAD | HEPHZIBAH | Richmond | 1210216 | 1 | [5 empty] | Temporarily out of use | Gas (Historical Use) | 8000 | Bare Steel | 1977-01-03 | Bare Steel | Suction (American)
WATERS STATION | 3649 DEANS BRIDGE ROAD | HEPHZIBAH | Richmond | 1210216 | 2 | [5 empty] | Temporarily out of use | Gas (Historical Use) | 8000 | Bare Steel | 1977-01-03 | Bare Steel | Suction (American)
KYONG DONG KIM | 2451 GOLDEN CAMP RD | AUGUSTA | Richmond | 1210217 | 1 | [5 empty] | Closed in Ground | Gas (Historical Use) | 8000 | Bare Steel | 1972-01-05 | Galvanized Steel
KYONG DONG KIM | 2451 GOLDEN CAMP RD | AUGUSTA | Richmond | 1210217 | 2 | [5 empty] | Closed in Ground | Gas (Historical Use) | 8000 | Bare Steel | 1972-01-05 | Galvanized Steel
POP SHOP | 1738 OLD SAVANNAH RD | AUGUSTA | Richmond | 1210218 | 1 |  | 2000-01-20 |  | 2000-01-20 |  | Closed in Ground | Gas (Historical Use) | 8000 | Galvanic (STIP-3) | 1986-01-01 | Cathodically Protected | Pressurized
POP SHOP | 1738 OLD SAVANNAH RD | AUGUSTA | Richmond | 1210218 | 2 |  | 2000-01-29 |  | 2000-01-29 |  | Closed in Ground | Gas (Historical Use) | 8000 | Galvanic (STIP-3) | 1986-01-01 | Cathodically Protected | Pressurized
POP SHOP | 1738 OLD SAVANNAH RD | AUGUSTA | Richmond | 1210218 | 3 |  | 2000-01-20 |  | 2000-01-20 |  | Closed in Ground | Gas (Historical Use) | 8000 | Galvanic (STIP-3) | 1986-01-01 | Cathodically Protected | Pressurized
GET N GO | 2350 WINDSOR SPRING RD | AUGUSTA | Richmond | 1210219 | 1 |  | 1998-12-16 | FALSE | 1998-12-16 | FALSE | Removed from Ground | Gas (Historical Use) | 8200 | Galvanic (STIP-3) | 1986-01-01 |  | Pressurized
GET N GO | 2350 WINDSOR SPRING RD | AUGUSTA | Richmond | 1210219 | 2 |  | 1998-12-16 | FALSE | 1998-12-16 | FALSE | Removed from Ground | Gas (Historical Use) | 8200 | Galvanic (STIP-3) | 1986-01-01 |  | Pressurized
GET N GO | 2350 WINDSOR SPRING RD | AUGUSTA | Richmond | 1210219 | 3 |  | 1998-12-16 | FALSE | 1998-12-16 | FALSE | Removed from Ground | Gas (Historical Use) | 8200 | Galvanic (STIP-3) | 1986-01-01 |  | Pressurized
GET N GO | 2350 WINDSOR SPRING RD | AUGUSTA | Richmond | 1210219 | 4A | Flapper Valve | 2018-05-15 | FALSE | 2018-05-15 | FALSE | Currently in Use | Gas (Historical Use) | 12000 | Composite Double Walled | 2018-03-17 | Double-Walled Fiberglass | Pressurized
GET N GO | 2350 WINDSOR SPRING RD | AUGUSTA | Richmond | 1210219 | 4B | Flapper Valve | 2018-05-15 | FALSE | 2018-05-15 | FALSE | Currently in Use | Gas (Historical Use) | 3000 | Composite Double Walled | 2018-03-17 | Double-Walled Fiberglass | Pressurized
GET IT TO GO INC | 3379 MILLEDGEVILLE RD | AUGUSTA | Richmond | 1210220 | 1 |  | 1995-04-01 |  | 1995-04-01 |  | Currently in Use | Gas (Historical Use) | 10000 | Cathodically Protected Steel | 1986-01-01 |  | Pressurized
GET IT TO GO INC | 3379 MILLEDGEVILLE RD | AUGUSTA | Richmond | 1210220 | 2 |  | 1995-04-01 |  | 1995-04-01 |  | Currently in Use | Gas (Historical Use) | 10000 | Cathodically Protected Steel | 1986-01-01 |  | Pressurized
GET IT TO GO INC | 3379 MILLEDGEVILLE RD | AUGUSTA | Richmond | 1210220 | 3 |  | 1995-04-01 |  | 1995-04-01 |  | Currently in Use | Gas (Historical Use) | 10000 | Cathodically Protected Steel | 1986-01-01 |  | Pressurized
GET IT TO GO INC | 3379 MILLEDGEVILLE RD | AUGUSTA | Richmond | 1210220 | 4 |  | 1995-04-01 |  | 1995-04-01 |  | Currently in Use | Diesel | 8000 | Cathodically Protected Steel | 1986-01-01 |  | Pressurized
US POSTAL SERVICE | 2704 PEACH ORCHARD RD | AUGUSTA | Richmond | 1210222 | 33 | [5 empty] | Removed from Ground | Gas (Historical Use) | 10000 | Bare Steel | 1977-01-03 | Unknown
BST/FLEMING CO/R3537 | 3107 PEACH ORCHARD RD | AUGUSTA | Richmond | 1210223 | 1 | [5 empty] | Removed from Ground | Diesel | 2000 | Bare Steel | 1973-01-04 | Galvanized Steel | Suction (American)
BST/FLEMING CO/R3537 | 3107 PEACH ORCHARD RD | AUGUSTA | Richmond | 1210223 | 2 | [5 empty] | Removed from Ground | Diesel | 1000 | Bare Steel | 1962-01-01 | Galvanized Steel | Suction (American)
BST/FLEMING CO/R3537 | 3107 PEACH ORCHARD RD | AUGUSTA | Richmond | 1210223 | 3 |  | 1989-01-10 |  | 1989-01-10 |  | Removed from Ground | Diesel | 3000 | Bare Steel | 1989-01-10 | Fiberglass Reinforced Plastic | Suction (American)
BST/FLEMING CO/R3537 | 3107 PEACH ORCHARD RD | AUGUSTA | Richmond | 1210223 | 5 | Flapper Valve | 1997-09-27 | FALSE | 1997-09-27 | FALSE | Currently in Use | Diesel | 6000 | Fiberglass Double Walled | 1997-09-27 |  | Safe Suction (Euro)
BELLSOUTH TELECOM/AGSTGASA R6503 | 1574 SUNSET AVE | AUGUSTA | Richmond | 1210224 | 1 |  |  | TRUE |  | TRUE | Removed from Ground | Used Oil | 550 | Bare Steel | 1978-01-03 | Galvanized Steel | Gravity Fed
BELLSOUTH TELECOM/AGSTGASA R6503 | 1574 SUNSET AVE | AUGUSTA | Richmond | 1210224 | 2 | [5 empty] | Removed from Ground | Gas (Historical Use) | 10000 | Bare Steel | 1978-01-03 | Galvanized Steel | Pressurized
BST/HILL CO/R3515 | 2115 KINGS WAY | AUGUSTA | Richmond | 1210225 | 1 | [5 empty] | Removed from Ground | Diesel | 550 | Bare Steel | 1974-08-01 | Bare Steel | Suction (American)
BST/HILL CO/R3515 | 2115 KINGS WAY | AUGUSTA | Richmond | 1210225 | 2 |  | 1997-02-05 |  | 1997-02-05 |  | Removed from Ground | Diesel | 2500 | Double Walled | 1997-02-05 | Copper | Suction (American)
BST/HILL CO/R3515 | 2115 KINGS WAY | AUGUSTA | Richmond | 1210225 | 3 | [5 empty] | Removed from Ground | Gas (Historical Use) | 400 | Not Marked/Unknown | 1998-02-18 | Not Marked
BST/HILL CO/R3515 | 2115 KINGS WAY | AUGUSTA | Richmond | 1210225 | 4 | Flapper Valve | 2000-02-09 | FALSE | 2000-02-09 | FALSE | Currently in Use | Diesel | 4000 | Fiberglass Double Walled | 2000-02-09 | Copper/Secondry Containment | Suction (American)
BST/AUGUSTA SVC CTR/R6509 | 3838 WRIGHTSBORO RD | AUGUSTA | Richmond | 1210226 | 1 | [5 empty] | Removed from Ground | Gas (Historical Use) | 12000 | Cathodically Protected Steel | 1981-01-02 | Fiberglass Reinforced Plastic | Pressurized
BUSH HOG #17 | 2401 WASHINGTON RD | AUGUSTA | Richmond | 1210228 | 1 | [5 empty] | Removed from Ground | Gas (Historical Use) | 10000 | Bare Steel | 1976-05-10 | Galvanized Steel
BUSH HOG #17 | 2401 WASHINGTON RD | AUGUSTA | Richmond | 1210228 | 2 | [5 empty] | Removed from Ground | Gas (Historical Use) | 10000 | Bare Steel | 1976-05-10 | Galvanized Steel
BUSH HOG #17 | 2401 WASHINGTON RD | AUGUSTA | Richmond | 1210228 | 3 | [5 empty] | Removed from Ground | Gas (Historical Use) | 4000 | Bare Steel | 1976-05-10 | Galvanized Steel
BUSH HOG #17 | 2401 WASHINGTON RD | AUGUSTA | Richmond | 1210228 | 4 | [5 empty] | Removed from Ground | Gas (Historical Use) | 0 | Bare Steel | 1986-05-08 | Galvanized Steel
BUSH HOG #17 | 2401 WASHINGTON RD | AUGUSTA | Richmond | 1210228 | 5 | [5 empty] | Removed from Ground | Gas (Historical Use) | 0 | Bare Steel | 1986-05-08 | Galvanized Steel
V&M FOOD MART/LIQUOR LOCKER & FO | 3441 WRIGHTSBORO RD | AUGUSTA | Richmond | 1210230 | 1 | [5 empty] | Removed from Ground | Gas (Historical Use) | 12000 | Bare Steel | 1981-07-15 | Bare Steel | Pressurized
V&M FOOD MART/LIQUOR LOCKER & FO | 3441 WRIGHTSBORO RD | AUGUSTA | Richmond | 1210230 | 2 | [5 empty] | Removed from Ground | Gas (Historical Use) | 12000 | Bare Steel | 1981-07-15 | Bare Steel | Pressurized
V&M FOOD MART/LIQUOR LOCKER & FO | 3441 WRIGHTSBORO RD | AUGUSTA | Richmond | 1210230 | 3 | [5 empty] | Removed from Ground | Gas (Historical Use) | 12000 | Bare Steel | 1981-07-15 | Galvanized Steel
V&M FOOD MART/LIQUOR LOCKER & FO | 3441 WRIGHTSBORO RD | AUGUSTA | Richmond | 1210230 | 4 | [5 empty] | Removed from Ground | Diesel | 12000 | Bare Steel | 1981-07-15 | Galvanized Steel
V&M FOOD MART/LIQUOR LOCKER & FO | 3441 WRIGHTSBORO RD | AUGUSTA | Richmond | 1210230 | 5 |  | 1993-05-12 |  | 1993-05-12 |  | Temporarily out of use | Diesel | 10000 | Double Walled | 1993-05-03 | Fiberglass Reinforced Plastic | Pressurized
V&M FOOD MART/LIQUOR LOCKER & FO | 3441 WRIGHTSBORO RD | AUGUSTA | Richmond | 1210230 | 6 |  | 1993-05-12 |  | 1993-05-12 |  | Temporarily out of use | Gas (Historical Use) | 12000 | Double Walled | 1993-05-03 | Fiberglass Reinforced Plastic | Pressurized
V&M FOOD MART/LIQUOR LOCKER & FO | 3441 WRIGHTSBORO RD | AUGUSTA | Richmond | 1210230 | 7 |  | 1993-05-12 |  | 1993-05-12 |  | Temporarily out of use | Gas (Historical Use) | 12000 | Double Walled | 1993-05-03 | Fiberglass Reinforced Plastic | Pressurized
V&M FOOD MART/LIQUOR LOCKER & FO | 3441 WRIGHTSBORO RD | AUGUSTA | Richmond | 1210230 | 8 |  | 1993-05-12 |  | 1993-05-12 |  | Temporarily out of use | Gas (Historical Use) | 12000 | Double Walled | 1993-05-03 | Fiberglass Reinforced Plastic | Pressurized
TOBACCO RD FAST FARE | 3705 MIKE PADGETT HIGHWAY | AUGUSTA | Richmond | 1210232 | 1 |  | 1997-08-02 |  | 1997-08-02 |  | Removed from Ground | Gas (Historical Use) | 10000 | Steel-Impressed Current | 1980-05-08 | Fiberglass Reinforced Plastic | Pressurized
TOBACCO RD FAST FARE | 3705 MIKE PADGETT HIGHWAY | AUGUSTA | Richmond | 1210232 | 2 |  | 1997-08-02 |  | 1997-08-02 |  | Removed from Ground | Gas (Historical Use) | 10000 | Steel-Impressed Current | 1980-05-08 | Fiberglass Reinforced Plastic | Pressurized
TOBACCO RD FAST FARE | 3705 MIKE PADGETT HIGHWAY | AUGUSTA | Richmond | 1210232 | 3 |  | 1997-08-02 |  | 1997-08-02 |  | Removed from Ground | Gas (Historical Use) | 10000 | Steel-Impressed Current | 1980-05-08 | Fiberglass Reinforced Plastic | Pressurized
CROWN GA-511 | MORGAN RD & 2759 TOBACCO RD | HEPHZIBAH | Richmond | 1210233 | 1 | [5 empty] | Removed from Ground | Gas (Historical Use) | 8000 | Fiberglass | 1982-05-08 | Galvanized Steel | Pressurized
CROWN GA-511 | MORGAN RD & 2759 TOBACCO RD | HEPHZIBAH | Richmond | 1210233 | 2 | [5 empty] | Removed from Ground | Gas (Historical Use) | 8000 | Fiberglass | 1982-05-08 | Galvanized Steel | Pressurized
CROWN GA-511 | MORGAN RD & 2759 TOBACCO RD | HEPHZIBAH | Richmond | 1210233 | 3 | [5 empty] | Removed from Ground | Gas (Historical Use) | 8000 | Fiberglass | 1982-05-08 | Galvanized Steel | Pressurized
ETHAN FOOD STORE | 2940 INWOOD DR | HEPHZIBAH | Richmond | 1210235 | 1 |  | 1997-09-08 | FALSE | 1997-09-08 | FALSE | Temporarily out of use | Plus | 10000 | Steel-Impressed Current | 1979-05-09 | Fiberglass Reinforced Plastic | Pressurized
ETHAN FOOD STORE | 2940 INWOOD DR | HEPHZIBAH | Richmond | 1210235 | 2 | Flapper Valve | 1997-09-08 | FALSE | 1997-09-08 | FALSE | Currently in Use | Regular | 10000 | Steel-Impressed Current | 1979-05-09 | Fiberglass Reinforced Plastic | Pressurized
ETHAN FOOD STORE | 2940 INWOOD DR | HEPHZIBAH | Richmond | 1210235 | 3 | Flapper Valve | 1997-09-08 | FALSE | 1997-09-08 | FALSE | Currently in Use | Premium | 10000 | Steel-Impressed Current | 1979-05-09 | Fiberglass Reinforced Plastic | Pressurized
DEANS BRIDGE RD FAST FARE | 4002 DEANS BRIDGE RD | AUGUSTA | Richmond | 1210236 | 1 |  | 1997-08-02 |  | 1989-03-01 |  | Currently in Use | Gas (Historical Use) | 10000 | Galvanic (STIP-3) | 1989-03-01 | Fiberglass Reinforced Plastic | Pressurized
DEANS BRIDGE RD FAST FARE | 4002 DEANS BRIDGE RD | AUGUSTA | Richmond | 1210236 | 2 |  | 1997-08-02 |  | 1989-03-01 |  | Currently in Use | Gas (Historical Use) | 10000 | Galvanic (STIP-3) | 1989-03-01 | Fiberglass Reinforced Plastic | Pressurized
DEANS BRIDGE RD FAST FARE | 4002 DEANS BRIDGE RD | AUGUSTA | Richmond | 1210236 | 3 |  | 1997-08-02 |  | 1989-03-01 |  | Currently in Use | Diesel | 10000 | Galvanic (STIP-3) | 1989-03-01 | Fiberglass Reinforced Plastic | Pressurized
DEANS BRIDGE RD FAST FARE | 4002 DEANS BRIDGE RD | AUGUSTA | Richmond | 1210236 | 4 | [5 empty] | Removed from Ground | Gas (Historical Use) | 10000 | Bare Steel | 1988-11-01 | Galvanized Steel
DEANS BRIDGE RD FAST FARE | 4002 DEANS BRIDGE RD | AUGUSTA | Richmond | 1210236 | 5 | [5 empty] | Removed from Ground | Gas (Historical Use) | 10000 | Bare Steel | 1988-11-01 | Galvanized Steel
DEANS BRIDGE RD FAST FARE | 4002 DEANS BRIDGE RD | AUGUSTA | Richmond | 1210236 | 6 | [5 empty] | Removed from Ground | Gas (Historical Use) | 10000 | Bare Steel | 1988-11-01 | Galvanized Steel
FAST FARE GA-509/ZIPPY MART #469 | 1902 WINDSOR SPRING RD | AUGUSTA | Richmond | 1210237 | 1 | [5 empty] | Removed from Ground | Gas (Historical Use) | 10000 | Bare Steel | 1978-05-09 | Galvanized Steel | Safe Suction (Euro)
FAST FARE GA-509/ZIPPY MART #469 | 1902 WINDSOR SPRING RD | AUGUSTA | Richmond | 1210237 | 2 | [5 empty] | Removed from Ground | Gas (Historical Use) | 10000 | Bare Steel | 1978-05-09 | Galvanized Steel | Safe Suction (Euro)
FAST FARE GA-509/ZIPPY MART #469 | 1902 WINDSOR SPRING RD | AUGUSTA | Richmond | 1210237 | 3 | [5 empty] | Removed from Ground | Gas (Historical Use) | 6000 | Bare Steel | 1978-05-09 | Galvanized Steel | Safe Suction (Euro)
EXPRESS LANE | 2490 HWY 88 & MILL ST | HEPHZIBAH | Richmond | 1210239 | 1 |  | 1997-08-02 | FALSE | 1997-08-02 | FALSE | Temporarily out of use | Gas (Historical Use) | 10000 | Steel-Impressed Current | 1975-05-10 | Fiberglass Reinforced Plastic | Pressurized
EXPRESS LANE | 2490 HWY 88 & MILL ST | HEPHZIBAH | Richmond | 1210239 | 2 |  | 1997-08-02 |  | 1997-08-02 |  | Temporarily out of use | Gas (Historical Use) | 10000 | Cathodically Protected Steel | 1975-05-10 | Fiberglass Reinforced Plastic | Pressurized
EXPRESS LANE | 2490 HWY 88 & MILL ST | HEPHZIBAH | Richmond | 1210239 | 3 |  | 1997-08-02 | FALSE | 1997-08-02 | FALSE | Temporarily out of use | Gas (Historical Use) | 6000 | Steel-Impressed Current | 1975-06-15 | Fiberglass Reinforced Plastic | Pressurized
CROWN GA-501/ZIPPY MART #446 | 3601 WRIGHTSBORO RD | AUGUSTA | Richmond | 1210240 | 1 | [5 empty] | Removed from Ground | Gas (Historical Use) | 10000 | Bare Steel | 1975-05-10 | Galvanized Steel
CROWN GA-501/ZIPPY MART #446 | 3601 WRIGHTSBORO RD | AUGUSTA | Richmond | 1210240 | 2 | [5 empty] | Removed from Ground | Gas (Historical Use) | 10000 | Bare Steel | 1975-05-10 | Galvanized Steel
CROWN GA-506/ZIPPY MART #433 | 2479 TOBACCO RD | AUGUSTA | Richmond | 1210241 | 1 | [5 empty] | Removed from Ground | Gas (Historical Use) | 10000 | Bare Steel | 1975-05-10 | Galvanized Steel
CROWN GA-506/ZIPPY MART #433 | 2479 TOBACCO RD | AUGUSTA | Richmond | 1210241 | 2 | [5 empty] | Removed from Ground | Gas (Historical Use) | 10000 | Bare Steel | 1975-05-10 | Galvanized Steel
CROWN GA-507/ZIPPY MART #434 | 3501 WINDSOR SPRING RD | HEPHZIBAH | Richmond | 1210242 | 1 | [5 empty] | Removed from Ground | Gas (Historical Use) | 10000 | Fiberglass | 1978-05-09 | Fiberglass Reinforced Plastic | Pressurized
CROWN GA-507/ZIPPY MART #434 | 3501 WINDSOR SPRING RD | HEPHZIBAH | Richmond | 1210242 | 2 | [5 empty] | Removed from Ground | Gas (Historical Use) | 10000 | Fiberglass | 1978-05-09 | Fiberglass Reinforced Plastic
CROWN GA-507/ZIPPY MART #434 | 3501 WINDSOR SPRING RD | HEPHZIBAH | Richmond | 1210242 | 3 | [5 empty] | Removed from Ground | Gas (Historical Use) | 6000 | Fiberglass | 1978-05-09 | Fiberglass Reinforced Plastic
SUPRON 3501 | 2762 TOBACCO RD | HEPHZIBAH | Richmond | 1210244 | 1 | Flapper Valve | 1995-06-07 | FALSE | 1995-06-07 | FALSE | Currently in Use | Regular | 10000 | Steel-Impressed Current | 1985-04-21 | Fiberglass Reinforced Plastic | Pressurized
SUPRON 3501 | 2762 TOBACCO RD | HEPHZIBAH | Richmond | 1210244 | 2 | Flapper Valve | 1995-06-07 | FALSE | 1995-06-07 | FALSE | Currently in Use | Regular | 10000 | Steel-Impressed Current | 1985-04-21 | Fiberglass Reinforced Plastic | Pressurized
SUPRON 3501 | 2762 TOBACCO RD | HEPHZIBAH | Richmond | 1210244 | 3 | Flapper Valve | 1995-06-07 | FALSE | 1995-06-07 | FALSE | Currently in Use | Premium | 10000 | Steel-Impressed Current | 1985-04-21 | Fiberglass Reinforced Plastic | Pressurized
SUPRON 3501 | 2762 TOBACCO RD | HEPHZIBAH | Richmond | 1210244 | 4 | Flapper Valve | 1995-06-07 | FALSE | 1995-06-07 | FALSE | Currently in Use | Diesel | 10000 | Steel-Impressed Current | 1985-04-21 | Fiberglass Reinforced Plastic | Pressurized
SUPRON 3501 | 2762 TOBACCO RD | HEPHZIBAH | Richmond | 1210244 | 5 | Flapper Valve | 1995-06-07 | FALSE | 1995-06-07 | FALSE | Currently in Use | Racing Fuel | 8000 | Steel-Impressed Current | 1985-04-21 | Fiberglass Reinforced Plastic | Pressurized
SHOPPIN STOP | 1649 OLIVE RD & WHARTON | AUGUSTA | Richmond | 1210245 | 1 |  |  | FALSE |  | FALSE | Removed from Ground | Gas (Historical Use) | 6000 | Bare Steel | 1971-04-25 | Galvanized Steel
SHOPPIN STOP | 1649 OLIVE RD & WHARTON | AUGUSTA | Richmond | 1210245 | 2 |  |  | FALSE |  | FALSE | Removed from Ground | Gas (Historical Use) | 6000 | Bare Steel | 1971-04-25 | Galvanized Steel
SHOPPIN STOP | 1649 OLIVE RD & WHARTON | AUGUSTA | Richmond | 1210245 | 3 |  |  | FALSE |  | FALSE | Removed from Ground | Gas (Historical Use) | 6000 | Bare Steel | 1971-04-25 | Galvanized Steel
SHOPPIN STOP | 1649 OLIVE RD & WHARTON | AUGUSTA | Richmond | 1210245 | 4 | Flapper Valve | 1987-11-01 | FALSE | 1987-11-01 | FALSE | Removed from Ground | Gas (Historical Use) | 8000 | Steel-Impressed Current | 1988-05-06 | Steel (Impressed Current) | Pressurized
SHOPPIN STOP | 1649 OLIVE RD & WHARTON | AUGUSTA | Richmond | 1210245 | 5 | Flapper Valve | 1987-11-01 | FALSE | 1987-11-01 | FALSE | Removed from Ground | Gas (Historical Use) | 8000 | Steel-Impressed Current | 1988-05-06 | Steel (Impressed Current) | Pressurized
SHOPPIN STOP | 1649 OLIVE RD & WHARTON | AUGUSTA | Richmond | 1210245 | 6 | Flapper Valve | 1987-11-01 | FALSE | 1987-11-01 | FALSE | Removed from Ground | Gas (Historical Use) | 8000 | Steel-Impressed Current | 1988-05-06 | Steel (Impressed Current) | Pressurized
SHOPPIN STOP | 1649 OLIVE RD & WHARTON | AUGUSTA | Richmond | 1210245 | 7A | Flapper Valve | 2017-08-01 | FALSE | 2017-08-01 | FALSE | Currently in Use | Gas (Historical Use) | 13000 | Composite Double Walled | 2017-07-01 | Double-Walled Fiberglass | Pressurized
SHOPPIN STOP | 1649 OLIVE RD & WHARTON | AUGUSTA | Richmond | 1210245 | 7B | Flapper Valve | 2017-08-01 | FALSE | 2017-08-01 | FALSE | Currently in Use | Gas (Historical Use) | 3500 | Composite Double Walled | 2017-07-01 | Double-Walled Fiberglass | Pressurized
SHOPPIN STOP | 1649 OLIVE RD & WHARTON | AUGUSTA | Richmond | 1210245 | 7C | Flapper Valve | 2017-08-01 | FALSE | 2017-08-01 | FALSE | Currently in Use | Diesel | 3500 | Composite Double Walled | 2017-07-01 | Double-Walled Fiberglass | Pressurized
CHEVRON FOOD MART | 1500 GORDON HWY | AUGUSTA | Richmond | 1210246 | 1 | Flapper Valve | 1995-06-06 | FALSE | 1995-06-06 | FALSE | Currently in Use | Premium | 12000 | STIP-3/Impressed Current | 1983-04-22 | Fiberglass Reinforced Plastic | Pressurized
CHEVRON FOOD MART | 1500 GORDON HWY | AUGUSTA | Richmond | 1210246 | 2 | Flapper Valve | 1995-06-06 | FALSE | 1995-06-06 | FALSE | Currently in Use | Regular | 12000 | STIP-3/Impressed Current | 1983-04-22 | Fiberglass Reinforced Plastic | Pressurized
CHEVRON FOOD MART | 1500 GORDON HWY | AUGUSTA | Richmond | 1210246 | 3 |  | 1995-06-06 | FALSE | 1995-06-06 | FALSE | Currently in Use | Regular | 12000 | STIP-3/Impressed Current | 1983-04-22 | Fiberglass Reinforced Plastic | Pressurized
CHEVRON FOOD MART | 1500 GORDON HWY | AUGUSTA | Richmond | 1210246 | 4 |  | 1995-06-06 | FALSE | 1995-06-06 | FALSE | Currently in Use | Diesel | 12000 | STIP-3/Impressed Current | 1983-04-22 | Fiberglass Reinforced Plastic | Pressurized
CHEVRON FOOD MART | 1500 GORDON HWY | AUGUSTA | Richmond | 1210246 | 5 |  | 1995-06-06 | FALSE | 1995-06-06 | FALSE | Currently in Use | Diesel | 12000 | STIP-3/Impressed Current | 1983-04-22 | Fiberglass Reinforced Plastic | Pressurized
CHEVRON FOOD MART | 1500 GORDON HWY | AUGUSTA | Richmond | 1210246 | 6 |  | 1995-06-06 | FALSE | 1995-06-06 | FALSE | Currently in Use | Diesel | 12000 | STIP-3/Impressed Current | 1983-04-22 | Fiberglass Reinforced Plastic | Pressurized
SMILE GAS #2 | 2625 OLD SAVANNAH RD | AUGUSTA | Richmond | 1210247 | 1 |  | 1989-01-01 |  | 1989-01-01 |  | Removed from Ground | Gas (Historical Use) | 8000 | Cathodically Protected Steel | 1976-04-23 | Galvanized Steel | Pressurized
SMILE GAS #2 | 2625 OLD SAVANNAH RD | AUGUSTA | Richmond | 1210247 | 2 |  | 1989-01-01 |  | 1989-01-01 |  | Removed from Ground | Gas (Historical Use) | 6000 | Cathodically Protected Steel | 1976-04-23 | Galvanized Steel | Pressurized
SMILE GAS #2 | 2625 OLD SAVANNAH RD | AUGUSTA | Richmond | 1210247 | 3 |  | 1989-01-01 |  | 1989-01-01 |  | Removed from Ground | Gas (Historical Use) | 8000 | Cathodically Protected Steel | 1976-04-23 | Galvanized Steel | Pressurized
SMILE GAS #3/FORMER DANIEL VILLA | 2801 WRIGHTSBORO RD | AUGUSTA | Richmond | 1210248 | 1 | [5 empty] | Removed from Ground | Gas (Historical Use) | 6000 | Cathodically Protected Steel | 1975-04-24 | Galvanized Steel
SMILE GAS #3/FORMER DANIEL VILLA | 2801 WRIGHTSBORO RD | AUGUSTA | Richmond | 1210248 | 2 | [5 empty] | Removed from Ground | Gas (Historical Use) | 4000 | Cathodically Protected Steel | 1956-04-28 | Galvanized Steel
SMILE GAS #3/FORMER DANIEL VILLA | 2801 WRIGHTSBORO RD | AUGUSTA | Richmond | 1210248 | 3 | [5 empty] | Removed from Ground | Gas (Historical Use) | 3000 | Cathodically Protected Steel | 1956-04-28 | Galvanized Steel
SMILE GAS #3/FORMER DANIEL VILLA | 2801 WRIGHTSBORO RD | AUGUSTA | Richmond | 1210248 | 4 | [5 empty] | Removed from Ground | Gas (Historical Use) | 3000 | Cathodically Protected Steel | 1956-04-28 | Galvanized Steel
CIRCLE K #5334 | 2572 LUMPKIN RD | AUGUSTA | Richmond | 1210249 | 1 |  | 1989-01-01 |  | 1989-01-01 |  | Removed from Ground | Gas (Historical Use) | 10000 | Bare Steel | 1977-04-23 | Galvanized Steel | Pressurized
CIRCLE K #5334 | 2572 LUMPKIN RD | AUGUSTA | Richmond | 1210249 | 10 | Flapper Valve | 2015-02-20 | FALSE | 2015-02-20 | FALSE | Currently in Use | Regular | 20000 | Composite Double Walled | 2015-02-01 | Double-Walled Fiberglass | Pressurized
CIRCLE K #5334 | 2572 LUMPKIN RD | AUGUSTA | Richmond | 1210249 | 11A | Flapper Valve | 2015-02-01 | FALSE | 2015-02-01 | FALSE | Currently in Use | Premium | 7000 | Composite Double Walled | 2015-02-01 | Double-Walled Fiberglass | Pressurized
CIRCLE K #5334 | 2572 LUMPKIN RD | AUGUSTA | Richmond | 1210249 | 11B | Flapper Valve | 2015-09-29 | FALSE | 2015-09-29 | FALSE | Currently in Use | Diesel | 7000 | Composite Double Walled | 2015-02-01 | Double-Walled Fiberglass | Pressurized
CIRCLE K #5334 | 2572 LUMPKIN RD | AUGUSTA | Richmond | 1210249 | 2 |  | 1989-01-01 |  | 1989-01-01 |  | Removed from Ground | Gas (Historical Use) | 10000 | Bare Steel | 1977-04-23 | Galvanized Steel | Pressurized
CIRCLE K #5334 | 2572 LUMPKIN RD | AUGUSTA | Richmond | 1210249 | 3 |  | 1989-01-01 |  | 1989-01-01 |  | Removed from Ground | Kerosene | 8000 | Bare Steel | 1977-04-23 | Galvanized Steel | Pressurized
CIRCLE K #5334 | 2572 LUMPKIN RD | AUGUSTA | Richmond | 1210249 | 4 |  | 1989-01-01 |  | 1989-01-01 |  | Removed from Ground | Gas (Historical Use) | 10000 | Bare Steel | 1981-04-22 | Galvanized Steel | Pressurized
CIRCLE K #5334 | 2572 LUMPKIN RD | AUGUSTA | Richmond | 1210249 | 5 |  | 1995-04-27 |  | 1995-07-27 |  | Removed from Ground | Gas (Historical Use) | 11627 | Double Walled | 1995-04-27 | Fiberglass Reinforced Plastic | Pressurized
CIRCLE K #5334 | 2572 LUMPKIN RD | AUGUSTA | Richmond | 1210249 | 6 |  | 1995-04-27 |  | 1995-07-27 |  | Removed from Ground | Gas (Historical Use) | 11627 | Double Walled | 1995-04-27 | Fiberglass Reinforced Plastic | Pressurized
CIRCLE K #5334 | 2572 LUMPKIN RD | AUGUSTA | Richmond | 1210249 | 7 |  | 1995-04-27 |  | 1995-07-27 |  | Removed from Ground | Gas (Historical Use) | 11627 | Double Walled | 1995-04-27 | Fiberglass Reinforced Plastic | Pressurized
CIRCLE K #5334 | 2572 LUMPKIN RD | AUGUSTA | Richmond | 1210249 | 8 |  | 1995-04-27 |  | 1995-07-27 |  | Removed from Ground | Kerosene | 7896 | Double Walled | 1995-04-27 | Fiberglass Reinforced Plastic | Pressurized
CIRCLE K #5334 | 2572 LUMPKIN RD | AUGUSTA | Richmond | 1210249 | 9 |  |  | FALSE |  | FALSE | Removed from Ground | Used Oil | 500 | Unknown | 2015-02-16
CIRCLE K #2705336 | 3950 WRIGHTSBORO RD | AUGUSTA | Richmond | 1210250 | 1 |  | 1995-09-13 |  | 1995-09-13 |  | Removed from Ground | Gas (Historical Use) | 10000 | Steel-Impressed Current | 1978-01-01 | Cathodically Protected | Pressurized
CIRCLE K #2705336 | 3950 WRIGHTSBORO RD | AUGUSTA | Richmond | 1210250 | 2 |  | 1995-09-13 |  | 1995-09-13 |  | Removed from Ground | Gas (Historical Use) | 10000 | Steel-Impressed Current | 1978-01-01 | Cathodically Protected | Pressurized
CIRCLE K #2705336 | 3950 WRIGHTSBORO RD | AUGUSTA | Richmond | 1210250 | 3 |  | 1995-09-13 |  | 1995-09-13 |  | Removed from Ground | Gas (Historical Use) | 10000 | Steel-Impressed Current | 1978-01-01 | Cathodically Protected | Pressurized
CIRCLE K #2705336 | 3950 WRIGHTSBORO RD | AUGUSTA | Richmond | 1210250 | 4 |  | 1995-09-13 |  | 1995-09-13 |  | Removed from Ground | Kerosene | 10000 | Steel-Impressed Current | 1986-01-01 | Cathodically Protected | Pressurized
CIRCLE K #2705337 | 2702 WRIGHTSBORO RD | AUGUSTA | Richmond | 1210251 | 1 |  | 1995-02-07 |  | 1995-02-07 |  | Removed from Ground | Gas (Historical Use) | 10000 | Bare Steel | 1995-02-13 | Galvanized Steel | Pressurized
CIRCLE K #2705337 | 2702 WRIGHTSBORO RD | AUGUSTA | Richmond | 1210251 | 2 |  | 1995-02-07 |  | 1995-02-07 |  | Removed from Ground | Gas (Historical Use) | 10000 | Bare Steel | 1995-02-13 | Galvanized Steel | Pressurized
CIRCLE K #2705337 | 2702 WRIGHTSBORO RD | AUGUSTA | Richmond | 1210251 | 3 |  | 1995-02-07 |  | 1995-02-07 |  | Removed from Ground | Gas (Historical Use) | 10000 | Bare Steel | 1995-02-13 | Galvanized Steel | Pressurized
CIRCLE K #2705337 | 2702 WRIGHTSBORO RD | AUGUSTA | Richmond | 1210251 | 4 |  | 1995-02-07 |  | 1995-02-07 |  | Removed from Ground | Diesel | 10000 | Bare Steel | 1995-02-13 | Galvanized Steel | Pressurized
CIRCLE K #2705337 | 2702 WRIGHTSBORO RD | AUGUSTA | Richmond | 1210251 | 5 | Flapper Valve | 1995-02-07 | FALSE | 1995-02-07 | FALSE | Currently in Use | Regular | 12000 | Fiberglass Double Walled | 1995-02-06 | Fiberglass Reinforced Plastic | Pressurized
CIRCLE K #2705337 | 2702 WRIGHTSBORO RD | AUGUSTA | Richmond | 1210251 | 6 | Flapper Valve | 1995-02-07 | FALSE | 1995-02-07 | FALSE | Currently in Use | Regular | 12000 | Fiberglass Double Walled | 1995-02-06 | Fiberglass Reinforced Plastic | Pressurized
CIRCLE K #2705337 | 2702 WRIGHTSBORO RD | AUGUSTA | Richmond | 1210251 | 7 | Flapper Valve | 1995-02-07 | FALSE | 1995-02-07 | FALSE | Currently in Use | Premium | 12000 | Fiberglass Double Walled | 1995-02-06 | Fiberglass Reinforced Plastic | Pressurized
CIRCLE K #2705337 | 2702 WRIGHTSBORO RD | AUGUSTA | Richmond | 1210251 | 8 | Flapper Valve | 1995-02-07 | FALSE | 1995-02-07 | FALSE | Currently in Use | Diesel | 12000 | Fiberglass Double Walled | 1995-02-06 | Fiberglass Reinforced Plastic | Pressurized
CIRCLE K #2705339 | 1 E BOUNDARY ST | AUGUSTA | Richmond | 1210252 | 1 |  | 1995-09-12 |  | 1995-09-12 |  | Removed from Ground | Gas (Historical Use) | 10000 | Steel-Impressed Current | 1983-04-22 | Cathodically Protected | Pressurized
CIRCLE K #2705339 | 1 E BOUNDARY ST | AUGUSTA | Richmond | 1210252 | 2 |  | 1995-09-12 |  | 1995-09-12 |  | Removed from Ground | Gas (Historical Use) | 10000 | Steel-Impressed Current | 1983-04-22 | Cathodically Protected | Pressurized
CIRCLE K #2705339 | 1 E BOUNDARY ST | AUGUSTA | Richmond | 1210252 | 3 |  | 1995-09-12 |  | 1995-09-12 |  | Removed from Ground | Gas (Historical Use) | 10000 | Steel-Impressed Current | 1983-04-22 | Cathodically Protected | Pressurized
CIRCLE K #2705339 | 1 E BOUNDARY ST | AUGUSTA | Richmond | 1210252 | 4 |  | 1995-09-12 |  | 1995-09-12 |  | Removed from Ground | Kerosene | 10000 | Steel-Impressed Current | 1983-04-22 | Cathodically Protected | Pressurized
AUGUSTA QUARRY | SUPBRIOR RD | MARTINEZ | Richmond | 1210254 | 1 | [5 empty] | Removed from Ground | Diesel | 10000 | Bare Steel | 1974-01-01 | Galvanized Steel
AUGUSTA QUARRY | SUPBRIOR RD | MARTINEZ | Richmond | 1210254 | 2 | [5 empty] | Removed from Ground | Gas (Historical Use) | 3000 | Bare Steel | 1974-01-01 | Galvanized Steel
AUGUSTA QUARRY | SUPBRIOR RD | MARTINEZ | Richmond | 1210254 | 3 | [5 empty] | Removed from Ground | Empty | 1000 | Bare Steel | 1974-01-01 | Galvanized Steel
AUGUSTA QUARRY | SUPBRIOR RD | MARTINEZ | Richmond | 1210254 | 4 | [5 empty] | Removed from Ground | Empty | 550 | Bare Steel | 1974-01-01 | Galvanized Steel
WASHINGTON RD FAST FARE | 2851 WASHINGTON RD | AUGUSTA | Richmond | 1210255 | 1 |  | 1997-08-05 |  | 1997-08-05 |  | Removed from Ground | Gas (Historical Use) | 10000 | Galvanic (STIP-3) | 1982-04-18 | Fiberglass Reinforced Plastic | Pressurized
WASHINGTON RD FAST FARE | 2851 WASHINGTON RD | AUGUSTA | Richmond | 1210255 | 2 |  | 1997-08-05 |  | 1997-08-05 |  | Removed from Ground | Gas (Historical Use) | 10000 | Galvanic (STIP-3) | 1982-04-18 | Fiberglass Reinforced Plastic | Pressurized
WASHINGTON RD FAST FARE | 2851 WASHINGTON RD | AUGUSTA | Richmond | 1210255 | 3 |  | 1997-06-25 |  | 1988-05-01 |  | Removed from Ground | Gas (Historical Use) | 10000 | Galvanic (STIP-3) | 1982-04-18 | Fiberglass Reinforced Plastic | Pressurized
GORDON HWY FAST FARE | 2061 GORDON HWY | AUGUSTA | Richmond | 1210256 | 1 |  | 1997-06-06 | FALSE | 1988-06-01 | FALSE | Currently in Use | Premium | 10000 | Galvanic (STIP-3) | 1982-04-18 | Fiberglass Reinforced Plastic | Pressurized
GORDON HWY FAST FARE | 2061 GORDON HWY | AUGUSTA | Richmond | 1210256 | 2 |  | 1997-06-06 | FALSE | 1988-06-01 | FALSE | Currently in Use | Regular | 10000 | Galvanic (STIP-3) | 1982-04-18 | Fiberglass Reinforced Plastic | Pressurized
GORDON HWY FAST FARE | 2061 GORDON HWY | AUGUSTA | Richmond | 1210256 | 3 |  | 1997-06-06 | FALSE | 1988-06-01 | FALSE | Currently in Use | Regular | 10000 | Galvanic (STIP-3) | 1982-04-18 | Fiberglass Reinforced Plastic | Pressurized
GORDON HWY FAST FARE | 2061 GORDON HWY | AUGUSTA | Richmond | 1210256 | 4 | Flapper Valve | 1997-06-06 | FALSE | 1988-06-01 | FALSE | Currently in Use | Diesel | 10000 | Galvanic (STIP-3) | 1982-04-18 | Fiberglass Reinforced Plastic | Pressurized
BOB BEARD INC | 3480 WRIGHTSBORO RD | AUGUSTA | Richmond | 1210257 | 1 | [5 empty] | Currently in Use | Gas (Historical Use) | 10000 | Bare Steel | 1985-04-18 | Galvanized Steel
BOB BEARD INC | 3480 WRIGHTSBORO RD | AUGUSTA | Richmond | 1210257 | 2 |  |  | TRUE |  | TRUE | Currently in Use | Used Oil | 500 | Bare Steel | 1985-04-18 | Galvanized Steel
VA MEDICAL CENTER AUGUSTA | 2460 WRIGHTSBORO RD | AUGUSTA | Richmond | 1210258 | 1 | [5 empty] | Removed from Ground | Diesel | 2000 | Marked Unknown | 1991-01-01 | Galvanized Steel
VA MEDICAL CENTER AUGUSTA | 2460 WRIGHTSBORO RD | AUGUSTA | Richmond | 1210258 | 11D91 | Flapper Valve | 1991-01-01 | FALSE | 1991-01-01 | FALSE | Currently in Use | Diesel | 4000 | Steel-Impressed Current | 2001-09-12 | Steel (Impressed Current) | Safe Suction (Euro)
VA MEDICAL CENTER AUGUSTA | 2460 WRIGHTSBORO RD | AUGUSTA | Richmond | 1210258 | 12D91 | Flapper Valve | 1991-01-01 | FALSE | 1991-01-01 | FALSE | Currently in Use | Diesel | 4000 | Steel-Impressed Current | 2001-09-12 | Steel (Impressed Current) | Safe Suction (Euro)
VA MEDICAL CENTER AUGUSTA | 2460 WRIGHTSBORO RD | AUGUSTA | Richmond | 1210258 | 13 |  | 1991-01-01 |  | 1991-01-01 |  | Removed from Ground | Diesel | 1000 | Cathodically Protected Steel | 1978-04-20 | Fiberglass Reinforced Plastic | Pressurized
VA MEDICAL CENTER AUGUSTA | 2460 WRIGHTSBORO RD | AUGUSTA | Richmond | 1210258 | 13D91 |  | 1991-01-01 |  | 1991-01-01 |  | Closed in Ground | Diesel | 1000 | Cathodically Protected Steel | 1991-01-01 | Copper | Suction (American)
VA MEDICAL CENTER AUGUSTA | 2460 WRIGHTSBORO RD | AUGUSTA | Richmond | 1210258 | 14 |  | 1991-01-01 |  | 1991-01-01 |  | Removed from Ground | Diesel | 550 | Cathodically Protected Steel | 1980-04-19 | Fiberglass Reinforced Plastic | Suction (American)
VA MEDICAL CENTER AUGUSTA | 2460 WRIGHTSBORO RD | AUGUSTA | Richmond | 1210258 | 14D91 |  | 1991-01-01 |  | 1991-01-01 |  | Closed in Ground | Diesel | 1000 | Cathodically Protected Steel | 1991-01-01 | Copper | Suction (American)
VA MEDICAL CENTER AUGUSTA | 2460 WRIGHTSBORO RD | AUGUSTA | Richmond | 1210258 | 1D91 |  | 1991-01-01 |  | 1991-01-01 |  | Closed in Ground | Diesel | 2000 | Cathodically Protected Steel | 1991-01-01 | Copper | Suction (American)
VA MEDICAL CENTER AUGUSTA | 2460 WRIGHTSBORO RD | AUGUSTA | Richmond | 1210258 | 2 | [5 empty] | Removed from Ground | Gas (Historical Use) | 1500 | Marked Unknown | 1991-01-01 | Unknown
VA MEDICAL CENTER AUGUSTA | 2460 WRIGHTSBORO RD | AUGUSTA | Richmond | 1210258 | 2G91 | Flapper Valve | 1991-01-01 | FALSE | 1991-01-01 | FALSE | Currently in Use | Regular | 1500 | Galvanic (STIP-3) | 2001-09-12 | Fiberglass Reinforced Plastic | Safe Suction (Euro)
VA MEDICAL CENTER AUGUSTA | 2460 WRIGHTSBORO RD | AUGUSTA | Richmond | 1210258 | 3 |  |  |  | 1990-01-01 |  | Closed in Ground | Diesel | 1000 | Bare Steel | 1980-04-19 | Bare Steel | Suction (American)
VA MEDICAL CENTER AUGUSTA | 2460 WRIGHTSBORO RD | AUGUSTA | Richmond | 1210258 | 4 |  | 1991-11-22 |  | 1991-11-22 |  | Removed from Ground | Diesel | 10000 | Not Marked/Unknown | 1991-01-01 | Not Marked | Suction (American)
VA MEDICAL CENTER AUGUSTA | 2460 WRIGHTSBORO RD | AUGUSTA | Richmond | 1210258 | 4D91 | Overfill Alarm | 1991-01-01 | FALSE | 1991-01-01 | FALSE | Currently in Use | E-85 | 10000 | Steel-Impressed Current | 1991-01-01 | Fiberglass Reinforced Plastic | Suction (American)
VA MEDICAL CENTER AUGUSTA | 2460 WRIGHTSBORO RD | AUGUSTA | Richmond | 1210258 | 5 |  | 1991-11-22 |  | 1991-11-22 |  | Removed from Ground | Diesel | 10000 | Not Marked/Unknown | 1991-01-01 | Not Marked | Suction (American)
VA MEDICAL CENTER AUGUSTA | 2460 WRIGHTSBORO RD | AUGUSTA | Richmond | 1210258 | 5D91 | Overfill Alarm | 1991-01-01 | FALSE | 1991-01-01 | FALSE | Currently in Use | Biodiesel | 10000 | Steel-Impressed Current | 1991-01-01 | Steel (Impressed Current) | Suction (American)
WICKES LUMBER CO | 1825 GORDON HWY | AUGUSTA | Richmond | 1210259 | 1 | [5 empty] | Removed from Ground | Gas (Historical Use) | 1000 | Bare Steel | 1974-04-24 | Bare Steel
AUGUSTA EXPRESS CAR WASH | 2841 WASHINGTON RD | AUGUSTA | Richmond | 1210261 | 1 |  | 1997-03-17 |  | 1997-03-17 |  | Removed from Ground | Gas (Historical Use) | 10000 | Steel-Impressed Current | 1983-04-22 | Cathodically Protected | Pressurized
AUGUSTA EXPRESS CAR WASH | 2841 WASHINGTON RD | AUGUSTA | Richmond | 1210261 | 2 |  | 1997-03-17 |  | 1997-03-17 |  | Removed from Ground | Gas (Historical Use) | 10000 | Steel-Impressed Current | 1983-04-22 | Cathodically Protected | Pressurized
DIXIE-RIVERSIDE INC | 2719 OLD SAVANNAH RD | AUGUSTA | Richmond | 1210262 | 1 | [5 empty] | Removed from Ground | Empty | 10000 | Bare Steel | 1983-04-22 | Galvanized Steel
DIXIE-RIVERSIDE INC | 2719 OLD SAVANNAH RD | AUGUSTA | Richmond | 1210262 | 2 | [5 empty] | Removed from Ground | Diesel | 2000 | Bare Steel | 1976-04-23 | Galvanized Steel
UNOCAL #57-8053-228 | 2521 PEACH ORCHARD RD | AUGUSTA | Richmond | 1210268 | 1 |  |  | TRUE |  | TRUE | Permanently Out of Use - historical purposes | Used Oil | 550 | Marked Unknown | 1970-05-11 | Unknown
UNOCAL #57-8053-228 | 2521 PEACH ORCHARD RD | AUGUSTA | Richmond | 1210268 | 2 | [5 empty] | Permanently Out of Use - historical purposes | Gas (Historical Use) | 4000 | Marked Unknown | 1970-05-11 | Unknown
UNOCAL #57-8053-228 | 2521 PEACH ORCHARD RD | AUGUSTA | Richmond | 1210268 | 3 | [5 empty] | Permanently Out of Use - historical purposes | Gas (Historical Use) | 4000 | Marked Unknown | 1970-05-11 | Unknown
UNOCAL #57-8053-228 | 2521 PEACH ORCHARD RD | AUGUSTA | Richmond | 1210268 | 4 | [5 empty] | Permanently Out of Use - historical purposes | Gas (Historical Use) | 4000 | Marked Unknown | 1970-05-11 | Unknown
UNOCAL #57-8053-228 | 2521 PEACH ORCHARD RD | AUGUSTA | Richmond | 1210268 | 5 | [5 empty] | Permanently Out of Use - historical purposes | Gas (Historical Use) | 4000 | Marked Unknown | 1970-05-11 | Unknown
UNOCAL #57-8053-228 | 2521 PEACH ORCHARD RD | AUGUSTA | Richmond | 1210268 | 6 | [5 empty] | Permanently Out of Use - historical purposes | Gas (Historical Use) | 4000 | Marked Unknown | 1970-05-11 | Unknown
UNOCAL #57-8053-228 | 2521 PEACH ORCHARD RD | AUGUSTA | Richmond | 1210268 | 7 | [5 empty] | Permanently Out of Use - historical purposes | Gas (Historical Use) | 4000 | Marked Unknown | 1970-05-11 | Unknown
RADER VOLKSWAGEN INC | 3061 WASHINGTON RD | AUGUSTA | Richmond | 1210270 | 1 | [5 empty] | Removed from Ground | Other | 2000 | Bare Steel | 1969-05-12 | Unknown | Pressurized
RADER VOLKSWAGEN INC | 3061 WASHINGTON RD | AUGUSTA | Richmond | 1210270 | 2 | [5 empty] | Removed from Ground | Other | 1000 | Bare Steel | 1969-05-12 | Unknown | Pressurized
RADER VOLKSWAGEN INC | 3061 WASHINGTON RD | AUGUSTA | Richmond | 1210270 | 3 | [5 empty] | Removed from Ground | Gas (Historical Use) | 500 | Bare Steel | 1969-05-12 | Unknown | Pressurized
RADER VOLKSWAGEN INC | 3061 WASHINGTON RD | AUGUSTA | Richmond | 1210270 | 4 |  |  | TRUE |  | TRUE | Removed from Ground | Empty | 500 | Bare Steel | 1969-05-12 | Unknown | Pressurized
SMART GROCERY | 3221 WRIGHTSBORO RD | AUGUSTA | Richmond | 1210272 | 1 | [5 empty] | Removed from Ground | Gas (Historical Use) | 4000 | Bare Steel | 1963-05-13 | Galvanized Steel | Safe Suction (Euro)
SMART GROCERY | 3221 WRIGHTSBORO RD | AUGUSTA | Richmond | 1210272 | 2 | [5 empty] | Removed from Ground | Gas (Historical Use) | 4000 | Bare Steel | 1963-05-13 | Galvanized Steel | Safe Suction (Euro)
SMART GROCERY | 3221 WRIGHTSBORO RD | AUGUSTA | Richmond | 1210272 | 3 | [5 empty] | Removed from Ground | Gas (Historical Use) | 4000 | Bare Steel | 1963-05-13 | Galvanized Steel | Safe Suction (Euro)
SMART GROCERY | 3221 WRIGHTSBORO RD | AUGUSTA | Richmond | 1210272 | 4 | [5 empty] | Removed from Ground | Gas (Historical Use) | 4000 | Bare Steel | 1963-05-13 | Galvanized Steel | Safe Suction (Euro)
SMART GROCERY | 3221 WRIGHTSBORO RD | AUGUSTA | Richmond | 1210272 | 5 | [5 empty] | Closed in Ground | Empty | 550 | Bare Steel | 1963-05-13 | Galvanized Steel | Safe Suction (Euro)
SMART GROCERY | 3221 WRIGHTSBORO RD | AUGUSTA | Richmond | 1210272 | 6 | Flapper Valve | 2000-10-06 | FALSE | 2000-10-06 | FALSE | Currently in Use | Premium | 8000 | Composite | 2000-10-06 | Fiberglass Reinforced Plastic | Pressurized
SMART GROCERY | 3221 WRIGHTSBORO RD | AUGUSTA | Richmond | 1210272 | 7 | Flapper Valve | 2000-10-06 | FALSE | 2000-10-06 | FALSE | Currently in Use | Regular | 12000 | Composite | 2000-10-06 | Fiberglass Reinforced Plastic | Pressurized
CRYSTAL CLEAN CARWASH | 1639 GORDON HWY | AUGUSTA | Richmond | 1210273 | 1 | [5 empty] | Closed in Ground | Gas (Historical Use) | 2000 | Bare Steel | 1971-05-11 | Galvanized Steel | Suction (American)
CRYSTAL CLEAN CARWASH | 1639 GORDON HWY | AUGUSTA | Richmond | 1210273 | 2 | [5 empty] | Removed from Ground | Gas (Historical Use) | 6000 | Bare Steel | 1967-05-05 | Galvanized Steel
CRYSTAL CLEAN CARWASH | 1639 GORDON HWY | AUGUSTA | Richmond | 1210273 | 3 | [5 empty] | Removed from Ground | Gas (Historical Use) | 6000 | Bare Steel | 1967-05-05 | Galvanized Steel
SUPER EXPRESS #11 | 1237 GORDON HWY | AUGUSTA | Richmond | 1210275 | 1 | [5 empty] | Removed from Ground | Diesel | 12000 | Bare Steel | 1983-05-08 | Bare Steel | Pressurized
SUPER EXPRESS #11 | 1237 GORDON HWY | AUGUSTA | Richmond | 1210275 | 10 | Ball Float | 2003-05-15 | FALSE | 2003-05-15 | FALSE | Currently in Use | Regular | 12000 | Composite | 2003-05-15 |  | Pressurized
SUPER EXPRESS #11 | 1237 GORDON HWY | AUGUSTA | Richmond | 1210275 | 11 | Ball Float | 2003-05-15 | FALSE | 2003-05-15 | FALSE | Currently in Use | Premium | 12000 | Composite | 2003-05-15 |  | Pressurized
SUPER EXPRESS #11 | 1237 GORDON HWY | AUGUSTA | Richmond | 1210275 | 12 | Flapper Valve | 2003-05-15 | FALSE | 2003-05-15 | FALSE | Currently in Use | Diesel | 12000 | Composite | 2003-05-15 | Fiberglass Reinforced Plastic | Pressurized
SUPER EXPRESS #11 | 1237 GORDON HWY | AUGUSTA | Richmond | 1210275 | 2 | [5 empty] | Removed from Ground | Gas (Historical Use) | 6000 | Bare Steel | 1966-05-12 | Galvanized Steel | Suction (American)
SUPER EXPRESS #11 | 1237 GORDON HWY | AUGUSTA | Richmond | 1210275 | 3 | [5 empty] | Removed from Ground | Gas (Historical Use) | 3000 | Bare Steel | 1966-05-12 | Galvanized Steel | Suction (American)
SUPER EXPRESS #11 | 1237 GORDON HWY | AUGUSTA | Richmond | 1210275 | 4 | [5 empty] | Removed from Ground | Gas (Historical Use) | 3000 | Bare Steel | 1966-05-12 | Galvanized Steel | Suction (American)
SUPER EXPRESS #11 | 1237 GORDON HWY | AUGUSTA | Richmond | 1210275 | 5 | [5 empty] | Removed from Ground | Gas (Historical Use) | 3000 | Bare Steel | 1966-05-12 | Galvanized Steel | Safe Suction (Euro)
SUPER EXPRESS #11 | 1237 GORDON HWY | AUGUSTA | Richmond | 1210275 | 6 | [5 empty] | Removed from Ground | Gas (Historical Use) | 3000 | Bare Steel | 1981-05-08 | Galvanized Steel | Safe Suction (Euro)
SUPER EXPRESS #11 | 1237 GORDON HWY | AUGUSTA | Richmond | 1210275 | 7 | [5 empty] | Removed from Ground | Hazardous Substance | 2000 | Bare Steel | 1966-05-12 | Galvanized Steel | Safe Suction (Euro)
SUPER EXPRESS #11 | 1237 GORDON HWY | AUGUSTA | Richmond | 1210275 | 8 | [5 empty] | Removed from Ground | Hazardous Substance | 3000 | Bare Steel | 1966-05-12 | Galvanized Steel | Safe Suction (Euro)
SUPER EXPRESS #11 | 1237 GORDON HWY | AUGUSTA | Richmond | 1210275 | 9 | [5 empty] | Removed from Ground | Gas (Historical Use) | 4000 | Bare Steel | 1966-05-12 | Galvanized Steel | Safe Suction (Euro)
POWELL GAS & GROCERY | 2182 GORDON HWY | AUGUSTA | Richmond | 1210277 | 1 | [5 empty] | Removed from Ground | Gas (Historical Use) | 3000 | Bare Steel | 1983-05-08 | Galvanized Steel
POWELL GAS & GROCERY | 2182 GORDON HWY | AUGUSTA | Richmond | 1210277 | 2 | [5 empty] | Removed from Ground | Gas (Historical Use) | 3000 | Bare Steel | 1983-05-08 | Galvanized Steel
POWELL GAS & GROCERY | 2182 GORDON HWY | AUGUSTA | Richmond | 1210277 | 3 | [5 empty] | Removed from Ground | Gas (Historical Use) | 3000 | Bare Steel | 1983-05-08 | Galvanized Steel
POWELL GAS & GROCERY | 2182 GORDON HWY | AUGUSTA | Richmond | 1210277 | 4 | [5 empty] | Removed from Ground | Diesel | 1000 | Bare Steel | 1968-05-11 | Galvanized Steel
POWELL GAS & GROCERY | 2182 GORDON HWY | AUGUSTA | Richmond | 1210277 | 5 | [5 empty] | Removed from Ground | Gas (Historical Use) | 1000 | Bare Steel | 1968-05-11 | Galvanized Steel
POWELL GAS & GROCERY | 2182 GORDON HWY | AUGUSTA | Richmond | 1210277 | 6 | [5 empty] | Removed from Ground | Gas (Historical Use) | 500 | Bare Steel | 1968-05-11 | Galvanized Steel
RED LION TEXACO | 1934 WALTON WAY | AUGUSTA | Richmond | 1210278 | 1 | [5 empty] | Removed from Ground | Gas (Historical Use) | 4000 | Bare Steel | 1963-05-13 | Galvanized Steel | Pressurized
RED LION TEXACO | 1934 WALTON WAY | AUGUSTA | Richmond | 1210278 | 2 | [5 empty] | Removed from Ground | Gas (Historical Use) | 4000 | Bare Steel | 1963-05-13 | Galvanized Steel | Pressurized
RED LION TEXACO | 1934 WALTON WAY | AUGUSTA | Richmond | 1210278 | 3 | [5 empty] | Removed from Ground | Gas (Historical Use) | 4000 | Bare Steel | 1963-05-13 | Galvanized Steel | Pressurized
RED LION TEXACO | 1934 WALTON WAY | AUGUSTA | Richmond | 1210278 | 4 | [5 empty] | Removed from Ground | Gas (Historical Use) | 3000 | Bare Steel | 1963-05-13 | Galvanized Steel | Pressurized
RED LION TEXACO | 1934 WALTON WAY | AUGUSTA | Richmond | 1210278 | 5 |  |  | TRUE |  | TRUE | Removed from Ground | Used Oil | 250 | Bare Steel | 1963-05-13 | Galvanized Steel | Safe Suction (Euro)
RED LION TEXACO | 1934 WALTON WAY | AUGUSTA | Richmond | 1210278 | 6 | [5 empty] | Removed from Ground | Gas (Historical Use) | 500 | Not Marked/Unknown | 1997-03-26 | Not Marked
RED LION TEXACO | 1934 WALTON WAY | AUGUSTA | Richmond | 1210278 | 7 | [5 empty] | Removed from Ground | Gas (Historical Use) | 1000 | Not Marked/Unknown | 1997-03-26 | Not Marked
RED LION TEXACO | 1934 WALTON WAY | AUGUSTA | Richmond | 1210278 | 8 | [5 empty] | Removed from Ground | Gas (Historical Use) | 500 | Not Marked/Unknown | 1997-03-26 | Not Marked
RED LION TEXACO | 1934 WALTON WAY | AUGUSTA | Richmond | 1210278 | 9 | [5 empty] | Removed from Ground | Gas (Historical Use) | 500 | Not Marked/Unknown | 1997-03-26 | Not Marked
FULCHERS SERVICE STATION INC | 3324 PEACH ORCHARD RD | AUGUSTA | Richmond | 1210279 | 1 | [5 empty] | Removed from Ground | Gas (Historical Use) | 10000 | Bare Steel | 1972-05-10 | Galvanized Steel | Pressurized
FULCHERS SERVICE STATION INC | 3324 PEACH ORCHARD RD | AUGUSTA | Richmond | 1210279 | 2 | [5 empty] | Removed from Ground | Gas (Historical Use) | 10000 | Bare Steel | 1972-05-10 | Galvanized Steel | Pressurized
FULCHERS SERVICE STATION INC | 3324 PEACH ORCHARD RD | AUGUSTA | Richmond | 1210279 | 3 | [5 empty] | Removed from Ground | Gas (Historical Use) | 8000 | Bare Steel | 1972-05-10 | Galvanized Steel | Pressurized
FULCHERS SERVICE STATION INC | 3324 PEACH ORCHARD RD | AUGUSTA | Richmond | 1210279 | 4 |  |  | TRUE |  | TRUE | Removed from Ground | Used Oil | 550 | Bare Steel | 1972-05-10 | Galvanized Steel | Suction (American)
SULLIVANS TEXACO/PASKELS AUTO SE | 3059 DEANS BRIDGE RD | AUGUSTA | Richmond | 1210281 | 1 | [5 empty] | Removed from Ground | Gas (Historical Use) | 4000 | Bare Steel | 1961-05-13 | Galvanized Steel | Suction (American)
SULLIVANS TEXACO/PASKELS AUTO SE | 3059 DEANS BRIDGE RD | AUGUSTA | Richmond | 1210281 | 2 | [5 empty] | Removed from Ground | Gas (Historical Use) | 4000 | Bare Steel | 1961-05-13 | Galvanized Steel | Suction (American)
SULLIVANS TEXACO/PASKELS AUTO SE | 3059 DEANS BRIDGE RD | AUGUSTA | Richmond | 1210281 | 3 | [5 empty] | Removed from Ground | Gas (Historical Use) | 3000 | Bare Steel | 1961-05-13 | Galvanized Steel | Suction (American)
CIRCLE K STORE #3178 | 2631 WASHINGTON RD | AUGUSTA | Richmond | 1210282 | 1 | [5 empty] | Removed from Ground | Gas (Historical Use) | 4000 | Bare Steel | 1964-05-12 | Fiberglass Reinforced Plastic | Pressurized
CIRCLE K STORE #3178 | 2631 WASHINGTON RD | AUGUSTA | Richmond | 1210282 | 2 | [5 empty] | Removed from Ground | Gas (Historical Use) | 4000 | Bare Steel | 1964-05-12 | Fiberglass Reinforced Plastic | Pressurized
CIRCLE K STORE #3178 | 2631 WASHINGTON RD | AUGUSTA | Richmond | 1210282 | 3 | [5 empty] | Removed from Ground | Gas (Historical Use) | 4000 | Bare Steel | 1964-05-12 | Fiberglass Reinforced Plastic | Pressurized
CIRCLE K STORE #3178 | 2631 WASHINGTON RD | AUGUSTA | Richmond | 1210282 | 4 | [5 empty] | Removed from Ground | Gas (Historical Use) | 4000 | Bare Steel | 1964-05-12 | Fiberglass Reinforced Plastic | Pressurized
CIRCLE K STORE #3178 | 2631 WASHINGTON RD | AUGUSTA | Richmond | 1210282 | 5 |  |  | TRUE |  | TRUE | Removed from Ground | Used Oil | 550 | Bare Steel | 1964-05-12 | Galvanized Steel
CIRCLE K STORE #3178 | 2631 WASHINGTON RD | AUGUSTA | Richmond | 1210282 | 6 |  | 1998-10-15 |  | 1998-10-15 |  | Currently in Use | Gas (Historical Use) | 8000 | Composite | 1998-10-15 | Fiberglass Reinforced Plastic | Pressurized
CIRCLE K STORE #3178 | 2631 WASHINGTON RD | AUGUSTA | Richmond | 1210282 | 7 |  | 1998-10-15 |  | 1998-10-15 |  | Currently in Use | Gas (Historical Use) | 4000 | Composite | 1998-10-15 | Fiberglass Reinforced Plastic | Pressurized
CIRCLE K #2705582 | 2916 WASHINGTON RD | AUGUSTA | Richmond | 1210283 | 1 | [5 empty] | Removed from Ground | Diesel | 12000 | Bare Steel | 1984-05-07 | Galvanized Steel | Pressurized
CIRCLE K #2705582 | 2916 WASHINGTON RD | AUGUSTA | Richmond | 1210283 | 2 | [5 empty] | Removed from Ground | Gas (Historical Use) | 12000 | Bare Steel | 1984-05-07 | Galvanized Steel | Pressurized
CIRCLE K #2705582 | 2916 WASHINGTON RD | AUGUSTA | Richmond | 1210283 | 3 | [5 empty] | Removed from Ground | Gas (Historical Use) | 12000 | Bare Steel | 1984-05-07 | Galvanized Steel | Pressurized
CIRCLE K #2705582 | 2916 WASHINGTON RD | AUGUSTA | Richmond | 1210283 | 4 | [5 empty] | Removed from Ground | Gas (Historical Use) | 12000 | Bare Steel | 1984-05-07 | Galvanized Steel | Pressurized
CIRCLE K #2705582 | 2916 WASHINGTON RD | AUGUSTA | Richmond | 1210283 | 5 | Ball Float | 1997-02-13 |  | 1997-02-13 |  | Currently in Use | Gas (Historical Use) | 12000 | Fiberglass Double Walled | 1997-01-31 | Fiberglass Reinforced Plastic | Pressurized
CIRCLE K #2705582 | 2916 WASHINGTON RD | AUGUSTA | Richmond | 1210283 | 6 | Ball Float | 1997-02-13 |  | 1997-02-13 |  | Currently in Use | Gas (Historical Use) | 12000 | Fiberglass Double Walled | 1997-01-31 | Fiberglass Reinforced Plastic | Pressurized
CIRCLE K #2705582 | 2916 WASHINGTON RD | AUGUSTA | Richmond | 1210283 | 7 | Ball Float | 1997-02-13 |  | 1997-02-13 |  | Currently in Use | Gas (Historical Use) | 12000 | Fiberglass Double Walled | 1997-01-31 | Fiberglass Reinforced Plastic | Pressurized
CIRCLE K #2705582 | 2916 WASHINGTON RD | AUGUSTA | Richmond | 1210283 | 8 | Ball Float | 1997-02-13 |  | 1997-02-13 |  | Currently in Use | Diesel | 12000 | Fiberglass Double Walled | 1997-01-31 | Fiberglass Reinforced Plastic | Pressurized
BODIES SHELL | 306 THIRTEENTH ST | AUGUSTA | Richmond | 1210284 | 1 | [5 empty] | Removed from Ground | Gas (Historical Use) | 7000 | Bare Steel | 1966-05-12 | Galvanized Steel | Suction (American)
BODIES SHELL | 306 THIRTEENTH ST | AUGUSTA | Richmond | 1210284 | 2 | [5 empty] | Removed from Ground | Gas (Historical Use) | 6000 | Bare Steel | 1966-05-12 | Galvanized Steel | Suction (American)
BODIES SHELL | 306 THIRTEENTH ST | AUGUSTA | Richmond | 1210284 | 3 | [5 empty] | Removed from Ground | Gas (Historical Use) | 3000 | Bare Steel | 1966-05-12 | Galvanized Steel | Suction (American)
BODIES SHELL | 306 THIRTEENTH ST | AUGUSTA | Richmond | 1210284 | 4 | Flapper Valve | 1997-09-17 |  | 1997-09-17 |  | Currently in Use | Gas (Historical Use) | 12000 | Composite | 1997-09-17 | Double Walled | Pressurized
BODIES SHELL | 306 THIRTEENTH ST | AUGUSTA | Richmond | 1210284 | 5 | Flapper Valve | 1997-09-17 |  | 1997-09-17 |  | Currently in Use | Gas (Historical Use) | 10000 | Composite | 1997-09-17 | Double Walled | Pressurized
BODIES SHELL | 306 THIRTEENTH ST | AUGUSTA | Richmond | 1210284 | 6 | Flapper Valve | 1997-09-17 |  | 1997-09-17 |  | Currently in Use | Diesel | 6000 | Composite | 1997-09-17 | Double Walled | Pressurized
CIRCLE K STORE #3180 | 499 BERCKMAN RD | AUGUSTA | Richmond | 1210285 | 1 | [5 empty] | Removed from Ground | Gas (Historical Use) | 3000 | Bare Steel | 1975-05-10 | Galvanized Steel | Pressurized
CIRCLE K STORE #3180 | 499 BERCKMAN RD | AUGUSTA | Richmond | 1210285 | 1A |  | 2000-11-01 |  | 2000-11-01 |  | Currently in Use | Gas (Historical Use) | 12000 | Composite | 2000-10-01 | Double-Walled Fiberglass | Pressurized
CIRCLE K STORE #3180 | 499 BERCKMAN RD | AUGUSTA | Richmond | 1210285 | 1B |  | 2000-11-01 |  | 2000-11-01 |  | Currently in Use | Gas (Historical Use) | 8000 | Composite | 2000-10-01 | Double-Walled Fiberglass | Pressurized
CIRCLE K STORE #3180 | 499 BERCKMAN RD | AUGUSTA | Richmond | 1210285 | 2 | [5 empty] | Removed from Ground | Gas (Historical Use) | 10000 | Bare Steel | 1968-05-11 | Galvanized Steel | Pressurized
CIRCLE K STORE #3180 | 499 BERCKMAN RD | AUGUSTA | Richmond | 1210285 | 3 | [5 empty] | Removed from Ground | Gas (Historical Use) | 10000 | Bare Steel | 1968-05-11 | Galvanized Steel | Pressurized
CIRCLE K STORE #3180 | 499 BERCKMAN RD | AUGUSTA | Richmond | 1210285 | 4 |  |  | TRUE |  | TRUE | Removed from Ground | Used Oil | 550 | Bare Steel | 1968-05-11 | Galvanized Steel | Safe Suction (Euro)
GARAGE #2 | 2316 TOBACCO RD | HEPHZIBAH | Richmond | 1210286 | 1 | [5 empty] | Removed from Ground | Gas (Historical Use) | 10000 | Bare Steel | 1996-10-01 | Galvanized Steel | Suction (American)
GARAGE #2 | 2316 TOBACCO RD | HEPHZIBAH | Richmond | 1210286 | 2 | [5 empty] | Removed from Ground | Gas (Historical Use) | 5000 | Bare Steel | 1996-10-01 | Galvanized Steel | Suction (American)
GARAGE #2 | 2316 TOBACCO RD | HEPHZIBAH | Richmond | 1210286 | 3 | [5 empty] | Removed from Ground | Diesel | 1000 | Bare Steel | 1996-10-01 | Galvanized Steel | Suction (American)
GARAGE #2 | 2316 TOBACCO RD | HEPHZIBAH | Richmond | 1210286 | 4 | [5 empty] | Removed from Ground | Kerosene | 285 | Bare Steel | 1996-10-01 | Galvanized Steel | Safe Suction (Euro)
GARAGE #2 | 2316 TOBACCO RD | HEPHZIBAH | Richmond | 1210286 | 5 | [5 empty] | Removed from Ground | Kerosene | 285 | Bare Steel | 1996-10-01 | Galvanized Steel | Safe Suction (Euro)
WHITE ROAD GARAGE & SVC STATION | 1561 WHITE RD | AUGUSTA | Richmond | 1210287 | 1 | [5 empty] | Removed from Ground | Gas (Historical Use) | 8000 | Bare Steel | 1978-05-09 | Bare Steel
WHITE ROAD GARAGE & SVC STATION | 1561 WHITE RD | AUGUSTA | Richmond | 1210287 | 2 | [5 empty] | Removed from Ground | Gas (Historical Use) | 12000 | Bare Steel | 1978-05-09 | Bare Steel
WHITE ROAD GARAGE & SVC STATION | 1561 WHITE RD | AUGUSTA | Richmond | 1210287 | 3 |  |  | TRUE |  | TRUE | Removed from Ground | Used Oil | 500 | Bare Steel | 1980-04-01 | Not Marked
AUGUSTA-RICHMOND CO JOINT LAW EN | 401 WALTON WAY | AUGUSTA | Richmond | 1210288 | 1 | [5 empty] | Removed from Ground | Diesel | 500 | Bare Steel | 1993-05-06 | Fiberglass Reinforced Plastic
AUGUSTA-RICHMOND CO JOINT LAW EN | 401 WALTON WAY | AUGUSTA | Richmond | 1210288 | 2 | [5 empty] | Removed from Ground | Diesel | 14000 | Bare Steel | 1984-05-07 | Fiberglass Reinforced Plastic
AUGUSTA-RICHMOND CO JOINT LAW EN | 401 WALTON WAY | AUGUSTA | Richmond | 1210288 | 3 | Flapper Valve | 1999-04-01 | FALSE | 1999-04-01 | FALSE | Removed from Ground | Diesel | 12000 | Fiberglass | 1985-11-15 | Flex | Safe Suction (Euro)
AUGUSTA-RICHMOND CO JOINT LAW EN | 401 WALTON WAY | AUGUSTA | Richmond | 1210288 | 4 |  | 1999-04-01 | FALSE | 1999-04-01 | FALSE | Removed from Ground | Diesel | 8000 | Fiberglass | 1985-11-15 | Flex | Safe Suction (Euro)
MUNICIPAL BLDG/RICHMOND COUNTY B | 530 GREENE ST | AUGUSTA | Richmond | 1210289 | 1 | [5 empty] | Removed from Ground | Diesel | 4000 | Bare Steel | 1959-05-14 | Galvanized Steel
CHEMICAL LEAMAN TANK LINES INC | 1415 COLUMBIA NITROGEN RD | AUGUSTA | Richmond | 1210291 | 154-1 | [5 empty] | Removed from Ground | Diesel | 10000 | Bare Steel | 1966-05-13 | Galvanized Steel
PLANT #1 | 1310 WALKER ST | AUGUSTA | Richmond | 1210292 | 1 | [5 empty] | Removed from Ground | Diesel | 1000 | Bare Steel | 1960-05-14 | Galvanized Steel
PLANT #1 | 1310 WALKER ST | AUGUSTA | Richmond | 1210292 | 2 | [5 empty] | Removed from Ground | Diesel | 6000 | Bare Steel | 1960-05-14 | Galvanized Steel
PLANT #1 | 1310 WALKER ST | AUGUSTA | Richmond | 1210292 | 3 | [5 empty] | Removed from Ground | Gas (Historical Use) | 1000 | Bare Steel | 1960-05-14 | Galvanized Steel
PONTIAC MASTER AUTO SERVICE INC | 1027 TELFAIR ST | AUGUSTA | Richmond | 1210293 | 1 | [5 empty] | Removed from Ground | Gas (Historical Use) | 500 | Marked Unknown | 1949-05-17 | Unknown
PONTIAC MASTER AUTO SERVICE INC | 1027 TELFAIR ST | AUGUSTA | Richmond | 1210293 | 2 |  |  | TRUE |  | TRUE | Removed from Ground | Used Oil | 1000 | Marked Unknown | 1949-05-17 | Unknown
PONTIAC MASTER AUTO SERVICE INC | 1027 TELFAIR ST | AUGUSTA | Richmond | 1210293 | 4 | [5 empty] | Removed from Ground | Other | 550 | Marked Unknown | 1976-05-10 | Unknown
PONTIAC MASTER AUTO SERVICE INC | 1027 TELFAIR ST | AUGUSTA | Richmond | 1210293 | 5 | [5 empty] | Removed from Ground | Other | 550 | Marked Unknown | 1976-05-10 | Unknown
PONTIAC MASTER AUTO SERVICE INC | 1027 TELFAIR ST | AUGUSTA | Richmond | 1210293 | 6 |  |  | TRUE |  | TRUE | Removed from Ground | Used Oil | 1000 | Marked Unknown | 1949-05-17 | Unknown
PONTIAC MASTER AUTO SERVICE INC | 1027 TELFAIR ST | AUGUSTA | Richmond | 1210293 | 7 |  |  | TRUE |  | TRUE | Removed from Ground | Used Oil | 1000 | Marked Unknown | 1949-05-17 | Unknown
RICH'S LICENSED GOODYEAR AUTO SE | 3450 WRIGHTSBORO RD | AUGUSTA | Richmond | 1210294 | 1 |  |  | TRUE |  | TRUE | Removed from Ground | Used Oil | 550 | Bare Steel | 1982-01-01 | Bare Steel | Gravity Fed
RICH'S LICENSED GOODYEAR AUTO SE | 3450 WRIGHTSBORO RD | AUGUSTA | Richmond | 1210294 | 2 | [5 empty] | Removed from Ground | Gas (Historical Use) | 10000 | Bare Steel | 1977-05-09 | Bare Steel
RICH'S LICENSED GOODYEAR AUTO SE | 3450 WRIGHTSBORO RD | AUGUSTA | Richmond | 1210294 | 2-A |  |  | TRUE |  | TRUE | Removed from Ground | Used Oil | 500 | Bare Steel | 1977-05-09 | Bare Steel
RICH'S LICENSED GOODYEAR AUTO SE | 3450 WRIGHTSBORO RD | AUGUSTA | Richmond | 1210294 | 3 | [5 empty] | Removed from Ground | Gas (Historical Use) | 10000 | Bare Steel | 1977-05-09 | Bare Steel
RICH'S LICENSED GOODYEAR AUTO SE | 3450 WRIGHTSBORO RD | AUGUSTA | Richmond | 1210294 | 4 | [5 empty] | Removed from Ground | Gas (Historical Use) | 10000 | Bare Steel | 1977-05-09 | Bare Steel
JOHN & ALAN HITCHOOK | 1803 LUMPKIN RD | AUGUSTA | Richmond | 1210295 | 1 | [5 empty] | Permanently Out of Use - historical purposes | Gas (Historical Use) | 0 | Bare Steel | 1986-05-08 | Galvanized Steel
JOHN & ALAN HITCHOOK | 1803 LUMPKIN RD | AUGUSTA | Richmond | 1210295 | 2 | [5 empty] | Permanently Out of Use - historical purposes | Gas (Historical Use) | 0 | Bare Steel | 1986-05-08 | Galvanized Steel
JOHN & ALAN HITCHOOK | 1803 LUMPKIN RD | AUGUSTA | Richmond | 1210295 | 3 | [5 empty] | Permanently Out of Use - historical purposes | Gas (Historical Use) | 0 | Bare Steel | 1986-05-08 | Galvanized Steel
NATIONAL LINEN SVC | 1825 OLD SAVANNAH RD | AUGUSTA | Richmond | 1210296 | 1 | [5 empty] | Removed from Ground | Gas (Historical Use) | 7000 | Bare Steel | 1964-05-12 | Galvanized Steel
NATIONAL LINEN SVC | 1825 OLD SAVANNAH RD | AUGUSTA | Richmond | 1210296 | 2 | [5 empty] | Removed from Ground | Other | 10000 | Bare Steel | 1964-05-12 | Galvanized Steel
NATIONAL LINEN SVC | 1825 OLD SAVANNAH RD | AUGUSTA | Richmond | 1210296 | 3 | [5 empty] | Removed from Ground | Other | 10000 | Bare Steel | 1977-05-09 | Galvanized Steel
ATLANTA GAS LIGHT | 1840 WYLDS RD | AUGUSTA | Richmond | 1210298 | 1 |  |  | TRUE |  | TRUE | Removed from Ground | Used Oil | 550 | Fiberglass | 1985-05-07 | Fiberglass Reinforced Plastic | Gravity Fed
ATLANTA GAS LIGHT | 1840 WYLDS RD | AUGUSTA | Richmond | 1210298 | 2 |  | 1988-07-01 |  | 1988-07-01 |  | Removed from Ground | Gas (Historical Use) | 10000 | Fiberglass | 1988-07-01 | Fiberglass Reinforced Plastic | Pressurized
ATLANTA GAS LIGHT | 1840 WYLDS RD | AUGUSTA | Richmond | 1210298 | 3 |  | 1988-07-01 |  | 1988-07-01 |  | Removed from Ground | Diesel | 10000 | Fiberglass | 1988-07-01 | Fiberglass Reinforced Plastic | Pressurized
RaceWay #868 - Augusta | 3021 WASHINGTON RD | AUGUSTA | Richmond | 1210299 | 1 | Ball Float | 1982-01-01 | FALSE | 1982-01-01 | FALSE | Currently in Use | Regular | 12033 | Steel-Impressed Current | 1982-05-09 | Fiberglass Reinforced Plastic | Pressurized
RaceWay #868 - Augusta | 3021 WASHINGTON RD | AUGUSTA | Richmond | 1210299 | 2 | Ball Float | 1982-01-01 | FALSE | 1982-01-01 | FALSE | Temporarily out of use | Premium | 12033 | Steel-Impressed Current | 1982-05-09 | Fiberglass Reinforced Plastic | Pressurized
RaceWay #868 - Augusta | 3021 WASHINGTON RD | AUGUSTA | Richmond | 1210299 | 3 | Ball Float | 1982-01-01 | FALSE | 1982-01-01 | FALSE | Currently in Use | Plus | 12033 | Steel-Impressed Current | 1982-05-09 | Fiberglass Reinforced Plastic | Pressurized
RaceWay #868 - Augusta | 3021 WASHINGTON RD | AUGUSTA | Richmond | 1210299 | 4 |  | 1982-01-01 | FALSE | 1982-01-01 | FALSE | Closed in Ground | Diesel | 12033 |  | 1982-05-09 | Bare Steel | Pressurized
RACEWAY #703 | 3309 PEACH ORCHARD RD | AUGUSTA | Richmond | 1210300 | 1 |  | 1982-01-01 | FALSE | 1982-01-01 | FALSE | Removed from Ground | Empty | 11300 | Fiberglass | 1982-05-09 | Fiberglass Reinforced Plastic | Pressurized
RACEWAY #703 | 3309 PEACH ORCHARD RD | AUGUSTA | Richmond | 1210300 | 2 |  | 1982-01-01 | FALSE | 1982-01-01 | FALSE | Removed from Ground | Empty | 11300 | Fiberglass | 1982-05-09 | Fiberglass Reinforced Plastic | Pressurized
RACEWAY #703 | 3309 PEACH ORCHARD RD | AUGUSTA | Richmond | 1210300 | 3 |  | 1982-01-01 | FALSE | 1982-01-01 | FALSE | Removed from Ground | Empty | 11300 | Fiberglass | 1982-05-09 | Fiberglass Reinforced Plastic | Pressurized
RACEWAY #703 | 3309 PEACH ORCHARD RD | AUGUSTA | Richmond | 1210300 | 4 |  | 1982-01-01 | FALSE | 1982-01-01 | FALSE | Removed from Ground | Diesel | 11300 | Fiberglass | 1998-06-17 | Fiberglass Reinforced Plastic | Pressurized
RaceWay #921 - Deans Bridge | 3224 DEANS BRIDGE RD | AUGUSTA | Richmond | 1210301 | 1 |  | 1989-01-01 |  | 1989-01-01 |  | Removed from Ground | Gas (Historical Use) | 11300 | Fiberglass | 1989-05-09 | Fiberglass Reinforced Plastic | Pressurized
RaceWay #921 - Deans Bridge | 3224 DEANS BRIDGE RD | AUGUSTA | Richmond | 1210301 | 2 |  | 1989-01-01 |  | 1989-01-01 |  | Removed from Ground | Gas (Historical Use) | 11300 | Fiberglass | 1989-05-09 | Fiberglass Reinforced Plastic | Pressurized
RaceWay #921 - Deans Bridge | 3224 DEANS BRIDGE RD | AUGUSTA | Richmond | 1210301 | 3 |  | 1989-01-01 |  | 1989-01-01 |  | Removed from Ground | Gas (Historical Use) | 11300 | Fiberglass | 1989-05-09 | Fiberglass Reinforced Plastic | Pressurized
RaceWay #921 - Deans Bridge | 3224 DEANS BRIDGE RD | AUGUSTA | Richmond | 1210301 | 4 |  | 1989-01-01 |  | 1989-01-01 |  | Removed from Ground | Diesel | 11300 | Fiberglass | 1989-05-09 | Fiberglass Reinforced Plastic
RaceWay #921 - Deans Bridge | 3224 DEANS BRIDGE RD | AUGUSTA | Richmond | 1210301 | 5 | Ball Float | 2004-10-25 | FALSE | 2004-10-25 | FALSE | Currently in Use | Regular | 20000 | Composite Double Walled | 2004-10-25 | Double-Walled Fiberglass | Pressurized
RaceWay #921 - Deans Bridge | 3224 DEANS BRIDGE RD | AUGUSTA | Richmond | 1210301 | 6 | Ball Float | 2004-10-25 | FALSE | 2004-10-25 | FALSE | Currently in Use | Premium | 12000 | Composite Double Walled | 2004-10-25 | Double-Walled Fiberglass | Pressurized
RaceWay #921 - Deans Bridge | 3224 DEANS BRIDGE RD | AUGUSTA | Richmond | 1210301 | 7 | Ball Float | 2004-10-25 | FALSE | 2004-10-25 | FALSE | Currently in Use | Diesel | 12000 | Composite Double Walled | 2004-10-25 | Double-Walled Fiberglass | Pressurized
AT&T | 937 GREENE ST | AUGUSTA | Richmond | 1210303 | 1 | [5 empty] | Removed from Ground | Diesel | 30000 | Bare Steel | 1976-05-10 | Galvanized Steel
AT&T | 937 GREENE ST | AUGUSTA | Richmond | 1210303 | 2 | Flapper Valve | 1992-10-30 | FALSE | 1992-10-30 | FALSE | Currently in Use | Diesel | 10000 | Fiberglass Double Walled | 1992-10-30 | Double-Walled Fiberglass | Safe Suction (Euro)
GENERAL CHEMICAL AUGUSTA PLANT | 1580 COLUMBIA NITROGEN RD | AUGUSTA | Richmond | 1210304 | 1 | [5 empty] | Removed from Ground | Diesel | 5000 | Bare Steel | 1969-05-12 | Bare Steel
SEABOARD RR/DIESEL SHOP | 1507 JORDAN RD | AUGUSTA | Richmond | 1210305 | 1 | [5 empty] | Removed from Ground | Empty | 800 | Marked Unknown | 1966-05-13 | Unknown
SEABOARD RR/DIESEL SHOP | 1507 JORDAN RD | AUGUSTA | Richmond | 1210305 | 2 | [5 empty] | Removed from Ground | Diesel | 500 | Marked Unknown | 1993-02-09 | Unknown
SEABOARD RR/DIESEL SHOP | 1507 JORDAN RD | AUGUSTA | Richmond | 1210305 | 3 | [5 empty] | Removed from Ground | Diesel | 500 | Marked Unknown | 1966-05-13 | Unknown
GOODYEAR ASC 2165 | 1640 GORDON HWY | AUGUSTA | Richmond | 1210306 | 1 |  |  | TRUE |  | TRUE | Removed from Ground | Used Oil | 550 | Bare Steel | 1981-05-06 | Bare Steel | Gravity Fed
NATIONAL CAR RENTAL | 1511 AVIATION WAY | AUGUSTA | Richmond | 1210307 | 1 |  | 1998-11-01 |  | 1998-11-01 |  | Removed from Ground | Gas (Historical Use) | 12000 | Cathodically Protected Steel | 1972-06-01 | Cathodically Protected | Pressurized
FORMER GASOLINE STATION | 2819 WASHINGTON RD | AUGUSTA | Richmond | 1210308 | 1 | [5 empty] | Removed from Ground | Empty | 20000 | Bare Steel | 1971-05-12 | Galvanized Steel
FORMER GASOLINE STATION | 2819 WASHINGTON RD | AUGUSTA | Richmond | 1210308 | 2 | [5 empty] | Removed from Ground | Empty | 20000 | Bare Steel | 1971-05-12 | Galvanized Steel
FORMER GASOLINE STATION | 2819 WASHINGTON RD | AUGUSTA | Richmond | 1210308 | 3 | [5 empty] | Removed from Ground | Empty | 8000 | Bare Steel | 1971-05-12 | Galvanized Steel
RYDER TRANSPORTATION SERVICES #1504A | 710 LANEY WALKER BLVD EXT | AUGUSTA | Richmond | 1210309 | 1 | Flapper Valve | 1997-09-04 | FALSE | 1997-09-04 | FALSE | Currently in Use | Diesel | 12000 | Fiberglass Double Walled | 1988-05-08 | Fiberglass Reinforced Plastic | Pressurized
RYDER TRANSPORTATION SERVICES #1504A | 710 LANEY WALKER BLVD EXT | AUGUSTA | Richmond | 1210309 | 2 |  |  | TRUE |  | TRUE | Removed from Ground | Empty | 2000 | Bare Steel | 1986-05-08 | Galvanized Steel
RYDER TRANSPORTATION SERVICES #1504A | 710 LANEY WALKER BLVD EXT | AUGUSTA | Richmond | 1210309 | 3 |  |  | TRUE |  | TRUE | Removed from Ground | Empty | 550 |  | 1988-06-15 | Fiberglass Reinforced Plastic
RYDER TRANSPORTATION SERVICES #1504A | 710 LANEY WALKER BLVD EXT | AUGUSTA | Richmond | 1210309 | 4 | Flapper Valve | 1997-09-04 | FALSE | 1997-09-04 | FALSE | Currently in Use | Diesel | 12000 | Fiberglass Double Walled | 1988-05-08 | Fiberglass Reinforced Plastic | Pressurized
RYDER TRANSPORTATION SERVICES #1504A | 710 LANEY WALKER BLVD EXT | AUGUSTA | Richmond | 1210309 | 5 | Flapper Valve | 1997-09-04 | FALSE | 1997-09-04 | FALSE | Currently in Use | Diesel | 10000 | Fiberglass Double Walled | 1988-05-08 | Fiberglass Reinforced Plastic | Pressurized
NATIONSBANK | 709 BROAD ST | AUGUSTA | Richmond | 1210318 | 1 | [5 empty] | Currently in Use | Diesel | 1500 | Bare Steel | 1986-03-05 | Copper
NATIONSBANK | 709 BROAD ST | AUGUSTA | Richmond | 1210318 | 2 | [5 empty] | Currently in Use | Diesel | 2000 | Bare Steel | 1986-03-05 | Copper
NATIONSBANK | 709 BROAD ST | AUGUSTA | Richmond | 1210318 | 3 | [5 empty] | Currently in Use | Diesel | 1000 | Bare Steel | 1986-03-05 | Copper
NATIONSBANK | 709 BROAD ST | AUGUSTA | Richmond | 1210318 | 4 | [5 empty] | Currently in Use | Diesel | 2000 | Bare Steel | 1986-03-05 | Copper
CONAGRA FEED CO INC | 980 MOLLY POND RD | AUGUSTA | Richmond | 1210319 | 1 | [5 empty] | Removed from Ground | Diesel | 10000 | Bare Steel | 1974-02-13 | Galvanized Steel
CONAGRA FEED CO INC | 980 MOLLY POND RD | AUGUSTA | Richmond | 1210319 | 2 | [5 empty] | Removed from Ground | Diesel | 10000 | Bare Steel | 1983-02-11 | Galvanized Steel
CONAGRA FEED CO INC | 980 MOLLY POND RD | AUGUSTA | Richmond | 1210319 | 3 | [5 empty] | Removed from Ground | Diesel | 10000 | Bare Steel | 1983-02-11 | Galvanized Steel
COLORCRAFT CORP | 626 13TH ST | AUGUSTA | Richmond | 1210321 | 1 | [5 empty] | Removed from Ground | Gas (Historical Use) | 4000 | Bare Steel | 1979-02-21 | Galvanized Steel
AMOCO POLYMERS | 3702 CLANTON RD | AUGUSTA | Richmond | 1210323 | IV-102 | [5 empty] | Removed from Ground | Other | 26000 | Cathodically Protected Steel | 1985-01-01 | Cathodically Protected
AMOCO POLYMERS | 3702 CLANTON RD | AUGUSTA | Richmond | 1210323 | M-101 | [5 empty] | Removed from Ground | Gas (Historical Use) | 2000 | Bare Steel | 1985-01-01 | Bare Steel
AMOCO POLYMERS | 3702 CLANTON RD | AUGUSTA | Richmond | 1210323 | R&D-101 | [5 empty] | Closed in Ground | Diesel | 10000 | Not Marked/Unknown | 1988-03-26 | Not Marked
DAVIS EQUIPMENT & RENTAL CO INC | 3521 OLD SAVANNAH RD | AUGUSTA | Richmond | 1210324 | 1 | [5 empty] | Permanently Out of Use - historical purposes | Diesel | 8000 | Bare Steel | 1978-03-02 | Galvanized Steel
DAVIS EQUIPMENT & RENTAL CO INC | 3521 OLD SAVANNAH RD | AUGUSTA | Richmond | 1210324 | 2 | [5 empty] | Permanently Out of Use - historical purposes | Gas (Historical Use) | 8000 | Bare Steel | 1978-03-02 | Galvanized Steel
DIXIE BEDDING CO/AUGUSTA DIV | 548 WALTON WAY | AUGUSTA | Richmond | 1210325 | 1 | [5 empty] | Removed from Ground | Gas (Historical Use) | 1000 | Bare Steel | 1973-01-24 | Bare Steel
DIXIE BEDDING CO/AUGUSTA DIV | 548 WALTON WAY | AUGUSTA | Richmond | 1210325 | 2 | [5 empty] | Removed from Ground | Diesel | 10000 | Bare Steel | 1977-01-23 | Bare Steel
GEORGIA REGIONAL HOSPITAL AUGUST | 3405 MIKE PADGETT HWY | AUGUSTA | Richmond | 1210327 | 1 | [5 empty] | Removed from Ground | Gas (Historical Use) | 8000 | Cathodically Protected Steel | 1968-02-17 | Galvanized Steel
GEORGIA REGIONAL HOSPITAL AUGUST | 3405 MIKE PADGETT HWY | AUGUSTA | Richmond | 1210327 | 2 | [5 empty] | Removed from Ground | Other | 250 | Bare Steel | 1980-02-14 | Galvanized Steel
GEORGIA REGIONAL HOSPITAL AUGUST | 3405 MIKE PADGETT HWY | AUGUSTA | Richmond | 1210327 | 3 | [5 empty] | Removed from Ground | Other | 250 | Bare Steel | 1971-02-16 | Galvanized Steel
GEORGIA REGIONAL HOSPITAL AUGUST | 3405 MIKE PADGETT HWY | AUGUSTA | Richmond | 1210327 | 4 | [5 empty] | Removed from Ground | Diesel | 1500 | Bare Steel | 1984-02-13 | Galvanized Steel
GEORGIA REGIONAL HOSPITAL AUGUST | 3405 MIKE PADGETT HWY | AUGUSTA | Richmond | 1210327 | 5 |  | 1989-08-08 |  | 1989-08-08 |  | Removed from Ground | Gas (Historical Use) | 8000 | Bare Steel | 1989-08-08 | Galvanized Steel
HERTZ SVC CENTER | 1620 TOBACCO RD | AUGUSTA | Richmond | 1210335 | 1 | [5 empty] | Currently in Use | Gas (Historical Use) | 12000 | Fiberglass | 1976-03-01 | Galvanized Steel
HERTZ SVC CENTER | 1620 TOBACCO RD | AUGUSTA | Richmond | 1210335 | 2AST | [5 empty] | Currently in Use | Gas (Historical Use) | 12000 | Fiberglass | 1976-03-01 | Galvanized Steel
JAMES E MARTIN | 3101 OLD LOUISVILLE RD | AUGUSTA | Richmond | 1210336 | 1 |  |  | TRUE |  | TRUE | Removed from Ground | Used Oil | 560 | Bare Steel | 1971-02-28 | Galvanized Steel
MODERN WELDING CO | 300 PREP PHILLIPS DR | AUGUSTA | Richmond | 1210338 | 1 | [5 empty] | Removed from Ground | Diesel | 10000 | Bare Steel | 1977-03-05 | Galvanized Steel
SPEEDY CAB INC | 1127 TWIGGS ST | AUGUSTA | Richmond | 1210339 | 1 | [5 empty] | Removed from Ground | Gas (Historical Use) | 6000 | Bare Steel | 1964-01-20 | Galvanized Steel
SPEEDY CAB INC | 1127 TWIGGS ST | AUGUSTA | Richmond | 1210339 | 2 |  | 1998-08-31 | FALSE | 1998-08-31 | TRUE | Temporarily out of use | Gas (Historical Use) | 15000 | Steel-Impressed Current | 1964-01-20 |  | Pressurized
SPEEDY CAB INC | 1127 TWIGGS ST | AUGUSTA | Richmond | 1210339 | 3 | [5 empty] | Removed from Ground | Gas (Historical Use) | 15000 | Bare Steel | 1965-01-19 | Galvanized Steel
SPEEDY CAB INC | 1127 TWIGGS ST | AUGUSTA | Richmond | 1210339 | 4 |  | 1998-08-31 | FALSE | 1998-08-31 | TRUE | Temporarily out of use | Gas (Historical Use) | 8000 | Fiberglass | 1987-01-01 | Fiberglass Reinforced Plastic | Pressurized
SPEEDY CAB INC | 1127 TWIGGS ST | AUGUSTA | Richmond | 1210339 | 5 |  | 1998-08-31 | FALSE | 1998-08-31 | TRUE | Temporarily out of use | Gas (Historical Use) | 8000 | Fiberglass | 1987-01-01 | Fiberglass Reinforced Plastic | Pressurized
BAYVALE ELEMENTARY SCHOOL | 3309 MILLEDGEVILLE RD | AUGUSTA | Richmond | 1210343 | 1 | [5 empty] | Closed in Ground | Empty | 10000 | Bare Steel | 1977-01-01 | Galvanized Steel
COLLINS ELEMENTARY SCHOOL | 1321 STEED ST | AUGUSTA | Richmond | 1210344 | 1 | [5 empty] | Removed from Ground | Empty | 10000 | Bare Steel | 1977-01-01 | Galvanized Steel
COLLINS ELEMENTARY SCHOOL | 1321 STEED ST | AUGUSTA | Richmond | 1210344 | 2 | [5 empty] | Permanently Out of Use - historical purposes | Empty | 10000 | Bare Steel | 1986-01-16 | Galvanized Steel
HEPHZIBAH ELEM SCHOOL | HWY 88 | HEPHZIBAH | Richmond | 1210347 | 1 | [5 empty] | Removed from Ground | Empty | 6000 | Bare Steel | 1979-01-01 | Galvanized Steel
HEPHZIBAH ELEM SCHOOL | HWY 88 | HEPHZIBAH | Richmond | 1210347 | 2 | [5 empty] | Removed from Ground | Empty | 10000 | Bare Steel | 1986-01-16 | Galvanized Steel
HEPHZIBAH ELEM SCHOOL | HWY 88 | HEPHZIBAH | Richmond | 1210347 | 3 | [5 empty] | Removed from Ground | Other | 3000 | Not Marked/Unknown | 1997-07-16 | Not Marked
LANGFORD MIDDLE SCHOOL | 3019 WALTON WAY EXT | AUGUSTA | Richmond | 1210349 | 1 | [5 empty] | Removed from Ground | Empty | 10000 | Bare Steel | 1977-01-01 | Galvanized Steel
LUCY LANEY HIGH SCHOOL | 1339 LANE WALKER BLVD | AUGUSTA | Richmond | 1210350 | 1 | [5 empty] | Removed from Ground | Empty | 10000 | Bare Steel | 1977-01-01 | Galvanized Steel
LUCY LANEY HIGH SCHOOL | 1339 LANE WALKER BLVD | AUGUSTA | Richmond | 1210350 | 2 | [5 empty] | Removed from Ground | Diesel | 2000 | Bare Steel | 1997-04-16 | Bare Steel | Safe Suction (Euro)
MURPHEY MIDDLE SCHOOL | 2610 MILLEDGEVILLE RD | AUGUSTA | Richmond | 1210351 | 1 | [5 empty] | Closed in Ground | Empty | 10000 | Bare Steel | 1977-01-01 | Galvanized Steel
PETER H CRAIG ELEM SCHOOL | 400 HALE ST | AUGUSTA | Richmond | 1210352 | 1 | [5 empty] | Closed in Ground | Empty | 6000 | Bare Steel | 1977-01-01 | Galvanized Steel
ROY E ROLLINS ELEMENTARY SCHOOL | 2160 MURA DR | AUGUSTA | Richmond | 1210353 | 1 | [5 empty] | Closed in Ground | Empty | 10000 | Bare Steel | 1977-01-01 | Galvanized Steel
SUE REYNOLDS ELEM SCH00L | RT 2 BOX 299 | AUGUSTA | Richmond | 1210354 | 1 | [5 empty] | Closed in Ground | Empty | 6000 | Bare Steel | 1978-01-01 | Galvanized Steel
TUBMAN MIDDLE SCHOOL | 1740 WALTON WAY | AUGUSTA | Richmond | 1210356 | 1 | [5 empty] | Removed from Ground | Empty | 10000 | Bare Steel | 1977-01-01 | Galvanized Steel
TUBMAN MIDDLE SCHOOL | 1740 WALTON WAY | AUGUSTA | Richmond | 1210356 | 2 | [5 empty] | Removed from Ground | Empty | 10000 | Bare Steel | 1977-01-01 | Galvanized Steel
WHEELESS RD ELEM SCHOOL | 2530 WHEELESS RD | AUGUSTA | Richmond | 1210357 | 1 | [5 empty] | Removed from Ground | Empty | 10000 | Bare Steel | 1986-01-16 | Galvanized Steel
WILKINSON GARDENS ELEM SCHOOL | 1918 TUBMAN HOME RD | AUGUSTA | Richmond | 1210358 | 1 | [5 empty] | Removed from Ground | Empty | 10000 | Bare Steel | 1978-01-01 | Galvanized Steel
BUTLER HIGH SCHOOL | 2011 LUMPKIN RD | AUGUSTA | Richmond | 1210359 | 1 | [5 empty] | Removed from Ground | Diesel | 10000 | Fiberglass | 1977-01-01 | Galvanized Steel
BUTLER HIGH SCHOOL | 2011 LUMPKIN RD | AUGUSTA | Richmond | 1210359 | 2 | [5 empty] | Removed from Ground | Gas (Historical Use) | 10000 | Bare Steel | 1971-01-20 | Galvanized Steel
HEPHZIIBAH FRESHMAN ACADEMY | 4790 WINDSOR SPRING RD | HEPHZIBAH | Richmond | 1210361 | 1 |  |  | FALSE |  | FALSE | Removed from Ground | Gas (Historical Use) | 6100 | Bare Steel | 1966-01-21 | Galvanized Steel
HEPHZIIBAH FRESHMAN ACADEMY | 4790 WINDSOR SPRING RD | HEPHZIBAH | Richmond | 1210361 | 2 |  |  | FALSE |  | FALSE | Removed from Ground | Diesel | 10000 | Bare Steel | 1977-01-18 | Galvanized Steel
HEPHZIIBAH FRESHMAN ACADEMY | 4790 WINDSOR SPRING RD | HEPHZIBAH | Richmond | 1210361 | 3 |  |  | FALSE |  | FALSE | Removed from Ground | Diesel | 6000 | Bare Steel | 1966-01-21 | Galvanized Steel
HEPHZIIBAH FRESHMAN ACADEMY | 4790 WINDSOR SPRING RD | HEPHZIBAH | Richmond | 1210361 | 4 | Ball Float | 1989-08-01 | FALSE | 1989-08-01 | FALSE | Temporarily out of use | Diesel | 12000 | Composite Double Walled | 1989-08-01 | Fiberglass Reinforced Plastic | Pressurized
RICHMOND COUNTY BD OF ED | 2083 HECKLE ST | AUGUSTA | Richmond | 1210363 | 1 | [5 empty] | Removed from Ground | Empty | 8200 | Bare Steel | 1963-01-22 | Galvanized Steel
RICHMOND COUNTY BD OF ED | 2083 HECKLE ST | AUGUSTA | Richmond | 1210363 | 2 | [5 empty] | Removed from Ground | Empty | 6000 | Bare Steel | 1971-01-20 | Galvanized Steel
RICHMOND COUNTY BD OF ED | 2083 HECKLE ST | AUGUSTA | Richmond | 1210363 | 3 | [5 empty] | Removed from Ground | Empty | 6000 | Bare Steel | 1971-01-20 | Galvanized Steel
TRANSPORTATION FACILITY | 2500 LUMPKIN RD | AUGUSTA | Richmond | 1210367 | 1 | [5 empty] | Removed from Ground | Diesel | 10000 | Bare Steel | 1985-01-07 | Bare Steel | Pressurized
TRANSPORTATION FACILITY | 2500 LUMPKIN RD | AUGUSTA | Richmond | 1210367 | 2 | [5 empty] | Removed from Ground | Gas (Historical Use) | 10000 | Bare Steel | 1985-01-07 | Bare Steel | Pressurized
TRANSPORTATION FACILITY | 2500 LUMPKIN RD | AUGUSTA | Richmond | 1210367 | 3 | [5 empty] | Removed from Ground | Gas (Historical Use) | 10000 | Bare Steel | 1985-01-07 | Bare Steel | Pressurized
TRANSPORTATION FACILITY | 2500 LUMPKIN RD | AUGUSTA | Richmond | 1210367 | 4 |  |  | TRUE |  | TRUE | Removed from Ground | Used Oil | 1000 | Bare Steel | 1985-01-07 | Galvanized Steel
TRANSPORTATION FACILITY | 2500 LUMPKIN RD | AUGUSTA | Richmond | 1210367 | 5 |  | 1991-08-01 |  | 1991-08-01 |  | Removed from Ground | Gas (Historical Use) | 10000 | Fiberglass Double Walled | 1991-07-31 | Double-Walled Fiberglass | Pressurized
TRANSPORTATION FACILITY | 2500 LUMPKIN RD | AUGUSTA | Richmond | 1210367 | 6 |  | 1991-08-01 |  | 1991-08-01 |  | Removed from Ground | Diesel | 15000 | Fiberglass Double Walled | 1991-07-31 | Double-Walled Fiberglass | Pressurized
SOUTHERN ROOFING & INSULATING CO | 811 5TH ST | AUGUSTA | Richmond | 1210371 | 1 | [5 empty] | Removed from Ground | Gas (Historical Use) | 2000 | Bare Steel | 1966-03-03 | Galvanized Steel
TRINITY HOSPITAL OF AUGUSTA | 2260 WRIGHTSBORO RD (10) | AUGUSTA | Richmond | 1210372 | 1 |  | 1981-01-01 |  | 1981-01-01 |  | Removed from Ground | Diesel | 10000 | Bare Steel | 1981-02-11 | Copper | Suction (American)
TRINITY HOSPITAL OF AUGUSTA | 2260 WRIGHTSBORO RD (10) | AUGUSTA | Richmond | 1210372 | 3 | Flapper Valve | 1998-04-30 | FALSE | 1998-04-30 | FALSE | Currently in Use | Diesel | 15000 | Fiberglass Double Walled | 1998-04-30 | Double-Walled Fiberglass | Pressurized
BOURNE TOYOTA | 3125 DEANS BRIDGE RD | AUGUSTA | Richmond | 1210374 | 1 | [5 empty] | Removed from Ground | Gas (Historical Use) | 2000 | Bare Steel | 1981-12-13 | Galvanized Steel
BOURNE TOYOTA | 3125 DEANS BRIDGE RD | AUGUSTA | Richmond | 1210374 | 2 |  |  | TRUE |  | TRUE | Removed from Ground | Used Oil | 1000 | Bare Steel | 1981-12-13 | Galvanized Steel
US POSTAL SERVICE VEHICLE MAINTE | 525 EIGHTH ST | AUGUSTA | Richmond | 1210376 | 1 | [5 empty] | Removed from Ground | Gas (Historical Use) | 5000 | Bare Steel | 1974-03-09 | Unknown
US POSTAL SERVICE VEHICLE MAINTE | 525 EIGHTH ST | AUGUSTA | Richmond | 1210376 | 2 | [5 empty] | Removed from Ground | Gas (Historical Use) | 5000 | Bare Steel | 1974-03-09 | Unknown
US POSTAL SERVICE VEHICLE MAINTE | 525 EIGHTH ST | AUGUSTA | Richmond | 1210376 | 3 | [5 empty] | Removed from Ground | Other | 500 | Composite | 1982-03-07 | Unknown
US POSTAL SERVICE VEHICLE MAINTE | 525 EIGHTH ST | AUGUSTA | Richmond | 1210376 | 4 | [5 empty] | Removed from Ground | Other | 500 | Composite | 1982-03-07 | Unknown
US POSTAL SERVICE VEHICLE MAINTE | 525 EIGHTH ST | AUGUSTA | Richmond | 1210376 | 5 |  |  | TRUE |  | TRUE | Removed from Ground | Used Oil | 500 | Bare Steel | 1974-03-09 | Unknown
US POSTAL SERVICE VEHICLE MAINTE | 525 EIGHTH ST | AUGUSTA | Richmond | 1210376 | 6 | [5 empty] | Removed from Ground | Gas (Historical Use) | 12000 | Double Walled | 1992-04-23 | Fiberglass Reinforced Plastic
US POSTAL SERVICE VEHICLE MAINTE | 525 EIGHTH ST | AUGUSTA | Richmond | 1210376 | 7 | [5 empty] | Removed from Ground | Other | 600 | Double Walled | 1992-04-23 | Fiberglass Reinforced Plastic
US POSTAL SERVICE VEHICLE MAINTE | 525 EIGHTH ST | AUGUSTA | Richmond | 1210376 | 8 |  |  | TRUE |  | TRUE | Removed from Ground | Used Oil | 600 | Double Walled | 1992-04-23 | Fiberglass Reinforced Plastic
T HARRY GARRETT ELEM SCHOOL | 1100 EISENHOWER DR | AUGUSTA | Richmond | 1210382 | 1 | [5 empty] | Removed from Ground | Empty | 6000 | Bare Steel | 1977-01-01 | Galvanized Steel
MAINTENANCE DEPARTMENT | 1570 ESSIE MCINTYRE AVE | AUGUSTA | Richmond | 1210383 | 1 | [5 empty] | Removed from Ground | Gas (Historical Use) | 10000 | Double Walled | 1986-03-24 | Fiberglass Reinforced Plastic | Pressurized
MAINTENANCE DEPARTMENT | 1570 ESSIE MCINTYRE AVE | AUGUSTA | Richmond | 1210383 | 2 |  | 1990-11-01 |  | 1990-11-01 |  | Removed from Ground | Gas (Historical Use) | 10000 | Double Walled | 1990-01-01 | Fiberglass Reinforced Plastic | Pressurized
ACADEMY OF RICHMOND COUNTY | 910 RUSSELL ST | AUGUSTA | Richmond | 1210395 | 1 | [5 empty] | Closed in Ground | Empty | 10000 | Bare Steel | 1976-01-01 | Galvanized Steel
ACADEMY OF RICHMOND COUNTY | 910 RUSSELL ST | AUGUSTA | Richmond | 1210395 | 2 | [5 empty] | Permanently Out of Use - historical purposes | Empty | 10000 | Bare Steel |  | Galvanized Steel
WHEELER EXPRESS | 3011 WHEELER RD | AUGUSTA | Richmond | 1210400 | 1 | Flapper Valve | 1976-08-01 | FALSE | 1976-08-01 | FALSE | Currently in Use | Regular | 10000 | Steel-Impressed Current | 1976-08-01 | Steel (Impressed Current) | Pressurized
WHEELER EXPRESS | 3011 WHEELER RD | AUGUSTA | Richmond | 1210400 | 2 | Flapper Valve | 1976-08-01 | FALSE | 1976-08-01 | FALSE | Currently in Use | Premium | 6000 | Steel-Impressed Current | 1976-08-01 | Steel (Impressed Current) | Pressurized
WHEELER EXPRESS | 3011 WHEELER RD | AUGUSTA | Richmond | 1210400 | 3 | Flapper Valve | 1976-08-01 | FALSE | 1976-08-01 | FALSE | Currently in Use | Regular | 6000 | Steel-Impressed Current | 1976-08-01 | Steel (Impressed Current) | Pressurized
C T MARKET | 4127 WINDSOR SPRING RD | HEPHZIBAH | Richmond | 1210401 | 1 | Flapper Valve | 1994-05-31 | FALSE | 1994-05-31 | FALSE | Temporarily out of use | Regular | 12000 | Steel-Impressed Current | 1980-02-02 |  | Pressurized
C T MARKET | 4127 WINDSOR SPRING RD | HEPHZIBAH | Richmond | 1210401 | 2 | Flapper Valve | 1994-05-31 | FALSE | 1994-05-31 | FALSE | Temporarily out of use | Premium | 12000 | Steel-Impressed Current | 1980-02-02 |  | Pressurized
C T MARKET | 4127 WINDSOR SPRING RD | HEPHZIBAH | Richmond | 1210401 | 3 | Flapper Valve | 1994-05-31 | FALSE | 1994-05-31 | FALSE | Temporarily out of use | Plus | 12000 | Steel-Impressed Current | 1980-02-02 |  | Pressurized
C T MARKET | 4127 WINDSOR SPRING RD | HEPHZIBAH | Richmond | 1210401 | 4 | [5 empty] | Closed in Ground | Kerosene | 5000 | Cathodically Protected Steel | 1979-12-01 | Cathodically Protected | Suction (American)
HOLIDAY MARKET #418 | 1770 KISSING BOWER RD | AUGUSTA | Richmond | 1210402 | 1 |  | 1998-12-07 |  | 1998-12-07 |  | Removed from Ground | Gas (Historical Use) | 10000 | Steel-Impressed Current | 1977-06-01 | Cathodically Protected | Pressurized
HOLIDAY MARKET #418 | 1770 KISSING BOWER RD | AUGUSTA | Richmond | 1210402 | 2 |  | 1998-12-07 |  | 1998-12-07 |  | Removed from Ground | Gas (Historical Use) | 10000 | Steel-Impressed Current | 1977-06-01 | Cathodically Protected | Pressurized
HOLIDAY MARKET #418 | 1770 KISSING BOWER RD | AUGUSTA | Richmond | 1210402 | 3 |  | 1998-12-07 |  | 1998-12-07 |  | Removed from Ground | Gas (Historical Use) | 6000 | Steel-Impressed Current | 1978-02-02 | Cathodically Protected | Pressurized
CIRCLE K STORE #3171 | 1739 WALTON WAY | AUGUSTA | Richmond | 1210407 | 1 | [5 empty] | Removed from Ground | Gas (Historical Use) | 12000 | Composite | 1973-02-01 | Fiberglass Reinforced Plastic | Pressurized
CIRCLE K STORE #3171 | 1739 WALTON WAY | AUGUSTA | Richmond | 1210407 | 2 | [5 empty] | Removed from Ground | Gas (Historical Use) | 12000 | Bare Steel | 1973-02-01 | Galvanized Steel | Safe Suction (Euro)
CIRCLE K STORE #3171 | 1739 WALTON WAY | AUGUSTA | Richmond | 1210407 | 3 | [5 empty] | Removed from Ground | Gas (Historical Use) | 12000 | Bare Steel | 1973-02-01 | Galvanized Steel | Safe Suction (Euro)
CIRCLE K STORE #3171 | 1739 WALTON WAY | AUGUSTA | Richmond | 1210407 | 4 | Flapper Valve | 1994-03-21 | FALSE | 1994-03-21 | FALSE | Currently in Use | Premium | 8000 | Composite | 1994-03-21 | Fiberglass Reinforced Plastic | Pressurized
CIRCLE K STORE #3171 | 1739 WALTON WAY | AUGUSTA | Richmond | 1210407 | 5 | Flapper Valve | 1994-03-21 | FALSE | 1994-03-21 | FALSE | Currently in Use | Regular | 10000 | Composite | 1994-03-21 | Fiberglass Reinforced Plastic | Pressurized
U-HAUL #77951 | 1802 GORDON HWY | AUGUSTA | Richmond | 1210408 | 1 | [5 empty] | Removed from Ground | Gas (Historical Use) | 6000 | Bare Steel | 1970-05-09 | Bare Steel
U-HAUL #77951 | 1802 GORDON HWY | AUGUSTA | Richmond | 1210408 | 2 | [5 empty] | Removed from Ground | E-10 | 8000 | Bare Steel | 1970-05-09 | Bare Steel
U-HAUL #77951 | 1802 GORDON HWY | AUGUSTA | Richmond | 1210408 | 3 | [5 empty] | Removed from Ground | E-10 | 5000 | Bare Steel | 1970-05-09 | Bare Steel
U-HAUL #77951 | 1802 GORDON HWY | AUGUSTA | Richmond | 1210408 | 4 |  |  | TRUE |  | TRUE | Removed from Ground | Used Oil | 560 | Bare Steel | 1970-05-09 | Bare Steel
FLEET TRANSPORT CO | 1561 NEW SAVANNAH RD | AUGUSTA | Richmond | 1210410 | 1 | [5 empty] | Removed from Ground | Diesel | 10000 | Bare Steel | 1973-05-11 | Unknown | Suction (American)
BLAIR CONSTRUCTION INC | 3550 MORGAN RD | HEPHZIBAH | Richmond | 1210411 | 1 | [5 empty] | Permanently Out of Use - historical purposes | Diesel | 10000 | Bare Steel | 1980-05-09 | Galvanized Steel
BLAIR CONSTRUCTION INC | 3550 MORGAN RD | HEPHZIBAH | Richmond | 1210411 | 2 | [5 empty] | Permanently Out of Use - historical purposes | Gas (Historical Use) | 4000 | Bare Steel | 1980-05-09 | Galvanized Steel
AIRCO PRODUCTION FACILITY | 1435 COLUMBIA NITROGEN RD | AUGUSTA | Richmond | 1210416 | 1 | [5 empty] | Removed from Ground | Diesel | 10000 | Bare Steel | 1979-05-18 | Bare Steel
BUDGET SITE #2001 | 1624 TOBACCO RD | AUGUSTA | Richmond | 1210417 | 1 | [5 empty] | Removed from Ground | Gas (Historical Use) | 10000 | Bare Steel | 1978-05-18 | Galvanized Steel | Safe Suction (Euro)
BUDGET SITE #2001 | 1624 TOBACCO RD | AUGUSTA | Richmond | 1210417 | 2 | [5 empty] | Removed from Ground | Gas (Historical Use) | 10000 | Marked Unknown | 1978-05-18 | Unknown | Safe Suction (Euro)
BORDEN INC | 914 TELFAIR ST | AUGUSTA | Richmond | 1210418 | 1 | [5 empty] | Removed from Ground | Gas (Historical Use) | 3000 | Bare Steel | 1975-01-01 | Galvanized Steel
BORDEN INC | 914 TELFAIR ST | AUGUSTA | Richmond | 1210418 | 2 | [5 empty] | Removed from Ground | Gas (Historical Use) | 2000 | Bare Steel | 1950-01-01 | Galvanized Steel
BORDEN INC | 914 TELFAIR ST | AUGUSTA | Richmond | 1210418 | 3 | [5 empty] | Removed from Ground | Kerosene | 5000 | Bare Steel | 1950-01-01 | Copper
BORDEN INC | 914 TELFAIR ST | AUGUSTA | Richmond | 1210418 | 4 |  |  | TRUE |  | TRUE | Removed from Ground | Used Oil | 560 | Bare Steel | 1979-01-01 | Galvanized Steel
BORDEN INC | 914 TELFAIR ST | AUGUSTA | Richmond | 1210418 | 5 | [5 empty] | Removed from Ground | Gas (Historical Use) | 10000 | Bare Steel | 1978-01-01 | Galvanized Steel
BORDEN INC | 914 TELFAIR ST | AUGUSTA | Richmond | 1210418 | 6 | [5 empty] | Removed from Ground | Diesel | 10000 | Bare Steel | 1978-01-01 | Galvanized Steel
BORDEN INC | 914 TELFAIR ST | AUGUSTA | Richmond | 1210418 | 7 | [5 empty] | Removed from Ground | Gas (Historical Use) | 1000 | Bare Steel | 1955-01-01 | Galvanized Steel
BORDEN INC | 914 TELFAIR ST | AUGUSTA | Richmond | 1210418 | 8 | [5 empty] | Removed from Ground | Diesel | 1000 | Bare Steel | 1950-01-01 | Galvanized Steel
CONTINENTAL FOREST INVST INC | GA HWY 56 SOUTH | AUGUSTA | Richmond | 1210420 | 1 | [5 empty] | Removed from Ground | Empty | 1000 | Bare Steel | 1972-01-05 | Galvanized Steel
MERIDIAN WASTE | 1621 MARVIN GRIFFIN RD | AUGUSTA | Richmond | 1210421 | 1 |  | 1990-08-31 | FALSE | 1990-08-31 | FALSE | Temporarily out of use | Diesel | 10000 | Steel-Impressed Current | 1975-01-01 | Fiberglass Reinforced Plastic | Suction (American)
FEDERAL PAPER BOARD | GA HWY 56 SOUTH | AUGUSTA | Richmond | 1210423 | 1 | [5 empty] | Removed from Ground | Diesel | 2000 | Bare Steel | 1960-05-14 | Unknown
FEDERAL PAPER BOARD | GA HWY 56 SOUTH | AUGUSTA | Richmond | 1210423 | 2 | [5 empty] | Removed from Ground | Gas (Historical Use) | 3000 | Bare Steel | 1960-05-14 | Unknown
FEDERAL PAPER BOARD | GA HWY 56 SOUTH | AUGUSTA | Richmond | 1210423 | 3 | [5 empty] | Removed from Ground | Gas (Historical Use) | 240 | Bare Steel | 1962-05-14 | Galvanized Steel
NORMAN TRUCK & TRAILER | 3325 PERKINS RD | AUGUSTA | Richmond | 1210424 | 1 |  | 1998-11-30 | FALSE | 1998-11-30 | FALSE | Temporarily out of use | Diesel | 12000 | Steel-Impressed Current | 2015-12-18 | Steel (Impressed Current) | Safe Suction (Euro)
SYSCO FOOD SERVICES SE INC | 2102 NORTH LEG RD | AUGUSTA | Richmond | 1210425 | 1 | [5 empty] | Removed from Ground | Gas (Historical Use) | 3000 | Bare Steel | 1979-05-24 | Unknown
SOUTHERN ROAD BUILDERS INC/MAINT | 2312 WALDEN DR | AUGUSTA | Richmond | 1210427 | 1 | [5 empty] | Removed from Ground | Gas (Historical Use) | 1000 | Bare Steel | 1961-06-19 | Galvanized Steel
SOUTHERN ROAD BUILDERS INC/MAINT | 2312 WALDEN DR | AUGUSTA | Richmond | 1210427 | 2 | [5 empty] | Removed from Ground | Gas (Historical Use) | 560 | Bare Steel | 1979-06-15 | Galvanized Steel
SOUTHERN ROAD BUILDERS INC/MAINT | 2312 WALDEN DR | AUGUSTA | Richmond | 1210427 | 3 | [5 empty] | Removed from Ground | Gas (Historical Use) | 2000 | Bare Steel | 1979-06-15 | Galvanized Steel
SOUTHERN ROAD BUILDERS INC/MAINT | 2312 WALDEN DR | AUGUSTA | Richmond | 1210427 | 4 | [5 empty] | Removed from Ground | Gas (Historical Use) | 10000 | Bare Steel | 1973-06-16 | Galvanized Steel
SOUTHERN ROAD BUILDERS INC/MAINT | 2312 WALDEN DR | AUGUSTA | Richmond | 1210427 | 5 | [5 empty] | Removed from Ground | Gas (Historical Use) | 8500 | Bare Steel | 1973-06-16 | Galvanized Steel
SOUTHERN ROAD BUILDERS INC/MAINT | 2312 WALDEN DR | AUGUSTA | Richmond | 1210427 | 6 | [5 empty] | Removed from Ground | Empty | 4000 | Bare Steel | 1976-06-15 | Galvanized Steel
SOUTHERN ROAD BUILDERS INC/MAINT | 2312 WALDEN DR | AUGUSTA | Richmond | 1210427 | 7 | [5 empty] | Removed from Ground | Empty | 5000 | Bare Steel | 1976-06-15 | Galvanized Steel
SOUTHERN ROAD BUILDERS INC/MAINT | 2312 WALDEN DR | AUGUSTA | Richmond | 1210427 | 8 | [5 empty] | Removed from Ground | Gas (Historical Use) | 10000 | Bare Steel | 1976-06-15 | Galvanized Steel
ONE STOP & SHOP | 2382 BARTON CHAPEL RD | AUGUSTA | Richmond | 1210430 | 1 | [5 empty] | Permanently Out of Use - historical purposes | Gas (Historical Use) | 8000 | Bare Steel | 1972-05-16 | Galvanized Steel | Suction (American)
ONE STOP & SHOP | 2382 BARTON CHAPEL RD | AUGUSTA | Richmond | 1210430 | 2 | [5 empty] | Permanently Out of Use - historical purposes | Gas (Historical Use) | 8000 | Bare Steel | 1972-05-16 | Galvanized Steel | Suction (American)
ONE STOP & SHOP | 2382 BARTON CHAPEL RD | AUGUSTA | Richmond | 1210430 | 3 | [5 empty] | Permanently Out of Use - historical purposes | Gas (Historical Use) | 8000 | Bare Steel | 1972-05-16 | Galvanized Steel | Suction (American)
ONE STOP & SHOP | 2382 BARTON CHAPEL RD | AUGUSTA | Richmond | 1210430 | 4A |  | 1999-02-22 |  | 1999-02-22 |  | Currently in Use | Gas (Historical Use) | 8000 | Composite | 1999-02-22 | Double-Walled Fiberglass | Pressurized
ONE STOP & SHOP | 2382 BARTON CHAPEL RD | AUGUSTA | Richmond | 1210430 | 4B |  | 1999-02-22 | FALSE | 1999-02-22 | FALSE | Currently in Use | Gas (Historical Use) | 4000 | Composite | 1999-02-22 | Double-Walled Fiberglass | Pressurized
PJ FOOD STORE | 3184 SKINNER MILL RD | AUGUSTA | Richmond | 1210431 | 1 |  | 2011-08-23 |  | 2011-08-23 |  | Removed from Ground | Gas (Historical Use) | 8000 | Steel-Impressed Current | 1976-05-15 | Steel (Impressed Current) | Safe Suction (Euro)
PJ FOOD STORE | 3184 SKINNER MILL RD | AUGUSTA | Richmond | 1210431 | 2 |  | 2011-08-22 |  | 2011-08-23 |  | Removed from Ground | Gas (Historical Use) | 8000 | Steel-Impressed Current | 1976-05-15 | Steel (Impressed Current) | Safe Suction (Euro)
PJ FOOD STORE | 3184 SKINNER MILL RD | AUGUSTA | Richmond | 1210431 | 3 |  | 2013-05-24 | FALSE | 2013-05-24 | FALSE | Currently in Use | Gas (Historical Use) | 5000 | Epoxy Double-Walled | 2013-05-24 | Double-Walled Fiberglass | Pressurized
PJ FOOD STORE | 3184 SKINNER MILL RD | AUGUSTA | Richmond | 1210431 | 4 |  | 2013-05-24 | FALSE | 2013-05-24 | FALSE | Currently in Use | Gas (Historical Use) | 15000 | Epoxy Double-Walled | 2013-05-24 | Double-Walled Fiberglass | Pressurized
LUCKY STORE | 1801 MARVIN GRIFFIN RD | AUGUSTA | Richmond | 1210432 | 1 | [5 empty] | Removed from Ground | Gas (Historical Use) | 8000 | Bare Steel | 1961-05-19 | Galvanized Steel
LUCKY STORE | 1801 MARVIN GRIFFIN RD | AUGUSTA | Richmond | 1210432 | 2 | [5 empty] | Removed from Ground | Gas (Historical Use) | 8000 | Bare Steel | 1961-05-19 | Galvanized Steel
LUCKY STORE | 1801 MARVIN GRIFFIN RD | AUGUSTA | Richmond | 1210432 | 3 | Flapper Valve | 1998-12-01 | FALSE | 1998-12-01 | FALSE | Temporarily out of use | Gas (Historical Use) | 8000 | Steel-Impressed Current | 1980-01-01 | Steel (Impressed Current) | Suction (American)
LUCKY STORE | 1801 MARVIN GRIFFIN RD | AUGUSTA | Richmond | 1210432 | 4 | Flapper Valve | 1998-12-01 | FALSE | 1998-12-01 | FALSE | Temporarily out of use | Gas (Historical Use) | 8000 | Steel-Impressed Current | 1980-01-01 | Steel (Impressed Current) | Suction (American)
KIMS PANTRY | 2502 LUMPKIN RD | AUGUSTA | Richmond | 1210435 | 1 | [5 empty] | Removed from Ground | Gas (Historical Use) | 8000 | Bare Steel | 1976-06-20 | Galvanized Steel | Suction (American)
KIMS PANTRY | 2502 LUMPKIN RD | AUGUSTA | Richmond | 1210435 | 2 | [5 empty] | Removed from Ground | Gas (Historical Use) | 8000 | Bare Steel | 1976-06-20 | Galvanized Steel | Suction (American)
CENTRAL TRANSPORT | 1413 NEW SAVANNAH RD | AUGUSTA | Richmond | 1210436 | 1 | [5 empty] | Removed from Ground | Diesel | 10000 | Bare Steel | 1968-05-17 | Bare Steel
CENTRAL TRANSPORT | 1413 NEW SAVANNAH RD | AUGUSTA | Richmond | 1210436 | 2 | [5 empty] | Removed from Ground | Empty | 10000 | Bare Steel | 1968-05-17 | Bare Steel
MINIT-LUBE #1545 | 3346 WRIGHTSBORO RD | AUGUSTA | Richmond | 1210442 | 1 |  |  | TRUE |  | TRUE | Closed in Ground | Used Oil | 1000 | Composite | 1985-01-01 | Galvanized Steel
AUGUSTA NATL/GOLF COURSE SVC | 2604 WASHINGTON RD | AUGUSTA | Richmond | 1210443 | 1 | [5 empty] | Removed from Ground | Gas (Historical Use) | 4000 | Cathodically Protected Steel | 1985-01-01 | Galvanized Steel
AUGUSTA NATL/GOLF COURSE SVC | 2604 WASHINGTON RD | AUGUSTA | Richmond | 1210443 | 2 | [5 empty] | Removed from Ground | Diesel | 2000 | Cathodically Protected Steel | 1985-01-01 | Galvanized Steel
AUGUSTA NATL/GOLF COURSE SVC | 2604 WASHINGTON RD | AUGUSTA | Richmond | 1210443 | 3 | [5 empty] | Removed from Ground | Gas (Historical Use) | 550 | Cathodically Protected Steel | 1977-01-03 | Galvanized Steel
AUGUSTA NATL/GOLF COURSE SVC | 2604 WASHINGTON RD | AUGUSTA | Richmond | 1210443 | 4 | [5 empty] | Removed from Ground | Empty | 550 | Cathodically Protected Steel | 1977-01-03 | Galvanized Steel
DANIELS LM | 1547 GORDON HWY | AUGUSTA | Richmond | 1210444 | 1 |  |  | TRUE |  | TRUE | Removed from Ground | Used Oil | 500 | Bare Steel | 1969-05-12 | Bare Steel
PRAXAIR INC | COLUMBIA NITROGEN RD | AUGUSTA | Richmond | 1210446 | 1 | [5 empty] | Closed in Ground | Diesel | 10000 | Bare Steel | 1977-04-25 | Galvanized Steel
PRAXAIR INC | COLUMBIA NITROGEN RD | AUGUSTA | Richmond | 1210446 | 2 | [5 empty] | Closed in Ground | Diesel | 10000 | Bare Steel | 1979-04-25 | Galvanized Steel
PRAXAIR INC | COLUMBIA NITROGEN RD | AUGUSTA | Richmond | 1210446 | 3 | [5 empty] | Removed from Ground | Gas (Historical Use) | 1000 | Bare Steel | 1979-04-25 | Galvanized Steel
PRAXAIR INC | COLUMBIA NITROGEN RD | AUGUSTA | Richmond | 1210446 | 4 | [5 empty] | Permanently Out of Use - historical purposes | Diesel | 25000 | Bare Steel | 1973-04-26 | Galvanized Steel
PRAXAIR INC | COLUMBIA NITROGEN RD | AUGUSTA | Richmond | 1210446 | 5 |  |  | TRUE |  | TRUE | Removed from Ground | Used Oil | 1000 | Bare Steel | 1970-04-27 | Galvanized Steel
PRAXAIR INC | COLUMBIA NITROGEN RD | AUGUSTA | Richmond | 1210446 | 6 | [5 empty] | Removed from Ground | Diesel | 8000 | Bare Steel | 1969-05-10 | Galvanized Steel
PRAXAIR INC | COLUMBIA NITROGEN RD | AUGUSTA | Richmond | 1210446 | 7 | [5 empty] | Closed in Ground | Gas (Historical Use) | 270 | Bare Steel | 1984-05-06 | Galvanized Steel
J B WHITE & CO | 1700 GORDON HWY | AUGUSTA | Richmond | 1210447 | 1 | [5 empty] | Removed from Ground | Diesel | 110 | Bare Steel | 1978-05-10 | Bare Steel
GOLDEN PANTRY #98 | 3884 OLD SAVANNAH RD | AUGUSTA | Richmond | 1210449 | 1 | Flapper Valve | 1992-06-01 |  | 1992-06-01 |  | Removed from Ground | Gas (Historical Use) | 10000 | Cathodically Protected Steel | 1986-01-01 | Fiberglass Reinforced Plastic | Pressurized
GOLDEN PANTRY #98 | 3884 OLD SAVANNAH RD | AUGUSTA | Richmond | 1210449 | 2 | Flapper Valve | 1992-06-01 |  | 1992-06-01 |  | Removed from Ground | Gas (Historical Use) | 10000 | Cathodically Protected Steel | 1986-01-01 | Fiberglass Reinforced Plastic | Pressurized
GOLDEN PANTRY #98 | 3884 OLD SAVANNAH RD | AUGUSTA | Richmond | 1210449 | 3 | Flapper Valve | 1992-06-01 |  | 1992-06-01 |  | Removed from Ground | Gas (Historical Use) | 10000 | Cathodically Protected Steel | 1986-01-01 | Fiberglass Reinforced Plastic | Pressurized
GOLDEN PANTRY #98 | 3884 OLD SAVANNAH RD | AUGUSTA | Richmond | 1210449 | 4 | Flapper Valve | 1992-06-01 |  | 1992-06-01 |  | Removed from Ground | Diesel | 8000 | Cathodically Protected Steel | 1986-01-01 | Fiberglass Reinforced Plastic | Pressurized
GOLDEN PANTRY #98 | 3884 OLD SAVANNAH RD | AUGUSTA | Richmond | 1210449 | 5 | Flapper Valve | 1992-06-01 |  | 1992-06-01 |  | Removed from Ground | Kerosene | 2000 | Cathodically Protected Steel | 1986-01-01 | Fiberglass Reinforced Plastic | Safe Suction (Euro)
KIHWAN KIM JACKS GROCERY | 4630 MIKE PADGETT HWY 56 | AUGUSTA | Richmond | 1210451 | 1 | [5 empty] | Removed from Ground | Gas (Historical Use) | 6000 | Bare Steel | 1984-05-08 | Galvanized Steel | Suction (American)
KIHWAN KIM JACKS GROCERY | 4630 MIKE PADGETT HWY 56 | AUGUSTA | Richmond | 1210451 | 2 | [5 empty] | Removed from Ground | Gas (Historical Use) | 4000 | Bare Steel | 1984-05-08 | Galvanized Steel | Suction (American)
KIHWAN KIM JACKS GROCERY | 4630 MIKE PADGETT HWY 56 | AUGUSTA | Richmond | 1210451 | 3 | [5 empty] | Removed from Ground | Gas (Historical Use) | 3000 | Bare Steel | 1981-05-09 | Galvanized Steel | Suction (American)
KIHWAN KIM JACKS GROCERY | 4630 MIKE PADGETT HWY 56 | AUGUSTA | Richmond | 1210451 | 4 |  | 1999-02-08 |  | 1999-02-08 |  | Currently in Use | Gas (Historical Use) | 12000 | Composite | 1999-02-08 | Fiberglass Reinforced Plastic | Pressurized
KIHWAN KIM JACKS GROCERY | 4630 MIKE PADGETT HWY 56 | AUGUSTA | Richmond | 1210451 | 5 |  | 1999-02-08 |  | 1999-02-08 |  | Currently in Use | Gas (Historical Use) | 8000 | Composite | 1999-02-08 | Fiberglass Reinforced Plastic | Pressurized
KIHWAN KIM JACKS GROCERY | 4630 MIKE PADGETT HWY 56 | AUGUSTA | Richmond | 1210451 | 6 |  | 1999-02-08 |  | 1999-02-08 |  | Currently in Use | Diesel | 10000 | Composite | 1999-02-08 | Fiberglass Reinforced Plastic | Safe Suction (Euro)
KIHWAN KIM JACKS GROCERY | 4630 MIKE PADGETT HWY 56 | AUGUSTA | Richmond | 1210451 | 7 |  | 1999-02-08 |  | 1999-02-08 |  | Currently in Use | Kerosene | 2000 | Composite | 1999-02-08 | Fiberglass Reinforced Plastic | Safe Suction (Euro)
COMET GAS & SERVICE CENTER | 2320 PEACH ORCHARD RD | AUGUSTA | Richmond | 1210452 | 1 | Flapper Valve | 1998-03-12 | FALSE | 1998-03-12 | FALSE | Currently in Use | Regular | 10000 | Steel-Impressed Current | 1967-01-06 | Fiberglass Reinforced Plastic | Pressurized
COMET GAS & SERVICE CENTER | 2320 PEACH ORCHARD RD | AUGUSTA | Richmond | 1210452 | 2 | Flapper Valve | 1998-03-12 | FALSE | 1998-03-12 | FALSE | Temporarily out of use | Diesel | 6000 | Steel-Impressed Current | 1967-01-06 | Fiberglass Reinforced Plastic | Pressurized
COMET GAS & SERVICE CENTER | 2320 PEACH ORCHARD RD | AUGUSTA | Richmond | 1210452 | 3 | Flapper Valve | 1998-03-12 | FALSE | 1998-03-12 | FALSE | Currently in Use | Premium | 8000 | Steel-Impressed Current | 1967-01-06 | Fiberglass Reinforced Plastic | Pressurized
CIRCLE K STORE #3168 | 2855 WASHINGTON ROAD | AUGUSTA | Richmond | 1210453 | 1 |  | 1998-11-19 |  | 1998-11-19 |  | Currently in Use | Gas (Historical Use) | 8000 | Steel-Impressed Current | 1967-01-06 | Fiberglass Reinforced Plastic | Pressurized
CIRCLE K STORE #3168 | 2855 WASHINGTON ROAD | AUGUSTA | Richmond | 1210453 | 2 |  | 1998-11-19 |  | 1998-11-19 |  | Currently in Use | Gas (Historical Use) | 6000 | Steel-Impressed Current | 1967-01-06 | Fiberglass Reinforced Plastic | Pressurized
CIRCLE K STORE #3168 | 2855 WASHINGTON ROAD | AUGUSTA | Richmond | 1210453 | 3 |  | 1998-11-19 |  | 1998-11-19 |  | Currently in Use | Gas (Historical Use) | 5000 | Steel-Impressed Current | 1967-01-06 | Fiberglass Reinforced Plastic | Pressurized
CIRCLE K STORE #3168 | 2855 WASHINGTON ROAD | AUGUSTA | Richmond | 1210453 | 4 |  | 1998-11-19 |  | 1998-11-19 |  | Currently in Use | Gas (Historical Use) | 5000 | Steel-Impressed Current | 1967-01-06 | Fiberglass Reinforced Plastic | Pressurized
CIRCLE K STORE #3179 | 3315 PEACH ORCHARD RD | AUGUSTA | Richmond | 1210454 | 1 | [5 empty] | Removed from Ground | Gas (Historical Use) | 8000 | Bare Steel | 1967-01-06 | Galvanized Steel
CIRCLE K STORE #3179 | 3315 PEACH ORCHARD RD | AUGUSTA | Richmond | 1210454 | 2 | [5 empty] | Removed from Ground | Gas (Historical Use) | 6000 | Bare Steel | 1967-01-06 | Galvanized Steel
CIRCLE K STORE #3179 | 3315 PEACH ORCHARD RD | AUGUSTA | Richmond | 1210454 | 3 | [5 empty] | Removed from Ground | Gas (Historical Use) | 5000 | Bare Steel | 1967-01-06 | Galvanized Steel
CIRCLE K STORE #3179 | 3315 PEACH ORCHARD RD | AUGUSTA | Richmond | 1210454 | 5 |  |  | TRUE |  | TRUE | Removed from Ground | Used Oil | 250 | Bare Steel | 1966-03-22 | Unknown
CIRCLE K STORE #3179 | 3315 PEACH ORCHARD RD | AUGUSTA | Richmond | 1210454 | 6 | Flapper Valve | 1992-07-01 | FALSE | 1992-07-01 | FALSE | Currently in Use | Regular | 10000 | Fiberglass | 1992-07-05 | Fiberglass Reinforced Plastic | Pressurized
CIRCLE K STORE #3179 | 3315 PEACH ORCHARD RD | AUGUSTA | Richmond | 1210454 | 7 | Flapper Valve | 1992-07-01 | FALSE | 1992-07-01 | FALSE | Currently in Use | Diesel | 10000 | Fiberglass | 1992-07-05 | Fiberglass Reinforced Plastic | Pressurized
CIRCLE K STORE #3179 | 3315 PEACH ORCHARD RD | AUGUSTA | Richmond | 1210454 | 8 | Flapper Valve | 1992-07-01 | FALSE | 1992-07-01 | FALSE | Currently in Use | Premium | 10000 | Fiberglass | 1992-07-05 | Fiberglass Reinforced Plastic | Pressurized
RALIX | 1661 DIXON AIRLINE RD | AUGUSTA | Richmond | 1210456 | 1 | [5 empty] | Removed from Ground | Empty | 3000 | Bare Steel | 1983-05-09 | Galvanized Steel
RALIX | 1661 DIXON AIRLINE RD | AUGUSTA | Richmond | 1210456 | 2 | [5 empty] | Removed from Ground | Empty | 3000 | Bare Steel | 1981-05-09 | Galvanized Steel
AUGUSTA POLICE GARAGE | 400 WALTON WAY | AUGUSTA | Richmond | 1210458 | 1 | [5 empty] | Removed from Ground | Empty | 5000 | Cathodically Protected Steel | 1985-05-08 | Fiberglass Reinforced Plastic
KELLYS MINI MART | 2335 WASHINGTON RD | AUGUSTA | Richmond | 1210460 | 1 | Flapper Valve | 1998-07-01 |  | 1998-07-01 |  | Temporarily out of use | Gas (Historical Use) | 8000 | Steel-Impressed Current | 1986-04-02 | Fiberglass Reinforced Plastic | Pressurized
KELLYS MINI MART | 2335 WASHINGTON RD | AUGUSTA | Richmond | 1210460 | 2 | Flapper Valve | 1998-07-01 |  | 1998-07-01 |  | Temporarily out of use | Gas (Historical Use) | 8000 | Steel-Impressed Current | 1986-04-02 | Fiberglass Reinforced Plastic | Pressurized
AUGUSTA FIRE HOUSE #3 | 1099 REYNOLDS ST | AUGUSTA | Richmond | 1210461 | 1 | [5 empty] | Removed from Ground | Gas (Historical Use) | 260 | Bare Steel | 1966-01-01 | Unknown
AUGUSTA FIRE HOUSE #3 | 1099 REYNOLDS ST | AUGUSTA | Richmond | 1210461 | 2 | [5 empty] | Removed from Ground | Gas (Historical Use) | 560 | Bare Steel | 1966-01-01 | Unknown
AUGUSTA FIRE HOUSE #3 | 1099 REYNOLDS ST | AUGUSTA | Richmond | 1210461 | 3 | [5 empty] | Removed from Ground | Diesel | 550 | Bare Steel | 1966-01-01 | Unknown
AUGUSTA FIRE HOUSE #3 | 1099 REYNOLDS ST | AUGUSTA | Richmond | 1210461 | 4A |  | 1991-07-20 |  | 1991-07-20 |  | Removed from Ground | Gas (Historical Use) | 550 | Tank Jacket | 1991-07-20 | Not Marked | Suction (American)
AUGUSTA FIRE HOUSE #3 | 1099 REYNOLDS ST | AUGUSTA | Richmond | 1210461 | 4B |  | 1991-07-20 |  | 1991-07-20 |  | Removed from Ground | Diesel | 550 | Tank Jacket | 1991-07-20 | Not Marked | Suction (American)
AUGUSTA FIRE HOUSE #3 | 1099 REYNOLDS ST | AUGUSTA | Richmond | 1210461 | 4C |  | 1991-07-20 |  | 1991-07-20 |  | Removed from Ground | Other | 550 | Tank Jacket | 1991-07-20 | Not Marked | Suction (American)
PRIME EQUIP #414 | 915 MOLLY POND RD | AUGUSTA | Richmond | 1212005 | 1 | [5 empty] | Removed from Ground | Diesel | 3000 | Cathodically Protected Steel | 1987-11-04 | Bare Steel | Suction (American)
PRIME EQUIP #414 | 915 MOLLY POND RD | AUGUSTA | Richmond | 1212005 | 2 | [5 empty] | Removed from Ground | Gas (Historical Use) | 3000 | Cathodically Protected Steel | 1987-11-04 | Bare Steel | Suction (American)
PRIME EQUIP #414 | 915 MOLLY POND RD | AUGUSTA | Richmond | 1212005 | 3 | [5 empty] | Removed from Ground | Diesel | 3000 | Cathodically Protected Steel | 1987-11-04 | Bare Steel | Suction (American)
BELL SELF STORAGE | 3210 MIKE PADGETT Highway | AUGUSTA | Richmond | 10002730 | 1 |  |  | FALSE |  | FALSE | Removed from Ground
CIRCLE K 2703271 | 3947 HARPER FRANKLIN Avenue | AUGUSTA | Richmond | 10002785 | 1 | Flapper Valve | 2018-02-12 | FALSE | 2018-02-12 | FALSE | Currently in Use | Regular | 20000 | Composite Double Walled | 2018-02-18 | Double-Walled Fiberglass | Pressurized
CIRCLE K 2703271 | 3947 HARPER FRANKLIN Avenue | AUGUSTA | Richmond | 10002785 | 2A | Flapper Valve | 2018-02-12 | FALSE | 2018-04-19 | FALSE | Currently in Use | Premium | 12000 | Composite Double Walled | 2018-02-18 | Double-Walled Fiberglass | Pressurized
CIRCLE K 2703271 | 3947 HARPER FRANKLIN Avenue | AUGUSTA | Richmond | 10002785 | 2B | Flapper Valve | 2018-02-12 | FALSE | 2018-02-12 | FALSE | Currently in Use | Diesel | 8000 | Composite Double Walled | 2018-02-12 | Double-Walled Fiberglass | Pressurized
CIRCLE K 2703271 | 3947 HARPER FRANKLIN Avenue | AUGUSTA | Richmond | 10002785 | 3A | Flapper Valve | 2018-02-12 | FALSE | 2018-02-12 | FALSE | Currently in Use | Regular | 12000 | Composite Double Walled | 2018-02-12 | Double-Walled Fiberglass | Pressurized
CIRCLE K 2703271 | 3947 HARPER FRANKLIN Avenue | AUGUSTA | Richmond | 10002785 | 3B | Flapper Valve | 2018-02-12 | FALSE | 2018-02-12 | FALSE | Currently in Use | E-0 | 8000 | Composite Double Walled | 2018-02-12 | Double-Walled Fiberglass | Pressurized
AM PM | 3982 MIKE PADGETT HWY | AUGUSTA | Richmond | 10002632 | 1A | Flapper Valve | 2016-11-01 | FALSE | 2016-11-01 | FALSE | Currently in Use | Diesel On Road | 15000 | Composite Double Walled | 2016-08-15 | Double-Walled Flex | Pressurized
AM PM | 3982 MIKE PADGETT HWY | AUGUSTA | Richmond | 10002632 | 1B | Flapper Valve | 2016-11-01 | FALSE | 2016-11-01 | FALSE | Currently in Use | Premium | 5000 | Composite Double Walled | 2016-08-15 | Double-Walled Flex | Pressurized
AM PM | 3982 MIKE PADGETT HWY | AUGUSTA | Richmond | 10002632 | 2 | Flapper Valve | 2016-11-01 | FALSE | 2016-11-01 | FALSE | Currently in Use | Regular | 20000 | Composite Double Walled | 2016-08-15 | Double-Walled Flex | Pressurized
MURPHY USA #7639 | 3334 WRIGHTSBORO RD | AUGUSTA | Richmond | 10002617 | 1 | Flapper Valve | 2016-09-24 | FALSE | 2016-09-24 | FALSE | Currently in Use | Regular | 25000 | Fiberglass Double Walled | 2016-08-24 | Double-Walled Fiberglass | Pressurized
MURPHY USA #7639 | 3334 WRIGHTSBORO RD | AUGUSTA | Richmond | 10002617 | 2A | Flapper Valve | 2016-09-24 | FALSE | 2016-09-24 | FALSE | Currently in Use | Premium | 8000 | Fiberglass Double Walled | 2016-08-24 | Double-Walled Fiberglass | Pressurized
MURPHY USA #7639 | 3334 WRIGHTSBORO RD | AUGUSTA | Richmond | 10002617 | 2B | Flapper Valve | 2016-09-24 | FALSE | 2016-09-24 | FALSE | Currently in Use | Diesel | 10000 | Fiberglass Double Walled | 2016-08-24 | Double-Walled Fiberglass | Pressurized
MURPHY USA #7639 | 3334 WRIGHTSBORO RD | AUGUSTA | Richmond | 10002617 | 2C | Flapper Valve | 2016-09-24 | FALSE | 2016-09-24 | FALSE | Currently in Use | E-0 | 8000 | Fiberglass Double Walled | 2016-08-24 | Double-Walled Fiberglass | Pressurized
US ARMY FORT GORDON | 284 CENTRAL HOSPITAL RD | FORT GORDON | Richmond | 10002573 | 1 |  |  | FALSE |  | FALSE | Removed from Ground | Diesel | 10000 | Bare Steel | 2016-01-17 | Unknown
US ARMY FORT GORDON | 284 CENTRAL HOSPITAL RD | FORT GORDON | Richmond | 10002573 | 2 |  |  | FALSE |  | FALSE | Removed from Ground | Diesel | 10000 | Bare Steel | 2016-01-17 | Unknown
L & B USED CAR LOT | 2364 GORDON HWY | AUGUSTA | Richmond | 10002278 | 1 |  |  | FALSE |  | FALSE | Removed from Ground |  | 3000 | Bare Steel | 2013-05-10
L & B USED CAR LOT | 2364 GORDON HWY | AUGUSTA | Richmond | 10002278 | 2 |  |  | FALSE |  | FALSE | Removed from Ground |  | 3000 | Bare Steel | 2013-05-10
L & B USED CAR LOT | 2364 GORDON HWY | AUGUSTA | Richmond | 10002278 | 3 |  |  | FALSE |  | FALSE | Removed from Ground |  | 3000 | Bare Steel | 2013-05-10
L & B USED CAR LOT | 2364 GORDON HWY | AUGUSTA | Richmond | 10002278 | 4 |  |  | FALSE |  | FALSE | Removed from Ground |  | 4000 | Bare Steel | 2013-05-10
PAINE COLLEGE PROPERTY | 1268 DRUID PARK AVE | AUGUSTA | Richmond | 10002298 | 1 |  |  | FALSE |  | FALSE | Removed from Ground |  | 1130 | Bare Steel | 2013-11-14
PAINE COLLEGE PROPERTY | 1268 DRUID PARK AVE | AUGUSTA | Richmond | 10002298 | 2 |  |  | FALSE |  | FALSE | Removed from Ground |  | 1130 | Bare Steel | 2013-11-14
PAINE COLLEGE PROPERTY | 1268 DRUID PARK AVE | AUGUSTA | Richmond | 10002298 | 3 |  |  | FALSE |  | FALSE | Removed from Ground |  | 9500 | Bare Steel | 2013-11-14
SUPER EXPRESS #5 | 3341 DEANS BRIDGE RD | AUGUSTA | Richmond | 10002335 | 1A | Flapper Valve | 2014-06-01 | FALSE | 2014-06-01 | FALSE | Currently in Use | Regular | 15000 | Composite Double Walled | 2014-05-01 | Double-Walled Fiberglass | Pressurized
SUPER EXPRESS #5 | 3341 DEANS BRIDGE RD | AUGUSTA | Richmond | 10002335 | 1B | Flapper Valve | 2014-06-01 | FALSE | 2014-06-01 | FALSE | Currently in Use | Premium | 5000 | Composite Double Walled | 2014-05-01 | Double-Walled Fiberglass | Pressurized
SUPER EXPRESS #5 | 3341 DEANS BRIDGE RD | AUGUSTA | Richmond | 10002335 | 1C | Flapper Valve | 2014-06-01 | FALSE | 2014-06-01 | FALSE | Currently in Use | Diesel | 5000 | Composite Double Walled | 2014-05-01 | Double-Walled Fiberglass | Pressurized
ELLIOTT FUNERAL HOME | 1128 TELFAIR STREET | AUGUSTA | Richmond | 10002459 | 1 |  |  | FALSE |  | FALSE | Removed from Ground | Gas (Historical Use) | 250 | Bare Steel | 1950-01-01 | Bare Steel | Safe Suction (Euro)
AU MEDICAL INC (PROFESSIONAL BUILDING) | 1481 LANEY WALKER BLVD | AUGUSTA | Richmond | 10002435 | 1 | Flapper Valve | 2014-06-01 | FALSE | 2014-06-01 | FALSE | Currently in Use | Diesel | 6000 | Fiberglass Double Walled | 2014-06-01 | Double-Walled Fiberglass | Safe Suction (Euro)
AM PM CONVEINIENCE STORE | 2262 ROSIER RD | AUGUSTA | Richmond | 10002444 | 1A | Ball Float | 2012-02-01 | FALSE | 2012-02-01 | FALSE | Currently in Use | Gas (Historical Use) | 20000 | Composite Double Walled | 2012-02-01 | Double-Walled Flex | Pressurized
AM PM CONVEINIENCE STORE | 2262 ROSIER RD | AUGUSTA | Richmond | 10002444 | 1B | Ball Float | 2012-02-01 | FALSE | 2012-02-01 | FALSE | Currently in Use | Gas (Historical Use) | 6000 | Composite Double Walled | 2012-02-01 | Double-Walled Flex | Pressurized
AM PM CONVEINIENCE STORE | 2262 ROSIER RD | AUGUSTA | Richmond | 10002444 | 1C | Ball Float | 2012-02-01 | FALSE | 2012-02-01 | FALSE | Currently in Use | Diesel | 4000 | Composite Double Walled | 2012-02-01 | Double-Walled Flex | Pressurized
SIZEMORE INC | 2003 GORDON HIGHWAY | AUGUSTA | Richmond | 10002553 | 1 |  |  | FALSE |  | FALSE | Removed from Ground | Not Marked/Tank Removed | 0 | Unknown
WALMART NEIGHBORHOOD MARKET #2465 | 3693 WINDSOR SPRING RD | HEPHZIBAH | Richmond | 10002522 | 1 | Flapper Valve | 2015-07-30 | FALSE | 2015-07-30 | FALSE | Currently in Use | Regular | 15000 | Fiberglass Double Walled | 2015-07-30 | Double-Walled Flex | Pressurized
WALMART NEIGHBORHOOD MARKET #2465 | 3693 WINDSOR SPRING RD | HEPHZIBAH | Richmond | 10002522 | 2A | Flapper Valve | 2015-07-30 | FALSE | 2015-07-30 | FALSE | Currently in Use | Premium | 8000 | Fiberglass Double Walled | 2015-07-30 | Double-Walled Flex | Pressurized
WALMART NEIGHBORHOOD MARKET #2465 | 3693 WINDSOR SPRING RD | HEPHZIBAH | Richmond | 10002522 | 2B | Flapper Valve | 2015-07-30 | FALSE | 2015-07-30 | FALSE | Currently in Use | Diesel | 7000 | Fiberglass Double Walled | 2015-07-30 | Double-Walled Flex | Pressurized
US ARMY FT GORDON | 654 BRAINARD AVE | FT GORDON | Richmond | 10003053 | 25501 |  |  | FALSE |  | FALSE | Removed from Ground | Diesel | 5000
US ARMY FORT GORDON | 515 15TH ST | FORT GORDON | Richmond | 10003054 | 14600 |  |  | FALSE |  | FALSE | Removed from Ground | Diesel | 8000
FORT GORDON-FISHER DENTAL LAB | 236 EAST HOSPITAL RD | FORT GORDON | Richmond | 10002883 | 1 |  |  | FALSE |  | FALSE | Permanently Out of Use - historical purposes |  | 10000
PYROFLEX AUGUSTA LLC | 2529 NEWSPRINT RD | AUGUSTA | Richmond | 10002879 | 1 |  |  | FALSE |  | FALSE | Removed from Ground | Diesel | 10000
US ARMY FT GORDON-CLOSED/INACTIVE HEATING AND COOLING PLANT | 602 LANE AVE | FT GORDON | Richmond | 10003034 | 25330B |  |  | FALSE |  | FALSE | Removed from Ground | Diesel | 50000
US ARMY FT GORDON-CLOSED/INACTIVE HEATING AND COOLING PLANT | 602 LANE AVE | FT GORDON | Richmond | 10003034 | 25330C |  |  | FALSE |  | FALSE | Removed from Ground | Diesel | 50000
FORT GORDON | 310 3RD AVE | FORT GORDON | Richmond | 10003005 | 33200A |  |  | FALSE |  | FALSE | Removed from Ground |  | 1000 | Bare Steel
FORT GORDON | 529 LANE AVE | FORT GORDON | Richmond | 10003006 | 28320 |  |  | FALSE |  | FALSE | Removed from Ground |  | 10000 | Bare Steel
FORT GORDON | 204 ACADEMIC DR | FORT GORDON | Richmond | 10003007 | 38804 |  |  | FALSE |  | FALSE | Removed from Ground |  | 2000 | Bare Steel
FORT GORDON | 575 19TH STREET | FORT GORDON | Richmond | 10003008 | 19140A |  |  | FALSE |  | FALSE | Removed from Ground | Diesel | 1000 | Bare Steel |  | Bare Steel
US ARMY FORT GORDON-VACANT LOT | 1317 11TH AVENUE | FORT GORDON | Richmond | 10002999 | 2222 |  |  | FALSE |  | FALSE | Removed from Ground | E-10 | 1000 | Bare Steel
US ARMY FORT GORDON-VACANT LOT | 1317 11TH AVENUE | FORT GORDON | Richmond | 10002999 | 2222B |  |  | FALSE |  | FALSE | Removed from Ground | Diesel | 1000 | Bare Steel
SASSER AUTOMOTIVE/MR TRANSMISSION | 1902 GORDON HIGHWAY | AUGUSTA | Richmond | 10000573 | 1 |  |  | FALSE |  | FALSE | Closed in Ground | Gas (Historical Use) | 1500 | Bare Steel | 2004-02-01
SASSER AUTOMOTIVE/MR TRANSMISSION | 1902 GORDON HIGHWAY | AUGUSTA | Richmond | 10000573 | 2 |  |  | FALSE |  | FALSE | Closed in Ground | Gas (Historical Use) | 1500 | Bare Steel | 2004-02-01 | Bare Steel
SASSER AUTOMOTIVE/MR TRANSMISSION | 1902 GORDON HIGHWAY | AUGUSTA | Richmond | 10000573 | 3 |  |  | FALSE |  | FALSE | Closed in Ground | Gas (Historical Use) | 1500 | Bare Steel | 2004-02-01 | Bare Steel
SASSER AUTOMOTIVE/MR TRANSMISSION | 1902 GORDON HIGHWAY | AUGUSTA | Richmond | 10000573 | 4 |  |  | FALSE |  | FALSE | Closed in Ground | Gas (Historical Use) | 1500 | Bare Steel | 2004-02-01 | Bare Steel
SASSER AUTOMOTIVE/MR TRANSMISSION | 1902 GORDON HIGHWAY | AUGUSTA | Richmond | 10000573 | 5 |  |  | FALSE |  | FALSE | Closed in Ground | Used Oil | 1500 | Bare Steel | 2004-02-01 | Bare Steel
CHAMPION BEVERAGE DISTRIBUTORS | 1815 WILKINSON ROAD | AUGUSTA | Richmond | 10000820 | 1 |  |  | FALSE |  | FALSE | Removed from Ground | Gas (Historical Use) | 4000 | Bare Steel | 1975-01-01 |  | Suction (American)
CHAMPION BEVERAGE DISTRIBUTORS | 1815 WILKINSON ROAD | AUGUSTA | Richmond | 10000820 | 2 |  |  | FALSE |  | FALSE | Removed from Ground | Diesel | 4000 | Bare Steel | 1975-01-01 |  | Suction (American)
FORMER HARVEY H WALKER (GDOT EDS-565(9) | 4953 PEACH ORCHARD ROAD | HEPHZIBAH | Richmond | 10000594 | 1 |  |  | FALSE |  | FALSE | Closed in Ground | Not Marked/Tank Removed | 0 | Unknown | 2003-12-30
SAVIN HAVEN #3 | 4474 MIKE PADGETT HWY | AUGUSTA | Richmond | 10000976 | 1 | Flapper Valve | 2005-09-15 | FALSE | 2005-09-15 | FALSE | Currently in Use | Gas (Historical Use) | 12000 | Fiberglass | 2005-09-15 | Fiberglass Reinforced Plastic | Pressurized
SAVIN HAVEN #3 | 4474 MIKE PADGETT HWY | AUGUSTA | Richmond | 10000976 | 2A | Flapper Valve | 2005-09-15 | FALSE | 2005-09-15 | FALSE | Currently in Use | Gas (Historical Use) | 8000 | Fiberglass | 2005-09-15 | Fiberglass Reinforced Plastic | Pressurized
SAVIN HAVEN #3 | 4474 MIKE PADGETT HWY | AUGUSTA | Richmond | 10000976 | 2B | Flapper Valve | 2005-09-15 | FALSE | 2005-09-15 | FALSE | Currently in Use | Diesel | 4000 | Fiberglass | 2005-09-15 | Fiberglass Reinforced Plastic | Pressurized
PAINE COLLEGE PROPERTY | 1235 15TH STREET | AUGUSTA | Richmond | 10000999 | 1 |  |  | FALSE |  | FALSE | Removed from Ground | Not Marked/Tank Removed | 1130 | Unknown | 2013-11-14 | Unknown
PAINE COLLEGE PROPERTY | 1235 15TH STREET | AUGUSTA | Richmond | 10000999 | 2 |  |  | FALSE |  | FALSE | Removed from Ground | Not Marked/Tank Removed | 1130 | Unknown | 2013-11-14 | Unknown
PAINE COLLEGE PROPERTY | 1235 15TH STREET | AUGUSTA | Richmond | 10000999 | 3 |  |  | FALSE |  | FALSE | Removed from Ground | Not Marked/Tank Removed | 9500 | Unknown | 2013-11-14 | Unknown
FORMER GULF OIL GAS STATION | TELFAIR STREET | AUGUSTA | Richmond | 10000960 | 1 |  |  | FALSE |  | FALSE | Removed from Ground | Gas (Historical Use) | 0 | Unknown
FORMER GULF OIL GAS STATION | TELFAIR STREET | AUGUSTA | Richmond | 10000960 | 2 |  |  | FALSE |  | FALSE | Removed from Ground | Gas (Historical Use) | 0 | Unknown
DLS CONV STORE | 3735 MIKE PADGETT HWY | AUGUSTA | Richmond | 10000894 | 1 | Flapper Valve | 2005-03-29 | FALSE | 2005-03-29 | FALSE | Currently in Use | Gas (Historical Use) | 12000 | Composite | 2005-03-29 | Fiberglass Reinforced Plastic | Pressurized
DLS CONV STORE | 3735 MIKE PADGETT HWY | AUGUSTA | Richmond | 10000894 | 2 | Flapper Valve | 2005-03-29 | FALSE | 2005-03-29 | FALSE | Currently in Use | Gas (Historical Use) | 12000 | Composite | 2005-03-29 | Fiberglass Reinforced Plastic | Pressurized
DLS CONV STORE | 3735 MIKE PADGETT HWY | AUGUSTA | Richmond | 10000894 | 3 | Flapper Valve | 2005-03-29 | FALSE | 2005-03-29 | FALSE | Currently in Use | Diesel | 12000 | Composite | 2005-03-29 | Fiberglass Reinforced Plastic | Pressurized
DLS CONV STORE | 3735 MIKE PADGETT HWY | AUGUSTA | Richmond | 10000894 | 4 |  | 2005-03-29 | FALSE | 2005-03-29 | FALSE | Currently in Use | Kerosene | 2000 | Composite | 2005-03-29 | Fiberglass Reinforced Plastic | Safe Suction (Euro)
FRANK A CALHOUN & COMPANY (ROMEO'S PIZZA) | 1549 WALTON WAY | AUGUSTA | Richmond | 10000385 | 1 |  |  | FALSE |  | FALSE | Permanently Out of Use - historical purposes | Gas (Historical Use) | 10000 | Cathodically Protected Steel | 1978-01-01
FRANK A CALHOUN & COMPANY (ROMEO'S PIZZA) | 1549 WALTON WAY | AUGUSTA | Richmond | 10000385 | 2 |  |  | FALSE |  | FALSE | Permanently Out of Use - historical purposes | Gas (Historical Use) | 10000 | Cathodically Protected Steel | 1978-01-01
FRANK A CALHOUN & COMPANY (ROMEO'S PIZZA) | 1549 WALTON WAY | AUGUSTA | Richmond | 10000385 | 3 |  |  | FALSE |  | FALSE | Permanently Out of Use - historical purposes | Gas (Historical Use) | 10000 | Cathodically Protected Steel | 1978-01-01
SPRINT FOOD STORES | 3444 MIKE PADGETT HWY | AUGUSTA | Richmond | 10000372 | 1 | Flapper Valve | 2003-06-02 | FALSE | 2003-06-02 | FALSE | Currently in Use | Gas (Historical Use) | 12000 | Fiberglass Double Walled | 2003-06-02 | Double-Walled Flex | Pressurized
SPRINT FOOD STORES | 3444 MIKE PADGETT HWY | AUGUSTA | Richmond | 10000372 | 2 | Flapper Valve | 2003-06-02 | FALSE | 2003-06-02 | FALSE | Currently in Use | Gas (Historical Use) | 12000 | Fiberglass Double Walled | 2003-06-02 | Double-Walled Flex | Pressurized
SPRINT FOOD STORES | 3444 MIKE PADGETT HWY | AUGUSTA | Richmond | 10000372 | 3 | Flapper Valve | 2003-06-02 | FALSE | 2003-06-02 | FALSE | Currently in Use | Gas (Historical Use) | 12000 | Fiberglass Double Walled | 2003-06-02 | Double-Walled Flex | Pressurized
SPRINT FOOD STORES | 3444 MIKE PADGETT HWY | AUGUSTA | Richmond | 10000372 | 4A | Flapper Valve | 2003-06-02 | FALSE | 2003-06-02 | FALSE | Currently in Use | Diesel | 10000 | Fiberglass Double Walled | 2003-06-02 | Double-Walled Flex | Pressurized
SPRINT FOOD STORES | 3444 MIKE PADGETT HWY | AUGUSTA | Richmond | 10000372 | 4B | Flapper Valve | 2003-06-02 | FALSE | 2003-06-02 | FALSE | Currently in Use | Gas (Historical Use) | 3000 | Fiberglass Double Walled | 2003-06-02 | Double-Walled Flex | Suction (American)
SPRINT FOOD STORES | 3444 MIKE PADGETT HWY | AUGUSTA | Richmond | 10000372 | 5 | Flapper Valve | 2013-11-01 | FALSE | 2013-11-01 | FALSE | Currently in Use | Diesel | 20000 | Fiberglass Double Walled | 2013-11-01 | Double-Walled Fiberglass | Pressurized
SAMS GAS STATION #8115 | 596 BOBBY JONES EXPRESSWAY | AUGUSTA | Richmond | 10001894 | 1 | Flapper Valve | 2010-04-02 | FALSE | 2010-04-02 | FALSE | Currently in Use | Regular | 20000 | Fiberglass Double Walled | 2010-06-10 | Double-Walled Flex | Pressurized
SAMS GAS STATION #8115 | 596 BOBBY JONES EXPRESSWAY | AUGUSTA | Richmond | 10001894 | 2 | Flapper Valve | 2010-04-02 | FALSE | 2010-04-02 | FALSE | Currently in Use | Regular | 20000 | Fiberglass Double Walled | 2010-06-10 | Double-Walled Flex | Pressurized
SAMS GAS STATION #8115 | 596 BOBBY JONES EXPRESSWAY | AUGUSTA | Richmond | 10001894 | 3A | Flapper Valve | 2010-04-02 | FALSE | 2010-04-02 | FALSE | Currently in Use | Premium | 12000 | Fiberglass Double Walled | 2010-04-02 | Double-Walled Flex | Pressurized
SAMS GAS STATION #8115 | 596 BOBBY JONES EXPRESSWAY | AUGUSTA | Richmond | 10001894 | 3B | Flapper Valve | 2010-04-02 | FALSE | 2010-04-02 | FALSE | Currently in Use | Diesel | 8000 | Fiberglass Double Walled | 2010-06-10 | Double-Walled Flex | Pressurized
UNKNOWN | 1763 BROAD STREET | AUGUSTA | Richmond | 10001865 | 1 |  |  | FALSE |  | FALSE | Removed from Ground | Gas (Historical Use) | 5500 | Unknown | 2010-02-18 | Unknown
UNKNOWN | 1763 BROAD STREET | AUGUSTA | Richmond | 10001865 | 2 |  |  | FALSE |  | FALSE | Removed from Ground | Gas (Historical Use) | 5500 | Unknown | 2010-02-18 | Unknown
TRANSPORTATION FACILITY | 2950 MIKE PADGETT HWY | AUGUSTA | Richmond | 10001834 | 1 | Flapper Valve | 2010-04-15 | FALSE | 2010-04-15 | FALSE | Currently in Use | Diesel On Road | 12000 | Fiberglass Double Walled | 2010-04-15 | Double-Walled Fiberglass | Pressurized
TRANSPORTATION FACILITY | 2950 MIKE PADGETT HWY | AUGUSTA | Richmond | 10001834 | 2 | Flapper Valve | 2010-04-15 | FALSE | 2010-04-15 | FALSE | Currently in Use | E-10 | 10000 | Fiberglass Double Walled | 2010-04-15 | Double-Walled Fiberglass | Pressurized
TRANSPORTATION FACILITY | 2950 MIKE PADGETT HWY | AUGUSTA | Richmond | 10001834 | 3 | Flapper Valve | 2011-01-01 | FALSE | 2011-01-01 | FALSE | Currently in Use | Diesel | 15000 | Fiberglass Double Walled | 2011-01-01 | Double-Walled Fiberglass | Pressurized
TRANSPORTATION FACILITY | 2950 MIKE PADGETT HWY | AUGUSTA | Richmond | 10001834 | 4 | Flapper Valve | 2011-01-01 | FALSE | 2011-01-01 | FALSE | Currently in Use | Diesel | 10000 | Fiberglass Double Walled | 2011-01-01 | Double-Walled Fiberglass | Pressurized
FORMER GAS STATION | 1502 WALTON WY | AUGUSTA | Richmond | 10001745 | 1 |  |  | FALSE |  | FALSE | Removed from Ground |  | 0 | Unknown
AM-PM FOOD STORE INC | 1898 GORDON HWY | AUGUSTA | Richmond | 10001757 | 1 |  |  | FALSE |  | FALSE | Removed from Ground |  | 0 | Unknown
AM-PM FOOD STORE INC | 1898 GORDON HWY | AUGUSTA | Richmond | 10001757 | 2 |  |  | FALSE |  | FALSE | Currently in Use | Gas (Historical Use) | 17000 | Composite Double Walled | 2010-04-01 | Double-Walled Fiberglass | Pressurized
AM-PM FOOD STORE INC | 1898 GORDON HWY | AUGUSTA | Richmond | 10001757 | 3 |  | 2010-04-01 | FALSE | 2010-04-01 | FALSE | Currently in Use | Gas (Historical Use) | 6500 | Composite Double Walled | 2010-04-01 | Double-Walled Fiberglass | Pressurized
AM-PM FOOD STORE INC | 1898 GORDON HWY | AUGUSTA | Richmond | 10001757 | 4 |  | 2010-04-01 | FALSE | 2010-04-01 | FALSE | Currently in Use | Diesel | 6500 | Composite Double Walled | 2010-04-01 | Double-Walled Fiberglass | Pressurized
SUPER EXPRESS #3 | 2545 PEACH ORCHARD RD | AUGUSTA | Richmond | 10001762 | 1 | Ball Float | 2009-07-30 | FALSE | 2009-07-30 | FALSE | Currently in Use | Regular | 12000 | Composite Double Walled | 2009-07-29 | Double-Walled Fiberglass | Pressurized
SUPER EXPRESS #3 | 2545 PEACH ORCHARD RD | AUGUSTA | Richmond | 10001762 | 2A | Ball Float | 2009-07-30 | FALSE | 2009-07-30 | FALSE | Currently in Use | Premium | 6000 | Composite Double Walled | 2009-07-29 | Double-Walled Fiberglass | Pressurized
SUPER EXPRESS #3 | 2545 PEACH ORCHARD RD | AUGUSTA | Richmond | 10001762 | 2B | Ball Float | 2009-07-30 | FALSE | 2009-07-30 | FALSE | Currently in Use | Diesel | 6000 | Composite Double Walled | 2009-07-29 | Double-Walled Fiberglass | Pressurized
SANDBAR CENTER LLC/EAST BOUNDARY FOOD MART | 202 E BOUNDARY | AUGUSTA | Richmond | 10001723 | 1 |  | 2009-05-14 | FALSE | 2009-05-14 | FALSE | Currently in Use | Gas (Historical Use) | 15000 | Fiberglass Double Walled | 2009-01-19 | Double-Walled Fiberglass | Pressurized
SANDBAR CENTER LLC/EAST BOUNDARY FOOD MART | 202 E BOUNDARY | AUGUSTA | Richmond | 10001723 | 2A |  | 2009-05-14 | FALSE | 2009-05-14 | FALSE | Currently in Use | Gas (Historical Use) | 8000 | Fiberglass Double Walled | 2009-01-19 | Double-Walled Fiberglass | Pressurized
SANDBAR CENTER LLC/EAST BOUNDARY FOOD MART | 202 E BOUNDARY | AUGUSTA | Richmond | 10001723 | 2B |  | 2009-05-14 | FALSE | 2009-05-14 | FALSE | Currently in Use | Diesel | 7000 | Fiberglass Double Walled | 2009-01-19 | Double-Walled Fiberglass | Pressurized
RaceWay #6872 - Wrightsboro22 | 3481 WRIGHTSBORO RD | AUGUSTA | Richmond | 10002025 | 1 | Overfill Alarm | 2011-08-17 | FALSE | 2011-08-17 | FALSE | Currently in Use | Regular | 20000 | Composite Double Walled | 2011-08-17 | Double-Walled Fiberglass | Pressurized
RaceWay #6872 - Wrightsboro22 | 3481 WRIGHTSBORO RD | AUGUSTA | Richmond | 10002025 | 2 | Overfill Alarm | 2011-08-17 | FALSE | 2011-08-17 | FALSE | Currently in Use | Premium | 12000 | Composite Double Walled | 2011-08-17 | Double-Walled Fiberglass | Pressurized
RaceWay #6872 - Wrightsboro22 | 3481 WRIGHTSBORO RD | AUGUSTA | Richmond | 10002025 | 3 | Overfill Alarm | 2011-08-17 | FALSE | 2011-08-17 | FALSE | Currently in Use | Diesel | 12000 | Composite Double Walled | 2011-08-17 | Double-Walled Fiberglass | Pressurized
SUPER EXPRESS #9 | 3696 PEACH ORCHARD ROAD | AUGUSTA | Richmond | 10002035 | 1 |  | 2011-10-01 | FALSE | 2011-10-01 | FALSE | Currently in Use | Regular | 12000 | Fiberglass Double Walled | 2011-10-01 | Fiberglass Reinforced Plastic | Pressurized
SUPER EXPRESS #9 | 3696 PEACH ORCHARD ROAD | AUGUSTA | Richmond | 10002035 | 2 |  | 2011-10-01 | FALSE | 2011-10-01 | FALSE | Currently in Use | Diesel | 4000 | Fiberglass Double Walled | 2011-10-01 | Fiberglass Reinforced Plastic | Pressurized
SUPER EXPRESS #9 | 3696 PEACH ORCHARD ROAD | AUGUSTA | Richmond | 10002035 | 3 |  | 2011-10-01 | FALSE | 2011-10-01 | FALSE | Currently in Use | Premium | 8000 | Fiberglass Double Walled | 2011-10-01 | Fiberglass Reinforced Plastic | Pressurized
COSTCO GASOLINE 1102 | 825 CABELA DR | AUGUSTA | Richmond | 10002022 | 1 | Overfill Alarm | 2011-10-03 | FALSE | 2011-09-01 | FALSE | Currently in Use | Premium | 30000 | Fiberglass Double Walled | 2011-07-28 | Double-Walled Fiberglass | Pressurized
COSTCO GASOLINE 1102 | 825 CABELA DR | AUGUSTA | Richmond | 10002022 | 2 | Overfill Alarm | 2011-10-03 | FALSE | 2011-09-01 | FALSE | Currently in Use | Regular | 30000 | Fiberglass Double Walled | 2011-07-28 | Double-Walled Fiberglass | Pressurized
COSTCO GASOLINE 1102 | 825 CABELA DR | AUGUSTA | Richmond | 10002022 | 3 | Overfill Alarm | 2011-10-03 | FALSE | 2011-09-01 | FALSE | Currently in Use | Regular | 30000 | Fiberglass Double Walled | 2011-07-28 | Double-Walled Fiberglass | Pressurized
COSTCO GASOLINE 1102 | 825 CABELA DR | AUGUSTA | Richmond | 10002022 | 4 |  | 2011-10-03 | FALSE | 2011-09-01 | FALSE | Currently in Use | Ultrazol(Fuel Additive) | 1500 | Fiberglass Double Walled | 2011-07-28 | Double-Walled Fiberglass | Pressurized
MACYS AT AUGUSTA MALL | 3450 WRIGHTSBORO RD | AUGUSTA | Richmond | 10001969 | 1 |  |  | FALSE |  | FALSE | Removed from Ground | Gas (Historical Use) | 150 | Bare Steel | 1972-01-01 | Bare Steel
FORMER GAS STATION | 3921 WRIGHTSBORO ROAD | AUGUSTA | Richmond | 10002162 | 1 |  |  | FALSE |  | FALSE | Removed from Ground | Not Marked/Tank Removed | 5000 | Bare Steel | 2012-09-04 | Bare Steel
FORMER GAS STATION | 3921 WRIGHTSBORO ROAD | AUGUSTA | Richmond | 10002162 | 2 |  |  | FALSE |  | FALSE | Removed from Ground | Not Marked/Tank Removed | 4000 | Bare Steel | 2012-09-04 | Bare Steel
FORMER GAS STATION | 3921 WRIGHTSBORO ROAD | AUGUSTA | Richmond | 10002162 | 3 |  |  | FALSE |  | FALSE | Removed from Ground | Not Marked/Tank Removed | 1000 | Bare Steel | 2012-09-04 | Bare Steel
FIVE STAR EXPRESS | 724 LANEY WALKER EXT | AUGUSTA | Richmond | 10001095 | 1 | Flapper Valve | 2006-04-10 | FALSE | 2006-04-10 | FALSE | Currently in Use | Premium | 12000 | Composite | 2006-04-10 | Fiberglass Reinforced Plastic | Pressurized
FIVE STAR EXPRESS | 724 LANEY WALKER EXT | AUGUSTA | Richmond | 10001095 | 2 | Flapper Valve | 2006-04-10 | FALSE | 2006-04-10 | FALSE | Currently in Use | Regular | 12000 | Composite | 2006-04-10 | Fiberglass Reinforced Plastic | Pressurized
FIVE STAR EXPRESS | 724 LANEY WALKER EXT | AUGUSTA | Richmond | 10001095 | 3 | Flapper Valve | 2006-04-10 | FALSE | 2006-04-10 | FALSE | Currently in Use | Diesel | 12000 | Composite | 2006-04-10 | Fiberglass Reinforced Plastic | Pressurized
MCTEER FOOD & FUEL #5 | 4150 WINDSOR SPRING RD | HEPHZIBAH | Richmond | 10001348 | 1 | Flapper Valve | 2007-03-15 | FALSE | 2007-03-15 | FALSE | Currently in Use | Gas (Historical Use) | 12000 | Composite | 2007-01-15 | Fiberglass Reinforced Plastic | Pressurized
MCTEER FOOD & FUEL #5 | 4150 WINDSOR SPRING RD | HEPHZIBAH | Richmond | 10001348 | 2 | Flapper Valve | 2007-03-15 | FALSE | 2007-03-15 | FALSE | Currently in Use | Gas (Historical Use) | 8000 | Composite | 2007-01-15 | Double-Walled Fiberglass | Pressurized
MCTEER FOOD & FUEL #5 | 4150 WINDSOR SPRING RD | HEPHZIBAH | Richmond | 10001348 | 3 | Flapper Valve | 2007-03-15 | FALSE | 2007-03-15 | FALSE | Currently in Use | Diesel | 4000 | Composite | 2007-01-15 | Fiberglass Reinforced Plastic | Pressurized
ESTATE OF E K CHRISTMAS/FORMER PURE GAS | 1918 CENTRAL AVE | AUGUSTA | Richmond | 10001357 | 1 |  |  | FALSE |  | FALSE | Removed from Ground |  | 3000 | Unknown | 1979-01-01
ESTATE OF E K CHRISTMAS/FORMER PURE GAS | 1918 CENTRAL AVE | AUGUSTA | Richmond | 10001357 | 2 |  |  | FALSE |  | FALSE | Removed from Ground |  | 3000 | Unknown | 1979-01-01
SUPER EXPRESS #1 | 3150 WRIGHTSBORO RD | AUGUSTA | Richmond | 10001373 | 1 | Flapper Valve | 2007-07-10 | FALSE | 2007-07-10 | FALSE | Currently in Use | Regular | 12000 | Composite | 2007-07-10 | Fiberglass Reinforced Plastic | Pressurized
SUPER EXPRESS #1 | 3150 WRIGHTSBORO RD | AUGUSTA | Richmond | 10001373 | 2A | Flapper Valve | 2007-07-10 | FALSE | 2007-07-10 | FALSE | Currently in Use | Premium | 6000 | Composite | 2007-07-10 | Fiberglass Reinforced Plastic | Pressurized
SUPER EXPRESS #1 | 3150 WRIGHTSBORO RD | AUGUSTA | Richmond | 10001373 | 2B | Flapper Valve | 2007-07-10 | FALSE | 2007-07-10 | FALSE | Currently in Use | Diesel | 4000 | Composite | 2007-07-10 | Fiberglass Reinforced Plastic | Pressurized
City of Augusta/Former Gas Station | 412 Ninth Street | AUGUSTA | Richmond | 10001500 | 1 |  |  | FALSE |  | FALSE | Removed from Ground |  | 550 | Unknown | 2007-12-18
City of Augusta/Former Gas Station | 412 Ninth Street | AUGUSTA | Richmond | 10001500 | 2 |  |  | FALSE |  | FALSE | Removed from Ground |  | 2000 | Unknown | 2007-12-18
City of Augusta/Former Gas Station | 412 Ninth Street | AUGUSTA | Richmond | 10001500 | 3 |  |  | FALSE |  | FALSE | Removed from Ground |  | 2000 | Unknown | 2007-12-18
City of Augusta/Former Gas Station | 412 Ninth Street | AUGUSTA | Richmond | 10001500 | 4 |  |  | FALSE |  | FALSE | Removed from Ground |  | 2000 | Unknown | 2007-12-18
City of Augusta/Former Gas Station | 412 Ninth Street | AUGUSTA | Richmond | 10001500 | 5 |  |  | FALSE |  | FALSE | Removed from Ground | Other | 550 | Unknown | 2007-12-18
THE KROGER CO GA-676 | 2801 WASHINGTON RD | AUGUSTA | Richmond | 10001479 | 1A | Flapper Valve | 2007-12-07 | FALSE | 2007-12-07 | FALSE | Currently in Use | Diesel | 8000 | Fiberglass Double Walled | 2007-10-29 | Double-Walled Flex | Pressurized
THE KROGER CO GA-676 | 2801 WASHINGTON RD | AUGUSTA | Richmond | 10001479 | 1B | Flapper Valve | 2007-12-07 | FALSE | 2007-12-07 | FALSE | Currently in Use | Premium | 8000 | Fiberglass Double Walled | 2007-10-29 | Double-Walled Flex | Pressurized
THE KROGER CO GA-676 | 2801 WASHINGTON RD | AUGUSTA | Richmond | 10001479 | A 106321 | Flapper Valve | 2007-12-07 | FALSE | 2007-12-07 | FALSE | Currently in Use | Regular | 20000 | Fiberglass Double Walled | 2007-10-29 | Double-Walled Flex | Pressurized
UNKNOWN | CORNER OF ELLIS & EAST BOUNDARY ST | AUGUSTA | Richmond | 10001443 | 1 |  |  | FALSE |  | FALSE | Removed from Ground | Not Marked/Tank Removed | 500 | Bare Steel | 2007-10-03
UNKNOWN | CORNER OF ELLIS & EAST BOUNDARY ST | AUGUSTA | Richmond | 10001443 | 2 |  |  | FALSE |  | FALSE | Removed from Ground | Not Marked/Tank Removed | 1040 | Bare Steel | 2007-10-03
PENSKE TRUCK LEASING CO LP | 1501 DIXON AIRLINE RD | AUGUSTA | Richmond | 10001397 | 1 | Overfill Alarm | 2007-03-30 | FALSE | 2007-03-30 | FALSE | Currently in Use | Diesel | 20000 | Fiberglass Double Walled | 2007-03-30 | Double-Walled Flex | Pressurized
PENSKE TRUCK LEASING CO LP | 1501 DIXON AIRLINE RD | AUGUSTA | Richmond | 10001397 | 2 | Flapper Valve | 2007-03-30 | FALSE | 2007-03-30 | FALSE | Currently in Use | Regular | 12000 | Fiberglass Double Walled | 2007-03-30 | Double-Walled Flex | Pressurized
NEW LIBRARY SITE | 823 TELFAIR STREET | AUGUSTA | Richmond | 10001640 | 1 |  |  | FALSE |  | FALSE | Removed from Ground | Not Marked | 100 | Bare Steel | 2008-10-30 | Bare Steel
CIRCLE K #4463 | 3698 MIKE PADGETT HWY | AUGUSTA | Richmond | 10001576 | 1 | Flapper Valve | 2008-06-01 | FALSE | 2008-06-01 | FALSE | Currently in Use | Regular | 20000 | Fiberglass Double Walled | 2008-06-01 | Flex | Pressurized
CIRCLE K #4463 | 3698 MIKE PADGETT HWY | AUGUSTA | Richmond | 10001576 | 2A | Flapper Valve | 2008-06-01 | FALSE | 1980-06-01 | FALSE | Currently in Use | Premium | 10000 | Fiberglass Double Walled | 2008-06-01 | Flex | Pressurized
CIRCLE K #4463 | 3698 MIKE PADGETT HWY | AUGUSTA | Richmond | 10001576 | 2B | Flapper Valve | 2008-06-01 | FALSE | 2008-06-01 | FALSE | Currently in Use | Diesel | 10000 | Fiberglass Double Walled | 2008-06-01 | Flex | Pressurized
AVONDALE MILLS SIBLEY PLANT | 1717 GOODRICH STREET | AUGUSTA | Richmond | 10001578 | 1 |  |  | FALSE |  | FALSE | Removed from Ground | Other | 3000 | Bare Steel | 1960-01-01 | Bare Steel | Gravity Fed
FAST FARE GA-505 | 3332 WASHINGTON RD | AUGUSTA | Richmond | 7121001 | 1 | [5 empty] | Removed from Ground | Gas (Historical Use) | 8000 | Fiberglass | 1981-06-15 | Fiberglass Reinforced Plastic | Pressurized
FAST FARE GA-505 | 3332 WASHINGTON RD | AUGUSTA | Richmond | 7121001 | 2 | [5 empty] | Removed from Ground | Gas (Historical Use) | 8000 | Fiberglass | 1981-06-15 | Fiberglass Reinforced Plastic | Pressurized
FAST FARE GA-505 | 3332 WASHINGTON RD | AUGUSTA | Richmond | 7121001 | 3 | [5 empty] | Removed from Ground | Gas (Historical Use) | 8000 | Fiberglass | 1981-06-15 | Fiberglass Reinforced Plastic | Pressurized
DINOS GROCERY | 3460 PEACH ORCHARD RD | AUGUSTA | Richmond | 7117245 | 1 | Flapper Valve | 1998-02-28 | FALSE | 1998-02-28 | FALSE | Removed from Ground | Gas (Historical Use) | 8000 | Steel-Impressed Current | 1984-01-01 | Steel (Impressed Current) | Safe Suction (Euro)
DINOS GROCERY | 3460 PEACH ORCHARD RD | AUGUSTA | Richmond | 7117245 | 2 | Flapper Valve | 1998-02-28 | FALSE | 1998-02-28 | FALSE | Removed from Ground | Gas (Historical Use) | 8000 | Steel-Impressed Current | 1984-01-01 | Steel (Impressed Current) | Safe Suction (Euro)
J C FOODMART | 1635 GORDON HWY | AUGUSTA | Richmond | 1220087 | 1 | Flapper Valve | 1998-11-19 | FALSE | 1998-11-19 | FALSE | Currently in Use | Regular | 10000 | Steel-Impressed Current | 1973-05-11 |  | Pressurized
J C FOODMART | 1635 GORDON HWY | AUGUSTA | Richmond | 1220087 | 2 | Flapper Valve | 1998-11-19 | FALSE | 1998-11-19 | FALSE | Currently in Use | Plus | 10000 | Steel-Impressed Current | 1973-05-11 |  | Pressurized
J C FOODMART | 1635 GORDON HWY | AUGUSTA | Richmond | 1220087 | 3 | Flapper Valve | 1998-11-19 | FALSE | 1998-11-19 | FALSE | Currently in Use | Premium | 10000 | Steel-Impressed Current | 1973-05-11 |  | Pressurized
GA PACIFIC CORP | 999 FIFTH ST | AUGUSTA | Richmond | 4150003 | 1 | [5 empty] | Removed from Ground | Diesel | 10000 | Cathodically Protected Steel | 1984-12-04 | Galvanized Steel
FT GORDON | 307 Chamberlain Avenue | Augusta | Richmond | UST-SLOC-9121004 | 1 | [5 empty] | Removed from Ground | Gas (Historical Use) | 0 | Bare Steel | 1986-05-05 | Unknown
FT GORDON | 307 Chamberlain Avenue | Augusta | Richmond | UST-SLOC-9121004 | 2 | [5 empty] | Removed from Ground | Gas (Historical Use) | 0 | Bare Steel | 1986-05-05 | Unknown
FT GORDON | 307 Chamberlain Avenue | Augusta | Richmond | UST-SLOC-9121006 | 15901-A | [5 empty] | Removed from Ground | Gas (Historical Use) | 12000 | Bare Steel | 1942-05-16 | Unknown
FT GORDON | 307 Chamberlain Avenue | Augusta | Richmond | UST-SLOC-9121006 | 15901-B | [5 empty] | Removed from Ground | Gas (Historical Use) | 12000 | Bare Steel | 1942-05-16 | Unknown
FT GORDON | 307 Chamberlain Avenue | Augusta | Richmond | UST-SLOC-9121006 | 15901-C | [5 empty] | Removed from Ground | Gas (Historical Use) | 12000 | Bare Steel | 1942-05-16 | Unknown
FT GORDON | 307 Chamberlain Avenue | Augusta | Richmond | UST-SLOC-9121006 | 15901-D | [5 empty] | Removed from Ground | Gas (Historical Use) | 12000 | Bare Steel | 1942-05-16 | Unknown
FT GORDON | 307 Chamberlain Avenue | Augusta | Richmond | UST-SLOC-9121006 | 15901-E | [5 empty] | Removed from Ground | Gas (Historical Use) | 12000 | Bare Steel | 1942-05-16 | Unknown
FT GORDON | 307 Chamberlain Avenue | Augusta | Richmond | UST-SLOC-9121006 | 15901-F | [5 empty] | Removed from Ground | Gas (Historical Use) | 12000 | Bare Steel | 1942-05-16 | Unknown
FT GORDON | 307 Chamberlain Avenue | Augusta | Richmond | UST-SLOC-9121006 | 15901-G | [5 empty] | Removed from Ground | Gas (Historical Use) | 12000 | Bare Steel | 1942-05-16 | Unknown
AUG UNIV | 1120 15th St | AUGUSTA | Richmond | UST-SLOC-9121010 | 1 | [5 empty] | Removed from Ground | Diesel | 1000 | Bare Steel | 1955-01-01 | Bare Steel
AUG UNIV | 1120 15th St | AUGUSTA | Richmond | UST-SLOC-9121037 | 1 | [5 empty] | Removed from Ground | Gas (Historical Use) | 1000 | Epoxy | 1977-05-01 | Galvanized Steel | Suction (American)
AUG UNIV | 1120 15th St | AUGUSTA | Richmond | UST-SLOC-9121037 | 2 | [5 empty] | Removed from Ground | Gas (Historical Use) | 1000 | Epoxy | 1977-07-01 | Galvanized Steel | Suction (American)
AUG UNIV | 1120 15th St | AUGUSTA | Richmond | UST-SLOC-9121041 | 1 | [5 empty] | Removed from Ground | Diesel | 3000 | Bare Steel | 1994-08-04 | Bare Steel
FT GORDON | 307 Chamberlain Avenue | Augusta | Richmond | UST-SLOC-9121058 | 15906-A | [5 empty] | Removed from Ground | Other | 12000 | Bare Steel | 1942-05-16 | Bare Steel | Suction (American)
FT GORDON | 307 Chamberlain Avenue | Augusta | Richmond | UST-SLOC-9121058 | 15906-B | [5 empty] | Removed from Ground | Gas (Historical Use) | 12000 | Bare Steel | 1942-05-16 | Bare Steel | Suction (American)
FT GORDON | 307 Chamberlain Avenue | Augusta | Richmond | UST-SLOC-9121059 | 15907-A | [5 empty] | Removed from Ground | Diesel | 12000 | Bare Steel | 1942-05-06 | Unknown
FT GORDON | 307 Chamberlain Avenue | Augusta | Richmond | UST-SLOC-9121059 | 15907-B |  | 1990-04-01 |  | 1990-04-01 |  | Removed from Ground | Diesel | 12000 | Bare Steel | 1942-05-16 | Unknown
FT GORDON | 307 Chamberlain Avenue | Augusta | Richmond | UST-SLOC-9121059 | 15907-C |  | 1990-04-01 |  | 1990-04-01 |  | Removed from Ground | Diesel | 12000 | Galvanic (STIP-3) | 1990-04-04 | Fiberglass Reinforced Plastic | Pressurized
FT GORDON | 307 Chamberlain Avenue | Augusta | Richmond | UST-SLOC-9121059 | 15907-D |  | 1990-04-01 |  | 1990-04-01 |  | Removed from Ground | Diesel | 12000 | Galvanic (STIP-3) | 1990-04-01 | Fiberglass Reinforced Plastic | Pressurized
FT GORDON | 307 Chamberlain Avenue | Augusta | Richmond | UST-SLOC-9121060 | 16901-A | [5 empty] | Removed from Ground | Diesel | 12000 | Bare Steel | 1942-05-16 | Bare Steel | Suction (American)
FT GORDON | 307 Chamberlain Avenue | Augusta | Richmond | UST-SLOC-9121060 | 16901-B | [5 empty] | Removed from Ground | Diesel | 12000 | Bare Steel | 1942-05-16 | Bare Steel | Suction (American)
FT GORDON | 307 Chamberlain Avenue | Augusta | Richmond | UST-SLOC-9121061 | 16902-A |  | 1990-04-01 |  | 1990-04-01 |  | Removed from Ground | Gas (Historical Use) | 12000 | Bare Steel | 1942-01-01 | Unknown | Pressurized
FT GORDON | 307 Chamberlain Avenue | Augusta | Richmond | UST-SLOC-9121061 | 16902-B |  | 1990-04-01 |  | 1990-04-01 |  | Removed from Ground | Gas (Historical Use) | 12000 | Bare Steel | 1942-01-01 | Unknown
FT GORDON | 307 Chamberlain Avenue | Augusta | Richmond | UST-SLOC-9121061 | 16902-C |  | 1990-04-01 |  | 1990-04-01 |  | Removed from Ground | Gas (Historical Use) | 12000 | Galvanic (STIP-3) | 1990-04-01 | Fiberglass Reinforced Plastic | Pressurized
FT GORDON | 307 Chamberlain Avenue | Augusta | Richmond | UST-SLOC-9121061 | 16902-D |  | 1990-04-01 |  | 1990-04-01 |  | Removed from Ground | Gas (Historical Use) | 12000 | Galvanic (STIP-3) | 1990-04-01 | Fiberglass Reinforced Plastic | Pressurized
FT GORDON | 307 Chamberlain Avenue | Augusta | Richmond | UST-SLOC-9121067 | 1 | [5 empty] | Removed from Ground | Diesel | 1000 | Marked Unknown | 1992-07-14 | Unknown
FT GORDON | 307 Chamberlain Avenue | Augusta | Richmond | UST-SLOC-9121067 | 2 | [5 empty] | Removed from Ground | Gas (Historical Use) | 900 | Marked Unknown | 1991-01-01 | Unknown
FT GORDON | 307 Chamberlain Avenue | Augusta | Richmond | UST-SLOC-9121068 | 1 | [5 empty] | Removed from Ground | Used Oil | 2000 | Marked Unknown | 1992-07-14 | Unknown
FT GORDON | 307 Chamberlain Avenue | Augusta | Richmond | UST-SLOC-9121078 | 2202-A |  |  | FALSE |  | FALSE | Removed from Ground | Diesel | 30000 | Bare Steel | 1972-01-01 | Bare Steel | Suction (American)
FT GORDON | 307 Chamberlain Avenue | Augusta | Richmond | UST-SLOC-9121078 | 2202-B |  |  | FALSE |  | FALSE | Removed from Ground | Diesel | 30000 | Bare Steel | 1972-01-01 | Bare Steel | Suction (American)
FT GORDON | 307 Chamberlain Avenue | Augusta | Richmond | UST-SLOC-9121081 | 18806-A | [5 empty] | Removed from Ground | Gas (Historical Use) | 10000 | Bare Steel | 1956-05-12 | Bare Steel | Suction (American)
FT GORDON | 307 Chamberlain Avenue | Augusta | Richmond | UST-SLOC-9121081 | 18806-B | [5 empty] | Removed from Ground | Gas (Historical Use) | 6000 | Bare Steel | 1956-05-12 | Bare Steel | Suction (American)
FT GORDON | 307 Chamberlain Avenue | Augusta | Richmond | UST-SLOC-9121081 | 18806-C | [5 empty] | Removed from Ground | Gas (Historical Use) | 8000 | Bare Steel | 1956-05-12 | Bare Steel | Suction (American)
FT GORDON | 307 Chamberlain Avenue | Augusta | Richmond | UST-SLOC-9121081 | 18806-D |  |  | TRUE |  | TRUE | Removed from Ground | Used Oil | 500 | Bare Steel | 1956-05-12 | Bare Steel | Suction (American)
AUG UNIV | 1120 15th St | AUGUSTA | Richmond | UST-SLOC-9121096 | 1 | [5 empty] | Removed from Ground | Diesel | 500 | Epoxy | 1977-01-01 | Not Marked
AUG UNIV | 1120 15th St | AUGUSTA | Richmond | UST-SLOC-9121110 | 1 | [5 empty] | Removed from Ground | Diesel | 8000 | Bare Steel | 1980-01-01 | Galvanized Steel
AUG UNIV | 1120 15th St | AUGUSTA | Richmond | UST-SLOC-9121111 | 1 | [5 empty] | Removed from Ground | Diesel | 10000 | Bare Steel | 1992-11-19 | Galvanized Steel
AUG UNIV | 1120 15th St | AUGUSTA | Richmond | UST-SLOC-9121111 | 2 | [5 empty] | Removed from Ground | Diesel | 500 | Bare Steel | 1992-11-19 | Galvanized Steel
AUG UNIV | 1120 15th St | AUGUSTA | Richmond | UST-SLOC-9121111 | 3 | Flapper Valve | 1992-12-09 | FALSE | 1992-12-09 | FALSE | Currently in Use | Diesel | 10000 | Fiberglass Double Walled | 1992-12-09 | Double-Walled Fiberglass | Pressurized
AUG UNIV | 1120 15th St | AUGUSTA | Richmond | UST-SLOC-9121112 | 1 | [5 empty] | Removed from Ground | Gas (Historical Use) | 1000 | Bare Steel | 1967-01-01 | Bare Steel
AUG UNIV | 1120 15th St | AUGUSTA | Richmond | UST-SLOC-9121113 | 1 | [5 empty] | Removed from Ground | Gas (Historical Use) | 8000 | Bare Steel | 1956-01-01 | Bare Steel
AUG UNIV | 1120 15th St | AUGUSTA | Richmond | UST-SLOC-9121114 | 3 | Flapper Valve | 1993-10-11 | FALSE | 1993-10-11 | FALSE | Currently in Use | Diesel | 15000 | Fiberglass Double Walled | 1993-10-11 | Double-Walled Fiberglass | Pressurized
AUG UNIV | 1120 15th St | AUGUSTA | Richmond | UST-SLOC-9121114 | 4 | Overfill Alarm | 1993-10-11 | FALSE | 1993-10-11 | FALSE | Currently in Use | Diesel | 15000 | Fiberglass Double Walled | 1993-10-11 | Double-Walled Fiberglass | Pressurized
AUG UNIV | 1120 15th St | AUGUSTA | Richmond | UST-SLOC-9121114 | A | [5 empty] | Removed from Ground | Diesel | 50000 | Not Marked/Unknown | 1993-09-29 | Not Marked
AUG UNIV | 1120 15th St | AUGUSTA | Richmond | UST-SLOC-9121114 | B | [5 empty] | Removed from Ground | Diesel | 10000 | Not Marked/Unknown | 1993-09-29 | Not Marked
AUG UNIV | 1120 15th St | AUGUSTA | Richmond | UST-SLOC-9121120 | 1 | [5 empty] | Removed from Ground | Diesel | 500 | Bare Steel | 1956-05-14 | Bare Steel
AUG UNIV | 1120 15th St | AUGUSTA | Richmond | UST-SLOC-9121121 | 1 | [5 empty] | Permanently Out of Use - historical purposes | Gas (Historical Use) | 2000 | Bare Steel | 1946-05-17 | Unknown
AUG UNIV | 1120 15th St | AUGUSTA | Richmond | UST-SLOC-9121121 | 444 |  |  | FALSE |  | FALSE | Removed from Ground | Diesel | 500 | Unknown | 1995-04-13
AUG UNIV | 1120 15th St | AUGUSTA | Richmond | UST-SLOC-9121121 | 555 |  |  | FALSE |  | FALSE | Removed from Ground | Diesel | 500 | Unknown | 1995-04-13
GDBH GRACEWOOD | 100 Myrtle Ave | Gracewood | Richmond | UST-SLOC-9121128 | 1 | [5 empty] | Removed from Ground | Diesel | 550 | Unknown | 1953-04-17 | Unknown | Suction (American)
GDBH GRACEWOOD | 100 Myrtle Ave | Gracewood | Richmond | UST-SLOC-9121129 | 1 | [5 empty] | Removed from Ground | Diesel | 8000 | Unknown | 1963-06-01 | Unknown | Suction (American)
GDBH GRACEWOOD | 100 Myrtle Ave | Gracewood | Richmond | UST-SLOC-9121130 | 1 |  | 1997-01-07 |  | 1997-01-07 |  | Removed from Ground | Diesel | 550 | Tank Jacket | 1989-07-01 | Fiberglass Reinforced Plastic | Suction (American)
FT GORDON | 307 Chamberlain Avenue | Augusta | Richmond | UST-SLOC-9121136 | 2 |  |  | FALSE |  | FALSE | Closed in Ground | Diesel | 200000
FT GORDON | 307 Chamberlain Avenue | Augusta | Richmond | UST-SLOC-9121136 | 310 | [5 empty] | Removed from Ground | Other | 25000 | Bare Steel | 1976-05-07 | Bare Steel | Suction (American)
FT GORDON | 307 Chamberlain Avenue | Augusta | Richmond | UST-SLOC-9121164 | 1 | Flapper Valve | 1995-06-10 | FALSE | 1995-06-10 | FALSE | Currently in Use | Regular | 12000 | Fiberglass Double Walled | 1995-06-01 | Double-Walled Flex | Pressurized
FT GORDON | 307 Chamberlain Avenue | Augusta | Richmond | UST-SLOC-9121164 | 2 | Flapper Valve | 1995-06-10 | FALSE | 1995-06-10 | FALSE | Currently in Use | Regular | 12000 | Fiberglass Double Walled | 1995-06-01 | Double-Walled Flex | Pressurized
FT GORDON | 307 Chamberlain Avenue | Augusta | Richmond | UST-SLOC-9121164 | 3 | Flapper Valve | 1995-06-10 | FALSE | 1995-06-10 | FALSE | Currently in Use | Premium | 12000 | Fiberglass Double Walled | 1995-06-01 | Double-Walled Flex | Pressurized
FT GORDON | 307 Chamberlain Avenue | Augusta | Richmond | UST-SLOC-9121185 | 964A | [5 empty] | Removed from Ground | Diesel | 1000 | Bare Steel | 1992-07-01 | Copper | Suction (American)
FT GORDON | 307 Chamberlain Avenue | Augusta | Richmond | UST-SLOC-9121186 | 2313 | [5 empty] | Removed from Ground | Diesel | 1000 | Not Marked/Unknown | 1992-07-01 | Not Marked | Suction (American)
FT GORDON | 307 Chamberlain Avenue | Augusta | Richmond | UST-SLOC-9121187 | 1 | [5 empty] | Removed from Ground | Diesel | 1000 | Not Marked/Unknown | 1992-07-01 | Not Marked
FT GORDON | 307 Chamberlain Avenue | Augusta | Richmond | UST-SLOC-9121188 | 2021-01-01 | [5 empty] | Removed from Ground | Diesel | 10000 | Not Marked/Unknown | 1992-06-29 | Not Marked
FT GORDON | 307 Chamberlain Avenue | Augusta | Richmond | UST-SLOC-9121188 | 2021-01-02 | [5 empty] | Removed from Ground | Diesel | 10000 | Not Marked/Unknown | 1992-06-29 | Not Marked
FT GORDON | 307 Chamberlain Avenue | Augusta | Richmond | UST-SLOC-9121188 | 2021-02-01 | [5 empty] | Removed from Ground | Diesel | 20000 | Not Marked/Unknown | 1992-08-10 | Not Marked
FT GORDON | 307 Chamberlain Avenue | Augusta | Richmond | UST-SLOC-9121188 | 2021-02-02 | [5 empty] | Removed from Ground | Gas (Historical Use) | 20000 | Not Marked/Unknown | 1992-08-10 | Not Marked
FT GORDON | 307 Chamberlain Avenue | Augusta | Richmond | UST-SLOC-9121189 | AS-1 |  |  | TRUE |  | TRUE | Removed from Ground | Used Oil | 1000 | Not Marked/Unknown | 1992-06-30 | Not Marked
FT GORDON | 307 Chamberlain Avenue | Augusta | Richmond | UST-SLOC-9121190 | 22804-1 | [5 empty] | Removed from Ground | Diesel | 12000 | Not Marked/Unknown |  | Not Marked
FT GORDON | 307 Chamberlain Avenue | Augusta | Richmond | UST-SLOC-9121190 | 22804-2 | [5 empty] | Removed from Ground | Gas (Historical Use) | 10000 | Not Marked/Unknown |  | Not Marked
FT GORDON | 307 Chamberlain Avenue | Augusta | Richmond | UST-SLOC-9121190 | 22804-3 | [5 empty] | Removed from Ground | Gas (Historical Use) | 10000 | Not Marked/Unknown |  | Not Marked
FT GORDON | 307 Chamberlain Avenue | Augusta | Richmond | UST-SLOC-9121191 | 1 |  |  | TRUE |  | TRUE | Removed from Ground | Used Oil | 2000 | Not Marked/Unknown | 1992-07-01 | Not Marked
FT GORDON | 307 Chamberlain Avenue | Augusta | Richmond | UST-SLOC-9121192 | 1 | [5 empty] | Removed from Ground | Diesel | 10000 | Bare Steel | 1992-07-01 | Bare Steel | Suction (American)
FT GORDON | 307 Chamberlain Avenue | Augusta | Richmond | UST-SLOC-9121192 | 2 | [5 empty] | Removed from Ground | Diesel | 10000 | Bare Steel | 1992-07-01 | Bare Steel | Suction (American)
AUGUSTA STATE PRISON | 3001 Gordon Hwy | Grovetown | Richmond | UST-SLOC-9121194 | 1 | [5 empty] | Removed from Ground | Diesel | 1000 | Marked Unknown | 1981-01-10 | Bare Steel
AUGUSTA STATE PRISON | 3001 Gordon Hwy | Grovetown | Richmond | UST-SLOC-9121194 | 2 | Flapper Valve | 1997-07-01 | FALSE | 1997-07-01 | FALSE | Currently in Use | Diesel | 1000 | Fiberglass Double Walled | 1997-07-01 | Copper/Secondry Containment | Pressurized
FT GORDON | 307 Chamberlain Avenue | Augusta | Richmond | UST-SLOC-9121202 | 29808 | [5 empty] | Removed from Ground | Gas (Historical Use) | 250 | Marked Unknown | 1997-12-10 | Unknown | Suction (American)
FT GORDON | 307 Chamberlain Avenue | Augusta | Richmond | UST-SLOC-9121214 | 29300-A |  |  | TRUE |  | TRUE | Removed from Ground | Used Oil | 600 | Marked Unknown | 1999-01-01 | Unknown | Gravity Fed
FT GORDON | 307 Chamberlain Avenue | Augusta | Richmond | UST-SLOC-9121214 | 29300-B |  |  | TRUE |  | TRUE | Removed from Ground | Used Oil | 2000 | Marked Unknown | 1999-01-01 | Unknown | Gravity Fed
FT GORDON | 307 Chamberlain Avenue | Augusta | Richmond | UST-SLOC-10001022 | 537-A |  |  | FALSE |  | FALSE | Removed from Ground | Gas (Historical Use) | 550 | Unknown | 1992-09-01 | Unknown
FT GORDON | 307 Chamberlain Avenue | Augusta | Richmond | UST-SLOC-10001022 | 537-B |  |  | FALSE |  | FALSE | Removed from Ground | Gas (Historical Use) | 550 | Unknown | 1992-09-01 | Unknown
AUG UNIV | 1120 15th St | AUGUSTA | Richmond | UST-SLOC-10001771 | 666 |  |  | FALSE |  | FALSE | Removed from Ground | Diesel | 500 | Unknown | 1995-04-11
FT GORDON | 307 Chamberlain Avenue | Augusta | Richmond | UST-SLOC-1210078 | 34300-A | [5 empty] | Removed from Ground | Gas (Historical Use) | 6328 | Bare Steel | 1967-05-14 | Bare Steel | Pressurized
FT GORDON | 307 Chamberlain Avenue | Augusta | Richmond | UST-SLOC-1210078 | 34300-B | [5 empty] | Removed from Ground | Gas (Historical Use) | 6328 | Bare Steel | 1967-05-14 | Bare Steel | Pressurized
FT GORDON | 307 Chamberlain Avenue | Augusta | Richmond | UST-SLOC-1210078 | 34300-C | [5 empty] | Removed from Ground | Gas (Historical Use) | 6328 | Bare Steel | 1951-05-14 | Bare Steel | Pressurized
FT GORDON | 307 Chamberlain Avenue | Augusta | Richmond | UST-SLOC-1210078 | 34300-D | [5 empty] | Removed from Ground | Gas (Historical Use) | 6328 | Bare Steel | 1967-05-14 | Bare Steel | Pressurized
FT GORDON | 307 Chamberlain Avenue | Augusta | Richmond | UST-SLOC-1210078 | 34300-E | [5 empty] | Removed from Ground | Gas (Historical Use) | 10152 | Bare Steel | 1967-05-14 | Bare Steel | Pressurized
FT GORDON | 307 Chamberlain Avenue | Augusta | Richmond | UST-SLOC-1210078 | 34300-F | [5 empty] | Currently in Use | Diesel | 0 | Not Marked/Unknown |  | Not Marked
FT GORDON | 307 Chamberlain Avenue | Augusta | Richmond | UST-SLOC-1210078 | 34300-G |  |  | TRUE |  | TRUE | Removed from Ground | Used Oil | 1500 | Bare Steel | 1995-11-01 | Galvanized Steel | Safe Suction (Euro)
FT GORDON | 307 Chamberlain Avenue | Augusta | Richmond | UST-SLOC-1210078 | 34300-H | [5 empty] | Removed from Ground | Gas (Historical Use) | 6328 | Bare Steel |  | Galvanized Steel | Safe Suction (Euro)
FT GORDON | 307 Chamberlain Avenue | Augusta | Richmond | UST-SLOC-1210078 | 34300-I | [5 empty] | Removed from Ground | Gas (Historical Use) | 6328 | Bare Steel |  | Galvanized Steel | Safe Suction (Euro)
FT GORDON | 307 Chamberlain Avenue | Augusta | Richmond | UST-SLOC-1210078 | 34300-J | [5 empty] | Removed from Ground | Gas (Historical Use) | 6328 | Bare Steel |  | Galvanized Steel | Safe Suction (Euro)
FT GORDON | 307 Chamberlain Avenue | Augusta | Richmond | UST-SLOC-1210078 | 34300-K | [5 empty] | Removed from Ground | Gas (Historical Use) | 6328 | Bare Steel |  | Galvanized Steel | Safe Suction (Euro)
FT GORDON | 307 Chamberlain Avenue | Augusta | Richmond | UST-SLOC-1210078 | 34300-L | [5 empty] | Removed from Ground | Gas (Historical Use) | 10152 | Bare Steel |  | Galvanized Steel | Safe Suction (Euro)
FT GORDON | 307 Chamberlain Avenue | Augusta | Richmond | UST-SLOC-1210079 | 49300-A | [5 empty] | Removed from Ground | Gas (Historical Use) | 10000 | Bare Steel | 1977-05-07 | Bare Steel | Suction (American)
FT GORDON | 307 Chamberlain Avenue | Augusta | Richmond | UST-SLOC-1210079 | 49300-B | [5 empty] | Removed from Ground | Gas (Historical Use) | 10000 | Bare Steel | 1977-05-07 | Bare Steel | Suction (American)
FT GORDON | 307 Chamberlain Avenue | Augusta | Richmond | UST-SLOC-1210079 | 49300-C | [5 empty] | Removed from Ground | Gas (Historical Use) | 10000 | Bare Steel | 1977-05-07 | Bare Steel | Suction (American)
FT GORDON | 307 Chamberlain Avenue | Augusta | Richmond | UST-SLOC-1210081 | 300 | [5 empty] | Removed from Ground | Other | 3000 | Bare Steel | 1976-05-07 | Bare Steel | Suction (American)
FT GORDON | 307 Chamberlain Avenue | Augusta | Richmond | UST-SLOC-1210083 | 991-A | [5 empty] | Removed from Ground | Diesel | 12000 | Bare Steel | 1942-05-16 | Bare Steel
FT GORDON | 307 Chamberlain Avenue | Augusta | Richmond | UST-SLOC-1210083 | 991-B | [5 empty] | Removed from Ground | Diesel | 12000 | Bare Steel | 1942-05-16 | Bare Steel
FT GORDON | 307 Chamberlain Avenue | Augusta | Richmond | UST-SLOC-1210083 | 991-C | [5 empty] | Removed from Ground | Diesel | 12000 | Bare Steel | 1942-05-16 | Bare Steel
FT GORDON | 307 Chamberlain Avenue | Augusta | Richmond | UST-SLOC-1210083 | 991-D | [5 empty] | Removed from Ground | Diesel | 12000 | Bare Steel | 1942-05-16 | Bare Steel
FT GORDON | 307 Chamberlain Avenue | Augusta | Richmond | UST-SLOC-1210083 | 991-E | [5 empty] | Removed from Ground | Diesel | 12000 | Bare Steel | 1942-05-16 | Bare Steel
FT GORDON | 307 Chamberlain Avenue | Augusta | Richmond | UST-SLOC-1210085 | 42201-A | [5 empty] | Removed from Ground | Gas (Historical Use) | 12000 | Bare Steel | 1942-05-16 | Unknown
FT GORDON | 307 Chamberlain Avenue | Augusta | Richmond | UST-SLOC-1210085 | 42201-B | [5 empty] | Removed from Ground | Gas (Historical Use) | 12000 | Bare Steel | 1942-05-16 | Unknown
FT GORDON | 307 Chamberlain Avenue | Augusta | Richmond | UST-SLOC-1210085 | 42201-C | [5 empty] | Removed from Ground | Gas (Historical Use) | 12000 | Bare Steel | 1942-05-16 | Unknown
FT GORDON | 307 Chamberlain Avenue | Augusta | Richmond | UST-SLOC-1210085 | 42201-D | [5 empty] | Removed from Ground | Gas (Historical Use) | 12000 | Bare Steel | 1942-05-16 | Unknown
FT GORDON | 307 Chamberlain Avenue | Augusta | Richmond | UST-SLOC-1210086 | 1380-A | [5 empty] | Removed from Ground | Diesel | 1000 | Bare Steel | 1942-05-16 | Unknown
FT GORDON | 307 Chamberlain Avenue | Augusta | Richmond | UST-SLOC-1210086 | 1380-B | [5 empty] | Removed from Ground | Gas (Historical Use) | 900 | Bare Steel | 1942-05-16 | Unknown
FT GORDON | 307 Chamberlain Avenue | Augusta | Richmond | UST-SLOC-1210087 | 2054-A | [5 empty] | Removed from Ground | Diesel | 1000 | Bare Steel | 1946-05-15 | Bare Steel | Suction (American)
FT GORDON | 307 Chamberlain Avenue | Augusta | Richmond | UST-SLOC-1210087 | 2054-B | [5 empty] | Removed from Ground | Gas (Historical Use) | 500 | Bare Steel | 1946-05-15 | Bare Steel | Suction (American)
FT GORDON | 307 Chamberlain Avenue | Augusta | Richmond | UST-SLOC-1210090 | 47 | [5 empty] | Removed from Ground | Diesel | 55 | Bare Steel | 1956-05-12 | Bare Steel
FT GORDON | 307 Chamberlain Avenue | Augusta | Richmond | UST-SLOC-1210091 | 200 | [5 empty] | Removed from Ground | Diesel | 3000 | Bare Steel | 1956-05-12 | Copper | Suction (American)
FT GORDON | 307 Chamberlain Avenue | Augusta | Richmond | UST-SLOC-1210092 | 560 | [5 empty] | Removed from Ground | Other | 500 | Bare Steel | 1972-01-01 | Bare Steel | Suction (American)
FT GORDON | 307 Chamberlain Avenue | Augusta | Richmond | UST-SLOC-1210093 | 25330 | [5 empty] | Removed from Ground | Diesel | 2000 | Bare Steel | 1956-05-12 | Unknown
FT GORDON | 307 Chamberlain Avenue | Augusta | Richmond | UST-SLOC-1210094 | 25910-G | [5 empty] | Removed from Ground | Diesel | 260 | Bare Steel | 1975-01-01 | Bare Steel | Suction (American)
FT GORDON | 307 Chamberlain Avenue | Augusta | Richmond | UST-SLOC-1210095 | 33513 | [5 empty] | Removed from Ground | Other | 2000 | Bare Steel | 1956-05-12 | Bare Steel
FAA AUGUSTA | 1540 Hangar Rd | Augusta | Richmond | UST-SLOC-1210186 | 1 | [5 empty] | Removed from Ground | Diesel | 1000 | Bare Steel | 1971-05-05 | Bare Steel | Suction (American)
FAA AUGUSTA | 1540 Hangar Rd | Augusta | Richmond | UST-SLOC-1210187 | 1 | [5 empty] | Removed from Ground | Diesel | 2000 | Bare Steel | 1979-01-01 | Bare Steel | Suction (American)
FAA AUGUSTA | 1540 Hangar Rd | Augusta | Richmond | UST-SLOC-1210188 | 1 | [5 empty] | Removed from Ground | Gas (Historical Use) | 500 | Bare Steel | 1979-07-01 | Bare Steel | Suction (American)
AUG UNIV | 1120 15th St | AUGUSTA | Richmond | UST-SLOC-1210191 | 1 | [5 empty] | Removed from Ground | Gas (Historical Use) | 5000 | Bare Steel | 1986-03-26 | Bare Steel
AUG UNIV | 1120 15th St | AUGUSTA | Richmond | UST-SLOC-1210191 | 2 | [5 empty] | Removed from Ground | Gas (Historical Use) | 10000 | Bare Steel | 1977-03-28 | Bare Steel
AUG UNIV | 1120 15th St | AUGUSTA | Richmond | UST-SLOC-1210191 | 3 | [5 empty] | Removed from Ground | Gas (Historical Use) | 10000 | Bare Steel | 1977-03-28 | Bare Steel
AUG UNIV | 1120 15th St | AUGUSTA | Richmond | UST-SLOC-1210191 | 4 |  |  | TRUE |  | TRUE | Removed from Ground | Used Oil | 500 | Bare Steel | 1956-04-02 | Bare Steel
AUG UNIV | 1120 15th St | AUGUSTA | Richmond | UST-SLOC-1210290 | 1 | [5 empty] | Removed from Ground | Gas (Historical Use) | 5000 | Bare Steel | 1980-05-08 | Galvanized Steel | Suction (American)
AUG UNIV | 1120 15th St | AUGUSTA | Richmond | UST-SLOC-1210290 | 111 |  |  | FALSE |  | FALSE | Removed from Ground | Diesel | 500 | Unknown | 1995-04-11
AUG UNIV | 1120 15th St | AUGUSTA | Richmond | UST-SLOC-1210290 | 2 | [5 empty] | Removed from Ground | Gas (Historical Use) | 5100 | Bare Steel | 1970-05-11 | Galvanized Steel | Suction (American)
AUG UNIV | 1120 15th St | AUGUSTA | Richmond | UST-SLOC-1210290 | 222 |  |  | FALSE |  | FALSE | Removed from Ground | Diesel | 2000 | Unknown | 1995-04-11
AUG UNIV | 1120 15th St | AUGUSTA | Richmond | UST-SLOC-1210290 | 4 | [5 empty] | Removed from Ground | Kerosene | 300 | Bare Steel | 1956-05-14 | Bare Steel | Pressurized
GDBH GRACEWOOD | 100 Myrtle Ave | Gracewood | Richmond | UST-SLOC-1210328 | 1 | [5 empty] | Removed from Ground | Diesel | 550 | Double Walled | 1981-02-20 | Bare Steel | Suction (American)
GDBH GRACEWOOD | 100 Myrtle Ave | Gracewood | Richmond | UST-SLOC-1210328 | 2 | [5 empty] | Removed from Ground | Diesel | 500 | Marked Unknown | 1983-01-15 | Copper | Suction (American)
GDBH GRACEWOOD | 100 Myrtle Ave | Gracewood | Richmond | UST-SLOC-1210329 | 1 | [5 empty] | Removed from Ground | Diesel | 500 | Bare Steel | 1984-02-20 | Copper
GDBH GRACEWOOD | 100 Myrtle Ave | Gracewood | Richmond | UST-SLOC-1210330 | 1 |  | 1990-01-16 |  | 1990-01-16 |  | Removed from Ground | Gas (Historical Use) | 3000 | Epoxy | 1990-01-16 | Fiberglass Reinforced Plastic | Pressurized
GDBH GRACEWOOD | 100 Myrtle Ave | Gracewood | Richmond | UST-SLOC-1210330 | 2 |  | 1990-01-16 |  | 1990-01-16 |  | Removed from Ground | Gas (Historical Use) | 3000 | Epoxy | 1990-01-16 | Fiberglass Reinforced Plastic | Pressurized
GDBH GRACEWOOD | 100 Myrtle Ave | Gracewood | Richmond | UST-SLOC-1210330 | 3 |  | 1997-01-25 |  | 1997-01-25 |  | Removed from Ground | Diesel | 1000 | Double Walled | 1997-01-25 | Fiberglass Reinforced Plastic | Suction (American)
GDBH GRACEWOOD | 100 Myrtle Ave | Gracewood | Richmond | UST-SLOC-1210330 | 4 | Flapper Valve | 2005-03-15 | FALSE | 2005-03-15 | FALSE | Currently in Use | Regular | 10000 | Fiberglass Double Walled | 2005-03-31 | Double-Walled Fiberglass | Pressurized
GDBH GRACEWOOD | 100 Myrtle Ave | Gracewood | Richmond | UST-SLOC-1210330 | 5 |  | 2005-03-31 | FALSE | 2005-03-31 | FALSE | Currently in Use | Diesel | 2500 | Fiberglass Double Walled | 2005-03-31 | Double-Walled Fiberglass | Pressurized
GDBH GRACEWOOD | 100 Myrtle Ave | Gracewood | Richmond | UST-SLOC-1210332 | 1 | [5 empty] | Closed in Ground | Diesel | 550 | Bare Steel | 1961-02-25 | Unknown | Suction (American)
GDBH GRACEWOOD | 100 Myrtle Ave | Gracewood | Richmond | UST-SLOC-1210332 | 2 |  | 1997-01-25 | FALSE | 1997-01-25 | FALSE | Temporarily out of use | Empty | 600 | Fiberglass Double Walled | 1997-01-25 | Double-Walled Flex | Safe Suction (Euro)
GDBH GRACEWOOD | 100 Myrtle Ave | Gracewood | Richmond | UST-SLOC-1210333 | 1 |  |  | FALSE |  | FALSE | Removed from Ground |  | 25000 | Bare Steel | 1958-02-26 | Unknown
GDBH GRACEWOOD | 100 Myrtle Ave | Gracewood | Richmond | UST-SLOC-1210333 | 2 |  |  | FALSE |  | FALSE | Removed from Ground |  | 25000 | Bare Steel | 1958-02-26 | Unknown
GDBH GRACEWOOD | 100 Myrtle Ave | Gracewood | Richmond | UST-SLOC-1210333 | 3 |  |  | FALSE |  | FALSE | Removed from Ground |  | 25000 | Bare Steel | 1958-02-26 | Unknown
GDBH GRACEWOOD | 100 Myrtle Ave | Gracewood | Richmond | UST-SLOC-1210333 | 4 |  |  | FALSE |  | FALSE | Removed from Ground |  | 25000 | Bare Steel | 1958-02-26 | Unknown
GDBH GRACEWOOD | 100 Myrtle Ave | Gracewood | Richmond | UST-SLOC-1210333 | 5 | [5 empty] | Removed from Ground | Diesel | 550 | Bare Steel | 1958-02-26 | Bare Steel | Suction (American)
AUGUSTA STATE PRISON | 3001 Gordon Hwy | Grovetown | Richmond | UST-SLOC-1210450 | 1 | [5 empty] | Removed from Ground | Gas (Historical Use) | 10000 | Bare Steel | 1983-01-10 | Galvanized Steel
AUGUSTA STATE PRISON | 3001 Gordon Hwy | Grovetown | Richmond | UST-SLOC-1210450 | 2 | [5 empty] | Removed from Ground | Diesel | 5000 | Bare Steel | 1983-01-10 | Galvanized Steel
AUGUSTA STATE PRISON | 3001 Gordon Hwy | Grovetown | Richmond | UST-SLOC-1210450 | 3 | [5 empty] | Removed from Ground | Diesel | 1000 | Bare Steel | 1983-01-10 | Galvanized Steel
AUGUSTA STATE PRISON | 3001 Gordon Hwy | Grovetown | Richmond | UST-SLOC-1210450 | 4 | Flapper Valve | 1997-07-28 | FALSE | 1997-07-28 | FALSE | Currently in Use | Regular | 6000 | Fiberglass | 1997-07-02 | Double-Walled Fiberglass | Pressurized
AUG UNIV | 1120 15th St | AUGUSTA | Richmond | UST-SLOC-1212001 | 1 | [5 empty] | Removed from Ground | Gas (Historical Use) | 1000 | Bare Steel | 1948-11-13 | Bare Steel
AUG UNIV | 1120 15th St | AUGUSTA | Richmond | UST-SLOC-1212001 | 2 | [5 empty] | Removed from Ground | Gas (Historical Use) | 1000 | Bare Steel | 1948-11-13 | Bare Steel
AUG UNIV | 1120 15th St | AUGUSTA | Richmond | UST-SLOC-1212001 | 3 | [5 empty] | Removed from Ground | Gas (Historical Use) | 3000 | Bare Steel | 1973-11-07 | Bare Steel
MARTIN MARIETTA AGGREGATES | SUPERIOR RD/AUGUSTA QUARRY | AUGUSTA | Richmond | 9121001 | 1 | [5 empty] | Removed from Ground | Diesel | 10000 | Bare Steel | 1974-04-20 | Galvanized Steel
MARTIN MARIETTA AGGREGATES | SUPERIOR RD/AUGUSTA QUARRY | AUGUSTA | Richmond | 9121001 | 2 | [5 empty] | Removed from Ground | Gas (Historical Use) | 3000 | Bare Steel | 1984-04-17 | Galvanized Steel
MARTIN MARIETTA AGGREGATES | SUPERIOR RD/AUGUSTA QUARRY | AUGUSTA | Richmond | 9121001 | 3 | [5 empty] | Removed from Ground | Empty | 1000 | Bare Steel | 1966-04-22 | Galvanized Steel
MARTIN MARIETTA AGGREGATES | SUPERIOR RD/AUGUSTA QUARRY | AUGUSTA | Richmond | 9121001 | 4 | [5 empty] | Removed from Ground | Empty | 550 | Bare Steel | 1966-04-22 | Galvanized Steel
VA MEDICAL CENTER AUGUSTA | 800 BAILIE ST | AUGUSTA | Richmond | 9121002 | 17D79 | Overfill Alarm | 1991-01-01 | FALSE | 1991-01-01 | FALSE | Currently in Use | Diesel | 6000 | Steel-Impressed Current | 2001-09-12 | Steel (Impressed Current) | Safe Suction (Euro)
VA MEDICAL CENTER AUGUSTA | 800 BAILIE ST | AUGUSTA | Richmond | 9121002 | 18 | [5 empty] | Removed from Ground | Diesel | 3000 | Cathodically Protected Steel | 1979-04-01 | Cathodically Protected | Suction (American)
VA MEDICAL CENTER AUGUSTA | 800 BAILIE ST | AUGUSTA | Richmond | 9121002 | 18D91 | Overfill Alarm | 1991-01-01 | FALSE | 1991-01-01 | FALSE | Currently in Use | Diesel | 3000 | Steel-Impressed Current | 2001-09-12 | Steel (Impressed Current) | Safe Suction (Euro)
FORMER CONVENIENCE STORE | 3217 MILLEDGEVILLE RD | AUGUSTA | Richmond | 9121003 | 1 | [5 empty] | Permanently Out of Use - historical purposes | Other | 1 | Marked Unknown |  | Unknown
BATES AUTO PARTS | 2507 MILLEDGEVILLE RD | AUGUSTA | Richmond | 9121005 | 1 | [5 empty] | Removed from Ground | Gas (Historical Use) | 5000 | Not Marked/Unknown | 1998-05-17 | Not Marked
J L WASTE OIL | 100 WINTER ST | AUGUSTA | Richmond | 9121007 | 1 | [5 empty] | Currently in Use | Empty | 0 | Not Marked/Unknown |  | Not Marked
J L WASTE OIL | 100 WINTER ST | AUGUSTA | Richmond | 9121007 | DUMMY | [5 empty] | Permanently Out of Use - historical purposes | Gas (Historical Use) | 0 | Not Marked/Unknown |  | Not Marked
SHORT STOP #1 | 2159 MARTIN LUTHER KING JR BLVD | AUGUSTA | Richmond | 9121009 | 1 | Ball Float | 1991-06-01 |  | 1991-06-01 |  | Temporarily out of use | Gas (Historical Use) | 10000 | Composite | 1991-06-01 | Fiberglass Reinforced Plastic | Pressurized
SHORT STOP #1 | 2159 MARTIN LUTHER KING JR BLVD | AUGUSTA | Richmond | 9121009 | 2 | Ball Float | 1991-06-01 |  | 1991-06-01 |  | Currently in Use | Gas (Historical Use) | 10000 | Composite | 1991-06-01 | Fiberglass Reinforced Plastic | Pressurized
SHORT STOP #1 | 2159 MARTIN LUTHER KING JR BLVD | AUGUSTA | Richmond | 9121009 | 3 | Ball Float | 1991-06-01 |  | 1991-06-01 |  | Currently in Use | Gas (Historical Use) | 10000 | Composite | 1991-06-01 | Fiberglass Reinforced Plastic | Pressurized
SHORT STOP #1 | 2159 MARTIN LUTHER KING JR BLVD | AUGUSTA | Richmond | 9121009 | 4 | Flapper Valve | 1995-06-01 |  | 1995-06-01 |  | Currently in Use | Kerosene | 1000 | Composite | 1995-06-01 | Fiberglass Reinforced Plastic | Safe Suction (Euro)
WASTE MGMT AUGUSTA AIKEN INC | 3020 MILLEDGEVILLE RD | AUGUSTA | Richmond | 9121011 | 1 | [5 empty] | Removed from Ground | Diesel | 0 | Marked Unknown | 1990-01-01 | Unknown
CITY CENTRE | DISCOUNT VILLAGE SHOPPING CTR | AUGUSTA | Richmond | 9121012 | 1 | [5 empty] | Removed from Ground | Other | 8000 | Marked Unknown | 1988-07-12 | Unknown
CITY CENTRE | DISCOUNT VILLAGE SHOPPING CTR | AUGUSTA | Richmond | 9121012 | 2 | [5 empty] | Removed from Ground | Other | 8000 | Marked Unknown | 1988-07-12 | Unknown
CUMMINS MILITARY SYSTEMS INC | 2950 OLD SAVANNAH RD | AUGUSTA | Richmond | 9121013 | 1 | [5 empty] | Removed from Ground | Gas (Historical Use) | 1000 | Marked Unknown | 1991-12-16 | Unknown
CUMMINS MILITARY SYSTEMS INC | 2950 OLD SAVANNAH RD | AUGUSTA | Richmond | 9121013 | 2 | [5 empty] | Removed from Ground | Diesel | 1000 | Marked Unknown | 1991-12-16 | Unknown
CUMMINS MILITARY SYSTEMS INC | 2950 OLD SAVANNAH RD | AUGUSTA | Richmond | 9121013 | 3 |  |  | TRUE |  | TRUE | Removed from Ground | Used Oil | 500 | Not Marked/Unknown | 1991-11-29 | Not Marked
CUMMINS MILITARY SYSTEMS INC | 2950 OLD SAVANNAH RD | AUGUSTA | Richmond | 9121013 | 4 | [5 empty] | Permanently Out of Use - historical purposes | Gas (Historical Use) | 750 | Not Marked/Unknown |  | Not Marked
CUMMINS MILITARY SYSTEMS INC | 2950 OLD SAVANNAH RD | AUGUSTA | Richmond | 9121013 | 5 | [5 empty] | Permanently Out of Use - historical purposes | Diesel | 1000 | Not Marked/Unknown |  | Not Marked
BELLSOUTH TELECOM/R-3554 | 3301 PERKINS RD | AUGUSTA | Richmond | 9121014 | 1 |  |  | TRUE |  | TRUE | Removed from Ground | Used Oil | 550 | Bare Steel | 1973-01-01 | Unknown | Gravity Fed
BELLSOUTH TELECOM/R-3554 | 3301 PERKINS RD | AUGUSTA | Richmond | 9121014 | 2 | [5 empty] | Removed from Ground | Gas (Historical Use) | 3000 | Bare Steel | 1973-01-01 | Unknown
BELLSOUTH TELECOM/R-3554 | 3301 PERKINS RD | AUGUSTA | Richmond | 9121014 | 3 | [5 empty] | Removed from Ground | Gas (Historical Use) | 12000 | Bare Steel | 1980-01-01 | Galvanized Steel | Pressurized
VERIZON BUSINESS | 2167 GORDON HWY | AUGUSTA | Richmond | 9121015 | 1 | [5 empty] | Closed in Ground | Gas (Historical Use) | 500 | Fiberglass | 1985-06-01 | Not Marked
VERIZON BUSINESS | 2167 GORDON HWY | AUGUSTA | Richmond | 9121015 | 2 |  | 1993-12-01 |  | 1993-12-01 |  | Currently in Use | Diesel | 600 | Double Walled | 1993-12-07 | Fiberglass Reinforced Plastic | Suction (American)
PILOT TRAVEL CENTER #065 | 4091 JIMMIE DYESS PKWY | AUGUSTA | Richmond | 9121016 | A | Ball Float | 1991-06-01 | FALSE | 1991-06-01 | FALSE | Currently in Use | Regular | 10000 | Galvanic (STIP-3) | 1991-06-01 | Fiberglass Reinforced Plastic | Pressurized
PILOT TRAVEL CENTER #065 | 4091 JIMMIE DYESS PKWY | AUGUSTA | Richmond | 9121016 | B | Ball Float | 1991-06-01 | FALSE | 1991-06-01 | FALSE | Currently in Use | Premium | 10000 | Galvanic (STIP-3) | 1991-06-01 | Fiberglass Reinforced Plastic | Pressurized
PILOT TRAVEL CENTER #065 | 4091 JIMMIE DYESS PKWY | AUGUSTA | Richmond | 9121016 | C | Ball Float | 1991-06-01 | FALSE | 1991-06-01 | FALSE | Currently in Use | Regular | 10000 | Galvanic (STIP-3) | 1991-06-01 | Fiberglass Reinforced Plastic | Pressurized
PILOT TRAVEL CENTER #065 | 4091 JIMMIE DYESS PKWY | AUGUSTA | Richmond | 9121016 | D | Ball Float | 1991-06-01 | FALSE | 1991-06-01 | FALSE | Currently in Use | Diesel | 10000 | Galvanic (STIP-3) | 1991-06-01 | Fiberglass Reinforced Plastic | Pressurized
PILOT TRAVEL CENTER #065 | 4091 JIMMIE DYESS PKWY | AUGUSTA | Richmond | 9121016 | E | Ball Float | 1991-06-01 | FALSE | 1991-06-01 | FALSE | Currently in Use | Diesel | 10000 | Galvanic (STIP-3) | 1991-06-01 | Double-Walled Fiberglass | Pressurized
PILOT TRAVEL CENTER #065 | 4091 JIMMIE DYESS PKWY | AUGUSTA | Richmond | 9121016 | F | Ball Float | 1991-06-01 | FALSE | 1991-06-01 | FALSE | Currently in Use | Diesel | 10000 | Galvanic (STIP-3) | 1991-06-01 | Double-Walled Fiberglass | Pressurized
PILOT TRAVEL CENTER #065 | 4091 JIMMIE DYESS PKWY | AUGUSTA | Richmond | 9121016 | G | Ball Float | 1991-06-01 | FALSE | 1991-06-01 | FALSE | Currently in Use | Diesel | 10000 | Galvanic (STIP-3) | 1991-06-01 | Double-Walled Fiberglass | Pressurized
YE OLDE GROCERY | 443 BROAD ST | AUGUSTA | Richmond | 9121017 | 1 |  | 1998-02-01 |  | 1998-02-01 |  | Currently in Use | Gas (Historical Use) | 8000 | Galvanic (STIP-3) | 1987-10-01 | Fiberglass Reinforced Plastic | Pressurized
YE OLDE GROCERY | 443 BROAD ST | AUGUSTA | Richmond | 9121017 | 2 |  | 1998-02-01 |  | 1998-02-01 |  | Currently in Use | Gas (Historical Use) | 8000 | Galvanic (STIP-3) | 1987-10-01 | Fiberglass Reinforced Plastic | Pressurized
YE OLDE GROCERY | 443 BROAD ST | AUGUSTA | Richmond | 9121017 | 3 |  | 1998-02-01 |  | 1998-02-01 |  | Currently in Use | Gas (Historical Use) | 8000 | Galvanic (STIP-3) | 1987-10-01 | Fiberglass Reinforced Plastic | Pressurized
PENSKE TRUCK LEASING CO LP | 1806 CARMICHAEL CT | AUGUSTA | Richmond | 9121019 | 735-1 | Ball Float | 1991-01-01 |  | 1991-01-01 |  | Removed from Ground | Diesel | 6000 | Steel-Impressed Current | 1985-01-01 | Steel (Impressed Current) | Pressurized
PENSKE TRUCK LEASING CO LP | 1806 CARMICHAEL CT | AUGUSTA | Richmond | 9121019 | 735-2 | Ball Float | 1991-01-01 |  | 1991-01-01 |  | Removed from Ground | Diesel | 6000 | Steel-Impressed Current | 1985-01-01 | Steel (Impressed Current) | Pressurized
PENSKE TRUCK LEASING CO LP | 1806 CARMICHAEL CT | AUGUSTA | Richmond | 9121019 | 735-3 | Ball Float | 1991-01-01 |  | 1991-01-01 |  | Removed from Ground | Diesel | 6000 | Steel-Impressed Current | 1985-01-01 | Steel (Impressed Current) | Pressurized
PENSKE TRUCK LEASING CO LP | 1806 CARMICHAEL CT | AUGUSTA | Richmond | 9121019 | 735-4 |  |  | TRUE |  | TRUE | Removed from Ground | Used Oil | 1000 | Bare Steel | 1985-01-01 | Galvanized Steel | Safe Suction (Euro)
SHREE GANESH FOODMART INC | 3105 DEANS BRIDGE RD | AUGUSTA | Richmond | 9121021 | 1 | [5 empty] | Removed from Ground | Gas (Historical Use) | 15000 | Bare Steel | 1981-01-01 | Galvanized Steel
SHREE GANESH FOODMART INC | 3105 DEANS BRIDGE RD | AUGUSTA | Richmond | 9121021 | 2 | [5 empty] | Removed from Ground | Gas (Historical Use) | 6000 | Bare Steel |  | Galvanized Steel
SHREE GANESH FOODMART INC | 3105 DEANS BRIDGE RD | AUGUSTA | Richmond | 9121021 | 3 | [5 empty] | Removed from Ground | Gas (Historical Use) | 6000 | Bare Steel |  | Galvanized Steel
SHREE GANESH FOODMART INC | 3105 DEANS BRIDGE RD | AUGUSTA | Richmond | 9121021 | 4 | Flapper Valve | 1989-12-01 | FALSE | 1989-12-01 | FALSE | Currently in Use | Regular | 10000 | Galvanic (STIP-3) | 1989-12-01 | Fiberglass Reinforced Plastic | Pressurized
SHREE GANESH FOODMART INC | 3105 DEANS BRIDGE RD | AUGUSTA | Richmond | 9121021 | 5 | Flapper Valve | 1989-12-01 | FALSE | 1989-12-01 | FALSE | Currently in Use | Diesel On Road | 10000 | Galvanic (STIP-3) | 1989-12-01 | Fiberglass Reinforced Plastic | Pressurized
SHREE GANESH FOODMART INC | 3105 DEANS BRIDGE RD | AUGUSTA | Richmond | 9121021 | 6 | Flapper Valve | 1989-12-01 | FALSE | 1989-12-01 | FALSE | Currently in Use | Premium | 10000 | Galvanic (STIP-3) | 1989-12-01 | Fiberglass Reinforced Plastic | Pressurized
BEAM OIL CO DIV OF WITCO CORP | 1271 GORDON HWY | AUGUSTA | Richmond | 9121022 | 1 | [5 empty] | Removed from Ground | Other | 0 | Marked Unknown | 1990-03-27 | Unknown
BEAM OIL CO DIV OF WITCO CORP | 1271 GORDON HWY | AUGUSTA | Richmond | 9121022 | 2 | [5 empty] | Removed from Ground | Other | 0 | Marked Unknown | 1990-03-27 | Unknown
BEAM OIL CO DIV OF WITCO CORP | 1271 GORDON HWY | AUGUSTA | Richmond | 9121022 | 3 | [5 empty] | Removed from Ground | Other | 0 | Marked Unknown | 1990-03-27 | Unknown
FAST GAS | 1499 GORDON HWY | AUGUSTA | Richmond | 9121023 | 1 | Ball Float | 1988-06-01 | FALSE | 1988-06-01 | FALSE | Currently in Use | Plus | 8000 | Galvanic (STIP-3) | 1988-06-01 | Fiberglass Reinforced Plastic | Pressurized
FAST GAS | 1499 GORDON HWY | AUGUSTA | Richmond | 9121023 | 2 | Ball Float | 1988-06-01 | FALSE | 1988-06-01 | FALSE | Currently in Use | Regular | 8000 | Galvanic (STIP-3) | 1988-06-01 | Fiberglass Reinforced Plastic | Pressurized
FAST GAS | 1499 GORDON HWY | AUGUSTA | Richmond | 9121023 | 3 | Ball Float | 1988-06-01 | FALSE | 1988-06-01 | FALSE | Currently in Use | Diesel | 8000 | Galvanic (STIP-3) | 1988-06-01 | Fiberglass Reinforced Plastic | Pressurized
FAST GAS | 1499 GORDON HWY | AUGUSTA | Richmond | 9121023 | 4 | Ball Float | 1988-06-01 | FALSE | 1988-06-01 | FALSE | Currently in Use | Premium | 4000 | Galvanic (STIP-3) | 1988-06-01 | Fiberglass Reinforced Plastic | Pressurized
Split Stop 2161 | 2161 Gordon Hwy | Augusta | Richmond | 9121024 | 1 | Ball Float | 1989-01-01 | FALSE | 1989-01-01 | FALSE | Removed from Ground | Premium | 12000 | Composite Double Walled | 1989-01-01 | Double-Walled Fiberglass | Pressurized
Split Stop 2161 | 2161 Gordon Hwy | Augusta | Richmond | 9121024 | 2 | Ball Float | 1989-01-01 | FALSE | 1989-01-01 | FALSE | Removed from Ground | Diesel | 12000 | Composite Double Walled | 1989-01-01 | Double-Walled Fiberglass | Pressurized
Split Stop 2161 | 2161 Gordon Hwy | Augusta | Richmond | 9121024 | 3 | Ball Float | 1989-01-01 | FALSE | 1989-01-01 | FALSE | Removed from Ground | Regular | 12000 | Composite Double Walled | 1989-01-01 | Double-Walled Fiberglass | Pressurized
Split Stop 2161 | 2161 Gordon Hwy | Augusta | Richmond | 9121024 | 4A | Flapper Valve | 2019-12-15 | FALSE | 2019-12-15 | FALSE | Currently in Use | Regular | 12000 | Composite Double Walled | 2019-12-16 | Double-Walled Flex | Pressurized
Split Stop 2161 | 2161 Gordon Hwy | Augusta | Richmond | 9121024 | 4B | Flapper Valve | 2019-12-15 | FALSE | 2019-12-15 | FALSE | Currently in Use | Premium | 4000 | Composite Double Walled | 2019-12-16 | Double-Walled Flex | Pressurized
Split Stop 2161 | 2161 Gordon Hwy | Augusta | Richmond | 9121024 | 4C | Flapper Valve | 2019-12-15 | FALSE | 2019-12-15 | FALSE | Currently in Use | Diesel | 4000 | Composite Double Walled | 2019-12-16 | Double-Walled Flex | Pressurized
GOSHEN GROCERY | 1657 GOSHEN RD | AUGUSTA | Richmond | 9121025 | 1 |  | 1988-01-01 | FALSE | 1988-01-01 | FALSE | Temporarily out of use | Gas (Historical Use) | 4000 | Steel-Impressed Current | 1988-01-01 | Fiberglass Reinforced Plastic | Pressurized
GOSHEN GROCERY | 1657 GOSHEN RD | AUGUSTA | Richmond | 9121025 | 2 |  | 1988-01-01 | FALSE | 1988-01-01 | FALSE | Temporarily out of use | Gas (Historical Use) | 4000 | Steel-Impressed Current | 1988-01-01 | Fiberglass Reinforced Plastic | Pressurized
GOSHEN GROCERY | 1657 GOSHEN RD | AUGUSTA | Richmond | 9121025 | 3 |  | 1988-01-01 | FALSE | 1988-01-01 | FALSE | Temporarily out of use | Gas (Historical Use) | 4000 | Steel-Impressed Current | 1988-01-01 | Fiberglass Reinforced Plastic | Pressurized
SOUTHERN BEVERAGE PACKERS INC | 1891 OLD SAVANNAH RD | AUGUSTA | Richmond | 9121026 | 1 | [5 empty] | Removed from Ground | Gas (Historical Use) | 2000 | Marked Unknown | 1978-01-01 | Unknown
SOUTHERN BEVERAGE PACKERS INC | 1891 OLD SAVANNAH RD | AUGUSTA | Richmond | 9121026 | 2 | [5 empty] | Removed from Ground | Diesel | 2000 | Marked Unknown | 1978-01-01 | Unknown
SOUTHERN BEVERAGE PACKERS INC | 1891 OLD SAVANNAH RD | AUGUSTA | Richmond | 9121026 | 3 | [5 empty] | Removed from Ground | Diesel | 1000 | Marked Unknown | 1978-01-01 | Unknown
AUGUSTA NET INC | 1439 GREENE ST | AUGUSTA | Richmond | 9121027 | 1 |  | 1989-01-01 |  | 1989-01-01 |  | Removed from Ground | Gas (Historical Use) | 8000 | Cathodically Protected Steel | 1989-01-01 | Fiberglass Reinforced Plastic | Safe Suction (Euro)
MACKS KUNTRY STORE | 3378 Highway 88 | Blythe | Richmond | 9121028 | 1 |  | 1995-01-01 |  | 1995-01-01 |  | Currently in Use | Gas (Historical Use) | 8200 | Galvanic (STIP-3) | 1987-01-01 | Fiberglass Reinforced Plastic | Pressurized
MACKS KUNTRY STORE | 3378 Highway 88 | Blythe | Richmond | 9121028 | 2 |  | 1995-01-01 |  | 1995-01-01 |  | Currently in Use | Gas (Historical Use) | 8200 | Galvanic (STIP-3) | 1987-01-01 | Fiberglass Reinforced Plastic | Pressurized
MACKS KUNTRY STORE | 3378 Highway 88 | Blythe | Richmond | 9121028 | 3 |  | 1995-01-01 |  | 1995-01-01 |  | Currently in Use | Gas (Historical Use) | 8200 | Galvanic (STIP-3) | 1987-01-01 | Fiberglass Reinforced Plastic | Pressurized
MACKS KUNTRY STORE | 3378 Highway 88 | Blythe | Richmond | 9121028 | 4 |  | 1995-01-01 |  | 1995-01-01 |  | Temporarily out of use | Kerosene | 2000 | Galvanic (STIP-3) | 1987-01-01 | Fiberglass Reinforced Plastic | Safe Suction (Euro)
CHARTER HOSPITAL OF AUGUSTA | 3100 PERIMETER PKWY | AUGUSTA | Richmond | 9121029 | 1 |  | 1993-01-23 |  | 1993-01-23 |  | Closed in Ground | Diesel | 1000 | Composite | 1985-08-23 | Bare Steel | Safe Suction (Euro)
LAMAR ADVERTISING CO | 2723 OLD LOUISVILLE RD | AUGUSTA | Richmond | 9121030 | 1 | [5 empty] | Removed from Ground | Diesel | 600 | Marked Unknown | 1992-05-01 | Galvanized Steel
ROCK-TENN FOLDING CARTON DIV | 15 LOVERS LANE | AUGUSTA | Richmond | 9121031 | 1 | [5 empty] | Removed from Ground | Diesel | 500 | Bare Steel | 1970-01-01 | Bare Steel
SEARLE | 1750 LOVERS LANE | AUGUSTA | Richmond | 9121032 | 03-113 | [5 empty] | Removed from Ground | Hazardous Substance | 20000 | Bare Steel | 1982-06-01 | Bare Steel | Safe Suction (Euro)
SEARLE | 1750 LOVERS LANE | AUGUSTA | Richmond | 9121032 | 03-114 | [5 empty] | Removed from Ground | Hazardous Substance | 20000 | Bare Steel | 1982-06-01 | Bare Steel | Safe Suction (Euro)
SEARLE | 1750 LOVERS LANE | AUGUSTA | Richmond | 9121032 | 03-115 | [5 empty] | Removed from Ground | Hazardous Substance | 15000 | Bare Steel | 1982-06-01 | Bare Steel | Safe Suction (Euro)
SEARLE | 1750 LOVERS LANE | AUGUSTA | Richmond | 9121032 | 03-117 | [5 empty] | Removed from Ground | Hazardous Substance | 15000 | Bare Steel | 1982-06-01 | Bare Steel | Safe Suction (Euro)
SEARLE | 1750 LOVERS LANE | AUGUSTA | Richmond | 9121032 | 03-118 | [5 empty] | Removed from Ground | Hazardous Substance | 20000 | Bare Steel | 1982-06-01 | Bare Steel | Safe Suction (Euro)
SEARLE | 1750 LOVERS LANE | AUGUSTA | Richmond | 9121032 | 03-119 | [5 empty] | Removed from Ground | Hazardous Substance | 20000 | Bare Steel | 1982-06-01 | Bare Steel | Safe Suction (Euro)
SEARLE | 1750 LOVERS LANE | AUGUSTA | Richmond | 9121032 | 03-120 | [5 empty] | Removed from Ground | Hazardous Substance | 20000 | Bare Steel | 1982-06-01 | Bare Steel | Safe Suction (Euro)
SEARLE | 1750 LOVERS LANE | AUGUSTA | Richmond | 9121032 | 03-121 | [5 empty] | Removed from Ground | Hazardous Substance | 7900 | Bare Steel | 1982-06-01 | Bare Steel | Safe Suction (Euro)
SEARLE | 1750 LOVERS LANE | AUGUSTA | Richmond | 9121032 | 03-123 | [5 empty] | Removed from Ground | Hazardous Substance | 7900 | Bare Steel | 1982-06-01 | Bare Steel | Safe Suction (Euro)
SEARLE | 1750 LOVERS LANE | AUGUSTA | Richmond | 9121032 | 03-124 | [5 empty] | Removed from Ground | Hazardous Substance | 7900 | Bare Steel | 1982-06-01 | Bare Steel | Safe Suction (Euro)
SEARLE | 1750 LOVERS LANE | AUGUSTA | Richmond | 9121032 | 03-128 | [5 empty] | Removed from Ground | Hazardous Substance | 7900 | Bare Steel | 1982-06-01 | Bare Steel | Safe Suction (Euro)
SEARLE | 1750 LOVERS LANE | AUGUSTA | Richmond | 9121032 | 03-132 | [5 empty] | Removed from Ground | Hazardous Substance | 7900 | Bare Steel | 1982-06-01 | Bare Steel | Safe Suction (Euro)
SEARLE | 1750 LOVERS LANE | AUGUSTA | Richmond | 9121032 | 03-133 | [5 empty] | Removed from Ground | Hazardous Substance | 7900 | Bare Steel | 1982-06-01 | Bare Steel | Safe Suction (Euro)
SEARLE | 1750 LOVERS LANE | AUGUSTA | Richmond | 9121032 | 03-136 | [5 empty] | Removed from Ground | Hazardous Substance | 7900 | Bare Steel | 1982-06-01 | Bare Steel | Safe Suction (Euro)
SEARLE | 1750 LOVERS LANE | AUGUSTA | Richmond | 9121032 | 03-137 | [5 empty] | Removed from Ground | Hazardous Substance | 7900 | Bare Steel | 1982-06-01 | Bare Steel | Safe Suction (Euro)
SEARLE | 1750 LOVERS LANE | AUGUSTA | Richmond | 9121032 | 03-138 | [5 empty] | Removed from Ground | Hazardous Substance | 7900 | Bare Steel | 1982-06-01 | Bare Steel | Safe Suction (Euro)
SEARLE | 1750 LOVERS LANE | AUGUSTA | Richmond | 9121032 | 03-140 | [5 empty] | Removed from Ground | Hazardous Substance | 7900 | Bare Steel | 1982-06-01 | Bare Steel | Safe Suction (Euro)
SEARLE | 1750 LOVERS LANE | AUGUSTA | Richmond | 9121032 | 03-141 | [5 empty] | Removed from Ground | Hazardous Substance | 7900 | Bare Steel | 1982-06-01 | Bare Steel | Safe Suction (Euro)
SEARLE | 1750 LOVERS LANE | AUGUSTA | Richmond | 9121032 | 04-101 | [5 empty] | Removed from Ground | Hazardous Substance | 10000 | Bare Steel | 1982-06-01 | Bare Steel | Safe Suction (Euro)
SEARLE | 1750 LOVERS LANE | AUGUSTA | Richmond | 9121032 | 04-102 | [5 empty] | Removed from Ground | Hazardous Substance | 10000 | Bare Steel | 1982-06-01 | Bare Steel | Safe Suction (Euro)
SEARLE | 1750 LOVERS LANE | AUGUSTA | Richmond | 9121032 | 04-105 | [5 empty] | Removed from Ground | Hazardous Substance | 10000 | Bare Steel | 1982-06-01 | Bare Steel | Safe Suction (Euro)
SEARLE | 1750 LOVERS LANE | AUGUSTA | Richmond | 9121032 | 04-106 | [5 empty] | Removed from Ground | Hazardous Substance | 10000 | Bare Steel | 1982-06-01 | Bare Steel | Safe Suction (Euro)
SEARLE | 1750 LOVERS LANE | AUGUSTA | Richmond | 9121032 | 04-107 | [5 empty] | Removed from Ground | Hazardous Substance | 10000 | Bare Steel | 1982-06-01 | Bare Steel | Safe Suction (Euro)
SEARLE | 1750 LOVERS LANE | AUGUSTA | Richmond | 9121032 | 04-108 | [5 empty] | Removed from Ground | Hazardous Substance | 10000 | Bare Steel | 1982-06-01 | Bare Steel | Safe Suction (Euro)
SEARLE | 1750 LOVERS LANE | AUGUSTA | Richmond | 9121032 | 04-110 | [5 empty] | Removed from Ground | Hazardous Substance | 10000 | Bare Steel | 1982-06-01 | Bare Steel | Safe Suction (Euro)
SEARLE | 1750 LOVERS LANE | AUGUSTA | Richmond | 9121032 | 04-112 | [5 empty] | Removed from Ground | Hazardous Substance | 10000 | Bare Steel | 1982-06-01 | Bare Steel | Safe Suction (Euro)
SEARLE | 1750 LOVERS LANE | AUGUSTA | Richmond | 9121032 | 04-113 | [5 empty] | Removed from Ground | Hazardous Substance | 10000 | Bare Steel | 1982-06-01 | Bare Steel | Safe Suction (Euro)
SEARLE | 1750 LOVERS LANE | AUGUSTA | Richmond | 9121032 | 04-114 | [5 empty] | Removed from Ground | Hazardous Substance | 10000 | Bare Steel | 1982-06-01 | Bare Steel | Safe Suction (Euro)
SEARLE | 1750 LOVERS LANE | AUGUSTA | Richmond | 9121032 | 04-115 | [5 empty] | Removed from Ground | Hazardous Substance | 10000 | Unknown | 1982-06-01 | Not Marked | Safe Suction (Euro)
SEARLE | 1750 LOVERS LANE | AUGUSTA | Richmond | 9121032 | 04-116 | [5 empty] | Removed from Ground | Hazardous Substance | 10000 | Bare Steel | 1982-06-01 | Bare Steel | Safe Suction (Euro)
SEARLE | 1750 LOVERS LANE | AUGUSTA | Richmond | 9121032 | 04-117 | [5 empty] | Removed from Ground | Hazardous Substance | 10000 | Bare Steel | 1982-06-01 | Bare Steel | Safe Suction (Euro)
SEARLE | 1750 LOVERS LANE | AUGUSTA | Richmond | 9121032 | 04-120 | [5 empty] | Removed from Ground | Hazardous Substance | 30000 | Bare Steel | 1982-06-01 | Bare Steel | Safe Suction (Euro)
SEARLE | 1750 LOVERS LANE | AUGUSTA | Richmond | 9121032 | 04-123 | [5 empty] | Removed from Ground | Hazardous Substance | 20000 | Bare Steel | 1982-06-01 | Bare Steel | Safe Suction (Euro)
SEARLE | 1750 LOVERS LANE | AUGUSTA | Richmond | 9121032 | 04-124 | [5 empty] | Removed from Ground | Hazardous Substance | 10000 | Bare Steel | 1982-06-01 | Bare Steel | Safe Suction (Euro)
SEARLE | 1750 LOVERS LANE | AUGUSTA | Richmond | 9121032 | 4101 | [5 empty] | Removed from Ground | Hazardous Substance | 10000 | Not Marked/Unknown |  | Not Marked
SEARLE | 1750 LOVERS LANE | AUGUSTA | Richmond | 9121032 | 4102 | [5 empty] | Removed from Ground | Hazardous Substance | 10000 | Not Marked/Unknown |  | Not Marked
BP OIL #00019/GULF PRODUCTS DIV | LUMPKIN RD & PEACH ORCHARD RD | AUGUSTA | Richmond | 9121033 | 1 | [5 empty] | Currently in Use | Gas (Historical Use) | 10000 | Fiberglass | 1988-01-01 | Fiberglass Reinforced Plastic
BP OIL #00019/GULF PRODUCTS DIV | LUMPKIN RD & PEACH ORCHARD RD | AUGUSTA | Richmond | 9121033 | 2 | [5 empty] | Currently in Use | Gas (Historical Use) | 10000 | Fiberglass | 1988-01-01 | Fiberglass Reinforced Plastic
BP OIL #00019/GULF PRODUCTS DIV | LUMPKIN RD & PEACH ORCHARD RD | AUGUSTA | Richmond | 9121033 | 3 | [5 empty] | Currently in Use | Gas (Historical Use) | 10000 | Fiberglass | 1988-01-01 | Fiberglass Reinforced Plastic
WILLIAMS TELECOMMUNICATIONS GR | 1230 NOWELL DR | AUGUSTA | Richmond | 9121035 | 1 | [5 empty] | Removed from Ground | Diesel | 1000 | Double Walled | 1986-01-01 | Copper | Safe Suction (Euro)
CIRCLE K #2705372 | 1488 REYNOLDS ST | AUGUSTA | Richmond | 9121036 | 1 |  | 1992-01-01 |  | 1992-01-01 |  | Currently in Use | Gas (Historical Use) | 12000 | Galvanic (STIP-3) | 1992-01-01 | Fiberglass Reinforced Plastic | Pressurized
CIRCLE K #2705372 | 1488 REYNOLDS ST | AUGUSTA | Richmond | 9121036 | 2 |  | 1992-01-01 |  | 1992-01-01 |  | Currently in Use | Gas (Historical Use) | 12000 | Galvanic (STIP-3) | 1992-01-01 | Fiberglass Reinforced Plastic | Pressurized
CIRCLE K #2705372 | 1488 REYNOLDS ST | AUGUSTA | Richmond | 9121036 | 3 |  | 1992-01-01 |  | 1992-01-01 |  | Currently in Use | Gas (Historical Use) | 12000 | Galvanic (STIP-3) | 1992-01-01 | Fiberglass Reinforced Plastic | Pressurized
PLANT #2 | SCOTT NIXON RD | AUGUSTA | Richmond | 9121038 | 1 | [5 empty] | Removed from Ground | Diesel | 1000 | Not Marked/Unknown | 1988-12-12 | Not Marked
RICHMOND CO/FIRE STATION #11\ENG | 2180 OLD SAVANNAH RD | AUGUSTA | Richmond | 9121039 | 1 | [5 empty] | Removed from Ground | Gas (Historical Use) | 550 | Bare Steel | 1982-01-01 | Unknown
RICHMOND CO/FIRE STATION #11\ENG | 2180 OLD SAVANNAH RD | AUGUSTA | Richmond | 9121039 | 2 | [5 empty] | Removed from Ground | Diesel | 550 | Bare Steel | 1982-01-01 | Unknown
SMILE GAS #29 | 3332 MIKE PADGETT HWY | AUGUSTA | Richmond | 9121040 | 1 |  | 1988-02-01 |  | 1988-02-01 |  | Removed from Ground | Gas (Historical Use) | 10000 | Unknown | 1988-02-01 | Fiberglass Reinforced Plastic | Pressurized
SMILE GAS #29 | 3332 MIKE PADGETT HWY | AUGUSTA | Richmond | 9121040 | 2 |  | 1988-02-01 |  | 1988-02-01 |  | Removed from Ground | Gas (Historical Use) | 10000 | Unknown | 1988-02-01 | Fiberglass Reinforced Plastic | Pressurized
SMILE GAS #29 | 3332 MIKE PADGETT HWY | AUGUSTA | Richmond | 9121040 | 3 |  | 1988-02-01 |  | 1988-02-01 |  | Removed from Ground | Gas (Historical Use) | 10000 | Unknown | 1988-02-01 | Fiberglass Reinforced Plastic | Pressurized
SMILE GAS #29 | 3332 MIKE PADGETT HWY | AUGUSTA | Richmond | 9121040 | 4 |  | 1988-02-01 |  | 1988-02-01 |  | Removed from Ground | Diesel | 12000 | Unknown | 1988-02-01 | Fiberglass Reinforced Plastic | Pressurized
SMILE GAS #29 | 3332 MIKE PADGETT HWY | AUGUSTA | Richmond | 9121040 | 5 |  | 1988-02-01 |  | 1988-02-01 |  | Removed from Ground | Kerosene | 10000 | Unknown | 1988-02-01 | Fiberglass Reinforced Plastic | Pressurized
CIRCLE K STORE #3175 | 3418 MIKE PADGETT HIGHWAY | AUGUSTA | Richmond | 9121042 | 1 |  | 1991-11-01 |  | 1991-11-01 |  | Removed from Ground | Gas (Historical Use) | 10000 | Cathodically Protected Steel | 1991-11-01 | Fiberglass Reinforced Plastic | Pressurized
CIRCLE K STORE #3175 | 3418 MIKE PADGETT HIGHWAY | AUGUSTA | Richmond | 9121042 | 2 |  | 1991-11-01 |  | 1991-11-01 |  | Removed from Ground | Gas (Historical Use) | 6000 | Cathodically Protected Steel | 1991-11-01 | Fiberglass Reinforced Plastic | Pressurized
CIRCLE K STORE #3175 | 3418 MIKE PADGETT HIGHWAY | AUGUSTA | Richmond | 9121042 | 3 |  | 1991-11-01 |  | 1991-11-01 |  | Removed from Ground | Gas (Historical Use) | 10000 | Cathodically Protected Steel | 1991-11-01 | Fiberglass Reinforced Plastic | Pressurized
CIRCLE K STORE #3175 | 3418 MIKE PADGETT HIGHWAY | AUGUSTA | Richmond | 9121042 | 4 |  | 1991-11-01 |  | 1991-11-01 |  | Removed from Ground | Gas (Historical Use) | 15000 | Cathodically Protected Steel | 1991-11-01 | Fiberglass Reinforced Plastic | Pressurized
CIRCLE K STORE #3175 | 3418 MIKE PADGETT HIGHWAY | AUGUSTA | Richmond | 9121042 | 6 | Flapper Valve | 2001-12-14 | FALSE | 2001-12-14 | FALSE | Currently in Use | Regular | 15000 | Composite | 2001-12-14 | Fiberglass Reinforced Plastic | Pressurized
CIRCLE K STORE #3175 | 3418 MIKE PADGETT HIGHWAY | AUGUSTA | Richmond | 9121042 | 7A | Flapper Valve | 2001-12-14 | FALSE | 2001-12-14 | FALSE | Currently in Use | Premium | 10000 | Composite | 2001-12-14 | Fiberglass Reinforced Plastic | Pressurized
CIRCLE K STORE #3175 | 3418 MIKE PADGETT HIGHWAY | AUGUSTA | Richmond | 9121042 | 7B | Flapper Valve | 2001-12-14 | FALSE | 2001-12-14 | FALSE | Currently in Use | Diesel | 5000 | Composite | 2001-12-14 | Fiberglass Reinforced Plastic | Pressurized
CIRCLE K STORE #3175 | 3418 MIKE PADGETT HIGHWAY | AUGUSTA | Richmond | 9121042 | 8 | Flapper Valve | 2001-12-14 | FALSE | 2001-12-14 | FALSE | Currently in Use | Diesel | 15000 | Composite | 2001-12-14 | Fiberglass Reinforced Plastic | Pressurized
Laxmi LLC DBA Gas World | 4101 Windsor Spring Rd | Hephzibah | Richmond | 9121043 | 1 |  | 1988-04-01 |  | 1988-04-01 |  | Removed from Ground | Gas (Historical Use) | 10000 | Fiberglass | 1988-04-25 | Flex | Pressurized
Laxmi LLC DBA Gas World | 4101 Windsor Spring Rd | Hephzibah | Richmond | 9121043 | 2 | Flapper Valve | 1988-04-01 | FALSE | 1988-04-01 | FALSE | Removed from Ground | Regular | 10000 | Fiberglass | 1988-04-25 | Double-Walled Fiberglass | Pressurized
Laxmi LLC DBA Gas World | 4101 Windsor Spring Rd | Hephzibah | Richmond | 9121043 | 3 | Flapper Valve | 1988-04-01 | FALSE | 1988-04-01 | FALSE | Removed from Ground | Premium | 10000 | Fiberglass | 1988-04-25 | Double-Walled Fiberglass | Pressurized
Laxmi LLC DBA Gas World | 4101 Windsor Spring Rd | Hephzibah | Richmond | 9121043 | 4A | Flapper Valve | 2020-08-01 | FALSE | 2020-08-01 | FALSE | Currently in Use | Regular | 15000 | Composite Double Walled | 2020-08-01 | Double-Walled Fiberglass | Pressurized
Laxmi LLC DBA Gas World | 4101 Windsor Spring Rd | Hephzibah | Richmond | 9121043 | 4B | Flapper Valve | 2020-08-01 | FALSE | 2020-08-01 | FALSE | Currently in Use | Premium | 5000 | Composite Double Walled | 2020-08-01 | Double-Walled Fiberglass | Pressurized
Laxmi LLC DBA Gas World | 4101 Windsor Spring Rd | Hephzibah | Richmond | 9121043 | 4C | Flapper Valve | 2020-08-01 | FALSE | 2020-08-01 | FALSE | Currently in Use | Diesel | 5000 | Composite Double Walled | 2020-08-01 | Double-Walled Fiberglass | Pressurized
FAIRWAY FORD OF AUGUSTA INC | 1225 WALTON WAY | AUGUSTA | Richmond | 9121044 | 1 |  |  | TRUE |  | TRUE | Removed from Ground | Used Oil | 250 | Bare Steel | 1979-01-01 | Unknown
FAIRWAY FORD OF AUGUSTA INC | 1225 WALTON WAY | AUGUSTA | Richmond | 9121044 | 2 | [5 empty] | Removed from Ground | Empty | 250 | Bare Steel | 1979-01-01 | Unknown
FAIRWAY FORD OF AUGUSTA INC | 1225 WALTON WAY | AUGUSTA | Richmond | 9121044 | 3 | [5 empty] | Removed from Ground | Empty | 250 | Bare Steel | 1979-01-01 | Unknown
CIRCLE K #2723275 | 3333 WASHINGTON RD | MARTINEZ | Richmond | 9121046 | 1 | Ball Float | 1985-04-01 | FALSE | 1985-04-01 | FALSE | Removed from Ground | Premium | 10000 | Fiberglass | 1985-04-30 | Fiberglass Reinforced Plastic | Pressurized
CIRCLE K #2723275 | 3333 WASHINGTON RD | MARTINEZ | Richmond | 9121046 | 2 | Ball Float | 1985-04-01 | FALSE | 1985-04-01 | FALSE | Removed from Ground | Regular | 10000 | Fiberglass | 1985-04-30 | Fiberglass Reinforced Plastic | Pressurized
CIRCLE K #2723275 | 3333 WASHINGTON RD | MARTINEZ | Richmond | 9121046 | 3 | Ball Float | 1985-04-01 | FALSE | 1985-04-01 | FALSE | Removed from Ground | Regular | 10000 | Fiberglass | 1985-04-30 | Fiberglass Reinforced Plastic | Pressurized
CIRCLE K #2723275 | 3333 WASHINGTON RD | MARTINEZ | Richmond | 9121046 | 4 |  | 1985-04-01 | FALSE | 1985-04-01 | FALSE | Removed from Ground | Diesel | 10000 | Fiberglass | 1985-04-30 | Fiberglass Reinforced Plastic | Pressurized
CS CORNER CONVENIENCE STORE LLC | 2302 WHEELESS RD | AUGUSTA | Richmond | 9121047 | 1 | Flapper Valve | 1988-01-01 | FALSE | 1988-01-01 | FALSE | Currently in Use | Regular | 10152 | Steel-Impressed Current | 1999-01-01 | Steel (Impressed Current) | Pressurized
CS CORNER CONVENIENCE STORE LLC | 2302 WHEELESS RD | AUGUSTA | Richmond | 9121047 | 2 | Flapper Valve | 1988-01-01 | FALSE | 1988-01-01 | FALSE | Currently in Use | Plus | 10000 | Steel-Impressed Current | 1988-01-01 | Steel (Impressed Current) | Pressurized
CS CORNER CONVENIENCE STORE LLC | 2302 WHEELESS RD | AUGUSTA | Richmond | 9121047 | 3 | Flapper Valve | 1988-01-01 | FALSE | 1988-01-01 | FALSE | Currently in Use | Premium | 10000 | Steel-Impressed Current | 1988-01-01 | Steel (Impressed Current) | Pressurized
SHORT STOP #2 | 1714 FIFTEENTH ST | AUGUSTA | Richmond | 9121050 | 1 | [5 empty] | Removed from Ground | Gas (Historical Use) | 10000 | Bare Steel | 1966-04-20 | Bare Steel | Pressurized
SHORT STOP #2 | 1714 FIFTEENTH ST | AUGUSTA | Richmond | 9121050 | 2 | [5 empty] | Removed from Ground | Gas (Historical Use) | 10000 | Bare Steel | 1966-04-20 | Bare Steel | Pressurized
SHORT STOP #2 | 1714 FIFTEENTH ST | AUGUSTA | Richmond | 9121050 | 3 | [5 empty] | Removed from Ground | Gas (Historical Use) | 10000 | Bare Steel | 1966-04-20 | Bare Steel | Pressurized
SHORT STOP #2 | 1714 FIFTEENTH ST | AUGUSTA | Richmond | 9121050 | 4 | Ball Float | 1988-01-01 |  | 1988-01-01 |  | Currently in Use | Gas (Historical Use) | 10000 | Composite | 1988-01-01 | Fiberglass Reinforced Plastic | Pressurized
SHORT STOP #2 | 1714 FIFTEENTH ST | AUGUSTA | Richmond | 9121050 | 5 | Ball Float | 1988-01-01 |  | 1988-01-01 |  | Currently in Use | Gas (Historical Use) | 10000 | Composite | 1988-01-01 | Fiberglass Reinforced Plastic | Pressurized
SHORT STOP #2 | 1714 FIFTEENTH ST | AUGUSTA | Richmond | 9121050 | 6 | Ball Float | 1988-01-01 |  | 1988-01-01 |  | Currently in Use | Gas (Historical Use) | 10000 | Composite | 1988-01-01 | Fiberglass Reinforced Plastic | Pressurized
SHORT STOP #2 | 1714 FIFTEENTH ST | AUGUSTA | Richmond | 9121050 | 7 | Flapper Valve | 1988-01-01 |  | 1988-01-01 |  | Currently in Use | Kerosene | 10000 | Composite | 1988-01-01 | Fiberglass Reinforced Plastic | Pressurized
DOCTORS HOSPITAL OF AUGUSTA | 3651 WHEELER RD | AUGUSTA | Richmond | 9121051 | 1 |  |  | FALSE |  | FALSE | Closed in Ground | Diesel | 20000 | Bare Steel | 1973-01-01 | Bare Steel
DOCTORS HOSPITAL OF AUGUSTA | 3651 WHEELER RD | AUGUSTA | Richmond | 9121051 | 2 | Flapper Valve | 1994-06-17 | FALSE | 1994-06-17 | FALSE | Currently in Use | Diesel | 20000 | Composite | 1994-06-17 | Fiberglass Reinforced Plastic | Pressurized
CIRCLE K #5365 | 3744 WHEELER RD | AUGUSTA | Richmond | 9121052 | 1 | Ball Float | 1994-09-28 |  | 1994-09-28 |  | Currently in Use | Gas (Historical Use) | 10152 | Cathodically Protected Steel | 1989-01-01 | Double-Walled Flex | Pressurized
CIRCLE K #5365 | 3744 WHEELER RD | AUGUSTA | Richmond | 9121052 | 2 | Ball Float | 1994-09-28 |  | 1994-09-28 |  | Currently in Use | Gas (Historical Use) | 10152 | Cathodically Protected Steel | 1989-01-01 | Double-Walled Flex | Pressurized
CIRCLE K #5365 | 3744 WHEELER RD | AUGUSTA | Richmond | 9121052 | 3 | Ball Float | 1994-09-28 |  | 1994-09-28 |  | Currently in Use | Gas (Historical Use) | 10152 | Cathodically Protected Steel | 1989-01-01 | Double-Walled Flex | Pressurized
CIRCLE K #5365 | 3744 WHEELER RD | AUGUSTA | Richmond | 9121052 | 4 | Ball Float | 1994-09-28 |  | 1994-09-28 |  | Currently in Use | Diesel | 10152 | Cathodically Protected Steel | 1989-01-01 | Double-Walled Flex | Pressurized
CIRCLE K #5365 | 3744 WHEELER RD | AUGUSTA | Richmond | 9121052 | 5 | Ball Float | 1989-01-01 |  | 1989-01-01 |  | Temporarily out of use | Gas (Historical Use) | 10152 | Cathodically Protected Steel | 1989-01-01 | Double-Walled Flex | Pressurized
SPEED CAR WASH | 1022 WALTON WAY | AUGUSTA | Richmond | 9121053 | 1 | [5 empty] | Removed from Ground | Other | 2000 | Not Marked/Unknown | 1990-01-01 | Not Marked
SPEED CAR WASH | 1022 WALTON WAY | AUGUSTA | Richmond | 9121053 | 2 | [5 empty] | Removed from Ground | Other | 2000 | Not Marked/Unknown | 1990-01-01 | Not Marked
SPEED CAR WASH | 1022 WALTON WAY | AUGUSTA | Richmond | 9121053 | 3 | [5 empty] | Removed from Ground | Other | 4000 | Not Marked/Unknown | 1990-01-01 | Not Marked
SPEED CAR WASH | 1022 WALTON WAY | AUGUSTA | Richmond | 9121053 | 4 | [5 empty] | Removed from Ground | Other | 4000 | Not Marked/Unknown | 1990-01-01 | Not Marked
SPEED CAR WASH | 1022 WALTON WAY | AUGUSTA | Richmond | 9121053 | 5 |  | 1990-01-01 |  | 1990-01-01 |  | Removed from Ground | Gas (Historical Use) | 10000 | Cathodically Protected Steel | 1990-01-01 | Fiberglass Reinforced Plastic | Pressurized
J C PENNEY CO INC #2258 | 3450 WRIGHTSBORO RD | AUGUSTA | Richmond | 9121054 | 1 | [5 empty] | Removed from Ground | Diesel | 300 | Cathodically Protected Steel | 1987-01-01 | Bare Steel
CSX TRANSPORTATION | 5 TH ST & GORDON HWY | AUGUSTA | Richmond | 9121055 | 1 | [5 empty] | Removed from Ground | Gas (Historical Use) | 500 | Marked Unknown | 1992-03-20 | Unknown
GA DOT ROW | WRIGHTSBORO RD | AUGUSTA | Richmond | 9121056 | 1 | [5 empty] | Removed from Ground | Gas (Historical Use) | 8000 | Bare Steel | 1974-05-02 | Bare Steel
GA DOT ROW | WRIGHTSBORO RD | AUGUSTA | Richmond | 9121056 | 2 | [5 empty] | Removed from Ground | Diesel | 8000 | Bare Steel | 1974-05-02 | Bare Steel
GA DOT ROW | WRIGHTSBORO RD | AUGUSTA | Richmond | 9121056 | 3 | [5 empty] | Removed from Ground | Diesel | 10000 | Bare Steel | 1974-05-02 | Bare Steel
GA DOT ROW | WRIGHTSBORO RD | AUGUSTA | Richmond | 9121056 | 4 | [5 empty] | Removed from Ground | Gas (Historical Use) | 10000 | Bare Steel | 1986-04-29 | Bare Steel
RICHMOND CO/FIRE STATION #9/ENGI | 3507 WALTON WAY EXT | AUGUSTA | Richmond | 9121062 | 1 | [5 empty] | Removed from Ground | Diesel | 550 | Bare Steel | 1974-01-01 | Bare Steel
RICHMOND CO/FIRE STATION #9/ENGI | 3507 WALTON WAY EXT | AUGUSTA | Richmond | 9121062 | 2 | [5 empty] | Removed from Ground | Gas (Historical Use) | 550 | Bare Steel | 1976-01-01 | Bare Steel
JRS MART | 2078 OLD SAVANNAH RD | AUGUSTA | Richmond | 9121063 | 1 | Flapper Valve | 1988-08-21 | FALSE | 1988-08-21 | FALSE | Currently in Use | Premium | 10000 | Galvanic (STIP-3) | 1988-08-21 | Fiberglass Reinforced Plastic | Pressurized
JRS MART | 2078 OLD SAVANNAH RD | AUGUSTA | Richmond | 9121063 | 2 | Flapper Valve | 1988-08-21 | FALSE | 1988-08-21 | FALSE | Currently in Use | Regular | 10000 | Galvanic (STIP-3) | 1988-08-21 | Fiberglass Reinforced Plastic | Pressurized
JRS MART | 2078 OLD SAVANNAH RD | AUGUSTA | Richmond | 9121063 | 3 | Flapper Valve | 1988-08-21 | FALSE | 1988-08-21 | FALSE | Currently in Use | Plus | 10000 | Galvanic (STIP-3) | 1988-08-21 | Fiberglass Reinforced Plastic | Pressurized
TRAX AUGUSTA FACILITY | 3336 OLD SAVANNAH RD | AUGUSTA | Richmond | 9121065 | 1AST | [5 empty] | Removed from Ground | Diesel | 250 | Marked Unknown | 1992-06-01 | Unknown
TRAX AUGUSTA FACILITY | 3336 OLD SAVANNAH RD | AUGUSTA | Richmond | 9121065 | 2AST |  |  | TRUE |  | TRUE | Removed from Ground | Used Oil | 500 | Marked Unknown | 1992-06-01 | Unknown
BP STATION #00568/DEPOT FOOD STO | 1659 GORDON HWY | AUGUSTA | Richmond | 9121066 | 1 | [5 empty] | Removed from Ground | Gas (Historical Use) | 10000 | Fiberglass | 1989-07-20 | Fiberglass Reinforced Plastic | Pressurized
BP STATION #00568/DEPOT FOOD STO | 1659 GORDON HWY | AUGUSTA | Richmond | 9121066 | 2 | [5 empty] | Removed from Ground | Gas (Historical Use) | 10000 | Fiberglass | 1989-07-20 | Fiberglass Reinforced Plastic | Pressurized
BP STATION #00568/DEPOT FOOD STO | 1659 GORDON HWY | AUGUSTA | Richmond | 9121066 | 3 | [5 empty] | Removed from Ground | Gas (Historical Use) | 10000 | Fiberglass | 1989-07-20 | Fiberglass Reinforced Plastic | Pressurized
CSX/AUGUSTA YARD/#8 | SW OF LANEY WALKER RD | AUGUSTA | Richmond | 9121069 | 8 | [5 empty] | Removed from Ground | Diesel | 500 | Bare Steel | 1993-02-09 | Bare Steel
EDMUNDS RIVERWALK BAR B QUE/SERV | 902 REYNOLDS ST @ NINTH ST | AUGUSTA | Richmond | 9121070 | 0 | [5 empty] | Removed from Ground | Other | 0 | Marked Unknown | 1985-01-01 | Unknown
KINGS WAY PACKAGE SHOP/TEXACO ST | 2101 KINGS WAY | AUGUSTA | Richmond | 9121071 | 1 | [5 empty] | Removed from Ground | Gas (Historical Use) | 4000 | Marked Unknown | 1992-05-23 | Unknown
KINGS WAY PACKAGE SHOP/TEXACO ST | 2101 KINGS WAY | AUGUSTA | Richmond | 9121071 | 2 | [5 empty] | Removed from Ground | Gas (Historical Use) | 4000 | Marked Unknown | 1992-05-23 | Unknown
KINGS WAY PACKAGE SHOP/TEXACO ST | 2101 KINGS WAY | AUGUSTA | Richmond | 9121071 | 3 | [5 empty] | Removed from Ground | Gas (Historical Use) | 6000 | Marked Unknown | 1992-05-23 | Unknown
E-Z GO TEXTRON | 2421 OLD SAVANNAH RD/REAR | AUGUSTA | Richmond | 9121073 | 1 | [5 empty] | Removed from Ground | Gas (Historical Use) | 10000 | Bare Steel | 1993-05-30 | Galvanized Steel | Pressurized
E-Z GO TEXTRON | 2421 OLD SAVANNAH RD/REAR | AUGUSTA | Richmond | 9121073 | 2 | [5 empty] | Removed from Ground | Diesel | 8000 | Bare Steel | 1993-05-30 | Galvanized Steel | Pressurized
MAPELLI BROTHERS | 944 WALKER ST | AUGUSTA | Richmond | 9121074 | 1 | [5 empty] | Removed from Ground | Empty | 500 | Not Marked/Unknown | 1990-10-25 | Not Marked
MID CITY INDUSTRIES INC | SLAYTON STR | AUGUSTA | Richmond | 9121075 | 1 | [5 empty] | Removed from Ground | Gas (Historical Use) | 1500 | Bare Steel | 1992-09-30 | Bare Steel | Safe Suction (Euro)
GURLEYS SUPERMARKET | 843 LANEY WALKER BLVD | AUGUSTA | Richmond | 9121076 | 1 | [5 empty] | Removed from Ground | Diesel | 0 | Marked Unknown | 1992-01-01 | Not Marked
CENTRAL SHOP | 1568 BROAD ST | AUGUSTA | Richmond | 9121077 | 1 | [5 empty] | Removed from Ground | Empty | 12200 | Bare Steel | 1966-01-01 | Galvanized Steel | Pressurized
CENTRAL SHOP | 1568 BROAD ST | AUGUSTA | Richmond | 9121077 | 2 | [5 empty] | Removed from Ground | Gas (Historical Use) | 1000 | Bare Steel | 1966-01-01 | Galvanized Steel | Pressurized
CENTRAL SHOP | 1568 BROAD ST | AUGUSTA | Richmond | 9121077 | 3 | [5 empty] | Removed from Ground | Gas (Historical Use) | 2000 | Bare Steel | 1966-01-01 | Galvanized Steel | Suction (American)
CENTRAL SHOP | 1568 BROAD ST | AUGUSTA | Richmond | 9121077 | 4 | [5 empty] | Removed from Ground | Empty | 12200 | Bare Steel | 1966-01-01 | Galvanized Steel | Pressurized
CENTRAL SHOP | 1568 BROAD ST | AUGUSTA | Richmond | 9121077 | 5 | [5 empty] | Removed from Ground | Diesel | 8000 | Bare Steel | 1966-01-01 | Galvanized Steel | Pressurized
CENTRAL SHOP | 1568 BROAD ST | AUGUSTA | Richmond | 9121077 | 6 |  |  | TRUE |  | TRUE | Removed from Ground | Used Oil | 0 | Not Marked/Unknown | 1997-01-15 | Not Marked
SPEED CARWASH II | 3425 WRIGHTSBORO RD | AUGUSTA | Richmond | 9121079 | 1 | [5 empty] | Removed from Ground | Gas (Historical Use) | 8000 | Cathodically Protected Steel | 1985-12-14 | Fiberglass Reinforced Plastic | Pressurized
SPEED CARWASH II | 3425 WRIGHTSBORO RD | AUGUSTA | Richmond | 9121079 | 2 | [5 empty] | Removed from Ground | Gas (Historical Use) | 8000 | Cathodically Protected Steel | 1985-12-14 | Fiberglass Reinforced Plastic | Pressurized
SPEED CARWASH II | 3425 WRIGHTSBORO RD | AUGUSTA | Richmond | 9121079 | 3 | [5 empty] | Removed from Ground | Gas (Historical Use) | 8000 | Cathodically Protected Steel | 1985-12-14 | Fiberglass Reinforced Plastic | Pressurized
DAVIS INSULATION | 661 NORTHWEST FRONTAGE RD | AUGUSTA | Richmond | 9121082 | 1 | [5 empty] | Removed from Ground | Gas (Historical Use) | 1060 | Bare Steel | 1982-01-01 | Bare Steel | Suction (American)
MAXWELL HOUSE APARTMENTS | 1002 GREEN ST | AUGUSTA | Richmond | 9121083 | 1 | [5 empty] | Currently in Use | Diesel | 10000 | Marked Unknown |  | Unknown
GRU CENTRAL ENERGY BUILDING BH & LOA | 1450 HOSPITAL RD LOT 12 | AUGUSTA | Richmond | 9121085 | 1 | [5 empty] | Removed from Ground | Diesel | 50000 | Not Marked/Unknown | 1993-07-14
GRU CENTRAL ENERGY BUILDING BH & LOA | 1450 HOSPITAL RD LOT 12 | AUGUSTA | Richmond | 9121085 | 2 | [5 empty] | Removed from Ground | Diesel | 50000 | Not Marked/Unknown | 1993-07-14
GRU CENTRAL ENERGY BUILDING BH & LOA | 1450 HOSPITAL RD LOT 12 | AUGUSTA | Richmond | 9121085 | 3 | Overfill Alarm | 1993-07-27 | FALSE | 1993-07-27 | FALSE | Currently in Use | Diesel | 15000 | Fiberglass Double Walled | 1993-07-27 | Double-Walled Fiberglass | Pressurized
GRU CENTRAL ENERGY BUILDING BH & LOA | 1450 HOSPITAL RD LOT 12 | AUGUSTA | Richmond | 9121085 | 4 | Flapper Valve | 1993-07-27 | FALSE | 1993-07-27 | FALSE | Currently in Use | Diesel | 15000 | Fiberglass Double Walled | 1993-07-27 | Double-Walled Fiberglass | Pressurized
GRU CENTRAL ENERGY BUILDING BH & LOA | 1450 HOSPITAL RD LOT 12 | AUGUSTA | Richmond | 9121085 | 5 | Overfill Alarm | 1993-07-27 | FALSE | 1993-07-27 | FALSE | Currently in Use | Diesel | 15000 | Fiberglass Double Walled | 1993-07-27 | Double-Walled Fiberglass | Pressurized
RICHMOND CO/FIRE STATION #8 | 4185 WINDSOR SPRING RD | AUGUSTA | Richmond | 9121086 | 1 | [5 empty] | Removed from Ground | Diesel | 270 | Bare Steel | 1980-01-01 | Bare Steel
RICHMOND CO/FIRE STATION #8 | 4185 WINDSOR SPRING RD | AUGUSTA | Richmond | 9121086 | 2 | [5 empty] | Removed from Ground | Kerosene | 270 | Bare Steel | 1980-01-01 | Bare Steel
RICHMOND CO/FIRE STATION #7 | OLD WAYNESBORO RD & GA HWY 56 | AUGUSTA | Richmond | 9121087 | 1 | [5 empty] | Removed from Ground | Gas (Historical Use) | 270 | Bare Steel | 1975-01-01 | Bare Steel
RICHMOND CO/FIRE STATION #7 | OLD WAYNESBORO RD & GA HWY 56 | AUGUSTA | Richmond | 9121087 | 2 | [5 empty] | Removed from Ground | Diesel | 275 | Bare Steel | 1975-01-01 | Bare Steel
RICHMOND CO/FIRE STATION #3/ENG | 269 LUMPKIN RD | AUGUSTA | Richmond | 9121088 | 1 | [5 empty] | Removed from Ground | Diesel | 560 | Bare Steel | 1970-01-01 | Bare Steel
SKY FOOD 2008 INC DBA QUICK SHOP | 2504 GA HWY 88 | HEPHZIBAH | Richmond | 9121089 | D |  | 1990-07-12 |  | 1990-07-12 |  | Currently in Use | Diesel | 8000 | Steel-Impressed Current | 1990-07-12 | Fiberglass Reinforced Plastic | Pressurized
SKY FOOD 2008 INC DBA QUICK SHOP | 2504 GA HWY 88 | HEPHZIBAH | Richmond | 9121089 | K1 |  | 1990-07-12 |  | 1990-07-12 |  | Currently in Use | Kerosene | 2000 | Composite | 1990-07-12 | Fiberglass Reinforced Plastic | Safe Suction (Euro)
SKY FOOD 2008 INC DBA QUICK SHOP | 2504 GA HWY 88 | HEPHZIBAH | Richmond | 9121089 | P |  | 1990-07-12 |  | 1990-07-12 |  | Currently in Use | Gas (Historical Use) | 8000 | Steel-Impressed Current | 1990-07-12 | Fiberglass Reinforced Plastic | Pressurized
SKY FOOD 2008 INC DBA QUICK SHOP | 2504 GA HWY 88 | HEPHZIBAH | Richmond | 9121089 | U |  | 1990-07-12 |  | 1990-07-12 |  | Currently in Use | Gas (Historical Use) | 8000 | Steel-Impressed Current | 1990-07-12 | Fiberglass Reinforced Plastic | Pressurized
SKY FOOD 2008 INC DBA QUICK SHOP | 2504 GA HWY 88 | HEPHZIBAH | Richmond | 9121089 | U+ |  | 1990-07-12 |  | 1990-07-12 |  | Currently in Use | Gas (Historical Use) | 8000 | Steel-Impressed Current | 1990-07-12 | Fiberglass Reinforced Plastic | Pressurized
WALLYS | 4250 WINDSOR SPRING RD | HEPHZIBAH | Richmond | 9121090 | 1 | Flapper Valve | 1997-08-10 | FALSE | 1997-08-10 | TRUE | Currently in Use | Diesel | 8000 | Galvanic (STIP-3) | 1987-11-15 | Fiberglass Reinforced Plastic | Pressurized
WALLYS | 4250 WINDSOR SPRING RD | HEPHZIBAH | Richmond | 9121090 | 2 | Flapper Valve | 1997-08-10 | FALSE | 1997-08-10 | TRUE | Currently in Use | Regular | 8000 | Galvanic (STIP-3) | 1987-11-15 | Fiberglass Reinforced Plastic | Pressurized
WALLYS | 4250 WINDSOR SPRING RD | HEPHZIBAH | Richmond | 9121090 | 3 | Flapper Valve | 1997-08-10 | FALSE | 1997-08-10 | TRUE | Currently in Use | Premium | 8000 | Galvanic (STIP-3) | 1987-11-15 | Fiberglass Reinforced Plastic | Pressurized
WALLYS | 4250 WINDSOR SPRING RD | HEPHZIBAH | Richmond | 9121090 | 4 | Flapper Valve | 1997-08-10 | FALSE | 1997-08-10 | TRUE | Currently in Use | Regular | 8000 | Galvanic (STIP-3) | 1987-11-15 | Fiberglass Reinforced Plastic | Pressurized
WALLYS | 4250 WINDSOR SPRING RD | HEPHZIBAH | Richmond | 9121090 | K1 | [5 empty] | Removed from Ground | Kerosene | 2000 | Cathodically Protected Steel | 1987-11-15 | Galvanized Steel | Suction (American)
MONTGOMERY WARD/AUTO EXP #2488 | 1700 GORDON HWY/REGENCY MALL | AUGUSTA | Richmond | 9121091 | 1 |  |  | TRUE |  | TRUE | Removed from Ground | Used Oil | 550 | Fiberglass | 1993-10-07 | Fiberglass Reinforced Plastic | Gravity Fed
DAVIDSON SCHOOL OF FINE ARTS SIT | THIRTEENTH ST | AUGUSTA | Richmond | 9121092 | 1 | [5 empty] | Removed from Ground | Diesel | 2000 | Bare Steel | 1993-11-16 | Bare Steel | Safe Suction (Euro)
AUGUSTA RICHMOND COUNTY | 1535 FENWICK ST | AUGUSTA | Richmond | 9121093 | 1 | Flapper Valve | 1994-01-27 | FALSE | 1994-01-27 | FALSE | Currently in Use | Diesel | 15000 | Composite | 1994-01-27 | Fiberglass Reinforced Plastic | Pressurized
AUGUSTA RICHMOND COUNTY | 1535 FENWICK ST | AUGUSTA | Richmond | 9121093 | 2 | Flapper Valve | 1994-01-27 | FALSE | 1994-01-27 | FALSE | Currently in Use | Diesel | 15000 | Composite | 1994-01-27 | Fiberglass Reinforced Plastic | Pressurized
Gojali Investment Group, Inc. | 3706 Mike Padgett Hwy | Augusta | Richmond | 9121094 | 1 |  | 1993-09-02 | FALSE | 1993-09-02 | FALSE | Currently in Use | Regular | 12000 | Composite | 2012-02-06 | Fiberglass Reinforced Plastic | Pressurized
Gojali Investment Group, Inc. | 3706 Mike Padgett Hwy | Augusta | Richmond | 9121094 | 2 |  | 1993-09-02 | FALSE | 1993-09-02 | FALSE | Currently in Use | Premium | 12000 | Composite | 2012-02-06 | Fiberglass Reinforced Plastic | Pressurized
Gojali Investment Group, Inc. | 3706 Mike Padgett Hwy | Augusta | Richmond | 9121094 | 3 |  | 1993-09-02 | FALSE | 1993-09-02 | FALSE | Currently in Use | Diesel On Road | 8000 | Composite | 2012-02-06 | Fiberglass Reinforced Plastic | Safe Suction (Euro)
Gojali Investment Group, Inc. | 3706 Mike Padgett Hwy | Augusta | Richmond | 9121094 | 4 |  | 1993-09-02 | FALSE | 1993-09-02 | FALSE | Temporarily out of use | Kerosene | 2000 | Composite | 2012-02-06 | Fiberglass Reinforced Plastic | Safe Suction (Euro)
PANTRY #3258 DBA DEPOT | 2459 WINDSOR SPRINGS RD | AUGUSTA | Richmond | 9121095 | 1 |  | 1990-05-01 |  | 1990-05-01 |  | Removed from Ground | Gas (Historical Use) | 10000 | Composite | 1990-04-09 | Fiberglass Reinforced Plastic | Pressurized
PANTRY #3258 DBA DEPOT | 2459 WINDSOR SPRINGS RD | AUGUSTA | Richmond | 9121095 | 2 |  | 1990-05-01 |  | 1990-05-01 |  | Removed from Ground | Gas (Historical Use) | 10000 | Composite | 1990-04-09 | Fiberglass Reinforced Plastic | Pressurized
PANTRY #3258 DBA DEPOT | 2459 WINDSOR SPRINGS RD | AUGUSTA | Richmond | 9121095 | 3 |  | 1990-05-01 |  | 1990-05-01 |  | Removed from Ground | Gas (Historical Use) | 10000 | Composite | 1990-04-09 | Fiberglass Reinforced Plastic | Pressurized
PANTRY #3258 DBA DEPOT | 2459 WINDSOR SPRINGS RD | AUGUSTA | Richmond | 9121095 | 4 |  | 1990-05-01 |  | 1990-05-01 |  | Removed from Ground | Kerosene | 10000 | Bare Steel | 1990-04-09 | Bare Steel | Safe Suction (Euro)
PANTRY #3258 DBA DEPOT | 2459 WINDSOR SPRINGS RD | AUGUSTA | Richmond | 9121095 | 5 |  | 1990-05-01 |  | 1990-05-01 |  | Removed from Ground | Diesel | 10000 | Composite | 1990-04-09 | Fiberglass Reinforced Plastic | Pressurized
AUGUSTA NATIONAL GOLF COURSE MAI | 2604 WASHINGTON RD | AUGUSTA | Richmond | 9121097 | 1 | Flapper Valve | 1992-11-10 | FALSE | 1992-11-10 | FALSE | Currently in Use | Regular | 3000 | Composite | 1992-11-10 | Double-Walled Flex | Pressurized
AUGUSTA NATIONAL GOLF COURSE MAI | 2604 WASHINGTON RD | AUGUSTA | Richmond | 9121097 | 2 | Flapper Valve | 1992-11-10 | FALSE | 1992-11-10 | FALSE | Currently in Use | Diesel | 3000 | Composite | 1992-11-10 | Fiberglass Reinforced Plastic | Pressurized
AUGUSTA NATIONAL GOLF COURSE MAI | 2604 WASHINGTON RD | AUGUSTA | Richmond | 9121097 | 3 | Flapper Valve | 1992-11-10 |  | 1992-11-10 |  | Temporarily out of use | Other | 550 | Composite | 1992-11-10 | Double-Walled Flex | Pressurized
AUGUSTA NATIONAL GOLF COURSE MAI | 2604 WASHINGTON RD | AUGUSTA | Richmond | 9121097 | 4 | Flapper Valve | 1992-11-10 |  | 1992-11-10 |  | Temporarily out of use | Other | 550 | Composite | 1992-11-10 | Double-Walled Flex | Pressurized
AUGUSTA NATIONAL GOLF COURSE MAI | 2604 WASHINGTON RD | AUGUSTA | Richmond | 9121097 | 5 | Flapper Valve | 1992-11-10 | FALSE | 1992-11-10 | FALSE | Currently in Use | New Oil | 550 | Composite | 1992-11-10 | Double-Walled Flex | Pressurized
AUGUSTA NATIONAL GOLF COURSE MAI | 2604 WASHINGTON RD | AUGUSTA | Richmond | 9121097 | 6 | Flapper Valve | 1992-11-10 | FALSE | 1992-11-10 | FALSE | Currently in Use | New Oil | 550 | Composite | 1992-11-10 | Double-Walled Flex | Pressurized
AUGUSTA NATIONAL GOLF COURSE MAI | 2604 WASHINGTON RD | AUGUSTA | Richmond | 9121097 | 7 | Flapper Valve | 1992-11-10 | FALSE | 1992-11-10 | FALSE | Currently in Use | New Oil | 550 | Composite | 1992-11-10 | Double-Walled Flex | Pressurized
AUGUSTA WASTE WATER TREATMENT FA | 1820 NEW SAVANNAH RD | AUGUSTA | Richmond | 9121098 | DIESEL |  |  |  | 1995-03-01 |  | Removed from Ground | Empty | 10000 | Cathodically Protected Steel | 1984-01-01 | Galvanized Steel | Pressurized
AUGUSTA WASTE WATER TREATMENT FA | 1820 NEW SAVANNAH RD | AUGUSTA | Richmond | 9121098 | UNLEADED |  |  |  | 1995-03-01 |  | Removed from Ground | Empty | 10000 | Cathodically Protected Steel | 1984-01-01 | Galvanized Steel | Pressurized
AUGUSTA FILTER PLANT | 1425 HIGHLAND AVE | AUGUSTA | Richmond | 9121099 | 1 | [5 empty] | Removed from Ground | Diesel | 2000 | Fiberglass | 1985-01-01 | Galvanized Steel | Suction (American)
AUGUSTA FILTER PLANT | 1425 HIGHLAND AVE | AUGUSTA | Richmond | 9121099 | 2 | [5 empty] | Removed from Ground | Diesel | 2000 | Fiberglass | 1985-01-01 | Galvanized Steel | Suction (American)
AUGUSTA FILTER PLANT | 1425 HIGHLAND AVE | AUGUSTA | Richmond | 9121099 | 3 | [5 empty] | Removed from Ground | Empty | 560 | Bare Steel | 1985-01-01 | Bare Steel
AUGUSTA FIRE STATION #1 | 302 WATKINS ST | AUGUSTA | Richmond | 9121100 | DIESEL | [5 empty] | Removed from Ground | Empty | 300 | Bare Steel | 1960-01-01 | Galvanized Steel | Suction (American)
AUGUSTA FIRE STATION #4 | 1866 ELLIS ST | AUGUSTA | Richmond | 9121101 | DIESEL | [5 empty] | Removed from Ground | Empty | 550 | Bare Steel | 1973-01-01 | Galvanized Steel | Suction (American)
AUGUSTA FIRE STATION #4 | 1866 ELLIS ST | AUGUSTA | Richmond | 9121101 | GASOLINE | [5 empty] | Removed from Ground | Empty | 550 | Bare Steel | 1973-01-01 | Galvanized Steel | Suction (American)
AUGUSTA FIRE STATION #2 | 1491 WALTON WAY | AUGUSTA | Richmond | 9121102 | DIESEL | [5 empty] | Removed from Ground | Empty | 400 | Bare Steel | 1973-01-01 | Galvanized Steel | Suction (American)
AUGUSTA FIRE STATION #7 | 2163 CENTRAL AVE | AUGUSTA | Richmond | 9121103 | DIESEL | [5 empty] | Removed from Ground | Empty | 550 | Fiberglass | 1986-01-01 | Fiberglass Reinforced Plastic | Suction (American)
AUGUSTA FIRE STATION #7 | 2163 CENTRAL AVE | AUGUSTA | Richmond | 9121103 | UNLEADED | [5 empty] | Removed from Ground | Empty | 260 | Bare Steel | 1973-01-01 | Galvanized Steel | Suction (American)
AUGUSTA FIRE STATION #8 | 2839 CENTRAL AVE | AUGUSTA | Richmond | 9121104 | DIESEL | [5 empty] | Removed from Ground | Empty | 400 | Bare Steel | 1973-01-01 | Galvanized Steel | Suction (American)
RICHMOND CO/PUBLIC WORKS DEPT | 1851 MARVIN GRIFFIN RD | AUGUSTA | Richmond | 9121106 | 1 | [5 empty] | Removed from Ground | Gas (Historical Use) | 4000 | Bare Steel | 1994-02-18 | Bare Steel | Suction (American)
FERGUSON ENTERPRISES INC | 1710 NORTH LEG CT | AUGUSTA | Richmond | 9121107 | 1 | [5 empty] | Removed from Ground | Gas (Historical Use) | 1000 | Bare Steel |  | Unknown
CSX/AUGUSTA YARD/#7 | SW OF LANEY WALKER RD | AUGUSTA | Richmond | 9121108 | 7 | [5 empty] | Removed from Ground | Diesel | 500 | Bare Steel | 1993-02-08 | Bare Steel
USA FUEL GATE 2 MINI MART | 2985 GORDON HWY | GROVETOWN | Richmond | 9121109 | 1 | Flapper Valve | 1998-12-02 |  | 1998-12-02 |  | Currently in Use | Gas (Historical Use) | 8000 | Fiberglass | 1981-01-01 | Fiberglass Reinforced Plastic | Pressurized
USA FUEL GATE 2 MINI MART | 2985 GORDON HWY | GROVETOWN | Richmond | 9121109 | 2 | Flapper Valve | 1998-12-02 | FALSE | 1998-12-02 | FALSE | Currently in Use | Gas (Historical Use) | 8000 | Fiberglass | 1981-01-01 | Fiberglass Reinforced Plastic | Pressurized
USA FUEL GATE 2 MINI MART | 2985 GORDON HWY | GROVETOWN | Richmond | 9121109 | 3 | Flapper Valve | 1998-12-02 |  | 1998-12-02 |  | Currently in Use | Gas (Historical Use) | 8000 | Fiberglass | 1981-01-01 | Fiberglass Reinforced Plastic | Pressurized
CAROL PRYOR | 2026 LUMPKIN RD | AUGUSTA | Richmond | 9121116 | 1 | [5 empty] | Removed from Ground | Gas (Historical Use) | 12000 | Bare Steel | 1994-07-21 | Galvanized Steel | Safe Suction (Euro)
CAROL PRYOR | 2026 LUMPKIN RD | AUGUSTA | Richmond | 9121116 | 2 | [5 empty] | Removed from Ground | Gas (Historical Use) | 12000 | Bare Steel | 1994-07-21 | Galvanized Steel | Safe Suction (Euro)
BOARL BRICK MERRY BROS TRUCKING | 1475 DOUG BERNARD PKWY | AUGUSTA | Richmond | 9121117 | 1 | [5 empty] | Removed from Ground | Diesel | 12000 | Bare Steel | 1978-01-01 | Galvanized Steel | Safe Suction (Euro)
BOARL BRICK MERRY BROS TRUCKING | 1475 DOUG BERNARD PKWY | AUGUSTA | Richmond | 9121117 | 2 | [5 empty] | Removed from Ground | Gas (Historical Use) | 4000 | Bare Steel | 1978-01-01 | Galvanized Steel | Safe Suction (Euro)
BOARL BRICK MERRY BROS TRUCKING | 1475 DOUG BERNARD PKWY | AUGUSTA | Richmond | 9121117 | 3 |  |  | TRUE |  | TRUE | Removed from Ground | Used Oil | 4000 | Bare Steel | 1978-01-01 | Galvanized Steel | Safe Suction (Euro)
BOARL BRICK MERRY BROS TRUCKING | 1475 DOUG BERNARD PKWY | AUGUSTA | Richmond | 9121117 | 4 | [5 empty] | Removed from Ground | Other | 2000 | Bare Steel | 1978-01-01 | Galvanized Steel | Safe Suction (Euro)
AUGUSTA STATE FARMERS MARKET | 1150 5TH ST ON WALTON ST SIDE | AUGUSTA | Richmond | 9121123 | 1 | [5 empty] | Removed from Ground | Gas (Historical Use) | 2500 | Not Marked/Unknown | 1972-01-01 | Not Marked
AUGUSTA STATE FARMERS MARKET | 1150 5TH ST ON WALTON ST SIDE | AUGUSTA | Richmond | 9121123 | 2 | [5 empty] | Removed from Ground | Diesel | 2500 | Not Marked/Unknown | 1972-01-01 | Not Marked
CATES TIRE/WASHINGTON ROAD FIRES | 2835 WASHINGTON RD | AUGUSTA | Richmond | 9121125 | 1 |  |  | TRUE |  | TRUE | Removed from Ground | Used Oil | 270 | Bare Steel | 1976-01-01 | Not Marked | Gravity Fed
AUGUSTA TECH INST | 3116 DEANS BRIDGE RD | AUGUSTA | Richmond | 9121126 | 1 |  |  | TRUE |  | TRUE | Removed from Ground | Used Oil | 250 | Bare Steel | 1980-01-01 | Not Marked | Gravity Fed
DEPARTMENT OF HUMAN RESOURCES | BUILDING 70 MAGNOLIA DR | GRACEWOOD | Richmond | 9121131 | 1 | [5 empty] | Closed in Ground | Diesel | 7000 | Bare Steel | 1956-06-01 | Galvanized Steel | Suction (American)
W L SHEPEARD COMMUNITY BLOOD CEN | 1533 WRIGHTSBORO RD | AUGUSTA | Richmond | 9121132 | 1 | [5 empty] | Closed in Ground | Diesel | 500 | Bare Steel | 1983-01-01 | Copper | Suction (American)
BLDG HT (OLD SEARS AUTOMOTIVE CT | 524 15TH ST | AUGUSTA | Richmond | 9121133 | 1 |  |  | TRUE |  | TRUE | Removed from Ground | Used Oil | 500 | Epoxy | 1962-01-01 | Bare Steel
CIRCLE K #2705378 | 602 SCOTT NIXON DR | AUGUSTA | Richmond | 9121134 | 1 |  | 1994-09-01 |  | 1994-09-01 |  | Currently in Use | Gas (Historical Use) | 12000 | Double Walled | 1994-09-01 | Fiberglass Reinforced Plastic | Pressurized
CIRCLE K #2705378 | 602 SCOTT NIXON DR | AUGUSTA | Richmond | 9121134 | 2 |  | 1994-09-01 |  | 1994-09-01 |  | Currently in Use | Gas (Historical Use) | 12000 | Double Walled | 1994-09-01 | Fiberglass Reinforced Plastic | Pressurized
CIRCLE K #2705378 | 602 SCOTT NIXON DR | AUGUSTA | Richmond | 9121134 | 3 |  | 1994-09-01 |  | 1994-09-01 |  | Currently in Use | Gas (Historical Use) | 12000 | Double Walled | 1994-09-01 | Fiberglass Reinforced Plastic | Pressurized
SONOCO PAPER STOCK DEALERS INC | 1525 GOVERNMENT RD | AUGUSTA | Richmond | 9121135 | 1 | [5 empty] | Permanently Out of Use - historical purposes | Gas (Historical Use) | 1000 | Bare Steel |  | Bare Steel | Suction (American)
FORMER AMERADA HESS #10217 | 1535 GORDON HWY | AUGUSTA | Richmond | 9121137 | 1 | [5 empty] | Removed from Ground | Diesel | 3000 | Bare Steel | 1995-04-27 | Unknown
RYDER TRUCK RENTAL INC | 3433 COOKIE RD | AUGUSTA | Richmond | 9121139 | 1 | [5 empty] | Removed from Ground | Diesel | 10000 | Bare Steel | 1997-11-17 | Bare Steel | Pressurized
RYDER TRUCK RENTAL INC | 3433 COOKIE RD | AUGUSTA | Richmond | 9121139 | 2 | [5 empty] | Removed from Ground | Diesel | 10000 | Bare Steel | 1997-11-17 | Bare Steel | Pressurized
RYDER TRUCK RENTAL INC | 3433 COOKIE RD | AUGUSTA | Richmond | 9121139 | 4 |  |  | TRUE |  | TRUE | Removed from Ground | Used Oil | 1000 | Bare Steel | 1995-06-12 | Bare Steel | Gravity Fed
RYDER TRUCK RENTAL INC | 3433 COOKIE RD | AUGUSTA | Richmond | 9121139 | 1 |  |  | TRUE |  | TRUE | Removed from Ground | Used Oil | 1000 | Not Marked/Unknown | 1995-04-01 | Unknown
FLORIDA ROCK & TANK LINES | 1814 CARMICHAEL DR | AUGUSTA | Richmond | 9121140 | T1 | Flapper Valve | 1998-08-19 |  | 1990-12-01 |  | Currently in Use | Diesel | 6000 | Composite | 1990-12-01 | Fiberglass Reinforced Plastic | Safe Suction (Euro)
FLORIDA ROCK & TANK LINES | 1814 CARMICHAEL DR | AUGUSTA | Richmond | 9121140 | T2 | Flapper Valve | 1998-08-19 |  | 1990-12-01 |  | Currently in Use | Diesel | 6000 | Composite | 1990-12-01 | Fiberglass Reinforced Plastic | Safe Suction (Euro)
JEFFERSON ENERGY COORPERATIVE | 3106 HIGHWAY 88 | HEPHZIBAH | Richmond | 9121141 | 1 | Flapper Valve | 1993-03-31 | FALSE | 1993-03-31 | FALSE | Currently in Use | Diesel | 10000 | Galvanic (STIP-3) | 1993-03-31 | Fiberglass Reinforced Plastic | Safe Suction (Euro)
JEFFERSON ENERGY COORPERATIVE | 3106 HIGHWAY 88 | HEPHZIBAH | Richmond | 9121141 | 2 | Flapper Valve | 1995-03-15 | FALSE | 1995-03-15 | FALSE | Currently in Use | Gas (Historical Use) | 10000 | Composite | 1998-03-15 | Fiberglass Reinforced Plastic | Pressurized
AUGUSTA-RICHMOND COUNTY SOLID WASTE | 4330 DEANS BRIDGE RD | BLYTHE | Richmond | 9121142 | 1 | Flapper Valve | 2010-05-01 | FALSE | 2010-05-01 | FALSE | Currently in Use | Regular | 20000 | Composite Double Walled | 2010-05-01 | Double-Walled Fiberglass | Pressurized
AUGUSTA-RICHMOND COUNTY SOLID WASTE | 4330 DEANS BRIDGE RD | BLYTHE | Richmond | 9121142 | 2 | Flapper Valve | 2010-05-01 | FALSE | 2010-05-01 | FALSE | Currently in Use | Diesel | 20000 | Composite Double Walled | 2010-05-01 | Double-Walled Fiberglass | Pressurized
AUGUSTA-RICHMOND COUNTY SOLID WASTE | 4330 DEANS BRIDGE RD | BLYTHE | Richmond | 9121142 | DIESEL | [5 empty] | Removed from Ground | Diesel | 3000 | Bare Steel | 1996-06-24 | Bare Steel | Suction (American)
BEST GAS PUMPING STATION #25 | 3671 PEACH ORCHARD RD | AUGUSTA | Richmond | 9121143 | 1 | Flapper Valve | 1989-05-01 |  | 1989-05-01 |  | Currently in Use | Gas (Historical Use) | 12000 | Galvanic (STIP-3) | 1989-06-15 | Fiberglass Reinforced Plastic | Pressurized
BEST GAS PUMPING STATION #25 | 3671 PEACH ORCHARD RD | AUGUSTA | Richmond | 9121143 | 2 | Flapper Valve | 1989-05-01 |  | 1989-05-01 |  | Currently in Use | Gas (Historical Use) | 12000 | Galvanic (STIP-3) | 1989-06-15 | Fiberglass Reinforced Plastic | Pressurized
BEST GAS PUMPING STATION #25 | 3671 PEACH ORCHARD RD | AUGUSTA | Richmond | 9121143 | 3 | Flapper Valve | 1989-05-01 |  | 1989-05-01 |  | Currently in Use | Gas (Historical Use) | 12000 | Galvanic (STIP-3) | 1989-06-15 | Fiberglass Reinforced Plastic | Pressurized
BEST GAS PUMPING STATION #25 | 3671 PEACH ORCHARD RD | AUGUSTA | Richmond | 9121143 | 4 | Flapper Valve | 1989-05-01 |  | 1989-05-01 |  | Currently in Use | Diesel | 12000 | Galvanic (STIP-3) | 1989-06-15 | Fiberglass Reinforced Plastic | Pressurized
BEST GAS PUMPING STATION #25 | 3671 PEACH ORCHARD RD | AUGUSTA | Richmond | 9121143 | 5 | Flapper Valve | 1989-05-01 |  | 1989-05-01 |  | Currently in Use | Diesel | 1000 | Galvanic (STIP-3) | 1989-06-15 | Fiberglass Reinforced Plastic | Safe Suction (Euro)
COLISEUM AMOCO | 801 WALTON WAY | AUGUSTA | Richmond | 9121144 | 1 |  | 1987-05-02 | FALSE | 1987-05-02 | FALSE | Removed from Ground | Gas (Historical Use) | 8000 |  | 1987-05-02 | Fiberglass Reinforced Plastic | Pressurized
COLISEUM AMOCO | 801 WALTON WAY | AUGUSTA | Richmond | 9121144 | 2 |  | 1987-05-02 | FALSE | 1987-05-02 | FALSE | Removed from Ground | Gas (Historical Use) | 8000 |  | 1987-05-02 | Fiberglass Reinforced Plastic | Pressurized
COLISEUM AMOCO | 801 WALTON WAY | AUGUSTA | Richmond | 9121144 | 3 |  | 1987-05-02 | FALSE | 1987-05-02 | FALSE | Removed from Ground | Gas (Historical Use) | 8000 |  | 1987-05-02 | Fiberglass Reinforced Plastic | Pressurized
COLISEUM AMOCO | 801 WALTON WAY | AUGUSTA | Richmond | 9121144 | 4 |  | 1987-05-02 | FALSE | 1987-05-02 | FALSE | Removed from Ground | Diesel | 4000 |  | 1987-05-02 | Fiberglass Reinforced Plastic | Suction (American)
ICHOI CORPORATION | 2419 PEACH ORCHARD RD | AUGUSTA | Richmond | 9121145 | DIESEL | Ball Float | 1989-12-01 | TRUE | 1989-12-01 | TRUE | Currently in Use | Diesel | 4000 | Composite | 1989-01-12 | Fiberglass Reinforced Plastic | Pressurized
ICHOI CORPORATION | 2419 PEACH ORCHARD RD | AUGUSTA | Richmond | 9121145 | SUPER | Ball Float | 1989-12-01 | TRUE | 1989-12-01 | TRUE | Currently in Use | Premium | 12000 | Composite | 1989-01-12 | Fiberglass Reinforced Plastic | Pressurized
ICHOI CORPORATION | 2419 PEACH ORCHARD RD | AUGUSTA | Richmond | 9121145 | UL | Ball Float | 1989-12-01 | TRUE | 1989-12-01 | TRUE | Currently in Use | Regular | 12000 | Composite | 1989-01-12 | Fiberglass Reinforced Plastic | Pressurized
ICHOI CORPORATION | 2419 PEACH ORCHARD RD | AUGUSTA | Richmond | 9121145 | UL+ | Ball Float | 1989-12-01 | TRUE | 1989-12-01 | TRUE | Currently in Use | Regular | 12000 | Composite | 1989-01-12 | Fiberglass Reinforced Plastic | Pressurized
CIRCLE K #3264 | 2822 PEACH ORCHARD RD | AUGUSTA | Richmond | 9121146 | 1 | Ball Float | 1994-07-01 | FALSE | 1994-07-01 | FALSE | Currently in Use | Regular | 20000 | Composite | 1994-07-01 | Double-Walled Fiberglass | Pressurized
CIRCLE K #3264 | 2822 PEACH ORCHARD RD | AUGUSTA | Richmond | 9121146 | 2 | Ball Float | 1994-07-01 | FALSE | 1994-07-01 | FALSE | Currently in Use | Premium | 10000 | Composite | 1994-07-01 | Double-Walled Fiberglass | Pressurized
HOUSING AUTHORITY OF THE CITY OF | 1130 PETERS RD | AUGUSTA | Richmond | 9121147 | 1 | Flapper Valve | 1996-07-17 |  | 1996-07-17 |  | Currently in Use | Gas (Historical Use) | 10000 | Galvanic (STIP-3) | 1985-08-01 | Galvanized Steel | Pressurized
AUGUSTA RIVERFRONT MARINA | 1 FIFTH ST | AUGUSTA | Richmond | 9121148 | 1 | Flapper Valve | 1994-10-04 | FALSE | 1994-10-04 | FALSE | Currently in Use | Regular | 4000 | Composite | 1994-10-01 | Fiberglass Reinforced Plastic | Pressurized
AUGUSTA RIVERFRONT MARINA | 1 FIFTH ST | AUGUSTA | Richmond | 9121148 | 2 |  | 1994-10-01 | FALSE | 1994-10-01 | FALSE | Temporarily out of use | Diesel | 4000 | Composite | 1994-10-01 | Fiberglass Reinforced Plastic | Pressurized
AUGUSTA GOLF COURSE | 2023 HIGHLAND AVE | AUGUSTA | Richmond | 9121149 | 1 | [5 empty] | Removed from Ground | Gas (Historical Use) | 550 | Bare Steel | 1998-06-01 | Galvanized Steel | Suction (American)
AUGUSTA FIRE STATION #5 | MILLEDGEVILLE RD | AUGUSTA | Richmond | 9121150 | 1 |  | 1991-05-31 |  | 1991-05-31 |  | Removed from Ground | Diesel | 280 | Composite | 1991-05-31 | Fiberglass Reinforced Plastic | Safe Suction (Euro)
TJ MART | 1959 KISSINGBOWER RD | AUGUSTA | Richmond | 9121151 | 1 |  | 1995-02-21 |  | 1995-02-21 |  | Currently in Use | Gas (Historical Use) | 10000 | Composite | 1995-02-21 | Fiberglass Reinforced Plastic | Pressurized
TJ MART | 1959 KISSINGBOWER RD | AUGUSTA | Richmond | 9121151 | 2 |  | 1995-02-21 |  | 1995-02-21 |  | Currently in Use | Gas (Historical Use) | 10000 | Composite | 1995-02-21 | Fiberglass Reinforced Plastic | Pressurized
HOWARD SHEPPARD INC | 3980 GOSHEN INC BLVD | AUGUSTA | Richmond | 9121152 | 1 | Flapper Valve | 1989-12-11 | FALSE | 1989-12-11 | FALSE | Currently in Use | Diesel | 20000 | Composite | 1989-12-11 | Fiberglass Reinforced Plastic | Pressurized
HOWARD SHEPPARD INC | 3980 GOSHEN INC BLVD | AUGUSTA | Richmond | 9121152 | 2 | Exempted | 2006-08-15 | TRUE | 1989-12-11 | TRUE | Currently in Use | Used Oil | 2000 | Composite | 1989-12-11 | Fiberglass Reinforced Plastic | Gravity
HWY 88 FOOD MART | 2501 HWY 88 | HEPHZIBAH | Richmond | 9121157 | 1 |  | 1999-01-01 | FALSE | 1999-01-01 | FALSE | Closed in Ground | Gas (Historical Use) | 10000 | Steel-Impressed Current | 1983-01-01 |  | Suction (American)
HWY 88 FOOD MART | 2501 HWY 88 | HEPHZIBAH | Richmond | 9121157 | 2 |  | 1999-01-01 | FALSE | 1999-01-01 | FALSE | Closed in Ground | Gas (Historical Use) | 10000 | Steel-Impressed Current | 1983-01-01 |  | Suction (American)
HWY 88 FOOD MART | 2501 HWY 88 | HEPHZIBAH | Richmond | 9121157 | 3 |  | 1999-01-01 | FALSE | 1999-01-01 | FALSE | Removed from Ground | Gas (Historical Use) | 5000 | Steel-Impressed Current | 1983-01-01 |  | Suction (American)
HWY 88 FOOD MART | 2501 HWY 88 | HEPHZIBAH | Richmond | 9121157 | 4 |  | 1999-01-01 | FALSE | 1999-01-01 | FALSE | Removed from Ground | Diesel | 3000 | Steel-Impressed Current | 1983-01-01 |  | Suction (American)
HWY 88 FOOD MART | 2501 HWY 88 | HEPHZIBAH | Richmond | 9121157 | 5 |  | 1999-01-01 | FALSE | 1999-01-01 | FALSE | Removed from Ground | Kerosene | 3000 | Steel-Impressed Current | 1983-01-01 |  | Suction (American)
HWY 88 FOOD MART | 2501 HWY 88 | HEPHZIBAH | Richmond | 9121157 | 6A |  | 2008-06-26 | FALSE | 2008-06-26 | FALSE | Currently in Use | Regular | 10000 | Composite Double Walled | 2008-06-26 | Double-Walled Fiberglass | Pressurized
HWY 88 FOOD MART | 2501 HWY 88 | HEPHZIBAH | Richmond | 9121157 | 6B | Flapper Valve | 2008-06-26 | FALSE | 2008-06-26 | FALSE | Currently in Use | Premium | 5000 | Composite Double Walled | 2008-06-26 | Double-Walled Fiberglass | Pressurized
DONS AUTO AND TRUCK | 1550 DOUG BANARD PARKWAY | AUGUSTA | Richmond | 9121158 | 1 | [5 empty] | Removed from Ground | Diesel | 4000 | Epoxy | 1998-10-01 | Galvanized Steel | Suction (American)
SAMS AUTO WORKS | 1902 WALTON WAY | AUGUSTA | Richmond | 9121159 | 1 | [5 empty] | Removed from Ground | Gas (Historical Use) | 2000 | Not Marked/Unknown | 1999-07-01 | Not Marked
SAMS AUTO WORKS | 1902 WALTON WAY | AUGUSTA | Richmond | 9121159 | 2 | [5 empty] | Removed from Ground | Gas (Historical Use) | 2000 | Not Marked/Unknown | 1999-07-01 | Not Marked
SAMS AUTO WORKS | 1902 WALTON WAY | AUGUSTA | Richmond | 9121159 | 3 | [5 empty] | Removed from Ground | Gas (Historical Use) | 2000 | Not Marked/Unknown | 1999-07-01 | Not Marked
SAMS AUTO WORKS | 1902 WALTON WAY | AUGUSTA | Richmond | 9121159 | 4 | [5 empty] | Removed from Ground | Gas (Historical Use) | 2000 | Not Marked/Unknown | 1999-07-01 | Not Marked
C K FOOD STORE | 2852 DEANS BRIDGE ROAD | AUGUSTA | Richmond | 9121160 | 1 | Ball Float | 1989-11-13 | FALSE | 1989-11-13 | FALSE | Currently in Use | Regular | 10000 | Galvanic (STIP-3) | 1989-11-13 | Fiberglass Reinforced Plastic | Pressurized
C K FOOD STORE | 2852 DEANS BRIDGE ROAD | AUGUSTA | Richmond | 9121160 | 2 | Ball Float | 1989-11-13 | FALSE | 1989-11-13 | FALSE | Currently in Use | Premium | 10000 | Galvanic (STIP-3) | 1989-11-13 | Fiberglass Reinforced Plastic | Pressurized
WHEELER MARKET | 3680 WHEELER RD | AUGUSTA | Richmond | 9121161 | 1 | [5 empty] | Closed in Ground | Gas (Historical Use) | 10000 | Bare Steel | 1999-05-28 | Bare Steel | Pressurized
WHEELER MARKET | 3680 WHEELER RD | AUGUSTA | Richmond | 9121161 | 2 | [5 empty] | Closed in Ground | Gas (Historical Use) | 10000 | Bare Steel | 1999-05-28 | Bare Steel | Pressurized
WHEELER MARKET | 3680 WHEELER RD | AUGUSTA | Richmond | 9121161 | 3 | [5 empty] | Closed in Ground | Gas (Historical Use) | 10000 | Bare Steel | 1999-05-28 | Bare Steel | Pressurized
WESTOVER MEMORIAL PARK INC | 2601 WHEELER RD | AUGUSTA | Richmond | 9121162 | 1 | [5 empty] | Removed from Ground | Gas (Historical Use) | 500 | Marked Unknown | 1995-11-06 | Unknown
OLD RICHMOND COUNTY HEALTH BLDG | HARPER ST | AUGUSTA | Richmond | 9121163 | 1 | [5 empty] | Removed from Ground | Diesel | 7000 | Marked Unknown | 1995-08-31 | Unknown
AGGIES | 3040 MEADOWBROOK Drive | AUGUSTA | Richmond | 9121165 | 1 | Ball Float | 1993-10-11 | FALSE | 1993-10-11 | FALSE | Currently in Use | Regular | 10000 | Galvanic (STIP-3) | 1993-10-06 | Fiberglass Reinforced Plastic | Pressurized
AGGIES | 3040 MEADOWBROOK Drive | AUGUSTA | Richmond | 9121165 | 2 | Ball Float | 1993-10-11 | FALSE | 1993-10-11 | FALSE | Currently in Use | Premium | 10000 | Galvanic (STIP-3) | 1993-10-06 | Fiberglass Reinforced Plastic | Pressurized
WATERS VAN & CAR RENTALS | 1514 GORDON HWY | AUGUSTA | Richmond | 9121166 | 1 |  |  | TRUE |  | TRUE | Permanently Out of Use - historical purposes | Used Oil | 250 | Marked Unknown |  | Bare Steel | Gravity Fed
WATERS VAN & CAR RENTALS | 1514 GORDON HWY | AUGUSTA | Richmond | 9121166 | 2 | [5 empty] | Permanently Out of Use - historical purposes | Kerosene | 250 | Marked Unknown |  | Bare Steel | Gravity Fed
CHRUCHS FRIED CHICKEN #1201 | 3223 WRIGHTSBORO RD | AUGUSTA | Richmond | 9121167 | 1 | [5 empty] | Removed from Ground | Hazardous Substance | 0 | Not Marked/Unknown |  | Not Marked
CHURCHS FRIED CHICKEN #807 | 1820 WALTON WAY | AUGUSTA | Richmond | 9121168 | 1 | [5 empty] | Removed from Ground | Gas (Historical Use) | 0 | Not Marked/Unknown |  | Not Marked
RICHMOND CO BOARD OF EDUCATION MAINTENANCE FACILITY | 1781 15TH ST | AUGUSTA | Richmond | 9121173 | 1 | [5 empty] | Removed from Ground | Gas (Historical Use) | 1060 | Marked Unknown | 1985-01-01 | Unknown
RICHMOND CO BOARD OF EDUCATION MAINTENANCE FACILITY | 1781 15TH ST | AUGUSTA | Richmond | 9121173 | 2 | [5 empty] | Removed from Ground | Diesel | 1060 | Marked Unknown | 1985-01-01 | Unknown
RICHMOND CO BOARD OF EDUCATION MAINTENANCE FACILITY | 1781 15TH ST | AUGUSTA | Richmond | 9121173 | 3A | Flapper Valve | 2004-03-01 | FALSE | 2004-03-01 | FALSE | Currently in Use | Gas (Historical Use) | 8000 | Fiberglass Double Walled | 2004-03-01 | Double-Walled Fiberglass | Pressurized
RICHMOND CO BOARD OF EDUCATION MAINTENANCE FACILITY | 1781 15TH ST | AUGUSTA | Richmond | 9121173 | 3B | Flapper Valve | 2004-03-01 | FALSE | 2004-03-01 | FALSE | Currently in Use | Diesel | 4000 | Fiberglass Double Walled | 2004-03-01 | Double-Walled Fiberglass | Pressurized
GRANITEVILLE COMPANY ENTERPRISES | 1452 GREEN STREET | AUGUSTA | Richmond | 9121175 | 1 | [5 empty] | Removed from Ground | Other | 12500 | Not Marked/Unknown | 1996-05-17 | Not Marked
GRANITEVILLE COMPANY ENTERPRISES | 1452 GREEN STREET | AUGUSTA | Richmond | 9121175 | 2 | [5 empty] | Removed from Ground | Gas (Historical Use) | 500 | Not Marked/Unknown | 1996-05-17 | Not Marked
SPRINT FOODS #9 | 3546 DEANS BRIDGE RD | HEPHZIBAH | Richmond | 9121176 | 1 | Flapper Valve | 1996-01-01 |  | 1996-01-01 |  | Currently in Use | Gas (Historical Use) | 12000 | Composite | 1996-04-15 | Fiberglass Reinforced Plastic | Pressurized
SPRINT FOODS #9 | 3546 DEANS BRIDGE RD | HEPHZIBAH | Richmond | 9121176 | 2 | Flapper Valve | 1996-01-01 |  | 1996-01-01 |  | Currently in Use | Gas (Historical Use) | 12000 | Composite | 1996-04-15 | Fiberglass Reinforced Plastic | Pressurized
SPRINT FOODS #9 | 3546 DEANS BRIDGE RD | HEPHZIBAH | Richmond | 9121176 | 3 | Flapper Valve | 1996-01-01 |  | 1996-01-01 |  | Currently in Use | Gas (Historical Use) | 10000 | Composite | 1996-04-15 | Fiberglass Reinforced Plastic | Pressurized
SPRINT FOODS #9 | 3546 DEANS BRIDGE RD | HEPHZIBAH | Richmond | 9121176 | 4 | Flapper Valve | 1996-01-01 |  | 1996-01-01 |  | Currently in Use | Gas (Historical Use) | 1000 | Composite | 1996-04-15 | Fiberglass Reinforced Plastic | Safe Suction (Euro)
OLIVE ROAD WAREHOUSE | 1634 OLIVE ROAD | AUGUSTA | Richmond | 9121177 | 1 | [5 empty] | Closed in Ground | Gas (Historical Use) | 5000 | Not Marked/Unknown | 1996-08-08 | Not Marked
FORMER COCA COLA BUILDING | 102 FIFTH ST | AUGUSTA | Richmond | 9121179 | 1 | [5 empty] | Closed in Ground | Gas (Historical Use) | 10590 | Bare Steel | 1996-10-29 | Bare Steel | Safe Suction (Euro)
FORMER COCA COLA BUILDING | 102 FIFTH ST | AUGUSTA | Richmond | 9121179 | 2 | [5 empty] | Closed in Ground | Gas (Historical Use) | 10000 | Bare Steel | 1996-10-29 | Bare Steel | Safe Suction (Euro)
SERVICE AMERICA | 1817 MARVIN GRIFFIN ROAD | AUGUSTA | Richmond | 9121180 | 1 | [5 empty] | Removed from Ground | Gas (Historical Use) | 10000 | Not Marked/Unknown | 1990-01-01 | Not Marked
SERVICE AMERICA | 1817 MARVIN GRIFFIN ROAD | AUGUSTA | Richmond | 9121180 | 2 | [5 empty] | Removed from Ground | Diesel | 2000 | Not Marked/Unknown | 1990-02-01 | Not Marked
PAYTON ROAD PROPERTIES LLC | 3122 MIKE PADGETT HWY | AUGUSTA | Richmond | 9121183 | 1A | Flapper Valve | 1997-01-07 |  | 1997-01-07 |  | Removed from Ground | Diesel | 4000 | Composite | 1997-01-07 | Fiberglass Reinforced Plastic | Safe Suction (Euro)
PAYTON ROAD PROPERTIES LLC | 3122 MIKE PADGETT HWY | AUGUSTA | Richmond | 9121183 | 1B | Flapper Valve | 1997-01-07 |  | 1997-01-07 |  | Removed from Ground | Gas (Historical Use) | 8000 | Composite | 1997-01-07 | Fiberglass Reinforced Plastic | Safe Suction (Euro)
HABITAT FOR HUMANITY SITE | 1499 JORDAN ROAD | AUGUSTA | Richmond | 9121184 | 1 | [5 empty] | Installed | Gas (Historical Use) | 0 | Not Marked/Unknown |  | Not Marked
EAST CENTRAL REGIONAL HOSPITAL | 3405 MIKE PADGETT HWY | AUGUSTA | Richmond | 9121193 | 1 | Flapper Valve | 1995-08-07 | FALSE | 1995-08-07 | FALSE | Currently in Use | Diesel | 1500 | Composite | 1995-09-08 | Double-Walled Fiberglass | Suction (American)
AUGUSTA CORRECTIONAL & MEDICAL I | 3001 GORDON HWY MEDICAL BLDG | GROVETOWN | Richmond | 9121195 | 1 | [5 empty] | Removed from Ground | Diesel | 2500 | Marked Unknown | 1981-01-10 | Bare Steel
AUGUSTA CORRECTIONAL & MEDICAL I | 3001 GORDON HWY MEDICAL BLDG | GROVETOWN | Richmond | 9121195 | 2 | Flapper Valve | 1997-10-01 | FALSE | 1997-11-01 | FALSE | Currently in Use | Diesel | 10000 | Fiberglass | 1997-07-01 | Copper | Suction (American)
HOUGHTON ELEMENTARY SCHOOL | 333 GREENE STREET | AUGUSTA | Richmond | 9121196 | 1 | [5 empty] | Removed from Ground | Other | 10000 | Not Marked/Unknown | 1997-07-17 | Not Marked
OLD HAJOCA BUILDING | 1506 & 1508 GORDON HWY | AUGUSTA | Richmond | 9121199 | 1 | [5 empty] | Removed from Ground | Diesel | 1000 | Not Marked/Unknown | 1995-08-25 | Not Marked
A'S CONVENIENCE STORE | 1857 GORDON HWY | AUGUSTA | Richmond | 9121200 | 1 | Ball Float | 1997-12-01 | FALSE | 1997-12-01 | FALSE | Currently in Use | Regular | 10000 | Fiberglass | 1996-10-01 | Fiberglass Reinforced Plastic | Pressurized
A'S CONVENIENCE STORE | 1857 GORDON HWY | AUGUSTA | Richmond | 9121200 | 2 | Ball Float | 1997-12-01 | FALSE | 1997-12-01 | FALSE | Currently in Use | Premium | 10000 | Fiberglass | 1997-12-01 | Fiberglass Reinforced Plastic | Pressurized
SOUTHERN MACHINE & TOOL COMPANY | 1815 -15TH ST | AUGUSTA | Richmond | 9121201 | 1 | [5 empty] | Permanently Out of Use - historical purposes | Empty | 500 | Marked Unknown |  | Unknown
CIRCLE K #2723270 | 1494 JONES ST | AUGUSTA | Richmond | 9121203 | 1 | Ball Float | 1996-06-25 | FALSE | 1996-06-25 | FALSE | Removed from Ground | Gas (Historical Use) | 10000 | Composite | 1996-06-25 | Flex | Pressurized
CIRCLE K #2723270 | 1494 JONES ST | AUGUSTA | Richmond | 9121203 | 2 | Ball Float | 1996-06-25 | FALSE | 1996-06-25 | FALSE | Removed from Ground | Gas (Historical Use) | 10000 | Composite | 1996-06-25 | Flex | Pressurized
CIRCLE K #2723270 | 1494 JONES ST | AUGUSTA | Richmond | 9121203 | 3 | Ball Float | 1996-06-25 | FALSE | 1996-06-25 | FALSE | Removed from Ground | Gas (Historical Use) | 10000 | Composite | 1996-06-25 | Flex | Pressurized
FPL FOOD LLC | 1301 NEW SAVANNAH RD | AUGUSTA | Richmond | 9121204 | 1 | Flapper Valve | 1998-02-28 | FALSE | 1998-02-28 | FALSE | Currently in Use | Diesel | 10000 | Composite | 1998-02-28 | Fiberglass Reinforced Plastic | Safe Suction (Euro)
RUB H INN | 2704 GORDON HWY | AUGUSTA | Richmond | 9121205 | 1 | [5 empty] | Currently in Use | Other | 0 | Not Marked/Unknown |  | Not Marked
RECREATION MAY PARK | CORNER OF 4TH AND WATKINS | AUGUSTA | Richmond | 9121206 | 1 | [5 empty] | Removed from Ground | Other | 0 | Not Marked/Unknown | 1998-09-12 | Not Marked
CIRCLE K STORE #3181 | 2058 CENTRAL AVE | AUGUSTA | Richmond | 9121207 | 1 |  | 1998-05-05 |  | 1998-05-05 |  | Currently in Use | Gas (Historical Use) | 15000 | Composite | 1998-05-05 | Fiberglass Reinforced Plastic | Pressurized
CIRCLE K STORE #3181 | 2058 CENTRAL AVE | AUGUSTA | Richmond | 9121207 | 2 |  | 1998-05-05 |  | 1998-05-05 |  | Currently in Use | Gas (Historical Use) | 10000 | Composite | 1998-05-05 | Fiberglass Reinforced Plastic | Pressurized
DS WHISKEY ROAD LLC | 2902 PEACH ORCHARD RD | AUGUSTA | Richmond | 9121208 | 1 |  |  | TRUE |  | TRUE | Removed from Ground | Used Oil | 550 | Bare Steel | 1999-05-03 | Galvanized Steel
ORCHARD SQUARE SHOPPING CENTER | 3206 PEACH ORCHARD RD | AUGUSTA | Richmond | 9121209 | 1 |  |  | TRUE |  | TRUE | Removed from Ground | Used Oil | 1000 | Not Marked/Unknown | 1998-10-01 | Not Marked
BOSWELL SERVICE CENTER | 2064 BROAD STREET | AUGUSTA | Richmond | 9121210 | 5 | [5 empty] | Removed from Ground | Gas (Historical Use) | 560 | Not Marked/Unknown | 1998-10-23 | Not Marked
BOSWELL SERVICE CENTER | 2064 BROAD STREET | AUGUSTA | Richmond | 9121210 | 6 | [5 empty] | Removed from Ground | Gas (Historical Use) | 560 | Not Marked/Unknown | 1998-10-23 | Not Marked
BOSWELL SERVICE CENTER | 2064 BROAD STREET | AUGUSTA | Richmond | 9121210 | 7 | [5 empty] | Removed from Ground | Gas (Historical Use) | 560 | Not Marked/Unknown | 1998-10-23 | Not Marked
BOSWELL SERVICE CENTER | 2064 BROAD STREET | AUGUSTA | Richmond | 9121210 | 8 | [5 empty] | Removed from Ground | Gas (Historical Use) | 4000 | Not Marked/Unknown | 1998-10-23 | Not Marked
BOSWELL SERVICE CENTER | 2064 BROAD STREET | AUGUSTA | Richmond | 9121210 | 9 | [5 empty] | Removed from Ground | Gas (Historical Use) | 4000 | Not Marked/Unknown | 1998-10-23 | Not Marked
NORFOLK SOUTHERN CORPORATION | CLASS FACTORY AVE | AUGUSTA | Richmond | 9121211 | A | [5 empty] | Removed from Ground | Gas (Historical Use) | 500 | Bare Steel | 1955-01-01 | Bare Steel | Safe Suction (Euro)
CUMMINS SOUTH INC | 1255 NEW SAVANNAH RD | AUGUSTA | Richmond | 9121212 | 1 |  |  | TRUE |  | TRUE | Removed from Ground | Used Oil | 500 | Not Marked/Unknown | 1998-10-26 | Not Marked
CIRCLE K STORE #3170 | 2574 TOBACCO RD | HEPHZIBAH | Richmond | 9121215 | 1 | Flapper Valve | 1998-11-01 | FALSE | 1998-11-01 | FALSE | Currently in Use | Regular | 15000 | Composite | 1998-11-01 | Fiberglass Reinforced Plastic | Pressurized
CIRCLE K STORE #3170 | 2574 TOBACCO RD | HEPHZIBAH | Richmond | 9121215 | 2 | Flapper Valve | 1998-11-01 | FALSE | 1998-11-01 | FALSE | Currently in Use | Premium | 10000 | Composite | 1998-11-01 | Fiberglass Reinforced Plastic | Pressurized
CIRCLE K STORE #3170 | 2574 TOBACCO RD | HEPHZIBAH | Richmond | 9121215 | 3 | Flapper Valve | 1998-11-01 | FALSE | 1998-11-01 | FALSE | Currently in Use | Diesel | 10000 | Composite | 1998-11-01 | Fiberglass Reinforced Plastic | Pressurized
JOHN J HARLEY | 2840 DEANS BRIDGE RD | AUGUSTA | Richmond | 9121216 | 1 | [5 empty] | Removed from Ground | Gas (Historical Use) | 1000 | Bare Steel | 1999-08-23 | Galvanized Steel | Safe Suction (Euro)
JOHN J HARLEY | 2840 DEANS BRIDGE RD | AUGUSTA | Richmond | 9121216 | 2 | [5 empty] | Removed from Ground | Gas (Historical Use) | 1000 | Bare Steel | 1999-08-23 | Galvanized Steel | Safe Suction (Euro)
SAFFIER INC DBA JIFFY LUBE | 2028 WINDSOR SPRING RD | AUGUSTA | Richmond | 9121217 | 1 |  | 1988-08-01 |  | 1988-08-01 |  | Currently in Use | Other | 0 | Cathodically Protected Steel | 1988-08-01 | Fiberglass Reinforced Plastic | Suction (American)
SAFFIER INC DBA JIFFY LUBE | 2028 WINDSOR SPRING RD | AUGUSTA | Richmond | 9121217 | 2 |  | 1988-08-01 |  | 1988-08-01 |  | Currently in Use | Other | 0 | Cathodically Protected Steel | 1988-08-01 | Fiberglass Reinforced Plastic | Suction (American)
UNIVERSITY HOSPITAL | 1350 WALTON WAY | AUGUSTA | Richmond | 9121219 | 1 | [5 empty] | Removed from Ground | Diesel | 7500 | Bare Steel | 1977-05-01 | Galvanized Steel | Suction (American)
UNIVERSITY HOSPITAL | 1350 WALTON WAY | AUGUSTA | Richmond | 9121219 | 1B | Ball Float | 1999-04-01 |  | 1999-04-01 |  | Currently in Use | Diesel | 4000 | Fiberglass Double Walled | 1999-04-01 | Fiberglass Reinforced Plastic | Pressurized
UNIVERSITY HOSPITAL | 1350 WALTON WAY | AUGUSTA | Richmond | 9121219 | 2 | [5 empty] | Removed from Ground | Diesel | 1000 | Marked Unknown | 1999-09-01 | Unknown
UNIVERSITY HOSPITAL | 1350 WALTON WAY | AUGUSTA | Richmond | 9121219 | 3 | Ball Float | 1999-09-01 |  | 1999-09-01 |  | Currently in Use | Diesel | 1000 | Fiberglass Double Walled | 1999-09-01 | Fiberglass Reinforced Plastic | Pressurized
LAKE FOREST ELEMENTARY | 3140 LAKE FOREST DRIVE | AUGUSTA | Richmond | 9121220 | 1 | [5 empty] | Removed from Ground | Diesel | 500 | Bare Steel | 1999-03-09 | Bare Steel
ANDY FOOD MART | 1236 GORDON HWY | AUGUSTA | Richmond | 9121221 | 1 | Ball Float | 1999-06-01 | FALSE | 1999-06-01 | FALSE | Currently in Use | Regular | 12000 | Composite Double Walled | 1999-05-13 | Double-Walled Fiberglass | Pressurized
ANDY FOOD MART | 1236 GORDON HWY | AUGUSTA | Richmond | 9121221 | 2 | Ball Float | 1999-06-01 | FALSE | 1999-06-01 | FALSE | Currently in Use | Premium | 12000 | Composite Double Walled | 1999-05-13 | Double-Walled Fiberglass | Pressurized
ANDY FOOD MART | 1236 GORDON HWY | AUGUSTA | Richmond | 9121221 | 3 | Ball Float | 1999-06-01 | FALSE | 1999-06-01 | FALSE | Currently in Use | Diesel | 12000 | Composite Double Walled | 1999-05-13 | Double-Walled Fiberglass | Pressurized
WALTER SIMS PROPERTY | 2141 MARTIN LUTHER KING BLVD | AUGUSTA | Richmond | 9121222 | 1 | [5 empty] | Permanently Out of Use - historical purposes | Empty | 8000 | Bare Steel |  | Bare Steel | Suction (American)
WALTER SIMS PROPERTY | 2141 MARTIN LUTHER KING BLVD | AUGUSTA | Richmond | 9121222 | 2 | [5 empty] | Permanently Out of Use - historical purposes | Empty | 8000 | Bare Steel |  | Bare Steel | Suction (American)
PILOT TRAVEL CENTER #144 | 2975 GUN CLUB RD | AUGUSTA | Richmond | 9121223 | 1 | Ball Float | 1999-11-16 | FALSE | 1999-11-16 | FALSE | Currently in Use | Diesel | 20000 | Fiberglass Double Walled | 1999-11-16 | Double-Walled Fiberglass | Pressurized
PILOT TRAVEL CENTER #144 | 2975 GUN CLUB RD | AUGUSTA | Richmond | 9121223 | 2 | Ball Float | 1999-11-16 | FALSE | 1999-11-16 | FALSE | Currently in Use | Diesel | 20000 | Fiberglass Double Walled | 1999-11-16 | Double-Walled Fiberglass | Pressurized
PILOT TRAVEL CENTER #144 | 2975 GUN CLUB RD | AUGUSTA | Richmond | 9121223 | 3 | Ball Float | 1999-11-16 | FALSE | 1999-11-16 | FALSE | Currently in Use | Regular | 15000 | Fiberglass Double Walled | 1999-11-16 | Double-Walled Fiberglass | Pressurized
PILOT TRAVEL CENTER #144 | 2975 GUN CLUB RD | AUGUSTA | Richmond | 9121223 | 4 | Ball Float | 1999-11-16 | FALSE | 1999-11-16 | FALSE | Currently in Use | Premium | 12000 | Fiberglass Double Walled | 1999-11-16 | Double-Walled Fiberglass | Pressurized
RUGBY BUILDING PRODUCTS INC | 1411 MARVIN GRIFFIN RD | AUGUSTA | Richmond | 9121224 | 1 | [5 empty] | Removed from Ground | Gas (Historical Use) | 2000 | Not Marked/Unknown | 1990-01-01 | Not Marked
RUGBY BUILDING PRODUCTS INC | 1411 MARVIN GRIFFIN RD | AUGUSTA | Richmond | 9121224 | 2 | [5 empty] | Removed from Ground | Diesel | 2000 | Not Marked/Unknown | 1990-01-01 | Not Marked
IN-N-OUT | 2749 BARTON CHAPEL RD | AUGUSTA | Richmond | 9121225 | 1 | Ball Float | 1997-04-10 |  | 1997-04-10 |  | Currently in Use | Gas (Historical Use) | 12000 | Composite | 1997-04-10 | Fiberglass Reinforced Plastic | Pressurized
IN-N-OUT | 2749 BARTON CHAPEL RD | AUGUSTA | Richmond | 9121225 | 2 | Ball Float | 1997-04-10 |  | 1997-04-10 |  | Currently in Use | Gas (Historical Use) | 6000 | Composite | 1997-04-10 | Fiberglass Reinforced Plastic | Pressurized
IN-N-OUT | 2749 BARTON CHAPEL RD | AUGUSTA | Richmond | 9121225 | 3 | Ball Float | 1997-04-10 |  | 1997-04-10 |  | Currently in Use | Diesel | 2000 | Composite | 1997-04-10 | Fiberglass Reinforced Plastic | Pressurized
PINE HILL FOOD STORE | 1680 BROWN RD | HEPHZIBAH | Richmond | 9121226 | 1 |  | 1997-07-17 |  | 1997-07-01 |  | Currently in Use | Gas (Historical Use) | 0 | Composite | 1997-07-01 | Fiberglass Reinforced Plastic | Pressurized
PINE HILL FOOD STORE | 1680 BROWN RD | HEPHZIBAH | Richmond | 9121226 | 2 |  | 1997-07-17 |  | 1997-07-01 |  | Currently in Use | Gas (Historical Use) | 0 | Composite | 1997-07-01 | Fiberglass Reinforced Plastic | Pressurized
PINE HILL FOOD STORE | 1680 BROWN RD | HEPHZIBAH | Richmond | 9121226 | 3A |  | 1997-07-17 |  | 1997-07-01 |  | Currently in Use | Diesel | 0 | Composite | 1997-07-01 | Fiberglass Reinforced Plastic | Pressurized
PINE HILL FOOD STORE | 1680 BROWN RD | HEPHZIBAH | Richmond | 9121226 | 3B |  | 1997-07-17 |  | 1997-07-01 |  | Currently in Use | Kerosene | 0 | Composite | 1997-07-01 | Fiberglass Reinforced Plastic | Pressurized
FORMER CIRCLE K #5591 | 332 MIKE PADGETT HWY | AUGUSTA | Richmond | 9121227 | 1 |  | 1988-02-01 |  | 1988-02-01 |  | Removed from Ground | Gas (Historical Use) | 10152 | Epoxy | 1988-02-01 | Fiberglass Reinforced Plastic | Pressurized
FORMER CIRCLE K #5591 | 332 MIKE PADGETT HWY | AUGUSTA | Richmond | 9121227 | 2 |  | 1988-02-01 |  | 1988-02-01 |  | Removed from Ground | Gas (Historical Use) | 10152 | Epoxy | 1988-02-01 | Fiberglass Reinforced Plastic | Pressurized
FORMER CIRCLE K #5591 | 332 MIKE PADGETT HWY | AUGUSTA | Richmond | 9121227 | 3 |  | 1988-02-01 |  | 1988-02-01 |  | Removed from Ground | Gas (Historical Use) | 10152 | Epoxy | 1988-02-01 | Fiberglass Reinforced Plastic | Pressurized
FORMER CIRCLE K #5591 | 332 MIKE PADGETT HWY | AUGUSTA | Richmond | 9121227 | 4 |  | 1988-02-01 |  | 1988-02-01 |  | Removed from Ground | Diesel | 12032 | Epoxy | 1988-02-01 | Fiberglass Reinforced Plastic | Pressurized
FORMER CIRCLE K #5591 | 332 MIKE PADGETT HWY | AUGUSTA | Richmond | 9121227 | 5 |  | 1988-02-01 |  | 1988-02-01 |  | Removed from Ground | Kerosene | 10152 | Epoxy | 1988-02-01 | Fiberglass Reinforced Plastic | Pressurized
PICK N PAY | 3020 TOBACCO ROAD | HEPHZIBAH | Richmond | 9121228 | 1 | Ball Float | 2000-04-11 |  | 2000-04-11 |  | Currently in Use | Gas (Historical Use) | 12000 | Fiberglass | 2000-03-29 | Double-Walled Flex | Pressurized
PICK N PAY | 3020 TOBACCO ROAD | HEPHZIBAH | Richmond | 9121228 | 2 | Ball Float | 2000-04-11 |  | 2000-04-11 |  | Currently in Use | Gas (Historical Use) | 10000 | Fiberglass | 2000-03-29 | Double-Walled Flex | Pressurized
UNIVERSITY HOSPITAL | 901 R A DENT BOULEVARD | AUGUSTA | Richmond | 9121229 | 1 | [5 empty] | Removed from Ground | Diesel | 10000 | Bare Steel | 1988-01-01 | Galvanized Steel | Suction (American)
SANDYS 4X4 | 628 THIRTEENTH ST | AUGUSTA | Richmond | 9121230 | 1 | [5 empty] | Removed from Ground | Gas (Historical Use) | 0 | Not Marked/Unknown |  | Not Marked
SANDYS 4X4 | 628 THIRTEENTH ST | AUGUSTA | Richmond | 9121230 | A | [5 empty] | Removed from Ground | Other | 12000 | Marked Unknown | 2001-12-01 | Unknown
SANDYS 4X4 | 628 THIRTEENTH ST | AUGUSTA | Richmond | 9121230 | B | [5 empty] | Removed from Ground | Other | 12000 | Marked Unknown | 2001-12-01 | Unknown
SANDYS 4X4 | 628 THIRTEENTH ST | AUGUSTA | Richmond | 9121230 | C | [5 empty] | Removed from Ground | Other | 12000 | Marked Unknown | 2001-12-01 | Unknown
AM/PM TRAVEL CENTER | 4706 DEANS BRIDGE ROAD | BLYTHE | Richmond | 9121232 | 1 | Flapper Valve | 2000-12-01 | FALSE | 2000-12-01 | FALSE | Currently in Use | Gas (Historical Use) | 12000 | Composite | 2000-11-01 | Fiberglass Reinforced Plastic | Pressurized
AM/PM TRAVEL CENTER | 4706 DEANS BRIDGE ROAD | BLYTHE | Richmond | 9121232 | 2 | Flapper Valve | 2000-12-01 | FALSE | 2000-12-01 | FALSE | Currently in Use | Gas (Historical Use) | 12000 | Composite | 2000-11-01 | Fiberglass Reinforced Plastic | Pressurized
AM/PM TRAVEL CENTER | 4706 DEANS BRIDGE ROAD | BLYTHE | Richmond | 9121232 | 3 | Flapper Valve | 2000-12-01 | FALSE | 2000-12-01 | FALSE | Currently in Use | Diesel | 12000 | Composite | 2000-11-01 | Fiberglass Reinforced Plastic | Pressurized
AM/PM TRAVEL CENTER | 4706 DEANS BRIDGE ROAD | BLYTHE | Richmond | 9121232 | 4 | Ball Float | 2014-11-10 | FALSE | 2014-10-01 | FALSE | Currently in Use | Gas (Historical Use) | 6000 | Composite Double Walled | 2014-10-01 | Fiberglass Reinforced Plastic | Pressurized
HOP N GO INC | 3755 WHEELER RD | AUGUSTA | Richmond | 9121233 | 1A | Ball Float | 2001-04-23 |  | 2001-04-23 |  | Currently in Use | Gas (Historical Use) | 10000 | Composite | 2001-04-18 | Fiberglass Reinforced Plastic | Pressurized
HOP N GO INC | 3755 WHEELER RD | AUGUSTA | Richmond | 9121233 | 1B | Ball Float | 2001-04-23 |  | 2001-04-23 |  | Currently in Use | Diesel | 5000 | Composite | 2001-04-18 | Fiberglass Reinforced Plastic | Pressurized
HOP N GO INC | 3755 WHEELER RD | AUGUSTA | Richmond | 9121233 | 2 | Ball Float | 2001-04-23 |  | 2001-04-23 |  | Currently in Use | Gas (Historical Use) | 15000 | Composite | 2001-04-18 | Fiberglass Reinforced Plastic | Pressurized
CIRCLE K 2723737 | 3539 WHEELER RD | AUGUSTA | Richmond | 9121234 | 1 | Flapper Valve | 2001-08-16 |  | 2001-08-16 |  | Currently in Use | Gas (Historical Use) | 12000 | Fiberglass Double Walled | 2001-08-16 | Double-Walled Flex | Pressurized
CIRCLE K 2723737 | 3539 WHEELER RD | AUGUSTA | Richmond | 9121234 | 2 | Flapper Valve | 2001-08-16 |  | 2001-08-16 |  | Currently in Use | Gas (Historical Use) | 12000 | Fiberglass Double Walled | 2001-08-16 | Double-Walled Flex | Pressurized
FORMER GENERAL TIRE STORE | 1165 BROAD ST | AUGUSTA | Richmond | 9121235 | 1 | [5 empty] | Removed from Ground | Gas (Historical Use) | 550 | Bare Steel | 1991-07-01 | Bare Steel | Safe Suction (Euro)
FORMER GENERAL TIRE STORE | 1165 BROAD ST | AUGUSTA | Richmond | 9121235 | 2 | [5 empty] | Removed from Ground | Gas (Historical Use) | 550 | Bare Steel | 1991-07-01 | Bare Steel | Safe Suction (Euro)
FORMER GENERAL TIRE STORE | 1165 BROAD ST | AUGUSTA | Richmond | 9121235 | 3 | [5 empty] | Removed from Ground | Gas (Historical Use) | 550 | Bare Steel | 1991-07-01 | Bare Steel | Safe Suction (Euro)
FORMER GENERAL TIRE STORE | 1165 BROAD ST | AUGUSTA | Richmond | 9121235 | 4 | [5 empty] | Removed from Ground | Gas (Historical Use) | 550 | Bare Steel | 1991-07-01 | Bare Steel | Safe Suction (Euro)
FORMER GENERAL TIRE STORE | 1165 BROAD ST | AUGUSTA | Richmond | 9121235 | 5 | [5 empty] | Removed from Ground | Kerosene | 550 | Bare Steel | 1991-07-01 | Bare Steel | Safe Suction (Euro)
FORMER GENERAL TIRE STORE | 1165 BROAD ST | AUGUSTA | Richmond | 9121235 | 6 | [5 empty] | Removed from Ground | Used Oil | 550 | Bare Steel | 1991-07-01 | Bare Steel | Gravity Fed
SPRINT FOOD STORES #732 | 3771 PEACH ORCHARD RD | AUGUSTA | Richmond | 9121236 | 1 | Flapper Valve | 2001-11-05 |  | 2001-11-05 |  | Currently in Use | Gas (Historical Use) | 12000 | Composite | 2001-11-05 | Fiberglass Reinforced Plastic | Pressurized
SPRINT FOOD STORES #732 | 3771 PEACH ORCHARD RD | AUGUSTA | Richmond | 9121236 | 2 | Flapper Valve | 2001-11-05 |  | 2001-11-05 |  | Currently in Use | Gas (Historical Use) | 12000 | Composite | 2001-11-05 | Fiberglass Reinforced Plastic | Pressurized
SPRINT FOOD STORES #732 | 3771 PEACH ORCHARD RD | AUGUSTA | Richmond | 9121236 | 3 | Flapper Valve | 2001-11-05 |  | 2001-11-05 |  | Currently in Use | Diesel | 8000 | Composite | 2001-11-05 | Fiberglass Reinforced Plastic | Pressurized
SPRINT FOOD STORES #732 | 3771 PEACH ORCHARD RD | AUGUSTA | Richmond | 9121236 | 4 | Flapper Valve | 2001-11-05 |  | 2001-11-05 |  | Currently in Use | Diesel | 2000 | Composite | 2001-11-05 | Fiberglass Reinforced Plastic | Pressurized
CUMBEE'S GROCERY | 4628 MIKE PADGETT HWY | AUGUSTA | Richmond | 9121237 | 1A | Flapper Valve | 2001-10-30 | FALSE | 2001-10-30 | FALSE | Temporarily out of use | Gas (Historical Use) | 8000 | Composite | 2001-10-30 | Fiberglass Reinforced Plastic | Safe Suction (Euro)
CUMBEE'S GROCERY | 4628 MIKE PADGETT HWY | AUGUSTA | Richmond | 9121237 | 1B | Flapper Valve | 2001-10-30 | FALSE | 2001-10-30 | FALSE | Temporarily out of use | Gas (Historical Use) | 4000 | Composite | 2001-10-30 | Fiberglass Reinforced Plastic | Safe Suction (Euro)
POMERANCE PARCEL | 1709 -1759 BROAD ST | AUGUSTA | Richmond | 9121238 | 1 | [5 empty] | Removed from Ground | Gas (Historical Use) | 0 | Not Marked/Unknown | 1984-01-01 | Not Marked
WHEELER ROAD BP | 3745 WHEELER RD | AUGUSTA | Richmond | 9121239 | 1 | Ball Float | 2000-12-18 |  | 2001-12-20 |  | Currently in Use | Gas (Historical Use) | 15000 | Epoxy | 2000-11-09 | Double-Walled Flex | Pressurized
WHEELER ROAD BP | 3745 WHEELER RD | AUGUSTA | Richmond | 9121239 | 2 | Ball Float | 2000-12-18 |  | 2001-12-20 |  | Currently in Use | Diesel | 4000 | Epoxy | 2000-11-09 | Double-Walled Flex | Pressurized
WHEELER ROAD BP | 3745 WHEELER RD | AUGUSTA | Richmond | 9121239 | 3 | Ball Float | 2000-12-18 |  | 2001-12-20 |  | Currently in Use | Gas (Historical Use) | 12000 | Epoxy | 2000-11-09 | Double-Walled Flex | Pressurized
COCO FUEL POINT | 61300 105TH AVE | FORT GORDON | Richmond | 9121240 | 1 | Ball Float | 2002-03-02 | FALSE | 2002-03-02 | FALSE | Currently in Use | Diesel | 10000 | Fiberglass Double Walled | 2002-03-05 | Double-Walled Flex | Pressurized
COCO FUEL POINT | 61300 105TH AVE | FORT GORDON | Richmond | 9121240 | 2 | Ball Float | 2002-03-02 | FALSE | 2002-03-02 | FALSE | Currently in Use | Diesel | 10000 | Fiberglass Double Walled | 2002-03-05 | Double-Walled Flex | Pressurized
COCO FUEL POINT | 61300 105TH AVE | FORT GORDON | Richmond | 9121240 | 3 | Ball Float | 2002-03-02 | FALSE | 2002-03-02 | FALSE | Currently in Use | Regular | 10000 | Fiberglass Double Walled | 2002-03-05 | Double-Walled Flex | Pressurized
COCO FUEL POINT | 61300 105TH AVE | FORT GORDON | Richmond | 9121240 | 4 | Ball Float | 2002-03-02 | FALSE | 2002-03-02 | FALSE | Currently in Use | Regular | 10000 | Fiberglass Double Walled | 2002-03-05 | Double-Walled Flex | Pressurized
COCO FUEL POINT | 61300 105TH AVE | FORT GORDON | Richmond | 9121240 | 5 | Ball Float | 2005-03-11 | FALSE | 2005-03-11 | FALSE | Currently in Use | Jet fuel | 20000 | Fiberglass Double Walled | 2005-03-11 | Double-Walled Flex | Pressurized
SPRINT FOODS #12 | 2480 CROSSCREEK ROAD | AUGUSTA | Richmond | 9081028 | 1 |  | 2000-04-12 | FALSE | 2000-04-12 | FALSE | Currently in Use | Gas (Historical Use) | 12000 | Fiberglass | 2000-04-12 | Fiberglass Reinforced Plastic | Pressurized
SPRINT FOODS #12 | 2480 CROSSCREEK ROAD | AUGUSTA | Richmond | 9081028 | 2 |  | 2000-04-12 | FALSE | 2000-04-12 | FALSE | Currently in Use | Gas (Historical Use) | 12000 | Fiberglass | 2000-04-12 | Fiberglass Reinforced Plastic | Pressurized
SPRINT FOODS #12 | 2480 CROSSCREEK ROAD | AUGUSTA | Richmond | 9081028 | 3 |  | 2000-04-12 | FALSE | 2000-04-12 | FALSE | Currently in Use | Gas (Historical Use) | 12000 | Fiberglass | 2000-04-12 | Fiberglass Reinforced Plastic | Pressurized
SPRINT FOODS #12 | 2480 CROSSCREEK ROAD | AUGUSTA | Richmond | 9081028 | 4A |  | 2000-04-12 | FALSE | 2000-04-12 | FALSE | Currently in Use | Diesel | 6000 | Fiberglass | 2000-04-12 | Fiberglass Reinforced Plastic | Pressurized
SPRINT FOODS #12 | 2480 CROSSCREEK ROAD | AUGUSTA | Richmond | 9081028 | 4B |  | 2000-04-12 | FALSE | 2000-04-12 | FALSE | Currently in Use | Diesel | 6000 | Fiberglass | 2000-04-12 | Fiberglass Reinforced Plastic | Pressurized
CIRCLE K #2705373 | 261 FURYS FERRY RD | MARTINEZ | Richmond | 9036021 | 1 |  | 1993-04-06 | FALSE | 1993-04-06 | FALSE | Currently in Use | Gas (Historical Use) | 12000 | Composite | 1993-04-06 | Fiberglass Reinforced Plastic | Pressurized
CIRCLE K #2705373 | 261 FURYS FERRY RD | MARTINEZ | Richmond | 9036021 | 2 |  | 1993-04-06 | FALSE | 1993-04-06 | FALSE | Currently in Use | Gas (Historical Use) | 12000 | Composite | 1993-04-06 | Fiberglass Reinforced Plastic | Pressurized
CIRCLE K #2705373 | 261 FURYS FERRY RD | MARTINEZ | Richmond | 9036021 | 3 |  | 1993-04-06 | FALSE | 1993-04-06 | FALSE | Currently in Use | Gas (Historical Use) | 12000 | Composite | 1993-04-06 | Fiberglass Reinforced Plastic | Pressurized
CIRCLE K #2705373 | 261 FURYS FERRY RD | MARTINEZ | Richmond | 9036021 | 4 |  | 1993-04-06 | FALSE | 1993-04-06 | FALSE | Currently in Use | Diesel | 10000 | Composite | 1993-04-06 | Fiberglass Reinforced Plastic | Pressurized
CIRCLE K #2705373 | 261 FURYS FERRY RD | MARTINEZ | Richmond | 9036021 | 5 |  | 1993-04-06 | FALSE | 1993-04-06 | FALSE | Currently in Use |  | 10152 | Galvanic (STIP-3) | 1993-07-15 | Fiberglass Reinforced Plastic | Pressurized
JOHNSON MOTOR CO OF GA | 1122 WALTON WAY | AUGUSTA | Richmond | 9000630 | 1 | [5 empty] | Removed from Ground | Gas (Historical Use) | 10000 | Fiberglass | 1966-04-26 | Galvanized Steel | Suction (American)
JOHNSON MOTOR CO OF GA | 1122 WALTON WAY | AUGUSTA | Richmond | 9000630 | 2 |  |  | TRUE |  | TRUE | Removed from Ground | Used Oil | 500 | Bare Steel | 1966-04-26 | Galvanized Steel
JOHNSON MOTOR CO OF GA | 1122 WALTON WAY | AUGUSTA | Richmond | 9000630 | 3 | Flapper Valve | 1987-01-01 | FALSE | 1987-01-01 | FALSE | Currently in Use | Regular | 10000 | Galvanic (STIP-3) | 1987-01-01 | Fiberglass Reinforced Plastic | Safe Suction (Euro)
FORMER FINA #134-6790-709 | 2106 PEACH ORCHARD RD | AUGUSTA | Richmond | 9000601 | 1 | [5 empty] | Removed from Ground | Gas (Historical Use) | 3000 | Bare Steel | 1956-04-30 | Galvanized Steel
FORMER FINA #134-6790-709 | 2106 PEACH ORCHARD RD | AUGUSTA | Richmond | 9000601 | 10 |  |  | TRUE |  | TRUE | Removed from Ground | Used Oil | 600 | Bare Steel | 1959-04-30 | Galvanized Steel
FORMER FINA #134-6790-709 | 2106 PEACH ORCHARD RD | AUGUSTA | Richmond | 9000601 | 11 |  |  | TRUE |  | TRUE | Removed from Ground | Used Oil | 600 | Bare Steel | 1959-04-30 | Galvanized Steel
FORMER FINA #134-6790-709 | 2106 PEACH ORCHARD RD | AUGUSTA | Richmond | 9000601 | 2 | [5 empty] | Removed from Ground | Gas (Historical Use) | 3000 | Bare Steel | 1956-04-30 | Galvanized Steel
FORMER FINA #134-6790-709 | 2106 PEACH ORCHARD RD | AUGUSTA | Richmond | 9000601 | 3 | [5 empty] | Removed from Ground | Gas (Historical Use) | 3000 | Bare Steel | 1956-04-30 | Galvanized Steel
FORMER FINA #134-6790-709 | 2106 PEACH ORCHARD RD | AUGUSTA | Richmond | 9000601 | 4 | [5 empty] | Removed from Ground | Gas (Historical Use) | 3000 | Bare Steel | 1956-04-30 | Galvanized Steel
FORMER FINA #134-6790-709 | 2106 PEACH ORCHARD RD | AUGUSTA | Richmond | 9000601 | 5 | [5 empty] | Removed from Ground | Diesel | 10000 | Bare Steel | 1980-04-24 | Galvanized Steel
FORMER FINA #134-6790-709 | 2106 PEACH ORCHARD RD | AUGUSTA | Richmond | 9000601 | 6 | [5 empty] | Removed from Ground | Diesel | 10000 | Bare Steel | 1980-04-24 | Galvanized Steel
FORMER FINA #134-6790-709 | 2106 PEACH ORCHARD RD | AUGUSTA | Richmond | 9000601 | 7 | [5 empty] | Removed from Ground | Gas (Historical Use) | 3000 | Bare Steel | 1970-04-27 | Galvanized Steel
FORMER FINA #134-6790-709 | 2106 PEACH ORCHARD RD | AUGUSTA | Richmond | 9000601 | 8 |  |  | TRUE |  | TRUE | Removed from Ground | Used Oil | 600 | Bare Steel | 1959-04-30 | Galvanized Steel
FORMER FINA #134-6790-709 | 2106 PEACH ORCHARD RD | AUGUSTA | Richmond | 9000601 | 9 |  |  | TRUE |  | TRUE | Removed from Ground | Used Oil | 600 | Bare Steel | 1959-04-30 | Galvanized Steel
GLOBAL VAN LINES/ACME MOV & STG | 1615 NIXON RD | AUGUSTA | Richmond | 9000584 | 1 | [5 empty] | Removed from Ground | Gas (Historical Use) | 1000 | Bare Steel | 1972-01-21 | Galvanized Steel
GLOBAL VAN LINES/ACME MOV & STG | 1615 NIXON RD | AUGUSTA | Richmond | 9000584 | 2 | [5 empty] | Removed from Ground | Gas (Historical Use) | 3000 | Bare Steel | 1974-01-20 | Galvanized Steel
GLOBAL VAN LINES/ACME MOV & STG | 1615 NIXON RD | AUGUSTA | Richmond | 9000584 | 3 | [5 empty] | Removed from Ground | Diesel | 6000 | Bare Steel | 1976-01-20 | Galvanized Steel
SEARS PROPERTY | 1499 WALTON WAY | AUGUSTA | Richmond | 9000585 | 1 |  |  | TRUE |  | TRUE | Removed from Ground | Used Oil | 0 | Bare Steel | 1961-03-09 | Bare Steel
RICHMOND CO SCHOOLS MAINT FAC | 1570 ESSIE MCINTYRE AVE | AUGUSTA | Richmond | 9000645 | 1 | [5 empty] | Removed from Ground | Gas (Historical Use) | 6000 | Bare Steel | 1966-01-12 | Galvanized Steel
RICHMOND CO SCHOOLS MAINT FAC | 1570 ESSIE MCINTYRE AVE | AUGUSTA | Richmond | 9000645 | 2 | [5 empty] | Removed from Ground | Gas (Historical Use) | 3000 | Bare Steel | 1966-01-12 | Galvanized Steel
RICHMOND CO SCHOOLS MAINT FAC | 1570 ESSIE MCINTYRE AVE | AUGUSTA | Richmond | 9000645 | 3 |  |  | FALSE |  | FALSE | Permanently Out of Use - historical purposes | Diesel | 10000 |  | 2003-08-26 | Unknown
CHAMA ENTERPRISES DBA C MART | 3403 MIKE PADGETT HWY | AUGUSTA | Richmond | 9000439 | 1 | Flapper Valve | 1998-01-01 |  | 1998-01-01 |  | Currently in Use | Gas (Historical Use) | 10000 | Galvanic (STIP-3) | 1987-03-01 | Fiberglass Reinforced Plastic | Pressurized
CHAMA ENTERPRISES DBA C MART | 3403 MIKE PADGETT HWY | AUGUSTA | Richmond | 9000439 | 2 | Ball Float | 1998-01-01 |  | 1998-01-01 |  | Currently in Use | Gas (Historical Use) | 10000 | Galvanic (STIP-3) | 1987-03-01 | Fiberglass Reinforced Plastic | Pressurized
CHAMA ENTERPRISES DBA C MART | 3403 MIKE PADGETT HWY | AUGUSTA | Richmond | 9000439 | 3 | Flapper Valve | 1998-01-01 |  | 1998-01-01 |  | Currently in Use | Gas (Historical Use) | 10000 | Galvanic (STIP-3) | 1987-03-01 | Fiberglass Reinforced Plastic | Pressurized
CHAMA ENTERPRISES DBA C MART | 3403 MIKE PADGETT HWY | AUGUSTA | Richmond | 9000439 | 4 | Flapper Valve | 1998-01-01 |  | 1998-01-01 |  | Currently in Use | Diesel | 20000 | Galvanic (STIP-3) | 1987-03-01 | Fiberglass Reinforced Plastic | Pressurized
CHAMA ENTERPRISES DBA C MART | 3403 MIKE PADGETT HWY | AUGUSTA | Richmond | 9000439 | 5 | Flapper Valve | 1998-01-01 |  | 1998-01-01 |  | Currently in Use | Diesel | 4000 | Galvanic (STIP-3) | 1987-03-01 | Fiberglass Reinforced Plastic | Pressurized
ST SERVICES | 209 SANDBAR FERRY RD | AUGUSTA | Richmond | 9000440 | 1 | [5 empty] | Removed from Ground | Other | 2000 | Bare Steel | 1965-01-01 | Not Marked
ST SERVICES | 209 SANDBAR FERRY RD | AUGUSTA | Richmond | 9000440 | 2 | [5 empty] | Removed from Ground | Other | 2000 | Fiberglass | 1981-01-01 | Not Marked
ST SERVICES | 209 SANDBAR FERRY RD | AUGUSTA | Richmond | 9000440 | 3 | [5 empty] | Removed from Ground | Other | 2000 | Fiberglass | 1981-01-01 | Not Marked
ST SERVICES | 209 SANDBAR FERRY RD | AUGUSTA | Richmond | 9000440 | 4 | [5 empty] | Removed from Ground | Other | 2000 | Fiberglass | 1981-01-01 | Not Marked
ST SERVICES | 209 SANDBAR FERRY RD | AUGUSTA | Richmond | 9000440 | 5 | [5 empty] | Closed in Ground | Gas (Historical Use) | 2000 | Not Marked/Unknown | 1998-12-07 | Not Marked
ST SERVICES | 209 SANDBAR FERRY RD | AUGUSTA | Richmond | 9000440 | 6 | [5 empty] | Removed from Ground | Other | 10000 | Fiberglass | 1981-01-01 | Not Marked | Pressurized
WASTE MANAGEMENT OF AUGUSTA AIKE | 208 PREP PHILLIPS DR | AUGUSTA | Richmond | 9000359 | 1 | [5 empty] | Removed from Ground | Gas (Historical Use) | 1000 | Bare Steel |  | Galvanized Steel
WASTE MANAGEMENT OF AUGUSTA AIKE | 208 PREP PHILLIPS DR | AUGUSTA | Richmond | 9000359 | 2 | [5 empty] | Removed from Ground | Gas (Historical Use) | 1800 | Bare Steel |  | Galvanized Steel
WASTE MANAGEMENT OF AUGUSTA AIKE | 208 PREP PHILLIPS DR | AUGUSTA | Richmond | 9000359 | 3 | Flapper Valve | 1989-11-01 | FALSE | 1989-11-01 | FALSE | Currently in Use | Diesel | 10000 | Fiberglass | 1989-01-01 | Fiberglass Reinforced Plastic | Safe Suction (Euro)
GA POWER/AUGUSTA OPERATING HQ | 2103 NORTH LEG RD | AUGUSTA | Richmond | 9000386 | 1 | Flapper Valve | 1990-01-01 | FALSE | 1990-01-01 | FALSE | Currently in Use | Regular | 10000 | Composite | 1990-01-01 | Double-Walled Fiberglass | Pressurized
GA POWER/AUGUSTA OPERATING HQ | 2103 NORTH LEG RD | AUGUSTA | Richmond | 9000386 | 2 | Flapper Valve | 1990-01-01 | FALSE | 1990-01-01 | FALSE | Closed in Ground |  | 10000 | Composite | 2007-08-29 | Fiberglass Reinforced Plastic | Pressurized
GA POWER/AUGUSTA OPERATING HQ | 2103 NORTH LEG RD | AUGUSTA | Richmond | 9000386 | 3 | Flapper Valve | 1990-01-01 | FALSE | 1990-01-01 | FALSE | Currently in Use | Diesel | 10000 | Composite | 1990-01-01 | Double-Walled Fiberglass | Pressurized
GA POWER/AUGUSTA OPERATING HQ | 2103 NORTH LEG RD | AUGUSTA | Richmond | 9000386 | 30D1 | [5 empty] | Removed from Ground | Diesel | 10000 | Bare Steel | 1976-05-09 | Bare Steel
GA POWER/AUGUSTA OPERATING HQ | 2103 NORTH LEG RD | AUGUSTA | Richmond | 9000386 | 30G1 | [5 empty] | Removed from Ground | Gas (Historical Use) | 6000 | Bare Steel | 1966-05-12 | Bare Steel
GA POWER/AUGUSTA OPERATING HQ | 2103 NORTH LEG RD | AUGUSTA | Richmond | 9000386 | 30G2 | [5 empty] | Removed from Ground | Gas (Historical Use) | 6000 | Bare Steel | 1966-05-12 | Bare Steel
GA POWER/AUGUSTA OPERATING HQ | 2103 NORTH LEG RD | AUGUSTA | Richmond | 9000386 | 30G3 | [5 empty] | Removed from Ground | Gas (Historical Use) | 10000 | Bare Steel | 1976-05-09 | Bare Steel
GA POWER/AUGUSTA OPERATING HQ | 2103 NORTH LEG RD | AUGUSTA | Richmond | 9000386 | 30G4 | [5 empty] | Removed from Ground | Gas (Historical Use) | 10000 | Bare Steel | 1981-05-08 | Bare Steel
GA POWER/AUGUSTA OPERATING HQ | 2103 NORTH LEG RD | AUGUSTA | Richmond | 9000386 | 30W1 |  |  | TRUE |  | TRUE | Removed from Ground | Used Oil | 500 | Bare Steel | 1966-05-12 | Bare Steel
RYDER TRUCK RENTAL INC | 315 HALE ST | AUGUSTA | Richmond | 9000414 | 1 | [5 empty] | Removed from Ground | Diesel | 25000 | Not Marked/Unknown | 1986-01-01 | Galvanized Steel
RYDER TRUCK RENTAL INC | 315 HALE ST | AUGUSTA | Richmond | 9000414 | 2 | [5 empty] | Removed from Ground | Gas (Historical Use) | 8000 | Bare Steel | 1961-01-01 | Unknown
RYDER TRUCK RENTAL INC | 315 HALE ST | AUGUSTA | Richmond | 9000414 | 3AST | [5 empty] | Removed from Ground | Diesel | 2000 | Bare Steel | 1979-01-01 | Galvanized Steel
RYDER TRUCK RENTAL INC | 315 HALE ST | AUGUSTA | Richmond | 9000414 | 4 |  |  | TRUE |  | TRUE | Removed from Ground | Used Oil | 500 | Marked Unknown | 1961-01-01 | Unknown
PROSPERITY 414 | 1801 WALTON WAY | AUGUSTA | Richmond | 9000120 | 1 | [5 empty] | Removed from Ground | Other | 6000 | Bare Steel | 1969-04-15 | Galvanized Steel
PROSPERITY 414 | 1801 WALTON WAY | AUGUSTA | Richmond | 9000120 | 2 | [5 empty] | Removed from Ground | Other | 6000 | Bare Steel | 1969-04-15 | Galvanized Steel
PROSPERITY 414 | 1801 WALTON WAY | AUGUSTA | Richmond | 9000120 | 3 | [5 empty] | Removed from Ground | Other | 6000 | Bare Steel | 1969-04-15 | Galvanized Steel
PROSPERITY 414 | 1801 WALTON WAY | AUGUSTA | Richmond | 9000120 | 4 | [5 empty] | Removed from Ground | Other | 6000 | Bare Steel | 1969-04-15 | Galvanized Steel
PROSPERITY 414 | 1801 WALTON WAY | AUGUSTA | Richmond | 9000120 | 5 |  | 1989-02-01 |  | 1989-02-01 |  | Removed from Ground | Gas (Historical Use) | 10000 | Double Walled | 1989-01-01 | Fiberglass Reinforced Plastic
PROSPERITY 414 | 1801 WALTON WAY | AUGUSTA | Richmond | 9000120 | 6 |  | 1989-02-01 |  | 1989-02-01 |  | Removed from Ground | Gas (Historical Use) | 10000 | Double Walled | 1989-01-01 | Fiberglass Reinforced Plastic | Pressurized
PROSPERITY 414 | 1801 WALTON WAY | AUGUSTA | Richmond | 9000120 | 7 |  | 1989-02-01 |  | 1989-02-01 |  | Removed from Ground | Gas (Historical Use) | 10000 | Double Walled | 1989-01-01 | Fiberglass Reinforced Plastic | Pressurized
NEED MORE KUNTRY STORE | 4212 WINDSOR SPRING RD | HEPHZIBAH | Richmond | 9000121 | 1 | Ball Float |  | FALSE |  | TRUE | Temporarily out of use | Premium | 6141 | Galvanic (STIP-3) | 1994-01-21 | Fiberglass Reinforced Plastic | Pressurized
NEED MORE KUNTRY STORE | 4212 WINDSOR SPRING RD | HEPHZIBAH | Richmond | 9000121 | 2 | Ball Float |  | FALSE |  | TRUE | Temporarily out of use | Regular | 10141 | Galvanic (STIP-3) | 1994-01-21 | Fiberglass Reinforced Plastic | Pressurized
NEED MORE KUNTRY STORE | 4212 WINDSOR SPRING RD | HEPHZIBAH | Richmond | 9000121 | PREM | [5 empty] | Removed from Ground | Gas (Historical Use) | 4000 | Bare Steel | 1980-05-03 | Galvanized Steel
NEED MORE KUNTRY STORE | 4212 WINDSOR SPRING RD | HEPHZIBAH | Richmond | 9000121 | REG | [5 empty] | Removed from Ground | Gas (Historical Use) | 4000 | Bare Steel | 1980-05-03 | Galvanized Steel
NEED MORE KUNTRY STORE | 4212 WINDSOR SPRING RD | HEPHZIBAH | Richmond | 9000121 | UNLEADED | [5 empty] | Removed from Ground | Gas (Historical Use) | 1000 | Bare Steel | 1980-05-03 | Galvanized Steel
GULF #265611/BYRD GULF LOGO | 1775 GORDON HWY | AUGUSTA | Richmond | 9000071 | 1 | [5 empty] | Removed from Ground | Gas (Historical Use) | 4000 | Bare Steel | 1961-05-07 | Galvanized Steel
GULF #265611/BYRD GULF LOGO | 1775 GORDON HWY | AUGUSTA | Richmond | 9000071 | 2 | [5 empty] | Removed from Ground | Gas (Historical Use) | 4000 | Bare Steel | 1961-05-07 | Galvanized Steel
GULF #265611/BYRD GULF LOGO | 1775 GORDON HWY | AUGUSTA | Richmond | 9000071 | 3 | [5 empty] | Removed from Ground | Gas (Historical Use) | 4000 | Bare Steel | 1961-05-07 | Galvanized Steel
GULF #265611/BYRD GULF LOGO | 1775 GORDON HWY | AUGUSTA | Richmond | 9000071 | 4 | [5 empty] | Removed from Ground | Gas (Historical Use) | 4000 | Bare Steel | 1961-05-07 | Galvanized Steel
GULF #265611/BYRD GULF LOGO | 1775 GORDON HWY | AUGUSTA | Richmond | 9000071 | 5 | [5 empty] | Removed from Ground | Gas (Historical Use) | 4000 | Bare Steel | 1961-05-07 | Galvanized Steel
GARRENS CORNER BP | 203 THIRTEENTH ST @ BROAD ST | AUGUSTA | Richmond | 9000075 | 1 | [5 empty] | Permanently Out of Use - historical purposes | Gas (Historical Use) | 10000 | Bare Steel | 1961-05-07 | Galvanized Steel
GARRENS CORNER BP | 203 THIRTEENTH ST @ BROAD ST | AUGUSTA | Richmond | 9000075 | 2 | [5 empty] | Permanently Out of Use - historical purposes | Gas (Historical Use) | 10000 | Bare Steel | 1961-05-07 | Galvanized Steel
GARRENS CORNER BP | 203 THIRTEENTH ST @ BROAD ST | AUGUSTA | Richmond | 9000075 | 3 | [5 empty] | Permanently Out of Use - historical purposes | Gas (Historical Use) | 10000 | Bare Steel | 1961-05-07 | Galvanized Steel
GARRENS CORNER BP | 203 THIRTEENTH ST @ BROAD ST | AUGUSTA | Richmond | 9000075 | 4 |  |  | TRUE |  | TRUE | Permanently Out of Use - historical purposes | Used Oil | 285 | Not Marked/Unknown | 1961-05-07 | Galvanized Steel
GARRENS CORNER BP | 203 THIRTEENTH ST @ BROAD ST | AUGUSTA | Richmond | 9000075 | 5 | [5 empty] | Removed from Ground | Gas (Historical Use) | 10000 | Fiberglass | 1988-11-14 | Fiberglass Reinforced Plastic | Pressurized
GARRENS CORNER BP | 203 THIRTEENTH ST @ BROAD ST | AUGUSTA | Richmond | 9000075 | 6 | [5 empty] | Removed from Ground | Gas (Historical Use) | 10000 | Fiberglass | 1988-11-14 | Fiberglass Reinforced Plastic | Pressurized
GARRENS CORNER BP | 203 THIRTEENTH ST @ BROAD ST | AUGUSTA | Richmond | 9000075 | 7 | [5 empty] | Removed from Ground | Gas (Historical Use) | 10000 | Fiberglass | 1988-11-14 | Fiberglass Reinforced Plastic | Pressurized
GARRENS CORNER BP | 203 THIRTEENTH ST @ BROAD ST | AUGUSTA | Richmond | 9000075 | 8 |  |  | TRUE |  | TRUE | Permanently Out of Use - historical purposes | Used Oil | 550 | Not Marked/Unknown |  | Not Marked
CIRCLE K #2723262 | 3434 WRIGHTSBORO RD | AUGUSTA | Richmond | 9000076 | 1 | [5 empty] | Removed from Ground | Gas (Historical Use) | 10000 | Bare Steel | 1961-05-07 | Galvanized Steel
CIRCLE K #2723262 | 3434 WRIGHTSBORO RD | AUGUSTA | Richmond | 9000076 | 2 | [5 empty] | Removed from Ground | Gas (Historical Use) | 10000 | Bare Steel | 1961-05-07 | Galvanized Steel
CIRCLE K #2723262 | 3434 WRIGHTSBORO RD | AUGUSTA | Richmond | 9000076 | 3 | [5 empty] | Removed from Ground | Gas (Historical Use) | 10000 | Bare Steel | 1961-05-07 | Galvanized Steel
CIRCLE K #2723262 | 3434 WRIGHTSBORO RD | AUGUSTA | Richmond | 9000076 | 4 | [5 empty] | Removed from Ground | Diesel | 285 | Bare Steel | 1961-05-07 | Galvanized Steel
CIRCLE K #2723262 | 3434 WRIGHTSBORO RD | AUGUSTA | Richmond | 9000076 | 5 |  |  | TRUE |  | TRUE | Removed from Ground | Used Oil | 285 | Bare Steel | 1961-05-07 | Galvanized Steel
CIRCLE K #2723262 | 3434 WRIGHTSBORO RD | AUGUSTA | Richmond | 9000076 | 6 | Flapper Valve | 1987-07-01 | FALSE | 1987-07-01 | FALSE | Temporarily out of use | Regular | 10000 | Fiberglass | 1987-07-20 | Fiberglass Reinforced Plastic | Pressurized
CIRCLE K #2723262 | 3434 WRIGHTSBORO RD | AUGUSTA | Richmond | 9000076 | 7 | Flapper Valve | 1987-07-01 | FALSE | 1987-07-01 | FALSE | Temporarily out of use | Plus | 10000 | Fiberglass | 1987-07-20 | Fiberglass Reinforced Plastic | Pressurized
CIRCLE K #2723262 | 3434 WRIGHTSBORO RD | AUGUSTA | Richmond | 9000076 | 8 | Flapper Valve | 1987-07-01 | FALSE | 1987-07-01 | FALSE | Temporarily out of use | Premium | 10000 | Fiberglass | 1987-07-20 | Fiberglass Reinforced Plastic | Pressurized
BP OIL #45240/GULF STATION #2655 | 2501 WRIGHTSBORO RD | AUGUSTA | Richmond | 9000078 | 1 | [5 empty] | Removed from Ground | Gas (Historical Use) | 10000 | Bare Steel | 1961-05-07 | Galvanized Steel
BP OIL #45240/GULF STATION #2655 | 2501 WRIGHTSBORO RD | AUGUSTA | Richmond | 9000078 | 2 | [5 empty] | Removed from Ground | Gas (Historical Use) | 10000 | Bare Steel | 1961-05-07 | Galvanized Steel
BP OIL #45240/GULF STATION #2655 | 2501 WRIGHTSBORO RD | AUGUSTA | Richmond | 9000078 | 3 | [5 empty] | Removed from Ground | Gas (Historical Use) | 10000 | Bare Steel | 1961-05-07 | Galvanized Steel
BP OIL #45240/GULF STATION #2655 | 2501 WRIGHTSBORO RD | AUGUSTA | Richmond | 9000078 | 4 | [5 empty] | Removed from Ground | Gas (Historical Use) | 285 | Bare Steel | 1961-05-07 | Galvanized Steel
BP OIL #45240/GULF STATION #2655 | 2501 WRIGHTSBORO RD | AUGUSTA | Richmond | 9000078 | 5 |  |  | TRUE |  | TRUE | Removed from Ground | Used Oil | 285 | Bare Steel | 1961-05-07 | Galvanized Steel
SUPER EXPRESS 2 | 1502 CENTRAL AVE | AUGUSTA | Richmond | 9000059 | 1 | [5 empty] | Removed from Ground | Gas (Historical Use) | 10000 | Bare Steel | 1976-05-03 | Galvanized Steel
SUPER EXPRESS 2 | 1502 CENTRAL AVE | AUGUSTA | Richmond | 9000059 | 10 | Flapper Valve | 1990-04-01 | FALSE | 1990-04-01 | FALSE | Currently in Use | Diesel | 10000 | Fiberglass | 1990-04-01 | Fiberglass Reinforced Plastic | Pressurized
SUPER EXPRESS 2 | 1502 CENTRAL AVE | AUGUSTA | Richmond | 9000059 | 2 | [5 empty] | Removed from Ground | Gas (Historical Use) | 10000 | Bare Steel | 1976-05-03 | Galvanized Steel
SUPER EXPRESS 2 | 1502 CENTRAL AVE | AUGUSTA | Richmond | 9000059 | 3 | [5 empty] | Removed from Ground | Gas (Historical Use) | 4000 | Bare Steel | 1971-05-05 | Galvanized Steel
SUPER EXPRESS 2 | 1502 CENTRAL AVE | AUGUSTA | Richmond | 9000059 | 4 | [5 empty] | Removed from Ground | Gas (Historical Use) | 4000 | Bare Steel | 1971-05-05 | Galvanized Steel
SUPER EXPRESS 2 | 1502 CENTRAL AVE | AUGUSTA | Richmond | 9000059 | 5 | [5 empty] | Removed from Ground | Gas (Historical Use) | 4000 | Bare Steel | 1971-05-05 | Galvanized Steel
SUPER EXPRESS 2 | 1502 CENTRAL AVE | AUGUSTA | Richmond | 9000059 | 6 | [5 empty] | Removed from Ground | Gas (Historical Use) | 4000 | Bare Steel | 1971-05-05 | Galvanized Steel
SUPER EXPRESS 2 | 1502 CENTRAL AVE | AUGUSTA | Richmond | 9000059 | 7 | [5 empty] | Removed from Ground | Diesel | 285 | Bare Steel | 1961-05-07 | Galvanized Steel
SUPER EXPRESS 2 | 1502 CENTRAL AVE | AUGUSTA | Richmond | 9000059 | 8 |  | 1990-04-01 | FALSE | 1990-04-01 | FALSE | Currently in Use | Regular | 10000 | Fiberglass | 1990-04-01 | Fiberglass Reinforced Plastic | Pressurized
SUPER EXPRESS 2 | 1502 CENTRAL AVE | AUGUSTA | Richmond | 9000059 | 9 | Flapper Valve | 1990-04-01 | FALSE | 1990-04-01 | FALSE | Currently in Use | Premium | 10000 | Fiberglass | 1990-04-01 | Fiberglass Reinforced Plastic | Pressurized
MAJIK MARKET 37010 | 2909 OLD SAVANNAH RD | AUGUSTA | Richmond | 9000061 | 1 | [5 empty] | Removed from Ground | Gas (Historical Use) | 8000 | Bare Steel | 1972-05-16 | Galvanized Steel
MAJIK MARKET 37010 | 2909 OLD SAVANNAH RD | AUGUSTA | Richmond | 9000061 | 2 | [5 empty] | Removed from Ground | Gas (Historical Use) | 8000 | Bare Steel | 1972-05-16 | Galvanized Steel
MAJIK MARKET 37010 | 2909 OLD SAVANNAH RD | AUGUSTA | Richmond | 9000061 | 3 | [5 empty] | Removed from Ground | Gas (Historical Use) | 8000 | Bare Steel | 1972-05-16 | Galvanized Steel
CIRCLE K STORE #3173 | 902 WALTON WAY | AUGUSTA | Richmond | 9000068 | 1 | [5 empty] | Removed from Ground | Gas (Historical Use) | 8000 | Bare Steel | 1961-05-07 | Galvanized Steel
CIRCLE K STORE #3173 | 902 WALTON WAY | AUGUSTA | Richmond | 9000068 | 2 | [5 empty] | Removed from Ground | Gas (Historical Use) | 6000 | Bare Steel | 1961-05-07 | Galvanized Steel
CIRCLE K STORE #3173 | 902 WALTON WAY | AUGUSTA | Richmond | 9000068 | 3 | [5 empty] | Removed from Ground | Gas (Historical Use) | 5000 | Bare Steel | 1961-05-07 | Galvanized Steel
CIRCLE K STORE #3173 | 902 WALTON WAY | AUGUSTA | Richmond | 9000068 | 4 | [5 empty] | Removed from Ground | Gas (Historical Use) | 5000 | Bare Steel | 1961-05-07 | Galvanized Steel
CIRCLE K STORE #3173 | 902 WALTON WAY | AUGUSTA | Richmond | 9000068 | 5 |  | 1988-08-01 |  | 1988-08-01 |  | Removed from Ground | Gas (Historical Use) | 10000 | Cathodically Protected Steel | 1988-08-01 | Fiberglass Reinforced Plastic | Pressurized
CIRCLE K STORE #3173 | 902 WALTON WAY | AUGUSTA | Richmond | 9000068 | 6 |  | 1988-08-01 |  | 1988-08-01 |  | Removed from Ground | Gas (Historical Use) | 10000 | Cathodically Protected Steel | 1988-08-01 | Fiberglass Reinforced Plastic | Pressurized
CIRCLE K STORE #3173 | 902 WALTON WAY | AUGUSTA | Richmond | 9000068 | 7 |  | 1988-08-01 |  | 1988-08-01 |  | Removed from Ground | Gas (Historical Use) | 10000 | Cathodically Protected Steel | 1988-08-01 | Fiberglass Reinforced Plastic | Pressurized
CIRCLE K STORE #3173 | 902 WALTON WAY | AUGUSTA | Richmond | 9000068 | 8 |  | 2003-05-07 | FALSE | 2003-05-07 | FALSE | Currently in Use | Gas (Historical Use) | 12000 | Composite | 2003-05-07 | Fiberglass Reinforced Plastic | Pressurized
CIRCLE K STORE #3173 | 902 WALTON WAY | AUGUSTA | Richmond | 9000068 | 9 |  | 2003-05-07 | FALSE | 2003-05-07 | FALSE | Currently in Use | Gas (Historical Use) | 8000 | Composite | 2003-05-07 | Fiberglass Reinforced Plastic | Pressurized
KERVIN CONVENIENCE STORE | 2443 PEACH ORCHARD RD | AUGUSTA | Richmond | 9000177 | 1 | Ball Float | 1998-07-26 | FALSE | 1998-07-26 | FALSE | Temporarily out of use | Gas (Historical Use) | 10000 | Galvanic (STIP-3) | 1961-02-09 | Fiberglass Reinforced Plastic | Pressurized
KERVIN CONVENIENCE STORE | 2443 PEACH ORCHARD RD | AUGUSTA | Richmond | 9000177 | 2 | Ball Float | 1998-07-26 | FALSE | 1998-07-26 | FALSE | Temporarily out of use | Gas (Historical Use) | 4000 | Galvanic (STIP-3) | 1961-02-09 | Fiberglass Reinforced Plastic | Pressurized
KERVIN CONVENIENCE STORE | 2443 PEACH ORCHARD RD | AUGUSTA | Richmond | 9000177 | 3 | Ball Float | 1998-07-26 | FALSE | 1998-07-26 | FALSE | Temporarily out of use | Diesel | 4000 | Galvanic (STIP-3) | 1961-02-09 | Fiberglass Reinforced Plastic | Pressurized
KERVIN CONVENIENCE STORE | 2443 PEACH ORCHARD RD | AUGUSTA | Richmond | 9000177 | 4 | Ball Float | 1998-07-26 | FALSE | 1998-07-26 | FALSE | Temporarily out of use | Kerosene | 4000 | Galvanic (STIP-3) | 1961-02-09 | Fiberglass Reinforced Plastic | Pressurized
TIME SAVER GRO | 234 BOY SCOUT RD | AUGUSTA | Richmond | 9000215 | 1 |  | 1993-01-14 | FALSE | 1993-01-14 | FALSE | Removed from Ground | Gas (Historical Use) | 10000 | Steel-Impressed Current | 1976-04-01 |  | Pressurized
TIME SAVER GRO | 234 BOY SCOUT RD | AUGUSTA | Richmond | 9000215 | 2 |  | 1993-03-14 | FALSE | 1993-03-14 | FALSE | Removed from Ground | Gas (Historical Use) | 10000 | Steel-Impressed Current | 1976-04-01 |  | Pressurized
TIME SAVER GRO | 234 BOY SCOUT RD | AUGUSTA | Richmond | 9000215 | 3 |  | 1993-01-14 | FALSE | 1993-01-14 | FALSE | Removed from Ground | Gas (Historical Use) | 6000 | Steel-Impressed Current | 1976-04-01 |  | Pressurized
CENTRAL MART | 2061 CENTRAL AVE | AUGUSTA | Richmond | 9000285 | 1 | Ball Float | 1994-06-01 | FALSE | 1994-06-01 | FALSE | Currently in Use | Premium | 12000 | Steel-Impressed Current | 1981-05-01 | Steel (Impressed Current) | Pressurized
CENTRAL MART | 2061 CENTRAL AVE | AUGUSTA | Richmond | 9000285 | 2 | Ball Float | 1994-06-01 | FALSE | 1994-06-01 | FALSE | Currently in Use | E-0 | 12000 | Steel-Impressed Current | 1981-05-01 | Steel (Impressed Current) | Pressurized
CENTRAL MART | 2061 CENTRAL AVE | AUGUSTA | Richmond | 9000285 | 3 | Ball Float | 1994-06-01 | FALSE | 1994-06-01 | FALSE | Currently in Use | Regular | 12000 | Steel-Impressed Current | 1981-05-01 | Steel (Impressed Current) | Pressurized
CENTRAL MART | 2061 CENTRAL AVE | AUGUSTA | Richmond | 9000285 | 4 |  | 1994-06-01 |  | 1994-06-01 |  | Removed from Ground | Kerosene | 3000 | Cathodically Protected Steel | 1981-05-01 | Cathodically Protected | Suction (American)
CIRCLE K #8021/7-11 #1433/#11810 | 3040 MEADOWBROOK DR | AUGUSTA | Richmond | 9000254 | 1 | [5 empty] | Removed from Ground | Gas (Historical Use) | 10000 | Bare Steel | 1976-02-03 | Bare Steel | Pressurized
CIRCLE K #8021/7-11 #1433/#11810 | 3040 MEADOWBROOK DR | AUGUSTA | Richmond | 9000254 | 2 | [5 empty] | Removed from Ground | Gas (Historical Use) | 10000 | Bare Steel | 1976-02-03 | Bare Steel | Pressurized
CIRCLE K #8021/7-11 #1433/#11810 | 3040 MEADOWBROOK DR | AUGUSTA | Richmond | 9000254 | 3 | [5 empty] | Removed from Ground | Gas (Historical Use) | 6000 | Bare Steel | 1976-02-03 | Bare Steel | Pressurized
7 ELEVEN STORE 1433 #18754 | 2274 BROAD ST | AUGUSTA | Richmond | 9000255 | 1 | [5 empty] | Removed from Ground | Gas (Historical Use) | 10000 | Bare Steel | 1977-02-02 | Galvanized Steel
7 ELEVEN STORE 1433 #18754 | 2274 BROAD ST | AUGUSTA | Richmond | 9000255 | 2 | [5 empty] | Removed from Ground | Gas (Historical Use) | 10000 | Bare Steel | 1977-02-02 | Galvanized Steel
7 ELEVEN STORE 1433 #18754 | 2274 BROAD ST | AUGUSTA | Richmond | 9000255 | 3 | [5 empty] | Removed from Ground | Gas (Historical Use) | 6000 | Bare Steel | 1977-02-02 | Galvanized Steel
7 ELEVEN STORE 1433 #18754 | 2274 BROAD ST | AUGUSTA | Richmond | 9000255 | 4 | [5 empty] | Removed from Ground | Kerosene | 1000 | Marked Unknown | 1995-11-02 | Unknown
DAP INC DURABOND DIVISION | 1900 ROCKDALE IND BLVD | CONYERS | Rockdale | 9000287 | 1 | [5 empty] | Removed from Ground | Other | 4000 | Not Marked/Unknown | 1991-07-01 | Not Marked
DAP INC DURABOND DIVISION | 1900 ROCKDALE IND BLVD | CONYERS | Rockdale | 9000287 | 2 | [5 empty] | Removed from Ground | Other | 4000 | Not Marked/Unknown | 1991-07-01 | Not Marked
DAP INC DURABOND DIVISION | 1900 ROCKDALE IND BLVD | CONYERS | Rockdale | 9000287 | 3 | [5 empty] | Removed from Ground | Other | 4000 | Not Marked/Unknown | 1991-07-01 | Not Marked
DAP INC DURABOND DIVISION | 1900 ROCKDALE IND BLVD | CONYERS | Rockdale | 9000287 | 4 | [5 empty] | Removed from Ground | Other | 4000 | Not Marked/Unknown | 1991-07-01 | Not Marked
CIRCLE K/MR B'S CITGO #14 | FIELDSTONE MALL/PLAZA | CONYERS | Rockdale | 9000083 | 1 | [5 empty] | Removed from Ground | Gas (Historical Use) | 12000 | Bare Steel | 1973-05-10 | Galvanized Steel | Pressurized
CIRCLE K/MR B'S CITGO #14 | FIELDSTONE MALL/PLAZA | CONYERS | Rockdale | 9000083 | 2 | [5 empty] | Removed from Ground | Gas (Historical Use) | 12000 | Bare Steel | 1973-05-10 | Galvanized Steel | Pressurized
MCGIBMONY (FORMER)IMPORTS/CHARLE | 1450 IRIS DR | CONYERS | Rockdale | 9000085 | 1 |  |  | TRUE |  | TRUE | Removed from Ground | Used Oil | 550 | Bare Steel | 1961-01-20 | Galvanized Steel
E-Z SERVE #8256 | 2141 SALEM RD | CONYERS | Rockdale | 9000169 | 1 |  |  |  | 1988-01-01 |  | Removed from Ground | Gas (Historical Use) | 10000 | Fiberglass | 1988-08-30 | Fiberglass Reinforced Plastic | Pressurized
E-Z SERVE #8256 | 2141 SALEM RD | CONYERS | Rockdale | 9000169 | 2 | [5 empty] | Removed from Ground | Gas (Historical Use) | 10000 | Fiberglass | 1988-08-30 | Fiberglass Reinforced Plastic | Pressurized
E-Z SERVE #8256 | 2141 SALEM RD | CONYERS | Rockdale | 9000169 | 3 | [5 empty] | Permanently Out of Use - historical purposes | Gas (Historical Use) | 10000 | Fiberglass | 1988-08-30 | Fiberglass Reinforced Plastic
FLEETWAY RUBBER | 1961 Rockdale Industrial Boulevard, NW | CONYERS | Rockdale | 9000398 | 1 |  |  | FALSE |  | FALSE | Removed from Ground |  | 1000
CHEVRON # 43411 | 2301 SIGMAN RD | CONYERS | Rockdale | 9000686 | 1 | [5 empty] | Removed from Ground | Gas (Historical Use) | 3000 | Cathodically Protected Steel | 1965-04-28 | Galvanized Steel
CHEVRON # 43411 | 2301 SIGMAN RD | CONYERS | Rockdale | 9000686 | 2 | [5 empty] | Removed from Ground | Gas (Historical Use) | 5000 | Cathodically Protected Steel | 1965-04-28 | Galvanized Steel
CHEVRON # 43411 | 2301 SIGMAN RD | CONYERS | Rockdale | 9000686 | 3 | [5 empty] | Removed from Ground | Gas (Historical Use) | 3000 | Cathodically Protected Steel | 1965-04-28 | Galvanized Steel
CHEVRON # 43411 | 2301 SIGMAN RD | CONYERS | Rockdale | 9000686 | 4 | [5 empty] | Removed from Ground | Gas (Historical Use) | 3000 | Cathodically Protected Steel | 1965-04-28 | Galvanized Steel
CHEVRON # 43411 | 2301 SIGMAN RD | CONYERS | Rockdale | 9000686 | 5 | [5 empty] | Removed from Ground | Gas (Historical Use) | 10000 | Cathodically Protected Steel | 1978-04-25 | Galvanized Steel
CHEVRON # 43411 | 2301 SIGMAN RD | CONYERS | Rockdale | 9000686 | 6 |  |  | TRUE |  | TRUE | Removed from Ground | Used Oil | 550 | Cathodically Protected Steel | 1965-04-28 | Galvanized Steel
PIEDMONT MOULDING CO | 2203 OLD COVINGTON HWY | CONYERS | Rockdale | 9122001 | 1 | [5 empty] | Removed from Ground | Gas (Historical Use) | 1 | Not Marked/Unknown | 1991-06-03 | Not Marked
PAGES QUICK STOP | 4669 HWY 20 S | CONYERS | Rockdale | 9122002 | 1 | Ball Float | 1987-01-01 | FALSE | 1994-01-01 | FALSE | Currently in Use | Regular | 10000 | Galvanic (STIP-3) | 2001-08-30 | Fiberglass Reinforced Plastic | Pressurized
PAGES QUICK STOP | 4669 HWY 20 S | CONYERS | Rockdale | 9122002 | 2 | Ball Float | 1987-01-01 | FALSE | 1994-01-01 | FALSE | Currently in Use | Premium | 10000 | Galvanic (STIP-3) | 2001-08-30 | Fiberglass Reinforced Plastic | Pressurized
PAGES QUICK STOP | 4669 HWY 20 S | CONYERS | Rockdale | 9122002 | 3 | Ball Float | 1987-01-01 | FALSE | 1994-01-01 | FALSE | Currently in Use | Diesel On Road | 10000 | Galvanic (STIP-3) | 2001-08-30 | Fiberglass Reinforced Plastic | Pressurized
PAGES QUICK STOP | 4669 HWY 20 S | CONYERS | Rockdale | 9122002 | 4 | Ball Float | 1987-01-01 | FALSE | 1994-01-01 | FALSE | Currently in Use | Diesel Off Road | 2000 | Galvanic (STIP-3) | 2001-08-30 | Fiberglass Reinforced Plastic | Pressurized
AIR PRODUCTS-CONYERS FACILITY | 1535 OLD COVINGTON RD | CONYERS | Rockdale | 9122003 | 1 |  | 1992-02-15 | FALSE | 1992-02-15 | TRUE | Currently in Use | Diesel | 10000 | Galvanic (STIP-3) | 1983-05-09 | Double-Walled Fiberglass | Pressurized
AIR PRODUCTS-CONYERS FACILITY | 1535 OLD COVINGTON RD | CONYERS | Rockdale | 9122003 | 2 |  | 1992-02-15 | FALSE | 1992-02-15 | TRUE | Currently in Use | Diesel | 10000 | Galvanic (STIP-3) | 1983-05-09 | Double-Walled Fiberglass | Pressurized
AIR PRODUCTS-CONYERS FACILITY | 1535 OLD COVINGTON RD | CONYERS | Rockdale | 9122003 | 3 | [5 empty] | Removed from Ground | Gas (Historical Use) | 2000 | Bare Steel | 1976-05-10 | Bare Steel
AIR PRODUCTS-CONYERS FACILITY | 1535 OLD COVINGTON RD | CONYERS | Rockdale | 9122003 | 4 | [5 empty] | Removed from Ground | Diesel | 20000 | Bare Steel | 1976-05-10 | Bare Steel
AIR PRODUCTS-CONYERS FACILITY | 1535 OLD COVINGTON RD | CONYERS | Rockdale | 9122003 | 5 | [5 empty] | Removed from Ground | Diesel | 3000 | Bare Steel | 1976-05-10 | Bare Steel
AIR PRODUCTS-CONYERS FACILITY | 1535 OLD COVINGTON RD | CONYERS | Rockdale | 9122003 | 6 |  |  | TRUE |  | TRUE | Removed from Ground | Used Oil | 500 | Bare Steel | 1976-05-10 | Bare Steel
MCI | ROCKDALE IND BLVD | CONYERS | Rockdale | 9122005 | 1 | [5 empty] | Closed in Ground | Diesel | 500 | Fiberglass | 1986-06-01 | Not Marked
MCI | ROCKDALE IND BLVD | CONYERS | Rockdale | 9122005 | 2 |  | 1994-01-01 |  | 1994-01-01 |  | Currently in Use | Diesel | 600 | Tank Jacket | 1994-01-22 | Steel/FG Secondary containment | Suction (American)
ROCKDALE BD OF ED/AUXILIARY SVC | 1062 NORTH ST | CONYERS | Rockdale | 9122007 | 1 | [5 empty] | Removed from Ground | Empty | 7600 | Bare Steel | 1964-01-01 | Galvanized Steel
ROCKDALE BD OF ED/AUXILIARY SVC | 1062 NORTH ST | CONYERS | Rockdale | 9122007 | 2 | [5 empty] | Removed from Ground | Empty | 4000 | Bare Steel | 1976-01-01 | Galvanized Steel
ROCKDALE BD OF ED/AUXILIARY SVC | 1062 NORTH ST | CONYERS | Rockdale | 9122007 | 3 | [5 empty] | Removed from Ground | Empty | 4000 | Bare Steel | 1976-01-01 | Galvanized Steel
GOLDEN STATE FOODS/PENSKE TRUCK | 1525 -A OLD COVINGTON RD NE | CONYERS | Rockdale | 9122009 | 1 | [5 empty] | Removed from Ground | Diesel | 10000 | Fiberglass | 1980-01-01 | Galvanized Steel
JIFFY LUBE | 1664 HWY 138 | CONYERS | Rockdale | 9122010 | 1 | [5 empty] | Removed from Ground | Other | 2000 | Composite | 1999-02-01 | Galvanized Steel
JIFFY LUBE | 1664 HWY 138 | CONYERS | Rockdale | 9122010 | 2 | [5 empty] | Removed from Ground | Other | 4000 | Composite | 1999-02-01 | Galvanized Steel
JIFFY LUBE | 1664 HWY 138 | CONYERS | Rockdale | 9122010 | 3 |  |  | TRUE |  | TRUE | Removed from Ground | Used Oil | 2000 | Composite | 1999-02-01 | Galvanized Steel
TARGET STORE T-379 | 1648 HWY 138 | CONYERS | Rockdale | 9122011 | 1 |  |  | TRUE |  | TRUE | Removed from Ground | Used Oil | 500 | Bare Steel |  | Galvanized Steel
SHIRIN ENTERPRISES, INC. | 1804 FLAT SHOALS RD | CONYERS | Rockdale | 9122012 | 160859 |  | 1990-08-31 | FALSE | 1990-08-31 | FALSE | Currently in Use | Diesel | 2000 | Galvanic (STIP-3) | 1998-12-31 | Fiberglass Reinforced Plastic | Safe Suction (Euro)
SHIRIN ENTERPRISES, INC. | 1804 FLAT SHOALS RD | CONYERS | Rockdale | 9122012 | 168413 | Ball Float | 1990-08-31 | FALSE | 1990-08-31 | FALSE | Currently in Use | Regular | 8000 | Galvanic (STIP-3) | 1998-12-31 | Fiberglass Reinforced Plastic | Pressurized
SHIRIN ENTERPRISES, INC. | 1804 FLAT SHOALS RD | CONYERS | Rockdale | 9122012 | 168417 |  | 1990-08-31 | FALSE | 1990-08-31 | FALSE | Temporarily out of use |  | 8000 | Galvanic (STIP-3) | 1998-12-31 | Fiberglass Reinforced Plastic | Pressurized
SHIRIN ENTERPRISES, INC. | 1804 FLAT SHOALS RD | CONYERS | Rockdale | 9122012 | 168423 |  | 1990-08-31 | FALSE | 1990-08-31 | FALSE | Currently in Use | Plus | 8000 | Galvanic (STIP-3) | 1998-12-31 | Fiberglass Reinforced Plastic | Pressurized
CONYERS SITE #14 | 2000 OLD COVINGTON HWY | CONYERS | Rockdale | 9122013 | 1 |  | 1997-12-30 |  | 1997-12-30 |  | Removed from Ground | Diesel | 275 | Cathodically Protected Steel | 1986-01-01 | Double Walled
BP | 2257 SALEM RD | CONYERS | Rockdale | 9122014 | 1 |  | 1991-01-01 | FALSE | 1991-01-01 | FALSE | Removed from Ground | Gas (Historical Use) | 12000 | Galvanic (STIP-3) | 1991-01-01 | Fiberglass Reinforced Plastic | Pressurized
BP | 2257 SALEM RD | CONYERS | Rockdale | 9122014 | 2 |  | 1991-01-01 | FALSE | 1991-01-01 | FALSE | Removed from Ground | Gas (Historical Use) | 12000 | Galvanic (STIP-3) | 1991-01-01 | Fiberglass Reinforced Plastic | Pressurized
BP | 2257 SALEM RD | CONYERS | Rockdale | 9122014 | 3 |  | 1991-01-01 | FALSE | 1991-01-01 | FALSE | Removed from Ground | Gas (Historical Use) | 12000 | Galvanic (STIP-3) | 1991-01-01 | Fiberglass Reinforced Plastic | Pressurized
BP | 2257 SALEM RD | CONYERS | Rockdale | 9122014 | 4 | Ball Float | 2017-04-28 | FALSE |  | FALSE | Currently in Use | Regular | 12000 | Tank Jacket | 2017-05-28 | Double-Walled Fiberglass | Pressurized
BP | 2257 SALEM RD | CONYERS | Rockdale | 9122014 | 5 | Ball Float | 2017-04-28 | FALSE |  | FALSE | Currently in Use | Gas (Historical Use) | 6000 | Tank Jacket | 2017-04-28 | Double-Walled Fiberglass
BP | 2257 SALEM RD | CONYERS | Rockdale | 9122014 | 5A | Ball Float | 2017-04-28 | FALSE |  | FALSE | Currently in Use | Premium | 6000 | Tank Jacket | 2017-04-28 | Double-Walled Fiberglass | Pressurized
BP | 2257 SALEM RD | CONYERS | Rockdale | 9122014 | 5B | Ball Float | 2017-04-28 | FALSE |  | FALSE | Currently in Use | Diesel | 4000 | Tank Jacket | 2017-04-28 | Double-Walled Fiberglass | Pressurized
BP | 2257 SALEM RD | CONYERS | Rockdale | 9122014 | 6 | Ball Float | 2017-04-28 | FALSE |  | FALSE | Currently in Use | Diesel | 4000 | Tank Jacket | 2017-04-28 | Double-Walled Fiberglass
GEORGIA DEPARTMENTOF TRANSPORTATION | 1260 NEEDMORE ST | CONYERS | Rockdale | 9122016 | 10701-1 | [5 empty] | Removed from Ground | Empty | 3000 | Bare Steel | 1984-01-01 | Bare Steel | Safe Suction (Euro)
GEORGIA DEPARTMENTOF TRANSPORTATION | 1260 NEEDMORE ST | CONYERS | Rockdale | 9122016 | 10701-2 | [5 empty] | Removed from Ground | Empty | 1000 | Bare Steel | 1984-01-01 | Bare Steel | Safe Suction (Euro)
GEORGIA DEPARTMENTOF TRANSPORTATION | 1260 NEEDMORE ST | CONYERS | Rockdale | 9122016 | 701D1 |  | 1990-06-01 |  | 1990-06-01 |  | Removed from Ground | Diesel | 1000 | Cathodically Protected Steel | 1988-05-01 | Cathodically Protected | Safe Suction (Euro)
GEORGIA DEPARTMENTOF TRANSPORTATION | 1260 NEEDMORE ST | CONYERS | Rockdale | 9122016 | 701G1 |  | 1990-06-01 |  | 1990-06-01 |  | Removed from Ground | Gas (Historical Use) | 2000 | Cathodically Protected Steel | 1988-05-01 | Cathodically Protected | Safe Suction (Euro)
ROCKDALE /DEKALB PDC | 2165 CHAMBERS DR | CONYERS | Rockdale | 9122017 | 1 |  | 1990-01-01 |  | 1990-01-01 |  | Removed from Ground | Gas (Historical Use) | 5000 | Fiberglass | 1990-01-01 | Fiberglass Reinforced Plastic | Suction (American)
LIOCHEM INC | 2145 EAST PARK DR | CONYERS | Rockdale | 9122021 | 1 |  | 1988-04-08 |  | 1988-04-08 |  | Removed from Ground | Other | 10000 | Tank Jacket | 1988-04-08 | Galvanized Steel | Suction (American)
LIOCHEM INC | 2145 EAST PARK DR | CONYERS | Rockdale | 9122021 | 2A | Overfill Alarm | 1989-06-19 |  | 1989-06-19 |  | Currently in Use | Hazardous Substance | 6000 | Composite Double Walled | 1989-06-19 | Aboveground | Suction (American)
LIOCHEM INC | 2145 EAST PARK DR | CONYERS | Rockdale | 9122021 | 2B | Overfill Alarm | 1989-06-19 |  | 1989-06-19 |  | Currently in Use | Hazardous Substance | 4000 | Composite Double Walled | 1989-06-19 | Aboveground | Suction (American)
LIOCHEM INC | 2145 EAST PARK DR | CONYERS | Rockdale | 9122021 | 3A | Overfill Alarm | 1992-12-01 |  | 1992-12-01 |  | Currently in Use | Hazardous Substance | 2000 | Composite Double Walled | 1992-12-01 | Aboveground | Suction (American)
LIOCHEM INC | 2145 EAST PARK DR | CONYERS | Rockdale | 9122021 | 3B | Overfill Alarm | 1992-12-01 |  | 1992-12-01 |  | Currently in Use | Hazardous Substance | 4000 | Composite Double Walled | 1992-12-01 | Aboveground | Suction (American)
LIOCHEM INC | 2145 EAST PARK DR | CONYERS | Rockdale | 9122021 | 3C | Overfill Alarm | 1992-12-01 |  | 1992-12-01 |  | Currently in Use | Hazardous Substance | 4000 | Composite Double Walled | 1992-12-01 | Aboveground | Suction (American)
ROCKDALE MEDICAL CENTER | 1412 MILSTEAD AVE NE | CONYERS | Rockdale | 9122024 | 1 | [5 empty] | Removed from Ground | Diesel | 20000 | Not Marked/Unknown | 1993-05-26 | Not Marked
ROCKDALE MEDICAL CENTER | 1412 MILSTEAD AVE NE | CONYERS | Rockdale | 9122024 | 2 | Flapper Valve | 1993-06-01 | FALSE | 1993-06-01 | FALSE | Removed from Ground | Diesel | 20000 | Composite | 1993-06-09 | Fiberglass Reinforced Plastic | Pressurized
ROCKDALE MEDICAL CENTER | 1412 MILSTEAD AVE NE | CONYERS | Rockdale | 9122024 | 3 | Flapper Valve | 2015-07-08 | FALSE | 2012-08-30 | FALSE | Currently in Use | Diesel | 20000 | Fiberglass Double Walled | 2004-01-01 | Steel/FG Secondary containment | Suction (American)
LIL COUNTRY GROCERY | 4010 GA HWY 20 NORTH | CONYERS | Rockdale | 9122025 | 1 |  |  | TRUE |  | TRUE | Removed from Ground | Used Oil | 1000 | Bare Steel | 1969-01-01 | Galvanized Steel
LIL COUNTRY GROCERY | 4010 GA HWY 20 NORTH | CONYERS | Rockdale | 9122025 | 2 |  |  | TRUE |  | TRUE | Removed from Ground | Used Oil | 1000 | Bare Steel | 1969-01-01 | Galvanized Steel
LIL COUNTRY GROCERY | 4010 GA HWY 20 NORTH | CONYERS | Rockdale | 9122025 | 3 |  |  | TRUE |  | TRUE | Removed from Ground | Used Oil | 1000 | Bare Steel | 1969-01-01 | Galvanized Steel
LIL COUNTRY GROCERY | 4010 GA HWY 20 NORTH | CONYERS | Rockdale | 9122025 | 4 | [5 empty] | Removed from Ground | Diesel | 1000 | Bare Steel | 1969-01-01 | Galvanized Steel
LIL COUNTRY GROCERY | 4010 GA HWY 20 NORTH | CONYERS | Rockdale | 9122025 | 5 | [5 empty] | Removed from Ground | Kerosene | 550 | Bare Steel | 1969-01-01 | Galvanized Steel
MAXELL CORP OF AMERICA | 1400 /1421 PARKER RD | CONYERS | Rockdale | 9122026 | 1 | [5 empty] | Removed from Ground | Diesel | 10000 | Fiberglass | 1992-12-02 | Galvanized Steel | Suction (American)
FINA #131-6791-709/SALEM FINA MI | 2131 SALEM RD | CONYERS | Rockdale | 9122027 | 1 | [5 empty] | Removed from Ground | Gas (Historical Use) | 5000 | Cathodically Protected Steel | 1967-01-01 | Bare Steel | Pressurized
FINA #131-6791-709/SALEM FINA MI | 2131 SALEM RD | CONYERS | Rockdale | 9122027 | 2 | [5 empty] | Removed from Ground | Gas (Historical Use) | 5000 | Bare Steel | 1967-04-28 | Bare Steel | Pressurized
FINA #131-6791-709/SALEM FINA MI | 2131 SALEM RD | CONYERS | Rockdale | 9122027 | 3 | [5 empty] | Removed from Ground | Gas (Historical Use) | 5000 | Bare Steel | 1967-04-28 | Bare Steel | Pressurized
FINA #131-6791-709/SALEM FINA MI | 2131 SALEM RD | CONYERS | Rockdale | 9122027 | 4 | [5 empty] | Removed from Ground | Gas (Historical Use) | 5000 | Bare Steel | 1967-04-28 | Bare Steel | Pressurized
FINA #131-6791-709/SALEM FINA MI | 2131 SALEM RD | CONYERS | Rockdale | 9122027 | 5 |  |  | TRUE |  | TRUE | Removed from Ground | Used Oil | 600 | Bare Steel | 1968-04-27 | Galvanized Steel | Gravity Fed
VACANT BLDG\SOUND INNOVATIONS | 1290 IRIS DR | CONYERS | Rockdale | 9122028 | 1 | [5 empty] | Removed from Ground | Gas (Historical Use) | 6000 | Not Marked/Unknown | 1994-04-06 | Not Marked
VACANT BLDG\SOUND INNOVATIONS | 1290 IRIS DR | CONYERS | Rockdale | 9122028 | 2 | [5 empty] | Removed from Ground | Gas (Historical Use) | 6000 | Not Marked/Unknown | 1994-04-06 | Not Marked
VACANT BLDG\SOUND INNOVATIONS | 1290 IRIS DR | CONYERS | Rockdale | 9122028 | 3 | [5 empty] | Removed from Ground | Gas (Historical Use) | 3000 | Not Marked/Unknown | 1994-04-06 | Not Marked
TECHNICARBON CO LP | 1870 INDUSTRIAL BLVD NW | CONYERS | Rockdale | 9122029 | 1 | [5 empty] | Removed from Ground | Other | 10000 | Bare Steel | 1977-02-24 | Bare Steel | Safe Suction (Euro)
Mountain Express Store #406 | 2442 LAKE ROCKAWAY RD | CONYERS | Rockdale | 9122030 | 1 |  | 1994-02-20 |  | 1994-02-20 |  | Currently in Use | Gas (Historical Use) | 10000 | Composite | 1994-02-15 | Fiberglass Reinforced Plastic | Pressurized
Mountain Express Store #406 | 2442 LAKE ROCKAWAY RD | CONYERS | Rockdale | 9122030 | 2 |  | 1994-02-20 |  | 1994-02-20 |  | Currently in Use | Gas (Historical Use) | 8000 | Galvanic (STIP-3) | 1994-02-15 | Fiberglass Reinforced Plastic | Pressurized
Mountain Express Store #406 | 2442 LAKE ROCKAWAY RD | CONYERS | Rockdale | 9122030 | 3 |  | 1994-02-20 |  | 1994-02-20 |  | Currently in Use | Diesel | 550 | Galvanic (STIP-3) | 1994-02-15 | Fiberglass Reinforced Plastic | Pressurized
PENSKE TRUCK LEASING CO L P | 251 PENSKE DR | CONYERS | Rockdale | 9122031 | 1 | Flapper Valve | 1993-12-01 | FALSE | 1993-12-01 | FALSE | Currently in Use | Diesel | 20000 | Composite | 1993-12-08 | Double-Walled Fiberglass | Pressurized
PENSKE TRUCK LEASING CO L P | 251 PENSKE DR | CONYERS | Rockdale | 9122031 | 2 | Flapper Valve | 1993-12-01 | FALSE | 1993-12-01 | FALSE | Currently in Use | Regular | 12000 | Composite | 1993-12-08 | Double-Walled Fiberglass | Pressurized
ROCKDALE INDUSTRIES | 1650 OLD COVINGTON HWY | CONYERS | Rockdale | 9122032 | 1 | [5 empty] | Removed from Ground | Diesel | 10000 | Not Marked/Unknown |  | Not Marked
ROCKDALE INDUSTRIES | 1650 OLD COVINGTON HWY | CONYERS | Rockdale | 9122032 | 2 | [5 empty] | Removed from Ground | Other | 0 | Not Marked/Unknown |  | Not Marked
CROSSROADS FOOD MART | 2910 HWY 212 SW | CONYERS | Rockdale | 9122033 | 1 | [5 empty] | Removed from Ground | Gas (Historical Use) | 3000 | Bare Steel | 1997-08-01 | Galvanized Steel | Safe Suction (Euro)
CROSSROADS FOOD MART | 2910 HWY 212 SW | CONYERS | Rockdale | 9122033 | 2 | [5 empty] | Removed from Ground | Gas (Historical Use) | 3000 | Bare Steel | 1997-08-01 | Galvanized Steel | Safe Suction (Euro)
CROSSROADS FOOD MART | 2910 HWY 212 SW | CONYERS | Rockdale | 9122033 | 3 | [5 empty] | Removed from Ground | Gas (Historical Use) | 3000 | Bare Steel | 1997-08-01 | Galvanized Steel | Safe Suction (Euro)
CROSSROADS FOOD MART | 2910 HWY 212 SW | CONYERS | Rockdale | 9122033 | 4 | Ball Float | 1998-01-01 | FALSE | 1998-01-01 | TRUE | Currently in Use | Regular | 12000 | Epoxy | 1998-01-01 | Double-Walled Fiberglass | Pressurized
CROSSROADS FOOD MART | 2910 HWY 212 SW | CONYERS | Rockdale | 9122033 | 5 |  | 1998-01-01 |  | 1998-01-01 | TRUE | Currently in Use | Gas (Historical Use) | 12000 | Epoxy | 1998-01-01 | Double-Walled Fiberglass | Pressurized
CROSSROADS FOOD MART | 2910 HWY 212 SW | CONYERS | Rockdale | 9122033 | 6A | [5 empty] | Removed from Ground | Diesel | 1500 | Composite | 1997-08-25 | Double Walled | Pressurized
CROSSROADS FOOD MART | 2910 HWY 212 SW | CONYERS | Rockdale | 9122033 | 6B | [5 empty] | Removed from Ground | Kerosene | 1500 | Composite | 1997-08-25 | Double Walled | Pressurized
CROSSROADS FOOD MART | 2910 HWY 212 SW | CONYERS | Rockdale | 9122033 | 7A |  | 1998-01-01 | FALSE | 1998-01-01 | TRUE | Currently in Use | Diesel | 6000 | Epoxy | 1998-01-01 |  | Pressurized
CROSSROADS FOOD MART | 2910 HWY 212 SW | CONYERS | Rockdale | 9122033 | 7B |  | 1998-01-01 |  | 1998-01-01 | TRUE | Temporarily out of use | Kerosene | 2000 | Epoxy | 1998-01-01 |  | Pressurized
SHELL FOOD MART | 4975 HWY 20 N | CONYERS | Rockdale | 9122034 | 1 | [5 empty] | Removed from Ground | Gas (Historical Use) | 1 | Cathodically Protected Steel | 1997-09-22 | Galvanized Steel | Suction (American)
SHELL FOOD MART | 4975 HWY 20 N | CONYERS | Rockdale | 9122034 | 2 | [5 empty] | Removed from Ground | Gas (Historical Use) | 1 | Cathodically Protected Steel | 1997-09-22 | Galvanized Steel | Suction (American)
SHELL FOOD MART | 4975 HWY 20 N | CONYERS | Rockdale | 9122034 | 3 |  | 2002-08-01 | FALSE | 2002-08-01 | FALSE | Currently in Use | Regular | 10000 | Epoxy | 2002-08-01 | Fiberglass Reinforced Plastic | Pressurized
SHELL FOOD MART | 4975 HWY 20 N | CONYERS | Rockdale | 9122034 | 4 |  | 2002-08-01 | FALSE | 2002-08-01 | FALSE | Currently in Use | Plus | 6000 | Epoxy | 2002-08-01 | Fiberglass Reinforced Plastic | Pressurized
SHELL FOOD MART | 4975 HWY 20 N | CONYERS | Rockdale | 9122034 | 5 |  | 2002-08-01 | FALSE | 2002-08-01 | FALSE | Currently in Use | Premium | 4000 | Epoxy | 2002-08-01 | Fiberglass Reinforced Plastic | Pressurized
STATEN TIRE | 1058 WEST AVE | CONYERS | Rockdale | 9122035 | 1 | [5 empty] | Removed from Ground | Gas (Historical Use) | 1000 | Not Marked/Unknown | 1975-03-13 | Not Marked
STATEN TIRE | 1058 WEST AVE | CONYERS | Rockdale | 9122035 | 2 | [5 empty] | Removed from Ground | Gas (Historical Use) | 2000 | Not Marked/Unknown | 1975-03-13 | Not Marked
STATEN TIRE | 1058 WEST AVE | CONYERS | Rockdale | 9122035 | 3 | [5 empty] | Removed from Ground | Gas (Historical Use) | 2000 | Not Marked/Unknown | 1975-03-13 | Not Marked
NORTH MAIN TEXACO | 1109 NORTH MAIN ST | CONYERS | Rockdale | 9122036 | 1 | [5 empty] | Removed from Ground | Gas (Historical Use) | 4000 | Bare Steel | 1970-04-15 | Bare Steel | Safe Suction (Euro)
NORTH MAIN TEXACO | 1109 NORTH MAIN ST | CONYERS | Rockdale | 9122036 | 2 | [5 empty] | Removed from Ground | Gas (Historical Use) | 4000 | Bare Steel | 1970-04-15 | Bare Steel | Safe Suction (Euro)
QUIGG BRANCH SEWAGE TREATMENT FACILITY | 2440 TATUM RD | CONYERS | Rockdale | 9122037 | 1 | [5 empty] | Removed from Ground | Diesel | 1000 | Not Marked/Unknown | 1995-04-05 | Unknown
QUIGG BRANCH SEWAGE TREATMENT FACILITY | 2440 TATUM RD | CONYERS | Rockdale | 9122037 | 2 | Flapper Valve | 1994-08-15 | FALSE | 1994-08-15 | FALSE | Currently in Use | Diesel | 4000 | Fiberglass Double Walled | 1994-08-15 | Steel/FG Secondary containment | Safe Suction (Euro)
UNKNOWN/CLOSED FACILITY | 1301 GREEN STREET | CONYERS | Rockdale | 9122038 | 1 | [5 empty] | Removed from Ground | Gas (Historical Use) | 1000 | Not Marked/Unknown | 1994-12-30 | Not Marked
UNKNOWN/CLOSED FACILITY | 1301 GREEN STREET | CONYERS | Rockdale | 9122038 | 2 | [5 empty] | Removed from Ground | Gas (Historical Use) | 1000 | Not Marked/Unknown | 1994-12-30 | Not Marked
UNKNOWN/CLOSED FACILITY | 1301 GREEN STREET | CONYERS | Rockdale | 9122038 | 3 | [5 empty] | Removed from Ground | Gas (Historical Use) | 1000 | Not Marked/Unknown | 1994-12-30 | Not Marked
ROCKDALE CO PUBLIC WORKS FORMER | 1591 HWY 20 NORTH | CONYERS | Rockdale | 9122039 | 1 | [5 empty] | Removed from Ground | Gas (Historical Use) | 10000 | Bare Steel | 1978-01-01 | Unknown
ROCKDALE CO PUBLIC WORKS FORMER | 1591 HWY 20 NORTH | CONYERS | Rockdale | 9122039 | 2 | [5 empty] | Removed from Ground | Gas (Historical Use) | 10000 | Bare Steel | 1978-01-01 | Unknown
ROCKDALE CO PUBLIC WORKS FORMER | 1591 HWY 20 NORTH | CONYERS | Rockdale | 9122039 | 3 | [5 empty] | Removed from Ground | Kerosene | 1000 | Bare Steel | 1978-01-01 | Unknown
ROCKDALE CO PUBLIC WORKS FORMER | 1591 HWY 20 NORTH | CONYERS | Rockdale | 9122039 | 4 | [5 empty] | Removed from Ground | Kerosene | 1000 | Bare Steel | 1978-01-01 | Unknown
ROCKDALE CO PUBLIC WORKS FORMER | 1591 HWY 20 NORTH | CONYERS | Rockdale | 9122039 | 5 | [5 empty] | Removed from Ground | Diesel | 500 | Not Marked/Unknown | 1995-11-13 | Not Marked
RACETRAC #2330 | 1744 HWY 138 NE | CONYERS | Rockdale | 9122040 | 1 | Ball Float | 1989-01-01 |  | 1989-01-01 |  | Removed from Ground | Diesel | 4000 | Fiberglass | 1989-01-01 | Fiberglass Reinforced Plastic
RACETRAC #2330 | 1744 HWY 138 NE | CONYERS | Rockdale | 9122040 | 2 | Ball Float | 1989-01-01 |  | 1989-01-01 |  | Removed from Ground | Gas (Historical Use) | 10000 | Fiberglass | 1989-01-01 | Fiberglass Reinforced Plastic | Pressurized
RACETRAC #2330 | 1744 HWY 138 NE | CONYERS | Rockdale | 9122040 | 3 | Ball Float | 1989-01-01 |  | 1989-01-01 |  | Removed from Ground | Gas (Historical Use) | 10000 | Fiberglass | 1989-01-01 | Fiberglass Reinforced Plastic | Pressurized
RACETRAC #2330 | 1744 HWY 138 NE | CONYERS | Rockdale | 9122040 | 4 | Ball Float | 1989-01-01 |  | 1989-01-01 |  | Removed from Ground | Gas (Historical Use) | 10000 | Fiberglass | 1989-01-01 | Fiberglass Reinforced Plastic | Pressurized
MILSTEAD COMMUNITY/FORMER GAS ST | 1640 BROAD STREET | CONYERS | Rockdale | 9122041 | 1 | [5 empty] | Removed from Ground | Diesel | 2000 | Not Marked/Unknown | 1995-11-06 | Not Marked
MILSTEAD COMMUNITY/FORMER GAS ST | 1640 BROAD STREET | CONYERS | Rockdale | 9122041 | 2 | [5 empty] | Removed from Ground | Gas (Historical Use) | 1000 | Not Marked/Unknown | 1995-11-06 | Not Marked
MILSTEAD COMMUNITY/FORMER GAS ST | 1640 BROAD STREET | CONYERS | Rockdale | 9122041 | 3 | [5 empty] | Removed from Ground | Gas (Historical Use) | 1000 | Not Marked/Unknown | 1995-11-06 | Not Marked
FRITZ FOOD & GAS | 3421 GEORGIA HWY 20 S | CONYERS | Rockdale | 9122042 | 1 |  | 1987-11-01 | FALSE | 1987-11-01 | FALSE | Currently in Use | Regular | 8000 | Fiberglass | 1987-11-20 | Fiberglass Reinforced Plastic | Pressurized
FRITZ FOOD & GAS | 3421 GEORGIA HWY 20 S | CONYERS | Rockdale | 9122042 | 2 |  | 1987-11-01 | FALSE | 1987-11-01 | FALSE | Currently in Use | Premium | 8000 | Fiberglass | 1987-11-20 | Fiberglass Reinforced Plastic | Pressurized
FRITZ FOOD & GAS | 3421 GEORGIA HWY 20 S | CONYERS | Rockdale | 9122042 | 3 |  | 1987-11-01 | FALSE | 1987-11-01 | FALSE | Currently in Use | E-85 | 8000 | Fiberglass | 1987-11-20 | Fiberglass Reinforced Plastic | Pressurized
FRITZ FOOD & GAS | 3421 GEORGIA HWY 20 S | CONYERS | Rockdale | 9122042 | 4 |  | 1987-11-01 | FALSE | 1987-11-01 | FALSE | Currently in Use | Diesel | 2000 | Fiberglass | 1987-11-20 | Fiberglass Reinforced Plastic | Pressurized
GREAT SOUTHERN WOOD PRESERVING I | 2290 PLUNKETT RD | CONYERS | Rockdale | 9122043 | 1 | [5 empty] | Removed from Ground | Diesel | 10000 | Bare Steel | 1985-08-01 | Galvanized Steel | Safe Suction (Euro)
GREAT SOUTHERN WOOD PRESERVING I | 2290 PLUNKETT RD | CONYERS | Rockdale | 9122043 | 2 |  | 1996-01-03 |  | 1996-01-03 |  | Currently in Use | Diesel | 10000 | Galvanic (STIP-3) | 1996-01-03 | Fiberglass Reinforced Plastic | Pressurized
LITTLE MOUNTAIN MANAGEMENT INC | 1850 LITTLE MOUNTAIN RD | ELLEWOOD | Rockdale | 9122044 | 1 | [5 empty] | Removed from Ground | Gas (Historical Use) | 1000 | Not Marked/Unknown | 1989-06-01 | Not Marked
UNCLE GENE'S KWIK STOP | 974 HIGHTOWER TRL | CONYERS | Rockdale | 9122046 | 1 |  | 1998-03-24 |  | 1998-03-24 |  | Removed from Ground | Gas (Historical Use) | 2000 | Cathodically Protected Steel | 1986-01-01 | Cathodically Protected | Safe Suction (Euro)
UNCLE GENE'S KWIK STOP | 974 HIGHTOWER TRL | CONYERS | Rockdale | 9122046 | 2 |  | 1998-03-24 |  | 1998-03-24 |  | Removed from Ground | Gas (Historical Use) | 1000 | Cathodically Protected Steel | 1986-01-01 | Cathodically Protected | Safe Suction (Euro)
UNCLE GENE'S KWIK STOP | 974 HIGHTOWER TRL | CONYERS | Rockdale | 9122046 | 3 |  | 1998-03-24 |  | 1998-03-24 |  | Removed from Ground | Gas (Historical Use) | 2000 | Cathodically Protected Steel | 1986-01-01 | Cathodically Protected | Safe Suction (Euro)
UNCLE GENE'S KWIK STOP | 974 HIGHTOWER TRL | CONYERS | Rockdale | 9122046 | 4 |  |  | FALSE |  | FALSE | Removed from Ground | Diesel | 1000 | Unknown | 2004-02-04 | Unknown
FORMER SVC STATION | SALEM ROAD | CONYERS | Rockdale | 9122047 | DUMMY | [5 empty] | Currently in Use | Diesel | 0 | Not Marked/Unknown |  | Not Marked
FLASH FOODS #248 | 1477 HWY 138 SW | CONYERS | Rockdale | 9122048 | 1 | Flapper Valve | 1989-12-14 |  | 1989-12-14 |  | Removed from Ground | Gas (Historical Use) | 10000 | Galvanic (STIP-3) | 1989-12-14 | Fiberglass Reinforced Plastic | Pressurized
FLASH FOODS #248 | 1477 HWY 138 SW | CONYERS | Rockdale | 9122048 | 2 | Flapper Valve | 1989-12-14 |  | 1989-12-14 |  | Removed from Ground | Gas (Historical Use) | 10000 | Galvanic (STIP-3) | 1989-12-14 | Fiberglass Reinforced Plastic | Pressurized
FLASH FOODS #248 | 1477 HWY 138 SW | CONYERS | Rockdale | 9122048 | 3 | Flapper Valve | 1989-12-14 |  | 1989-12-14 |  | Removed from Ground | Gas (Historical Use) | 8200 | Galvanic (STIP-3) | 1989-12-14 | Fiberglass Reinforced Plastic | Pressurized
FLASH FOODS #248 | 1477 HWY 138 SW | CONYERS | Rockdale | 9122048 | 4 | Flapper Valve | 2014-02-25 | FALSE | 2014-02-25 | FALSE | Currently in Use | Regular | 15000 | Composite Double Walled | 2014-02-25 | Double-Walled Flex | Pressurized
FLASH FOODS #248 | 1477 HWY 138 SW | CONYERS | Rockdale | 9122048 | 5 |  | 2014-02-25 | FALSE | 2014-02-25 | FALSE | Currently in Use | Gas (Historical Use) | 15000 | Composite Double Walled | 2014-02-25 | Double-Walled Flex | Pressurized
FLASH FOODS #248 | 1477 HWY 138 SW | CONYERS | Rockdale | 9122048 | 6 |  | 2014-02-25 | FALSE | 2014-02-25 | FALSE | Currently in Use | Gas (Historical Use) | 8000 | Composite Double Walled | 2014-02-25 | Double-Walled Flex | Pressurized
FLASH FOODS #248 | 1477 HWY 138 SW | CONYERS | Rockdale | 9122048 | 7 |  | 2014-02-25 | FALSE | 2014-02-25 | FALSE | Currently in Use | Diesel | 8000 | Composite Double Walled | 2014-02-25 | Double-Walled Flex | Pressurized
J A BROWN GRAD INC | 1920 CHANDLER RD | CONYERS | Rockdale | 9122049 | 1 | [5 empty] | Removed from Ground | Diesel | 6000 | Epoxy | 1982-01-01 | Galvanized Steel | Safe Suction (Euro)
HOLIDAY FOODMART | 2221 SALEM RD | CONYERS | Rockdale | 9122050 | 1 | Ball Float | 1996-07-01 |  | 1996-07-01 |  | Currently in Use | Gas (Historical Use) | 10000 | Steel-Impressed Current | 1985-12-01 | Double-Walled Fiberglass | Pressurized
HOLIDAY FOODMART | 2221 SALEM RD | CONYERS | Rockdale | 9122050 | 2 | Ball Float | 1996-07-01 |  | 1996-07-01 |  | Currently in Use | Gas (Historical Use) | 10000 | Steel-Impressed Current | 1985-12-01 | Double-Walled Fiberglass | Pressurized
HOLIDAY FOODMART | 2221 SALEM RD | CONYERS | Rockdale | 9122050 | 3 | Ball Float | 1996-07-01 |  | 1996-07-01 |  | Currently in Use | Gas (Historical Use) | 10000 | Steel-Impressed Current | 1985-12-01 | Double-Walled Fiberglass | Pressurized
HOLIDAY FOODMART | 2221 SALEM RD | CONYERS | Rockdale | 9122050 | 4A | Flapper Valve | 2015-02-12 | FALSE | 2015-02-12 | FALSE | Currently in Use | Gas (Historical Use) | 12000 | Fiberglass Double Walled | 2015-02-15 | Double-Walled Fiberglass | Pressurized
HOLIDAY FOODMART | 2221 SALEM RD | CONYERS | Rockdale | 9122050 | 4B | Flapper Valve | 2015-02-15 | FALSE | 2015-02-15 | FALSE | Currently in Use | Diesel | 3000 | Fiberglass Double Walled | 2015-02-15 | Double-Walled Fiberglass | Pressurized
JET CORR INC | 1781 CONYERS STATION ROAD | CONYERS | Rockdale | 9122051 | 1 |  | 1997-04-01 |  | 1997-04-01 |  | Removed from Ground | Diesel | 20000 | Cathodically Protected Steel | 2000-08-02 | Fiberglass Reinforced Plastic | Suction (American)
GAS N FOOD | 4034 HWY 20 N | CONYERS | Rockdale | 9122052 | 1 | Ball Float | 1995-09-22 | FALSE | 1995-09-22 | FALSE | Currently in Use | Regular | 8000 | Epoxy | 1995-09-20 | Fiberglass Reinforced Plastic | Pressurized
GAS N FOOD | 4034 HWY 20 N | CONYERS | Rockdale | 9122052 | 2 | Ball Float | 1995-09-22 | FALSE | 1995-09-22 | FALSE | Currently in Use | Premium | 8000 | Epoxy | 1995-09-20 | Fiberglass Reinforced Plastic | Pressurized
GAS N FOOD | 4034 HWY 20 N | CONYERS | Rockdale | 9122052 | 3A | Ball Float | 1995-09-22 | FALSE | 1995-09-22 | FALSE | Currently in Use | Diesel | 4000 | Epoxy | 1995-09-20 | Fiberglass Reinforced Plastic | Pressurized
GAS N FOOD | 4034 HWY 20 N | CONYERS | Rockdale | 9122052 | 3B | Ball Float | 1995-09-22 | FALSE | 1995-09-22 | FALSE | Currently in Use | E-85 | 4000 | Epoxy | 1995-09-20 | Fiberglass Reinforced Plastic | Pressurized
CHRIS AUTOMOTIVE INC | 950 DOGWOOD DR | CONYERS | Rockdale | 9122053 | 1 | [5 empty] | Removed from Ground | Gas (Historical Use) | 3000 | Marked Unknown | 1996-01-10 | Unknown
CHRIS AUTOMOTIVE INC | 950 DOGWOOD DR | CONYERS | Rockdale | 9122053 | 2 |  |  | TRUE |  | TRUE | Closed in Ground | Used Oil | 1500 | Marked Unknown | 1996-01-10 | Unknown
HONEY CREEK AMOCO | 3500 GEORGIA HWY 20 | CONYERS | Rockdale | 9122057 | 1 |  | 1998-10-01 | FALSE | 1998-10-01 | FALSE | Currently in Use | Gas (Historical Use) | 10000 | Fiberglass | 1987-05-01 | Fiberglass Reinforced Plastic | Pressurized
HONEY CREEK AMOCO | 3500 GEORGIA HWY 20 | CONYERS | Rockdale | 9122057 | 2 |  | 1998-10-01 | FALSE | 1998-10-01 | FALSE | Currently in Use | Gas (Historical Use) | 10000 | Fiberglass | 1987-05-01 | Fiberglass Reinforced Plastic
HONEY CREEK AMOCO | 3500 GEORGIA HWY 20 | CONYERS | Rockdale | 9122057 | 3 |  | 1998-10-01 | FALSE | 1998-10-01 | FALSE | Currently in Use | Gas (Historical Use) | 10000 | Fiberglass | 1987-05-01 | Fiberglass Reinforced Plastic | Pressurized
RaceWay #989 - Salem Road | 2187 SALEM RD NE | CONYERS | Rockdale | 9122058 | 1 | Overfill Alarm | 1997-01-01 | FALSE | 1997-01-01 | FALSE | Currently in Use | Gas (Historical Use) | 15000 | Composite Double Walled | 1997-01-06 | Double-Walled Fiberglass | Pressurized
RaceWay #989 - Salem Road | 2187 SALEM RD NE | CONYERS | Rockdale | 9122058 | 2 | Overfill Alarm | 1997-01-01 | FALSE | 1997-01-01 | FALSE | Currently in Use | Diesel | 12000 | Composite Double Walled | 1997-01-06 | Double-Walled Fiberglass | Pressurized
RaceWay #989 - Salem Road | 2187 SALEM RD NE | CONYERS | Rockdale | 9122058 | 3 | Overfill Alarm | 1997-01-01 | FALSE | 1997-01-01 | FALSE | Currently in Use | Gas (Historical Use) | 12000 | Composite Double Walled | 1997-01-06 | Double-Walled Fiberglass | Pressurized
BP FOOD SHOP | 2992 HWY 155 | STOCKBRIDGE | Rockdale | 9122059 | 1 | Ball Float | 2011-09-27 | FALSE | 2012-08-03 | FALSE | Currently in Use | Regular | 12000 | Fiberglass | 1997-01-14 | Double-Walled Flex | Pressurized
BP FOOD SHOP | 2992 HWY 155 | STOCKBRIDGE | Rockdale | 9122059 | 2 | Ball Float | 2011-09-27 | FALSE | 2008-01-03 | FALSE | Currently in Use | Premium | 10000 | Fiberglass | 1997-01-14 | Double-Walled Flex | Pressurized
BP FOOD SHOP | 2992 HWY 155 | STOCKBRIDGE | Rockdale | 9122059 | 3 | Flapper Valve | 1997-01-20 | FALSE | 1997-01-23 | FALSE | Currently in Use | Kerosene | 2000 | Fiberglass | 1997-01-14 | Double-Walled Flex | Safe Suction (Euro)
PRATT SPECIALTY SHEETS | 1005 SIGMAN ROAD BYPASS | CONYERS | Rockdale | 9122060 | 1 | Flapper Valve | 1997-04-01 |  | 1997-04-01 |  | Removed from Ground | Diesel | 20000 | Galvanic (STIP-3) | 1997-04-01 | Fiberglass Reinforced Plastic | Pressurized
SAM'S MART # 519 | 1800 GA HWY 138 | CONYERS | Rockdale | 9122061 | 1 |  | 1997-03-01 | FALSE | 1997-03-01 | FALSE | Currently in Use | Regular | 15000 | Fiberglass Double Walled | 1997-03-01 | Fiberglass Reinforced Plastic | Pressurized
SAM'S MART # 519 | 1800 GA HWY 138 | CONYERS | Rockdale | 9122061 | 2 | Ball Float | 1997-03-01 | FALSE | 1997-03-01 | FALSE | Currently in Use | Premium | 15000 | Fiberglass Double Walled | 1997-03-01 | Fiberglass Reinforced Plastic | Pressurized
SAM'S MART # 519 | 1800 GA HWY 138 | CONYERS | Rockdale | 9122061 | 3 |  | 1997-03-01 | FALSE | 1997-03-01 | FALSE | Currently in Use | Diesel | 10000 | Fiberglass Double Walled | 1997-03-01 | Double-Walled Fiberglass | Pressurized
CITGO QUICK MART | 990 SIGMAN RD | CONYERS | Rockdale | 9122062 | 1 | Ball Float | 1997-02-01 | FALSE | 1997-02-01 | FALSE | Currently in Use | Regular | 10000 | Composite | 1997-02-01 | Double-Walled Fiberglass | Pressurized
CITGO QUICK MART | 990 SIGMAN RD | CONYERS | Rockdale | 9122062 | 2 | Ball Float | 1997-02-01 | FALSE | 1997-02-01 | FALSE | Currently in Use | Premium | 10000 | Composite | 1997-02-01 | Double-Walled Fiberglass | Pressurized
VACANT LOT | 1455 MILSTEAD ROAD | CONYERS | Rockdale | 9122063 | 1 | [5 empty] | Removed from Ground | Gas (Historical Use) | 1000 | Bare Steel | 1998-02-25 | Galvanized Steel
VACANT LOT | 1455 MILSTEAD ROAD | CONYERS | Rockdale | 9122063 | 2 | [5 empty] | Removed from Ground | Gas (Historical Use) | 1000 | Bare Steel | 1998-02-25 | Galvanized Steel
QUIKTRIP #770 | 1395 HWY 138 | CONYERS | Rockdale | 9122064 | 1 |  | 1998-02-09 | FALSE | 1998-02-09 | FALSE | Currently in Use | Gas (Historical Use) | 12000 | Fiberglass | 1998-01-28 |  | Pressurized
QUIKTRIP #770 | 1395 HWY 138 | CONYERS | Rockdale | 9122064 | 2 |  | 1998-02-09 | FALSE | 1998-02-09 | FALSE | Currently in Use | Premium | 12000 | Fiberglass | 1998-01-28 | Double Walled | Pressurized
QUIKTRIP #770 | 1395 HWY 138 | CONYERS | Rockdale | 9122064 | 3 |  | 1998-02-09 | FALSE | 1998-02-09 | FALSE | Currently in Use | Gas (Historical Use) | 12000 | Fiberglass | 1998-01-28 | Double Walled | Pressurized
FARMERS AUTO SERVICE | 1020 GREEN ST SW | CONYERS | Rockdale | 9122065 | 1 | [5 empty] | Removed from Ground | Empty | 550 | Bare Steel | 1974-01-01 | Galvanized Steel | Suction (American)
FARMERS AUTO SERVICE | 1020 GREEN ST SW | CONYERS | Rockdale | 9122065 | 2 | [5 empty] | Removed from Ground | Empty | 550 | Bare Steel | 1974-01-01 | Galvanized Steel | Suction (American)
FARMERS AUTO SERVICE | 1020 GREEN ST SW | CONYERS | Rockdale | 9122065 | 3 | [5 empty] | Removed from Ground | Empty | 550 | Bare Steel | 1974-01-01 | Galvanized Steel | Suction (American)
GEES MILL SELF SERVE | GEES MILL RD @ 607 SIGMAN RD | CONYERS | Rockdale | 9122066 | 1 | Ball Float | 1999-04-01 | FALSE | 1999-04-01 | FALSE | Currently in Use | Regular | 10000 | Epoxy | 1999-04-01 | Fiberglass Reinforced Plastic | Pressurized
GEES MILL SELF SERVE | GEES MILL RD @ 607 SIGMAN RD | CONYERS | Rockdale | 9122066 | 2 | Ball Float | 1999-04-01 | FALSE | 1999-04-01 | FALSE | Currently in Use | Premium | 8000 | Epoxy | 1999-04-01 | Fiberglass Reinforced Plastic | Pressurized
GEES MILL SELF SERVE | GEES MILL RD @ 607 SIGMAN RD | CONYERS | Rockdale | 9122066 | 3 | Ball Float | 1999-04-01 | FALSE | 1999-04-01 | FALSE | Currently in Use | Diesel | 4000 | Epoxy | 1999-04-01 | Fiberglass Reinforced Plastic | Pressurized
KEY CURBING & PAVING INC | 2600 KEYS POINT | CONYERS | Rockdale | 9122067 | 1 | [5 empty] | Removed from Ground | Gas (Historical Use) | 0 | Not Marked/Unknown | 1999-09-28 | Not Marked
JUNIOR PIPPIN TRUCKING | 213 CAMDEN INDUSTRIAL PKWY NW | CONYERS | Rockdale | 9122068 | 1 | Overfill Alarm | 1999-03-31 | FALSE | 1999-03-31 | FALSE | Currently in Use | Diesel | 10000 | Composite | 1999-03-31 | Fiberglass Reinforced Plastic | Pressurized
UNKNOWN | 1990 HWY 138 NORTH | CONYERS | Rockdale | 9122069 | 1 | [5 empty] | Removed from Ground | Gas (Historical Use) | 1000 | Not Marked/Unknown | 2000-02-09 | Not Marked
UNKNOWN | 1990 HWY 138 NORTH | CONYERS | Rockdale | 9122069 | 2 | [5 empty] | Removed from Ground | Gas (Historical Use) | 1000 | Not Marked/Unknown | 2000-02-09 | Not Marked
UNKNOWN | 1990 HWY 138 NORTH | CONYERS | Rockdale | 9122069 | 3 | [5 empty] | Removed from Ground | Gas (Historical Use) | 1000 | Not Marked/Unknown | 2000-02-09 | Not Marked
PEP BOYS #97 | 1132 NORTHLAKE DR | CONYERS | Rockdale | 9122070 | 1 | [5 empty] | Removed from Ground | Used Oil | 550 | Not Marked/Unknown | 1999-06-10 | Not Marked
PEP BOYS #97 | 1132 NORTHLAKE DR | CONYERS | Rockdale | 9122070 | 2 | [5 empty] | Removed from Ground | Used Oil | 550 | Not Marked/Unknown | 1999-06-10 | Not Marked
TEXACO FOOD MART | 1801 HWY 138 STE B NE | CONYERS | Rockdale | 9122071 | 1 | Ball Float | 2001-04-02 | FALSE | 2001-04-02 | TRUE | Currently in Use | Regular | 12000 | Epoxy | 2001-04-02 | Double-Walled Flex | Pressurized
TEXACO FOOD MART | 1801 HWY 138 STE B NE | CONYERS | Rockdale | 9122071 | 2 | Ball Float | 2001-04-02 | FALSE | 2001-04-02 | TRUE | Currently in Use | Premium | 8000 | Epoxy | 2001-04-02 | Double-Walled Flex | Pressurized
TEXACO FOOD MART | 1801 HWY 138 STE B NE | CONYERS | Rockdale | 9122071 | 3 | Ball Float | 2001-04-02 | FALSE | 2001-04-02 | TRUE | Currently in Use | Diesel | 6000 | Epoxy | 2001-04-02 | Double-Walled Flex | Pressurized
UNKNOWN | RAILROAD ST | CONYERS | Rockdale | 9122072 | 1 | [5 empty] | Removed from Ground | Gas (Historical Use) | 1200 | Marked Unknown | 2001-04-12 | Unknown
UNKNOWN | RAILROAD ST | CONYERS | Rockdale | 9122072 | 2 | [5 empty] | Removed from Ground | Gas (Historical Use) | 1200 | Marked Unknown | 2001-04-12 | Unknown
UNKNOWN | COMMERCIAL STREET | CONYERS | Rockdale | 9122073 | 1 | [5 empty] | Removed from Ground | Gas (Historical Use) | 300 | Marked Unknown | 2001-09-06 | Unknown
UNKNOWN | COMMERCIAL STREET | CONYERS | Rockdale | 9122073 | 2 | [5 empty] | Removed from Ground | Gas (Historical Use) | 500 | Marked Unknown | 2001-09-06 | Unknown
FOOD MART | 1085 IRWIN BRIDGE RD | CONYERS | Rockdale | 9122074 | 1 |  | 2002-02-05 |  | 2002-02-05 |  | Currently in Use | Gas (Historical Use) | 12000 | Composite | 2002-02-04 | Fiberglass Reinforced Plastic | Pressurized
FOOD MART | 1085 IRWIN BRIDGE RD | CONYERS | Rockdale | 9122074 | 2 |  | 2002-02-05 |  | 2002-02-05 |  | Currently in Use | Gas (Historical Use) | 10000 | Composite | 2002-02-04 | Fiberglass Reinforced Plastic | Pressurized
FOOD MART | 1085 IRWIN BRIDGE RD | CONYERS | Rockdale | 9122074 | 3 |  | 2002-02-05 |  | 2002-02-05 |  | Currently in Use | Diesel | 8000 | Composite | 2002-02-04 | Fiberglass Reinforced Plastic | Pressurized
BST/CONYERS CO/F5570 | 1028 N GREEN ST | CONYERS | Rockdale | 1220088 | 1 | [5 empty] | Removed from Ground | Diesel | 3000 | Bare Steel | 1967-01-06 | Copper | Suction (American)
BST/CONYERS CO/F5570 | 1028 N GREEN ST | CONYERS | Rockdale | 1220088 | 2 |  | 1989-10-26 |  | 1989-10-26 |  | Removed from Ground | Other | 5000 | Bare Steel | 1976-01-04 | Copper | Suction (American)
BST/CONYERS CO/F5570 | 1028 N GREEN ST | CONYERS | Rockdale | 1220088 | 3 | [5 empty] | Removed from Ground | Diesel | 1000 | Bare Steel | 1965-01-01 | Unknown | Suction (American)
BST/CONYERS CO/F5570 | 1028 N GREEN ST | CONYERS | Rockdale | 1220088 | 4 |  | 1997-04-09 |  | 1997-04-09 |  | Currently in Use | Diesel | 6000 | Double Walled | 1997-04-09 | Copper | Suction (American)
BST/CONYERS SCO-F5575 | 1024 N GREEN ST | CONYERS | Rockdale | 1220089 | 1 | [5 empty] | Removed from Ground | Gas (Historical Use) | 3000 | Bare Steel | 1974-01-04 | Unknown
BST/CONYERS SCO-F5575 | 1024 N GREEN ST | CONYERS | Rockdale | 1220089 | 2 | [5 empty] | Removed from Ground | Gas (Historical Use) | 12000 | Bare Steel | 1981-01-02 | Unknown
BST/CONYERS SCO-F5575 | 1024 N GREEN ST | CONYERS | Rockdale | 1220089 | 3 | [5 empty] | Removed from Ground | Gas (Historical Use) | 12000 | Double Walled | 1990-12-10 | Fiberglass Reinforced Plastic | Pressurized
E-Z SERVE #8257 | 3492 GA HWY 20 | CONYERS | Rockdale | 1220095 | 1 | [5 empty] | Removed from Ground | Gas (Historical Use) | 8000 | Bare Steel | 1973-05-16 | Galvanized Steel
E-Z SERVE #8257 | 3492 GA HWY 20 | CONYERS | Rockdale | 1220095 | 2 | [5 empty] | Removed from Ground | Gas (Historical Use) | 8000 | Bare Steel | 1973-05-16 | Galvanized Steel
E-Z SERVE #8257 | 3492 GA HWY 20 | CONYERS | Rockdale | 1220095 | 3 |  |  |  | 1988-01-01 |  | Removed from Ground | Gas (Historical Use) | 10000 | Composite | 1988-01-01 | Fiberglass Reinforced Plastic | Pressurized
E-Z SERVE #8257 | 3492 GA HWY 20 | CONYERS | Rockdale | 1220095 | 4 |  |  |  | 1988-01-01 |  | Removed from Ground | Gas (Historical Use) | 10000 | Composite | 1988-01-01 | Fiberglass Reinforced Plastic | Pressurized
E-Z SERVE #8257 | 3492 GA HWY 20 | CONYERS | Rockdale | 1220095 | 5 |  |  |  | 1988-01-01 |  | Removed from Ground | Gas (Historical Use) | 10000 | Composite | 1988-01-01 | Fiberglass Reinforced Plastic | Pressurized
MILSTEAD FOOD MART | 1293 MILSTEAD AVE | CONYERS | Rockdale | 1220097 | 1 | Ball Float | 1997-08-01 | FALSE | 1997-08-01 | FALSE | Currently in Use | Regular | 8000 | Steel-Impressed Current | 1976-01-04 | Fiberglass Reinforced Plastic | Pressurized
MILSTEAD FOOD MART | 1293 MILSTEAD AVE | CONYERS | Rockdale | 1220097 | 2 | Ball Float | 1997-08-01 | FALSE | 1997-08-01 | FALSE | Currently in Use | Premium | 8000 |  | 1976-01-04 | Fiberglass Reinforced Plastic | Pressurized
ELLIOTT'S MARKETPLACE | 1500 SIGMAN RD NW | CONYERS | Rockdale | 1220100 | 1 | Ball Float | 1994-11-01 | FALSE | 1994-11-01 | FALSE | Currently in Use | Regular | 8000 | Steel-Impressed Current | 1994-11-01 | Galvanized Steel | Pressurized
ELLIOTT'S MARKETPLACE | 1500 SIGMAN RD NW | CONYERS | Rockdale | 1220100 | 2 | Ball Float | 1994-11-01 | FALSE | 1994-11-01 | FALSE | Currently in Use | Premium | 8000 | Steel-Impressed Current | 1994-11-01 | Fiberglass Reinforced Plastic | Pressurized
ELLIOTT'S MARKETPLACE | 1500 SIGMAN RD NW | CONYERS | Rockdale | 1220100 | 3 | Ball Float | 1994-11-01 | FALSE | 1994-11-01 | FALSE | Currently in Use | Diesel | 8000 | Steel-Impressed Current | 1994-11-01 | Fiberglass Reinforced Plastic | Pressurized
ELLIOTT'S MARKETPLACE | 1500 SIGMAN RD NW | CONYERS | Rockdale | 1220100 | 4A | Flapper Valve | 2004-07-01 | FALSE | 2004-07-01 | FALSE | Currently in Use | E-0 | 4000 | Fiberglass Double Walled | 2004-07-01 | Double-Walled Fiberglass | Safe Suction (Euro)
ELLIOTT'S MARKETPLACE | 1500 SIGMAN RD NW | CONYERS | Rockdale | 1220100 | 4B | Flapper Valve | 2004-07-01 | FALSE | 2004-07-01 | FALSE | Currently in Use | Kerosene | 2000 | Fiberglass Double Walled | 2004-07-01 | Double-Walled Fiberglass | Safe Suction (Euro)
LAKESHORE STOP N SHOP | 2331 LAKESHORE DR NE | CONYERS | Rockdale | 1222000 | 1 | Ball Float | 1988-01-01 | FALSE | 1988-01-01 | FALSE | Currently in Use | Regular | 8000 | Steel-Impressed Current | 2000-09-27 | Steel (Impressed Current) | Pressurized
LAKESHORE STOP N SHOP | 2331 LAKESHORE DR NE | CONYERS | Rockdale | 1222000 | 2 | Ball Float | 1988-01-01 | FALSE | 1988-01-01 | FALSE | Currently in Use | Premium | 8000 | Steel-Impressed Current | 2000-09-27 | Steel (Impressed Current) | Pressurized
LAKESHORE STOP N SHOP | 2331 LAKESHORE DR NE | CONYERS | Rockdale | 1222000 | 3 | Ball Float | 1988-01-01 | FALSE | 1988-01-01 | FALSE | Currently in Use | Regular | 8000 | Steel-Impressed Current | 2000-09-27 | Steel (Impressed Current) | Pressurized
Mountain Express Store #485 | 4606 E FAIRVIEW RD | STOCKBRIDGE | Rockdale | 750098 | 1 |  | 1998-12-20 | FALSE | 1998-12-20 | FALSE | Currently in Use | Regular | 8000 | Steel-Impressed Current | 1977-05-15 |  | Pressurized
Mountain Express Store #485 | 4606 E FAIRVIEW RD | STOCKBRIDGE | Rockdale | 750098 | 2 |  | 1998-12-20 | FALSE | 1998-12-20 | FALSE | Currently in Use | Premium | 4000 | Steel-Impressed Current | 1977-05-15
Mountain Express Store #485 | 4606 E FAIRVIEW RD | STOCKBRIDGE | Rockdale | 750098 | 3 |  | 1998-12-20 | FALSE | 1998-12-20 | FALSE | Currently in Use | Diesel | 4000 | Steel-Impressed Current | 1977-05-15
Mountain Express Store #485 | 4606 E FAIRVIEW RD | STOCKBRIDGE | Rockdale | 750098 | 4 |  | 1998-12-20 |  | 1998-12-20 |  | Permanently Out Of Use | Diesel | 1000 | Cathodically Protected Steel | 1984-05-13
MONASTERY OF THE HOLY GHOST | 2625 GA HWY 212 SW | CONYERS | Rockdale | 4440729 | 1 | [5 empty] | Removed from Ground | Diesel | 450 | Bare Steel | 1976-03-06 | Galvanized Steel
MONASTERY OF THE HOLY GHOST | 2625 GA HWY 212 SW | CONYERS | Rockdale | 4440729 | 2 | [5 empty] | Removed from Ground | Gas (Historical Use) | 550 | Bare Steel | 1976-03-06 | Galvanized Steel
MONASTERY OF THE HOLY GHOST | 2625 GA HWY 212 SW | CONYERS | Rockdale | 4440729 | 3 | [5 empty] | Removed from Ground | Gas (Historical Use) | 550 | Bare Steel | 1976-03-06 | Galvanized Steel
MONASTERY OF THE HOLY GHOST | 2625 GA HWY 212 SW | CONYERS | Rockdale | 4440729 | 4 | [5 empty] | Removed from Ground | Gas (Historical Use) | 550 | Bare Steel | 1976-03-06 | Galvanized Steel
2300 SIGMAN ROAD CENTER LLC D/B/A SIGMAN FOOD MART | 2300 SIGMAN RD | CONYERS | Rockdale | 10001589 | 1 | Flapper Valve | 2008-06-02 | FALSE | 2008-06-02 | FALSE | Currently in Use | Regular | 15000 | Fiberglass Double Walled | 2008-05-28 | Double-Walled Fiberglass | Pressurized
2300 SIGMAN ROAD CENTER LLC D/B/A SIGMAN FOOD MART | 2300 SIGMAN RD | CONYERS | Rockdale | 10001589 | 2A | Flapper Valve | 2008-06-02 | FALSE | 2008-06-02 | FALSE | Currently in Use | Premium | 8000 | Fiberglass Double Walled | 2008-05-28 | Double-Walled Fiberglass | Pressurized
2300 SIGMAN ROAD CENTER LLC D/B/A SIGMAN FOOD MART | 2300 SIGMAN RD | CONYERS | Rockdale | 10001589 | 2B | Flapper Valve | 2008-06-02 | FALSE | 2008-06-02 | FALSE | Currently in Use | Diesel | 7000 | Fiberglass Double Walled | 2008-05-28 | Double-Walled Fiberglass | Pressurized
CHEVRON FOOD MART | 1135 SIGMAN RD @ BROOKSTONE LAKES | CONYERS | Rockdale | 10001530 | 1 |  | 2012-11-02 | FALSE | 2012-11-02 | FALSE | Currently in Use | Regular | 15000 | Composite Double Walled | 2008-01-25 | Double-Walled Fiberglass | Pressurized
CHEVRON FOOD MART | 1135 SIGMAN RD @ BROOKSTONE LAKES | CONYERS | Rockdale | 10001530 | 2 |  | 2012-11-02 | FALSE | 2012-11-02 | FALSE | Currently in Use | Premium | 8000 | Composite Double Walled | 2008-01-25 | Double-Walled Fiberglass | Pressurized
CHEVRON FOOD MART | 1135 SIGMAN RD @ BROOKSTONE LAKES | CONYERS | Rockdale | 10001530 | 3 |  | 2012-11-02 | FALSE | 2012-11-02 | FALSE | Currently in Use | Diesel | 7000 | Composite Double Walled | 2008-01-25 | Double-Walled Fiberglass | Pressurized
ROCKDALE COUNTY JAIL | 911 CHAMBERS DR | CONYERS | Rockdale | 10001323 | 1 |  | 2012-01-06 | FALSE | 2012-01-06 | FALSE | Currently in Use | Diesel | 500 | Fiberglass | 1989-01-01 | Secondary Containment | Pressurized
HIGHTOWER FOOD MART BP | 3540 GA HWY 20 | CONYERS | Rockdale | 10001142 | 1 | Ball Float | 2005-08-01 | FALSE | 2005-08-01 | FALSE | Currently in Use | Regular | 12000 | Epoxy | 2005-08-01 | Fiberglass Reinforced Plastic | Pressurized
HIGHTOWER FOOD MART BP | 3540 GA HWY 20 | CONYERS | Rockdale | 10001142 | 2 | Ball Float | 2005-08-01 | FALSE | 2005-08-01 | FALSE | Currently in Use | Premium | 8000 | Epoxy | 2005-08-01 | Fiberglass Reinforced Plastic | Pressurized
HIGHTOWER FOOD MART BP | 3540 GA HWY 20 | CONYERS | Rockdale | 10001142 | 3 | Ball Float | 2005-08-01 | FALSE | 2005-08-01 | FALSE | Currently in Use | Diesel | 4000 | Epoxy | 2005-08-01 | Fiberglass Reinforced Plastic | Pressurized
QUIKTRIP #761 | 1340 KLONDIKE RD | CONYERS | Rockdale | 10001758 | 1 | Flapper Valve | 2009-08-01 | FALSE | 2009-08-01 | FALSE | Currently in Use | E-10 | 20000 | Fiberglass Double Walled | 2009-02-01 | Double-Walled Fiberglass | Pressurized
QUIKTRIP #761 | 1340 KLONDIKE RD | CONYERS | Rockdale | 10001758 | 2 | Flapper Valve | 2009-08-01 | FALSE | 2009-08-01 | FALSE | Currently in Use | E-10 | 20000 | Fiberglass Double Walled | 2009-02-01 | Double-Walled Fiberglass | Pressurized
QUIKTRIP #761 | 1340 KLONDIKE RD | CONYERS | Rockdale | 10001758 | 3A |  | 2009-08-01 | FALSE | 2009-08-01 | FALSE | Currently in Use | Premium | 12000 | Fiberglass Double Walled | 2009-02-01 | Double-Walled Fiberglass | Pressurized
QUIKTRIP #761 | 1340 KLONDIKE RD | CONYERS | Rockdale | 10001758 | 3B |  | 2009-08-01 | FALSE | 2009-08-01 | FALSE | Currently in Use | Diesel | 8000 | Fiberglass Double Walled | 2009-02-01 | Double-Walled Fiberglass | Pressurized
Mountain Express #413 | 1801 SIGMAN RD | CONYERS | Rockdale | 10000473 | 1 | Ball Float | 2003-09-12 | FALSE | 2003-09-12 | FALSE | Currently in Use | Regular | 12000 | Fiberglass | 2003-08-27 | Double-Walled Fiberglass | Pressurized
Mountain Express #413 | 1801 SIGMAN RD | CONYERS | Rockdale | 10000473 | 2A | Ball Float | 2003-09-12 | FALSE | 2003-09-12 | FALSE | Currently in Use | Premium | 6000 | Fiberglass | 2003-08-27 | Double-Walled Fiberglass | Pressurized
Mountain Express #413 | 1801 SIGMAN RD | CONYERS | Rockdale | 10000473 | 2B | Ball Float | 2003-09-12 | FALSE | 2003-09-12 | FALSE | Currently in Use | Diesel | 6000 | Fiberglass | 2003-08-27 | Double-Walled Fiberglass | Pressurized
QUIKTRIP #802 | 2400 SALEM RD SE | CONYERS | Rockdale | 10000356 | 1 | Flapper Valve | 2003-01-01 | FALSE | 2003-01-01 | FALSE | Currently in Use | Regular | 20000 | Fiberglass Double Walled | 2002-12-10 | Double-Walled Fiberglass | Pressurized
QUIKTRIP #802 | 2400 SALEM RD SE | CONYERS | Rockdale | 10000356 | 2 | Flapper Valve | 2003-01-01 | FALSE | 2003-01-01 | FALSE | Currently in Use | Regular | 20000 | Fiberglass Double Walled | 2002-12-10 | Double-Walled Fiberglass | Pressurized
QUIKTRIP #802 | 2400 SALEM RD SE | CONYERS | Rockdale | 10000356 | 3 | Flapper Valve | 2003-01-01 | FALSE | 2003-01-01 | FALSE | Currently in Use | Premium | 12000 | Fiberglass Double Walled | 2002-12-10 | Double-Walled Fiberglass | Pressurized
QUIKTRIP #802 | 2400 SALEM RD SE | CONYERS | Rockdale | 10000356 | 4A | Flapper Valve | 2018-05-02 | FALSE | 2018-05-02 | FALSE | Currently in Use | Gas (Historical Use) | 12000 | Fiberglass Double Walled | 2018-05-02 | Double-Walled Flex | Pressurized
QUIKTRIP #802 | 2400 SALEM RD SE | CONYERS | Rockdale | 10000356 | 4B | Flapper Valve | 2018-05-02 | FALSE | 2018-05-02 | FALSE | Currently in Use | Diesel | 10000 | Fiberglass Double Walled | 2018-05-02 | Double-Walled Flex | Pressurized
SAMS CLUB #4810 | 2994 TURNER HILL RD | LITHONIA | Rockdale | 10000329 | 1 | Ball Float | 2003-03-20 | FALSE | 2003-03-20 | FALSE | Removed from Ground | Gas (Historical Use) | 20000 | Fiberglass Double Walled | 2003-03-09 |  | Pressurized
SAMS CLUB #4810 | 2994 TURNER HILL RD | LITHONIA | Rockdale | 10000329 | 2 | Ball Float | 2003-03-20 | FALSE | 2003-03-20 | FALSE | Removed from Ground | Gas (Historical Use) | 20000 | Fiberglass Double Walled | 2003-03-09 |  | Pressurized
SAMS CLUB #4810 | 2994 TURNER HILL RD | LITHONIA | Rockdale | 10000329 | 3 | Ball Float | 2003-03-20 | FALSE | 2003-03-20 | FALSE | Removed from Ground | Gas (Historical Use) | 20000 | Fiberglass Double Walled | 2003-03-09 |  | Pressurized
INGLES GAS EXPRESS #469 | 2455 SALEM RD | CONYERS | Rockdale | 10000332 | 1A | Ball Float | 2003-04-04 | FALSE | 2003-04-04 | FALSE | Currently in Use | Regular | 20000 | Fiberglass Double Walled | 2003-04-01 | Double-Walled Fiberglass | Pressurized
INGLES GAS EXPRESS #469 | 2455 SALEM RD | CONYERS | Rockdale | 10000332 | 1B | Ball Float | 2003-04-04 | FALSE | 2003-04-04 | FALSE | Currently in Use | Premium | 12000 | Fiberglass Double Walled | 2003-04-01 | Double-Walled Fiberglass | Pressurized
BJS WHOLESALE CLUB | 1800 DOGWOOD DR | CONYERS | Rockdale | 10000015 | 1 |  | 2002-04-26 | FALSE | 2002-04-26 | FALSE | Currently in Use | Regular | 20000 | Fiberglass Double Walled | 2002-04-24 | Double-Walled Fiberglass | Pressurized
BJS WHOLESALE CLUB | 1800 DOGWOOD DR | CONYERS | Rockdale | 10000015 | 2A |  | 2002-04-26 | FALSE | 2002-04-26 | FALSE | Currently in Use | Regular | 8000 | Fiberglass Double Walled | 2002-05-15 | Double-Walled Fiberglass | Pressurized
BJS WHOLESALE CLUB | 1800 DOGWOOD DR | CONYERS | Rockdale | 10000015 | 2B |  | 2002-04-24 | FALSE | 2002-04-24 | FALSE | Currently in Use | Premium | 12000 | Fiberglass Double Walled | 2002-04-24 | Double-Walled Fiberglass | Pressurized
TEXACO | 1410 KLONDIKE RD | CONYERS | Rockdale | 10000855 | 1 | Ball Float | 2004-09-15 | FALSE | 2004-09-15 | FALSE | Currently in Use | Regular | 12000 | Fiberglass | 2004-07-16 | Double-Walled Fiberglass | Pressurized
TEXACO | 1410 KLONDIKE RD | CONYERS | Rockdale | 10000855 | 2 | Ball Float | 2005-09-14 | FALSE | 2004-09-15 | FALSE | Currently in Use | Premium | 12000 | Fiberglass | 2004-07-16 | Double-Walled Fiberglass | Pressurized
TEXACO | 1410 KLONDIKE RD | CONYERS | Rockdale | 10000855 | 3 | Ball Float | 2004-09-15 | FALSE | 2004-09-15 | FALSE | Currently in Use | Diesel | 12000 | Fiberglass | 2004-07-16 | Double-Walled Fiberglass | Pressurized
GREENLEAF CONTRACTING | 2058 OLD COVINGTON HIGHWAY | CONYERS | Rockdale | 10000940 | 1 |  |  | FALSE |  | FALSE | Removed from Ground | Used Oil | 250 | Bare Steel | 1991-01-01
ABANDONED SERVICE STATION (DOT) | 5162 HWY 20 | LITHONIA | Rockdale | 10000776 | 1 |  |  | FALSE |  | FALSE | Removed from Ground | Not Marked | 0 | Unknown
KROGER GA-320 | 1745 HWY 138 | CONYERS | Rockdale | 10000713 | 1A | Ball Float | 2004-07-02 | FALSE | 2004-07-02 | FALSE | Currently in Use | Regular | 20000 | Fiberglass Double Walled | 2004-06-18 | Double-Walled Flex | Pressurized
KROGER GA-320 | 1745 HWY 138 | CONYERS | Rockdale | 10000713 | 1B | Ball Float | 2004-07-02 | FALSE | 2004-07-02 | FALSE | Currently in Use | Premium | 8000 | Fiberglass Double Walled | 2004-06-18 | Double-Walled Flex | Pressurized
GET N GO | 1965 SIGMAN RD | CONYERS | Rockdale | 10000730 | 1 | Ball Float | 2004-08-27 | FALSE | 2004-08-27 | FALSE | Currently in Use | Regular | 12000 | Epoxy | 2004-08-27 | Fiberglass Reinforced Plastic | Pressurized
GET N GO | 1965 SIGMAN RD | CONYERS | Rockdale | 10000730 | 2 | Ball Float | 2004-08-27 | FALSE | 2004-08-27 | FALSE | Currently in Use | Premium | 12000 | Epoxy | 2004-08-27 | Fiberglass Reinforced Plastic | Pressurized
GET N GO | 1965 SIGMAN RD | CONYERS | Rockdale | 10000730 | 3 | Ball Float | 2004-08-27 | FALSE | 2004-08-27 | FALSE | Currently in Use | Diesel | 12000 | Epoxy | 2004-08-27 | Fiberglass Reinforced Plastic | Pressurized
SUNCO FOODMART | 3496 HWY 138 SW E | STOCKBRIDGE | Rockdale | 10000575 | 1 |  | 2002-12-19 | FALSE | 2002-12-19 | FALSE | Currently in Use | Regular | 12000 | Composite | 2002-12-19 | Double-Walled Fiberglass | Pressurized
SUNCO FOODMART | 3496 HWY 138 SW E | STOCKBRIDGE | Rockdale | 10000575 | 2 |  | 2002-12-19 | FALSE | 2002-12-19 | FALSE | Currently in Use | Premium | 8000 | Composite | 2002-12-19 | Double-Walled Fiberglass | Pressurized
SUNCO FOODMART | 3496 HWY 138 SW E | STOCKBRIDGE | Rockdale | 10000575 | 3 |  | 2002-12-19 | FALSE | 2002-12-19 | FALSE | Currently in Use | Diesel | 4000 | Composite | 2002-12-19 | Double-Walled Fiberglass | Pressurized
BROADWELL ESTATE | 1582 OLD COVINGTON HIGHWAY | CONYERS | Rockdale | 10000572 | 1 |  |  | FALSE |  | FALSE | Removed from Ground | Gas (Historical Use) | 550 | Unknown
BROADWELL ESTATE | 1582 OLD COVINGTON HIGHWAY | CONYERS | Rockdale | 10000572 | 2 |  |  | FALSE |  | FALSE | Removed from Ground | Gas (Historical Use) | 1000 | Unknown
BROADWELL ESTATE | 1582 OLD COVINGTON HIGHWAY | CONYERS | Rockdale | 10000572 | 3 |  |  | FALSE |  | FALSE | Removed from Ground | Gas (Historical Use) | 1000 | Unknown
SALEM ROAD QUICK SPOT | 140 N SALEM RD | CONYERS | Rockdale | 10000529 | 1 | Ball Float | 2003-12-18 | FALSE | 2003-12-18 | FALSE | Currently in Use | Regular | 15000 | Epoxy | 2003-12-18 | Fiberglass Reinforced Plastic | Pressurized
SALEM ROAD QUICK SPOT | 140 N SALEM RD | CONYERS | Rockdale | 10000529 | 2 | Ball Float | 2003-12-18 | FALSE | 2003-12-18 | FALSE | Currently in Use | Gas (Historical Use) | 8000 | Epoxy | 2003-12-18 | Fiberglass Reinforced Plastic | Pressurized
SALEM ROAD QUICK SPOT | 140 N SALEM RD | CONYERS | Rockdale | 10000529 | 3 | Flapper Valve | 2003-12-18 | FALSE | 2003-12-18 | FALSE | Currently in Use | Diesel Off Road | 12000 | Epoxy | 2003-12-18 | Fiberglass Reinforced Plastic
SALEM ROAD QUICK SPOT | 140 N SALEM RD | CONYERS | Rockdale | 10000529 | 4 | Flapper Valve | 2003-12-18 | FALSE | 2003-12-18 | FALSE | Currently in Use | Diesel | 4000 | Epoxy | 2003-12-18 | Fiberglass Reinforced Plastic | Pressurized
RaceTrac #2330 - Sigman Rd. | 1744 HWY 138 | CONYERS | Rockdale | 10002487 | 1 | Overfill Alarm | 2015-07-23 | FALSE | 2015-07-23 | FALSE | Currently in Use | Gas (Historical Use) | 20000 | Fiberglass Double Walled | 2015-07-23 | Double-Walled Fiberglass | Pressurized
RaceTrac #2330 - Sigman Rd. | 1744 HWY 138 | CONYERS | Rockdale | 10002487 | 2A | Overfill Alarm | 2015-07-23 | FALSE | 2015-07-23 | FALSE | Currently in Use | Gas (Historical Use) | 10000 | Fiberglass Double Walled | 2015-07-23 | Double-Walled Fiberglass | Pressurized
RaceTrac #2330 - Sigman Rd. | 1744 HWY 138 | CONYERS | Rockdale | 10002487 | 2B | Overfill Alarm | 2015-07-23 | FALSE | 2015-07-23 | FALSE | Currently in Use | Gas (Historical Use) | 10000 | Fiberglass Double Walled | 2015-07-23 | Double-Walled Fiberglass | Pressurized
RaceTrac #2330 - Sigman Rd. | 1744 HWY 138 | CONYERS | Rockdale | 10002487 | 3A | Overfill Alarm | 2015-07-23 | FALSE | 2015-07-23 | FALSE | Currently in Use | E-85 | 10000 | Fiberglass Double Walled | 2015-07-23 | Double-Walled Fiberglass | Pressurized
RaceTrac #2330 - Sigman Rd. | 1744 HWY 138 | CONYERS | Rockdale | 10002487 | 3B | Overfill Alarm | 2015-07-23 | FALSE | 2015-07-23 | FALSE | Currently in Use | Diesel | 10000 | Fiberglass Double Walled | 2015-07-23 | Double-Walled Fiberglass | Pressurized
HOMERUN FOOD MART | 1256 GREEN ST | CONYERS | Rockdale | 10002471 | 1A |  | 2015-08-01 | FALSE | 2015-08-01 | FALSE | Currently in Use | Regular | 13000 | Composite Double Walled | 2015-06-01 | Double-Walled Fiberglass | Pressurized
HOMERUN FOOD MART | 1256 GREEN ST | CONYERS | Rockdale | 10002471 | 1B |  | 2015-08-01 | FALSE | 2015-08-01 | FALSE | Currently in Use | Premium | 3500 | Composite Double Walled | 2015-06-01 | Double-Walled Fiberglass | Pressurized
HOMERUN FOOD MART | 1256 GREEN ST | CONYERS | Rockdale | 10002471 | 1C |  | 2015-08-01 | FALSE | 2015-08-01 | FALSE | Currently in Use | Diesel | 3500 | Composite Double Walled | 2015-06-01 | Double-Walled Fiberglass | Pressurized
COMMERCIAL USE PROPERTY | 1209 IRIS DRIVE | CONYERS | Rockdale | 10002381 | 1 |  |  | FALSE |  | FALSE | Removed from Ground | Gas (Historical Use) | 0 | Unknown | 1983-01-01
Daredia Investments Inc | 2280 HWY 212 | CONYERS | Rockdale | 10002605 | 1A |  | 2016-06-15 | FALSE | 2016-06-15 | FALSE | Currently in Use | Gas (Historical Use) | 13000 | Composite Double Walled | 2016-06-01 | Double-Walled Fiberglass | Pressurized
Daredia Investments Inc | 2280 HWY 212 | CONYERS | Rockdale | 10002605 | 1B |  | 2016-06-15 | FALSE | 2016-06-15 | FALSE | Currently in Use | Gas (Historical Use) | 3500 | Composite Double Walled | 2016-06-01 | Double-Walled Fiberglass | Pressurized
Daredia Investments Inc | 2280 HWY 212 | CONYERS | Rockdale | 10002605 | 1C |  | 2016-06-15 | FALSE | 2016-06-15 | FALSE | Currently in Use | Diesel | 3500 | Composite Double Walled | 2016-06-01 | Double-Walled Fiberglass | Pressurized
CITY OF CONYERS/PUBLIC WORKS DEP | 1184 SCOTT ST | CONYERS | Rockdale | 1220001 | 1 | [5 empty] | Removed from Ground | Gas (Historical Use) | 1000 | Bare Steel | 1986-03-14 | Unknown
CITY OF CONYERS | MILLER BOTTOM RD | CONYERS | Rockdale | 1220002 | 1AST | [5 empty] | Permanently Out of Use - historical purposes | Diesel | 2000 | Marked Unknown | 1986-03-14 | Unknown
CONYERS BOARD OF EDUCATION | 1038 NORTH ST | CONYERS | Rockdale | 1220003 | 1 | [5 empty] | Removed from Ground | Diesel | 1 | Marked Unknown | 1986-03-14 | Unknown
CITY OF CONYERS PUBLIC WORKS | 1139 RAILROAD ST | CONYERS | Rockdale | 1220004 | 1 | [5 empty] | Removed from Ground | Gas (Historical Use) | 10000 | Bare Steel | 1970-01-01 | Galvanized Steel | Safe Suction (Euro)
CITY OF CONYERS PUBLIC WORKS | 1139 RAILROAD ST | CONYERS | Rockdale | 1220004 | 2 | [5 empty] | Removed from Ground | Diesel | 4000 | Bare Steel | 1970-01-01 | Galvanized Steel | Safe Suction (Euro)
CITY OF CONYERS PUBLIC WORKS | 1139 RAILROAD ST | CONYERS | Rockdale | 1220004 | 3 | [5 empty] | Removed from Ground | Empty | 1000 | Bare Steel | 1970-01-01 | Unknown
CITY OF CONYERS PUBLIC WORKS | 1139 RAILROAD ST | CONYERS | Rockdale | 1220004 | 4 |  | 1995-04-01 |  | 1995-04-01 |  | Currently in Use | Gas (Historical Use) | 10000 | Composite | 1995-04-01 | Fiberglass Reinforced Plastic | Pressurized
CITY OF CONYERS PUBLIC WORKS | 1139 RAILROAD ST | CONYERS | Rockdale | 1220004 | 5 |  | 1995-04-01 |  | 1995-04-01 |  | Currently in Use | Diesel | 10000 | Composite | 1995-04-01 | Fiberglass Reinforced Plastic | Pressurized
CITY OF CONYERS | 1150 VAUGHN ST | CONYERS | Rockdale | 1220005 | 1 | [5 empty] | Removed from Ground | Gas (Historical Use) | 500 | Bare Steel |  | Unknown
CITY OF CONYERS | 1150 VAUGHN ST | CONYERS | Rockdale | 1220005 | 2 | [5 empty] | Removed from Ground | Gas (Historical Use) | 500 | Bare Steel | 1986-03-14 | Unknown
CHARLES EVANS IMPORTS INC | 1420 IRIS DR | CONYERS | Rockdale | 1220007 | 1 |  |  | TRUE |  | TRUE | Removed from Ground | Used Oil | 500 | Bare Steel | 1971-01-10 | Unknown
STATE PATROL POST #46/GA DEPT OF | 2150 IRIS DR | CONYERS | Rockdale | 1220009 | 1 | [5 empty] | Removed from Ground | Gas (Historical Use) | 4000 | Bare Steel | 1982-03-07 | Galvanized Steel
STATE PATROL POST #46/GA DEPT OF | 2150 IRIS DR | CONYERS | Rockdale | 1220009 | 2 |  | 1994-11-09 |  | 1994-11-09 |  | Removed from Ground | Gas (Historical Use) | 10000 | Cathodically Protected Steel | 1994-11-09 | Fiberglass Reinforced Plastic | Suction (American)
EDWARDS-WARREN TIRE CO | 1520 DOGWOOD DR | CONYERS | Rockdale | 1220011 | 1 | [5 empty] | Removed from Ground | Diesel | 10000 | Bare Steel | 1980-03-05 | Galvanized Steel
EDWARDS-WARREN TIRE CO | 1520 DOGWOOD DR | CONYERS | Rockdale | 1220011 | 2 | [5 empty] | Removed from Ground | Gas (Historical Use) | 5000 | Bare Steel | 1980-03-05 | Galvanized Steel
EDWARDS-WARREN TIRE CO | 1520 DOGWOOD DR | CONYERS | Rockdale | 1220011 | 3 | [5 empty] | Removed from Ground | Gas (Historical Use) | 5000 | Bare Steel | 1980-03-05 | Galvanized Steel
GIBSON-HOMANS CO | 1721 OLD COVINGTON HWY N E | CONYERS | Rockdale | 1220013 | 1 | [5 empty] | Removed from Ground | Other | 10000 | Bare Steel | 1976-03-01 | Galvanized Steel | Safe Suction (Euro)
GIBSON-HOMANS CO | 1721 OLD COVINGTON HWY N E | CONYERS | Rockdale | 1220013 | 2 | [5 empty] | Removed from Ground | Other | 6000 | Bare Steel | 1976-03-01 | Galvanized Steel | Safe Suction (Euro)
GIBSON-HOMANS CO | 1721 OLD COVINGTON HWY N E | CONYERS | Rockdale | 1220013 | 3 | [5 empty] | Removed from Ground | Diesel | 6000 | Bare Steel | 1976-03-01 | Galvanized Steel | Safe Suction (Euro)
GIBSON-HOMANS CO | 1721 OLD COVINGTON HWY N E | CONYERS | Rockdale | 1220013 | 4 | [5 empty] | Removed from Ground | Gas (Historical Use) | 500 | Bare Steel | 1976-03-01 | Galvanized Steel
THE KROGER CO | 1525 -B OLD COVINGTON HWY | CONYERS | Rockdale | 1220015 | 1 | [5 empty] | Removed from Ground | Diesel | 10000 | Bare Steel | 1979-03-05 | Galvanized Steel
CONYERS BUICK PONTIAC GMC/MCGIBO | 1800 IRIS DR | CONYERS | Rockdale | 1220016 | 169655 |  |  | TRUE |  | TRUE | Removed from Ground | Used Oil | 550 | Bare Steel | 1981-01-01 | Bare Steel
GERRY HARKINS | 2720 DOGWOOD DR SE | CONYERS | Rockdale | 1220017 | 1 | [5 empty] | Removed from Ground | Gas (Historical Use) | 10000 | Bare Steel | 1973-01-11 | Galvanized Steel
GERRY HARKINS | 2720 DOGWOOD DR SE | CONYERS | Rockdale | 1220017 | 2 | [5 empty] | Removed from Ground | Diesel | 1000 | Bare Steel | 1973-01-11 | Galvanized Steel
GERRY HARKINS | 2720 DOGWOOD DR SE | CONYERS | Rockdale | 1220017 | 3 | Ball Float | 1991-03-01 |  | 1991-03-01 |  | Removed from Ground | Gas (Historical Use) | 1000 | Tank Jacket | 1991-03-01 | Fiberglass Reinforced Plastic | Safe Suction (Euro)
GERRY HARKINS | 2720 DOGWOOD DR SE | CONYERS | Rockdale | 1220017 | 4 | Ball Float | 1991-03-01 |  | 1991-03-01 |  | Removed from Ground | Diesel | 1000 | Tank Jacket | 1991-03-01 | Fiberglass Reinforced Plastic | Safe Suction (Euro)
PATRICK & BENSON GROC | 1058 SOUTH GREEN ST | CONYERS | Rockdale | 1220018 | 1 | [5 empty] | Removed from Ground | Gas (Historical Use) | 1000 | Bare Steel | 1974-02-21 | Galvanized Steel
PATRICK & BENSON GROC | 1058 SOUTH GREEN ST | CONYERS | Rockdale | 1220018 | 2 | [5 empty] | Removed from Ground | Gas (Historical Use) | 1000 | Bare Steel | 1974-02-21 | Galvanized Steel
PATRICK & BENSON GROC | 1058 SOUTH GREEN ST | CONYERS | Rockdale | 1220018 | 3 | [5 empty] | Removed from Ground | Gas (Historical Use) | 2000 | Bare Steel | 1974-02-21 | Galvanized Steel
PATRICK & BENSON GROC | 1058 SOUTH GREEN ST | CONYERS | Rockdale | 1220018 | 4 | [5 empty] | Removed from Ground | Gas (Historical Use) | 2000 | Bare Steel | 1974-02-21 | Galvanized Steel
PATRICK & BENSON GROC | 1058 SOUTH GREEN ST | CONYERS | Rockdale | 1220018 | 5 | [5 empty] | Removed from Ground | Kerosene | 500 | Bare Steel | 1974-02-21 | Galvanized Steel
PITTMAN CONSTRUCTION CO | 1487 FARMER RD | CONYERS | Rockdale | 1220019 | 1 | [5 empty] | Removed from Ground | Gas (Historical Use) | 10000 | Bare Steel | 1980-03-01 | Galvanized Steel
PITTMAN CONSTRUCTION CO | 1487 FARMER RD | CONYERS | Rockdale | 1220019 | 2 | Flapper Valve | 1994-08-01 | FALSE | 1994-08-01 | FALSE | Temporarily out of use | Diesel | 10000 | Steel-Impressed Current | 1998-11-19 | Steel (Impressed Current) | Pressurized
CORNER MART | 2302 EBENEZER RD | CONYERS | Rockdale | 1220020 | 1 | Ball Float | 1997-06-01 |  | 1997-06-01 |  | Currently in Use | Gas (Historical Use) | 8000 | Galvanic (STIP-3) | 1981-02-22 | Steel (Impressed Current) | Pressurized
CORNER MART | 2302 EBENEZER RD | CONYERS | Rockdale | 1220020 | 2 | Ball Float | 1997-06-01 |  | 1997-06-01 |  | Currently in Use | Gas (Historical Use) | 8000 | Galvanic (STIP-3) | 1981-02-22 | Steel (Impressed Current) | Pressurized
CORNER MART | 2302 EBENEZER RD | CONYERS | Rockdale | 1220020 | 3 | Ball Float | 1997-06-01 |  | 1997-06-01 |  | Currently in Use | Gas (Historical Use) | 8000 | Galvanic (STIP-3) | 1981-02-22 | Steel (Impressed Current) | Pressurized
CORNER MART | 2302 EBENEZER RD | CONYERS | Rockdale | 1220020 | 4 | Ball Float | 1997-06-01 |  | 1997-06-01 |  | Currently in Use | Not Marked/Tank Removed | 0 | Galvanic (STIP-3) |  | Steel (Impressed Current) | Pressurized
ROCKDALE BD OF ED/BUS GARAGE | 1250 SOUTH MAIN ST | CONYERS | Rockdale | 1220021 | 1 | Flapper Valve | 1998-11-01 | FALSE | 1998-11-01 | FALSE | Currently in Use | Diesel | 12000 | Steel-Impressed Current | 1998-12-21 | Fiberglass Reinforced Plastic | Pressurized
ROCKDALE BD OF ED/BUS GARAGE | 1250 SOUTH MAIN ST | CONYERS | Rockdale | 1220021 | 2 | Flapper Valve | 1998-11-01 | FALSE | 1998-11-01 | FALSE | Currently in Use | Diesel | 8000 | Steel-Impressed Current | 1998-12-21 | Fiberglass Reinforced Plastic | Safe Suction (Euro)
ROCKDALE BD OF ED/BUS GARAGE | 1250 SOUTH MAIN ST | CONYERS | Rockdale | 1220021 | 3 | Flapper Valve | 1998-11-01 | FALSE | 1998-11-01 | FALSE | Currently in Use |  | 8000 | Steel-Impressed Current | 1998-12-21 | Fiberglass Reinforced Plastic | Safe Suction (Euro)
ROCKDALE BD OF ED/BUS GARAGE | 1250 SOUTH MAIN ST | CONYERS | Rockdale | 1220021 | 4 | [5 empty] | Removed from Ground | Empty | 1000 | Bare Steel | 1981-01-01 | Galvanized Steel
LAURENCE-DAVID INC | 139 N SALEM RD | CONYERS | Rockdale | 1220025 | 1 | [5 empty] | Removed from Ground | Empty | 8000 | Bare Steel | 1972-03-15 | Bare Steel
LAURENCE-DAVID INC | 139 N SALEM RD | CONYERS | Rockdale | 1220025 | 2 | [5 empty] | Removed from Ground | Empty | 3000 | Bare Steel | 1972-03-15 | Bare Steel
LAURENCE-DAVID INC | 139 N SALEM RD | CONYERS | Rockdale | 1220025 | 3 | [5 empty] | Removed from Ground | Diesel | 3000 | Bare Steel | 1972-03-15 | Bare Steel
LAURENCE-DAVID INC | 139 N SALEM RD | CONYERS | Rockdale | 1220025 | 4 | [5 empty] | Removed from Ground | Diesel | 3000 | Bare Steel | 1972-03-15 | Bare Steel
LAURENCE-DAVID INC | 139 N SALEM RD | CONYERS | Rockdale | 1220025 | 5 | [5 empty] | Removed from Ground | Gas (Historical Use) | 3000 | Bare Steel | 1972-03-15 | Bare Steel
LAURENCE-DAVID INC | 139 N SALEM RD | CONYERS | Rockdale | 1220025 | 6 | [5 empty] | Removed from Ground | Diesel | 3000 | Bare Steel | 1972-03-15 | Bare Steel
LAURENCE-DAVID INC | 139 N SALEM RD | CONYERS | Rockdale | 1220025 | 7 | [5 empty] | Removed from Ground | Empty | 3000 | Bare Steel | 1972-03-15 | Bare Steel
BIO-LAB INC PLANT #2 | 1700 OLD COVINGTON HWY | CONYERS | Rockdale | 1220027 | 1 | [5 empty] | Removed from Ground | Empty | 10000 | Bare Steel | 1986-03-13 | Unknown
BIO-LAB INC PLANT #4 | 1735 DOGWOOD DR | CONYERS | Rockdale | 1220028 | T-23 | [5 empty] | Removed from Ground | Other | 8000 | Bare Steel | 1976-03-15 | Galvanized Steel
BIO-LAB INC PLANT #4 | 1735 DOGWOOD DR | CONYERS | Rockdale | 1220028 | T-24 | [5 empty] | Removed from Ground | Other | 8000 | Bare Steel | 1976-03-15 | Galvanized Steel
BIO-LAB INC PLANT #4 | 1735 DOGWOOD DR | CONYERS | Rockdale | 1220028 | T-25 | [5 empty] | Removed from Ground | Other | 2000 | Bare Steel | 1976-03-15 | Galvanized Steel
BIO-LAB INC PLANT #4 | 1735 DOGWOOD DR | CONYERS | Rockdale | 1220028 | T-26 | [5 empty] | Removed from Ground | Diesel | 10000 | Bare Steel | 1971-01-01 | Galvanized Steel
BIO-LAB INC PLANT #4 | 1735 DOGWOOD DR | CONYERS | Rockdale | 1220028 | T-27 | [5 empty] | Removed from Ground | Empty | 10000 | Bare Steel | 1972-01-15 | Unknown
FIRESTONE STORE #07HF 022136 | 1645 HWY 138 | CONYERS | Rockdale | 1220029 | 1 |  |  | TRUE |  | TRUE | Removed from Ground | Used Oil | 550 | Bare Steel | 1986-03-14 | Bare Steel
GRIFFIN INDUSTRIES-CONYERS | 1516 ROCKBRIDGE RD | CONYERS | Rockdale | 1220030 | 1 | [5 empty] | Removed from Ground | Diesel | 2000 | Bare Steel | 1984-03-24 | Unknown
SITTOM TRUCKING CO TERMINAL/RICH | 1555 INDUSTRIAL BLVD | CONYERS | Rockdale | 1220036 | 1 | [5 empty] | Removed from Ground | Diesel | 10000 | Bare Steel | 1978-04-16 | Bare Steel | Pressurized
SITTOM TRUCKING CO TERMINAL/RICH | 1555 INDUSTRIAL BLVD | CONYERS | Rockdale | 1220036 | 2 | [5 empty] | Removed from Ground | Diesel | 24000 | Bare Steel | 1978-04-16 | Bare Steel | Pressurized
SITTOM TRUCKING CO TERMINAL/RICH | 1555 INDUSTRIAL BLVD | CONYERS | Rockdale | 1220036 | 3 |  |  | TRUE |  | TRUE | Removed from Ground | Used Oil | 550 | Bare Steel | 1978-04-16 | Bare Steel | Gravity Fed
SITTOM TRUCKING CO TERMINAL/RICH | 1555 INDUSTRIAL BLVD | CONYERS | Rockdale | 1220036 | 4 | [5 empty] | Closed in Ground | Other | 1200 | Bare Steel | 1978-04-16 | Bare Steel | Gravity Fed
CONYERS FOOD MART | 1695 HWY 20 NE | CONYERS | Rockdale | 1220037 | 1 |  | 1985-04-17 |  | 1985-04-17 |  | Removed from Ground | Gas (Historical Use) | 10000 | Cathodically Protected Steel | 1985-04-17 | Fiberglass Reinforced Plastic | Pressurized
CONYERS FOOD MART | 1695 HWY 20 NE | CONYERS | Rockdale | 1220037 | 2 |  | 1985-04-17 |  | 1985-04-17 |  | Removed from Ground | Gas (Historical Use) | 10000 | Cathodically Protected Steel | 1985-04-17 | Fiberglass Reinforced Plastic | Pressurized
CONYERS FOOD MART | 1695 HWY 20 NE | CONYERS | Rockdale | 1220037 | 3 |  | 1985-04-17 |  | 1985-04-17 |  | Removed from Ground | Gas (Historical Use) | 10000 | Cathodically Protected Steel | 1985-04-17 | Fiberglass Reinforced Plastic | Pressurized
CONYERS FOOD MART | 1695 HWY 20 NE | CONYERS | Rockdale | 1220037 | 4 |  | 1985-04-17 |  | 1985-04-17 |  | Removed from Ground | Kerosene | 4000 | Cathodically Protected Steel | 1985-04-17 | Fiberglass Reinforced Plastic | Suction (American)
CONYERS MIDDLE SCHOOL | 355 SIGMAN RD | CONYERS | Rockdale | 1220038 | 1 | [5 empty] | Removed from Ground | Diesel | 300 | Bare Steel | 1980-04-12 | Not Marked
GEORGE L EDWARDS MIDDLE SCHOOL | 2400 STANTON RD | CONYERS | Rockdale | 1220039 | 1 | [5 empty] | Removed from Ground | Diesel | 300 | Bare Steel | 1980-04-12 | Not Marked
CORNER MARKET | 4624 HWY 138 | STOCKBRIDGE | Rockdale | 1220040 | 1 | Ball Float | 1998-08-01 |  | 1992-02-01 |  | Currently in Use | Gas (Historical Use) | 6000 | Steel-Impressed Current | 1984-04-21 | Fiberglass Reinforced Plastic | Pressurized
CORNER MARKET | 4624 HWY 138 | STOCKBRIDGE | Rockdale | 1220040 | 2 | Ball Float | 1998-08-01 |  | 1992-02-01 |  | Currently in Use | Gas (Historical Use) | 6000 | Steel-Impressed Current | 1984-04-21 | Fiberglass Reinforced Plastic | Pressurized
CORNER MARKET | 4624 HWY 138 | STOCKBRIDGE | Rockdale | 1220040 | 3 | Ball Float | 1998-08-01 |  | 1992-02-01 |  | Currently in Use | Gas (Historical Use) | 8000 | Steel-Impressed Current | 1984-04-21 | Fiberglass Reinforced Plastic | Pressurized
H H BARRUS INC DBA REXCO | 879 DAVIS DR SE | CONYERS | Rockdale | 1220041 | 1 | [5 empty] | Removed from Ground | Hazardous Substance | 4000 | Bare Steel | 1985-04-18 | Galvanized Steel
H H BARRUS INC DBA REXCO | 879 DAVIS DR SE | CONYERS | Rockdale | 1220041 | 2 | [5 empty] | Removed from Ground | Other | 2000 | Cathodically Protected Steel | 1983-04-19 | Galvanized Steel
H H BARRUS INC DBA REXCO | 879 DAVIS DR SE | CONYERS | Rockdale | 1220041 | 3 | [5 empty] | Removed from Ground | Other | 1000 | Cathodically Protected Steel | 1985-04-18 | Galvanized Steel
H H BARRUS INC DBA REXCO | 879 DAVIS DR SE | CONYERS | Rockdale | 1220041 | 4 | [5 empty] | Removed from Ground | Other | 500 | Cathodically Protected Steel | 1982-04-19 | Galvanized Steel
CONYERS RMLR 25623 (QVL) | GEES MILL RD | CONYERS | Rockdale | 1220042 | 1 | [5 empty] | Permanently Out of Use - historical purposes | Gas (Historical Use) | 550 | Bare Steel | 1962-04-27 | Copper
ACUITY BRANDS | 1400 LESTER RD | CONYERS | Rockdale | 1220043 | D1 | Flapper Valve | 1996-02-14 |  | 1996-02-14 |  | Currently in Use | Diesel | 10000 | Fiberglass | 1973-04-14 | Galvanized Steel
ACUITY BRANDS | 1400 LESTER RD | CONYERS | Rockdale | 1220043 | D2 | Flapper Valve | 1996-02-14 | FALSE | 1996-02-14 | FALSE | Closed in Ground | Diesel | 15000 | Fiberglass | 1976-04-13 | Galvanized Steel | Suction (American)
ACUITY BRANDS | 1400 LESTER RD | CONYERS | Rockdale | 1220043 | G3 | Flapper Valve | 1996-02-14 | FALSE | 1996-02-14 | FALSE | Closed in Ground | Regular | 8000 | Fiberglass | 1973-04-14 | Galvanized Steel | Suction (American)
ACUITY BRANDS | 1400 LESTER RD | CONYERS | Rockdale | 1220043 | NO4 | Flapper Valve | 1996-02-14 | TRUE | 1996-02-14 | TRUE | Currently in Use | Used Oil | 1000 | Steel-Impressed Current | 1973-04-14 | Steel (Impressed Current)
ACUITY BRANDS | 1400 LESTER RD | CONYERS | Rockdale | 1220043 | UO5 |  |  | TRUE | 1996-02-14 | TRUE | Removed from Ground | Used Oil | 500 | Steel-Impressed Current | 1973-04-14 | Cathodically Protected | Gravity Fed
ROCKDALE CO PUBLIC SVCS | 2570 OLD COVINGTON HWY | CONYERS | Rockdale | 1220044 | 1 | [5 empty] | Removed from Ground | Diesel | 6000 | Bare Steel | 1982-04-19 | Galvanized Steel
ROCKDALE CO PUBLIC SVCS | 2570 OLD COVINGTON HWY | CONYERS | Rockdale | 1220044 | 2 | [5 empty] | Removed from Ground | Gas (Historical Use) | 6000 | Bare Steel | 1982-04-19 | Galvanized Steel
ROCKDALE CO PUBLIC SVCS | 2570 OLD COVINGTON HWY | CONYERS | Rockdale | 1220044 | 3 | [5 empty] | Removed from Ground | Gas (Historical Use) | 6000 | Bare Steel | 1982-04-19 | Galvanized Steel
ROCKDALE CO PUBLIC SVCS | 2570 OLD COVINGTON HWY | CONYERS | Rockdale | 1220044 | 4 | Overfill Alarm | 1991-02-08 | FALSE | 1994-02-08 | FALSE | Currently in Use | Regular | 20000 | Fiberglass | 1994-01-01 | Fiberglass Reinforced Plastic
ROCKDALE CO PUBLIC SVCS | 2570 OLD COVINGTON HWY | CONYERS | Rockdale | 1220044 | 5 | Overfill Alarm | 1994-02-08 | FALSE | 1994-02-08 | FALSE | Currently in Use | Diesel | 10000 | Fiberglass | 1994-01-01 | Fiberglass Reinforced Plastic
BP #25373 | 1285 GEORGIA HWY 138 | CONYERS | Rockdale | 1220045 | 1 |  | 1982-04-24 |  | 1982-04-24 |  | Removed from Ground | Gas (Historical Use) | 10000 | Cathodically Protected Steel | 1982-04-24 | Galvanized Steel | Pressurized
BP #25373 | 1285 GEORGIA HWY 138 | CONYERS | Rockdale | 1220045 | 10 |  | 1998-04-01 |  | 1998-04-01 |  | Removed from Ground | Gas (Historical Use) | 10000 | Double Walled | 1998-04-01 | Double Walled | Pressurized
BP #25373 | 1285 GEORGIA HWY 138 | CONYERS | Rockdale | 1220045 | 11 | Ball Float | 2011-06-01 | FALSE | 2011-06-01 | FALSE | Removed from Ground | Gas (Historical Use) | 12000 | Fiberglass Double Walled | 2011-06-01 | Double-Walled Fiberglass | Pressurized
BP #25373 | 1285 GEORGIA HWY 138 | CONYERS | Rockdale | 1220045 | 12 | Ball Float | 2011-06-01 | FALSE | 2011-06-01 | FALSE | Removed from Ground | Gas (Historical Use) | 8000 | Fiberglass Double Walled | 2011-06-01 | Double-Walled Fiberglass | Pressurized
BP #25373 | 1285 GEORGIA HWY 138 | CONYERS | Rockdale | 1220045 | 13 | Ball Float | 2011-06-01 | FALSE | 2011-06-01 | FALSE | Removed from Ground | Diesel | 8000 | Fiberglass Double Walled | 2011-06-01 | Double-Walled Fiberglass | Pressurized
BP #25373 | 1285 GEORGIA HWY 138 | CONYERS | Rockdale | 1220045 | 2 |  | 1964-04-28 |  | 1964-04-28 |  | Removed from Ground | Gas (Historical Use) | 6000 | Bare Steel | 1964-04-28 | Galvanized Steel
BP #25373 | 1285 GEORGIA HWY 138 | CONYERS | Rockdale | 1220045 | 3 |  | 1964-04-28 |  | 1964-04-28 |  | Removed from Ground | Gas (Historical Use) | 6000 | Bare Steel | 1964-04-28 | Galvanized Steel | Pressurized
BP #25373 | 1285 GEORGIA HWY 138 | CONYERS | Rockdale | 1220045 | 4 |  | 1964-04-28 |  | 1964-04-28 |  | Removed from Ground | Gas (Historical Use) | 6000 | Bare Steel | 1964-04-28 | Galvanized Steel | Pressurized
BP #25373 | 1285 GEORGIA HWY 138 | CONYERS | Rockdale | 1220045 | 5 |  | 1964-04-28 |  | 1964-04-28 |  | Removed from Ground | Gas (Historical Use) | 6000 | Bare Steel | 1964-04-28 | Galvanized Steel | Pressurized
BP #25373 | 1285 GEORGIA HWY 138 | CONYERS | Rockdale | 1220045 | 6 |  |  | TRUE | 1964-04-28 | TRUE | Removed from Ground | Used Oil | 500 | Bare Steel | 1964-12-01 | Galvanized Steel | Gravity Fed
BP #25373 | 1285 GEORGIA HWY 138 | CONYERS | Rockdale | 1220045 | 7 | [5 empty] | Removed from Ground | Diesel | 500 | Bare Steel | 1998-03-16 | Galvanized Steel | Gravity Fed
BP #25373 | 1285 GEORGIA HWY 138 | CONYERS | Rockdale | 1220045 | 8 |  | 1998-04-01 |  | 1998-04-01 |  | Removed from Ground | Gas (Historical Use) | 10000 | Double Walled | 1998-04-01 | Double Walled | Pressurized
BP #25373 | 1285 GEORGIA HWY 138 | CONYERS | Rockdale | 1220045 | 9 |  | 1998-04-01 |  | 1998-04-01 |  | Removed from Ground | Gas (Historical Use) | 10000 | Double Walled | 1998-04-01 | Double Walled | Pressurized
H R H FOOD & GAS LLC | 3490 HWY 20 SE | CONYERS | Rockdale | 1220047 | 1 | Ball Float |  |  |  |  | Removed from Ground | Gas (Historical Use) | 1 | Bare Steel | 1973-04-20 | Galvanized Steel
H R H FOOD & GAS LLC | 3490 HWY 20 SE | CONYERS | Rockdale | 1220047 | 2 | [5 empty] | Removed from Ground | Gas (Historical Use) | 1 | Bare Steel | 1973-04-20 | Galvanized Steel
H R H FOOD & GAS LLC | 3490 HWY 20 SE | CONYERS | Rockdale | 1220047 | 3 | [5 empty] | Removed from Ground | Gas (Historical Use) | 1 | Bare Steel | 1980-04-18 | Galvanized Steel
H R H FOOD & GAS LLC | 3490 HWY 20 SE | CONYERS | Rockdale | 1220047 | 4 | [5 empty] | Removed from Ground | Gas (Historical Use) | 1 | Bare Steel | 1980-04-18 | Galvanized Steel
H R H FOOD & GAS LLC | 3490 HWY 20 SE | CONYERS | Rockdale | 1220047 | 5 | [5 empty] | Removed from Ground | Gas (Historical Use) | 8000 | Fiberglass | 1987-08-01 | Galvanized Steel | Suction (American)
H R H FOOD & GAS LLC | 3490 HWY 20 SE | CONYERS | Rockdale | 1220047 | 6 | [5 empty] | Removed from Ground | Gas (Historical Use) | 8000 | Fiberglass | 1987-08-01 | Fiberglass Reinforced Plastic | Pressurized
H R H FOOD & GAS LLC | 3490 HWY 20 SE | CONYERS | Rockdale | 1220047 | 7 | [5 empty] | Removed from Ground | Gas (Historical Use) | 6000 | Fiberglass | 1987-08-01 | Fiberglass Reinforced Plastic | Pressurized
H R H FOOD & GAS LLC | 3490 HWY 20 SE | CONYERS | Rockdale | 1220047 | 8 | Ball Float | 1998-06-30 | FALSE | 1998-06-30 | FALSE | Currently in Use | Regular | 14000 | Composite | 1998-06-06 | Fiberglass Reinforced Plastic | Pressurized
H R H FOOD & GAS LLC | 3490 HWY 20 SE | CONYERS | Rockdale | 1220047 | 9 | Ball Float | 1998-06-30 |  | 1998-06-30 |  | Currently in Use | Gas (Historical Use) | 8000 | Composite | 1998-06-08 | Fiberglass Reinforced Plastic | Pressurized
CHEVRON | 993 SIGMAN RD | CONYERS | Rockdale | 1220048 | 1 | Overfill Alarm | 1999-08-18 | FALSE | 1999-08-18 | FALSE | Currently in Use | Regular | 8000 | Steel-Impressed Current | 1983-04-18 | Fiberglass Reinforced Plastic | Pressurized
CHEVRON | 993 SIGMAN RD | CONYERS | Rockdale | 1220048 | 2 | Overfill Alarm | 1999-08-18 | FALSE | 1999-08-18 | FALSE | Currently in Use | Regular | 8000 | Steel-Impressed Current | 1999-08-18 | Fiberglass Reinforced Plastic | Pressurized
CHEVRON | 993 SIGMAN RD | CONYERS | Rockdale | 1220048 | 3 | Overfill Alarm | 1999-08-18 | FALSE | 1999-08-18 | FALSE | Currently in Use | Premium | 8000 | Steel-Impressed Current | 1999-08-18 | Fiberglass Reinforced Plastic | Pressurized
AT&T | 2315 SALEM RD SE | CONYERS | Rockdale | 1220051 | 1 | [5 empty] | Removed from Ground | Diesel | 1 | Bare Steel | 1958-04-17 | Galvanized Steel
AT&T | 2315 SALEM RD SE | CONYERS | Rockdale | 1220051 | 2 | [5 empty] | Removed from Ground | Diesel | 1 | Bare Steel | 1965-04-15 | Galvanized Steel
AT&T | 2315 SALEM RD SE | CONYERS | Rockdale | 1220051 | 3 | [5 empty] | Removed from Ground | Diesel | 1 | Bare Steel | 1965-04-15 | Galvanized Steel
AT&T | 2315 SALEM RD SE | CONYERS | Rockdale | 1220051 | 5 | Overfill Alarm | 1989-01-01 |  | 1989-01-01 |  | Currently in Use | Diesel | 35000 | Fiberglass | 1989-01-01 | Copper | Suction (American)
CHEVRON 201802 | 2130 SALEM RD | CONYERS | Rockdale | 1220053 | 1 | [5 empty] | Removed from Ground | Gas (Historical Use) | 5000 | Double Walled | 1967-05-05 | Fiberglass Reinforced Plastic | Pressurized
CHEVRON 201802 | 2130 SALEM RD | CONYERS | Rockdale | 1220053 | 2 | [5 empty] | Removed from Ground | Gas (Historical Use) | 5000 | Double Walled | 1967-05-05 | Fiberglass Reinforced Plastic | Pressurized
CHEVRON 201802 | 2130 SALEM RD | CONYERS | Rockdale | 1220053 | 3 | [5 empty] | Removed from Ground | Gas (Historical Use) | 8000 | Double Walled | 1967-05-05 | Fiberglass Reinforced Plastic | Pressurized
CHEVRON 201802 | 2130 SALEM RD | CONYERS | Rockdale | 1220053 | 4 | [5 empty] | Removed from Ground | Gas (Historical Use) | 6000 | Bare Steel | 1970-05-04 | Galvanized Steel | Pressurized
CHEVRON 201802 | 2130 SALEM RD | CONYERS | Rockdale | 1220053 | 5 | Ball Float | 1993-10-26 | FALSE | 1993-10-26 | FALSE | Currently in Use | Regular | 10000 | Fiberglass Double Walled | 1993-10-26 | Double-Walled Fiberglass | Pressurized
CHEVRON 201802 | 2130 SALEM RD | CONYERS | Rockdale | 1220053 | 6 | Ball Float | 1993-10-26 | FALSE | 1993-10-26 | FALSE | Currently in Use | Premium | 10000 | Fiberglass Double Walled | 1993-10-26 | Double-Walled Fiberglass | Pressurized
CHEVRON 201802 | 2130 SALEM RD | CONYERS | Rockdale | 1220053 | 7 | Ball Float | 1993-10-26 | FALSE | 1993-10-26 | FALSE | Currently in Use | Diesel | 10000 | Fiberglass Double Walled | 1993-10-26 | Double-Walled Fiberglass | Pressurized
CONYERS CHEVRON | 1776 GA HWY 138 | CONYERS | Rockdale | 1220054 | 1 | Flapper Valve | 1993-06-25 |  | 1993-06-25 |  | Currently in Use | Gas (Historical Use) | 10000 | Fiberglass | 1985-04-30 | Fiberglass Reinforced Plastic | Pressurized
CONYERS CHEVRON | 1776 GA HWY 138 | CONYERS | Rockdale | 1220054 | 2 | Flapper Valve | 1993-06-25 |  | 1993-06-25 |  | Currently in Use | Gas (Historical Use) | 10000 | Fiberglass | 1985-04-30 | Fiberglass Reinforced Plastic | Pressurized
CONYERS CHEVRON | 1776 GA HWY 138 | CONYERS | Rockdale | 1220054 | 3 | Flapper Valve | 1993-06-25 |  | 1993-06-25 |  | Currently in Use | Gas (Historical Use) | 10000 | Fiberglass | 1985-04-30 | Fiberglass Reinforced Plastic | Pressurized
SHELL OIL CO | 1203 WEST AVE & 1-20 | CONYERS | Rockdale | 1220055 | 1 | [5 empty] | Closed in Ground | Gas (Historical Use) | 10000 | Fiberglass | 1978-05-02 | Fiberglass Reinforced Plastic | Pressurized
SHELL OIL CO | 1203 WEST AVE & 1-20 | CONYERS | Rockdale | 1220055 | 2 | [5 empty] | Closed in Ground | Gas (Historical Use) | 10000 | Fiberglass | 1978-05-02 | Fiberglass Reinforced Plastic | Pressurized
SHELL OIL CO | 1203 WEST AVE & 1-20 | CONYERS | Rockdale | 1220055 | 3 | [5 empty] | Closed in Ground | Gas (Historical Use) | 10000 | Fiberglass | 1978-05-02 | Fiberglass Reinforced Plastic | Pressurized
SHELL FOOD MART | 1202 WEST AVE @ I-20 | CONYERS | Rockdale | 1220057 | 1 | [5 empty] | Removed from Ground | Gas (Historical Use) | 10000 | Fiberglass | 1981-04-30 | Fiberglass Reinforced Plastic
SHELL FOOD MART | 1202 WEST AVE @ I-20 | CONYERS | Rockdale | 1220057 | 2 | [5 empty] | Removed from Ground | Gas (Historical Use) | 10000 | Fiberglass | 1981-04-30 | Fiberglass Reinforced Plastic
SHELL FOOD MART | 1202 WEST AVE @ I-20 | CONYERS | Rockdale | 1220057 | 3 | [5 empty] | Removed from Ground | Gas (Historical Use) | 10000 | Fiberglass | 1981-04-30 | Fiberglass Reinforced Plastic
SHELL FOOD MART | 1202 WEST AVE @ I-20 | CONYERS | Rockdale | 1220057 | 4 | [5 empty] | Removed from Ground | Diesel | 10000 | Fiberglass | 1981-04-30 | Fiberglass Reinforced Plastic
SHELL FOOD MART | 1202 WEST AVE @ I-20 | CONYERS | Rockdale | 1220057 | 5 |  | 1995-06-19 | FALSE | 1995-06-19 | FALSE | Currently in Use | Gas (Historical Use) | 10000 |  | 1995-06-19 | Fiberglass Reinforced Plastic | Pressurized
SHELL FOOD MART | 1202 WEST AVE @ I-20 | CONYERS | Rockdale | 1220057 | 6 |  | 1995-06-19 | FALSE | 1995-06-19 | FALSE | Currently in Use | Plus | 10000 |  | 1995-06-19 | Fiberglass Reinforced Plastic | Pressurized
SHELL FOOD MART | 1202 WEST AVE @ I-20 | CONYERS | Rockdale | 1220057 | 7 |  | 1995-06-19 | FALSE | 1995-06-19 | FALSE | Currently in Use | Premium | 10000 |  | 1995-06-19 | Fiberglass Reinforced Plastic
SHELL FOOD MART | 1202 WEST AVE @ I-20 | CONYERS | Rockdale | 1220057 | 8 |  | 1995-06-19 | FALSE | 1995-06-19 | FALSE | Currently in Use | Diesel | 10000 |  | 1995-06-19 | Fiberglass Reinforced Plastic | Pressurized
SHELL | 1057 W AVE | CONYERS | Rockdale | 1220059 | 1 | [5 empty] | Removed from Ground | Gas (Historical Use) | 10000 | Bare Steel | 1971-05-03 | Galvanized Steel
SHELL | 1057 W AVE | CONYERS | Rockdale | 1220059 | 2 | [5 empty] | Removed from Ground | Gas (Historical Use) | 10000 | Bare Steel | 1971-05-03 | Galvanized Steel
SHELL | 1057 W AVE | CONYERS | Rockdale | 1220059 | 3 | [5 empty] | Removed from Ground | Gas (Historical Use) | 10000 | Bare Steel | 1971-05-03 | Galvanized Steel
SHELL | 1057 W AVE | CONYERS | Rockdale | 1220059 | 4 | [5 empty] | Removed from Ground | Diesel | 4000 | Bare Steel | 1971-05-03 | Galvanized Steel
SHELL | 1057 W AVE | CONYERS | Rockdale | 1220059 | 5 | Ball Float | 1990-02-27 | FALSE | 1990-02-27 | TRUE | Currently in Use | Regular | 10000 | Composite | 1990-01-01 | Fiberglass Reinforced Plastic | Pressurized
SHELL | 1057 W AVE | CONYERS | Rockdale | 1220059 | 6 | Ball Float | 1990-02-27 | FALSE | 1990-02-27 | TRUE | Currently in Use | Plus | 10000 | Composite | 1990-01-01 | Fiberglass Reinforced Plastic | Pressurized
SHELL | 1057 W AVE | CONYERS | Rockdale | 1220059 | 7 | Ball Float | 1990-02-27 | FALSE | 1990-02-27 | TRUE | Currently in Use | Premium | 10000 | Composite | 1990-01-01 | Fiberglass Reinforced Plastic | Pressurized
SHELL | 1057 W AVE | CONYERS | Rockdale | 1220059 | 8 | Ball Float | 1990-02-27 | FALSE | 1990-02-27 | TRUE | Currently in Use | Diesel | 10000 | Composite | 1990-01-01 | Fiberglass Reinforced Plastic | Pressurized
NEIGHBOURHOOD FOOD MART | 1353 KLONDIKE RD | CONYERS | Rockdale | 1220060 | 1 | Ball Float | 1985-01-01 | FALSE | 1985-01-01 | FALSE | Currently in Use | Regular | 12000 | Fiberglass | 1985-05-06 | Fiberglass Reinforced Plastic | Pressurized
NEIGHBOURHOOD FOOD MART | 1353 KLONDIKE RD | CONYERS | Rockdale | 1220060 | 2 | Ball Float | 1985-01-01 | FALSE | 1985-01-01 | FALSE | Currently in Use | Regular | 10000 | Fiberglass | 1985-05-06 | Fiberglass Reinforced Plastic | Pressurized
NEIGHBOURHOOD FOOD MART | 1353 KLONDIKE RD | CONYERS | Rockdale | 1220060 | 3 | Flapper Valve | 1985-01-01 | FALSE | 1985-01-01 | FALSE | Currently in Use | Diesel | 10000 | Fiberglass | 1985-05-06 | Fiberglass Reinforced Plastic | Pressurized
NEIGHBOURHOOD FOOD MART | 1353 KLONDIKE RD | CONYERS | Rockdale | 1220060 | 4 | Flapper Valve | 1985-01-01 | FALSE | 1985-01-01 | FALSE | Currently in Use | Premium | 8000 | Fiberglass | 1985-05-06 | Fiberglass Reinforced Plastic | Pressurized
OMEGA BUILDERS LLC | 1827 HWY 212 | CONYERS | Rockdale | 1220061 | 1 | [5 empty] | Removed from Ground | Gas (Historical Use) | 3000 | Bare Steel | 1986-05-01 | Galvanized Steel
OMEGA BUILDERS LLC | 1827 HWY 212 | CONYERS | Rockdale | 1220061 | 2 | [5 empty] | Removed from Ground | Gas (Historical Use) | 2000 | Bare Steel | 1986-05-01 | Galvanized Steel
OMEGA BUILDERS LLC | 1827 HWY 212 | CONYERS | Rockdale | 1220061 | 3 | [5 empty] | Removed from Ground | Gas (Historical Use) | 1000 | Bare Steel | 1986-05-01 | Galvanized Steel
OMEGA BUILDERS LLC | 1827 HWY 212 | CONYERS | Rockdale | 1220061 | 4 | [5 empty] | Removed from Ground | Diesel | 1000 | Bare Steel | 1986-05-01 | Galvanized Steel
OMEGA BUILDERS LLC | 1827 HWY 212 | CONYERS | Rockdale | 1220061 | 5 | Ball Float | 1998-01-31 | FALSE | 1998-01-31 | FALSE | Currently in Use | Regular | 8000 | Steel-Impressed Current | 1986-05-01 | Steel (Impressed Current) | Pressurized
OMEGA BUILDERS LLC | 1827 HWY 212 | CONYERS | Rockdale | 1220061 | 6 | Ball Float | 1995-01-31 | FALSE | 1995-01-31 | FALSE | Currently in Use | Plus | 8000 | Steel-Impressed Current | 1986-05-01 | Fiberglass Reinforced Plastic | Pressurized
OMEGA BUILDERS LLC | 1827 HWY 212 | CONYERS | Rockdale | 1220061 | 7 | Ball Float | 1995-01-31 | FALSE | 1995-01-31 | FALSE | Currently in Use | Gas (Historical Use) | 8000 | Steel-Impressed Current | 1986-01-01 | Steel (Impressed Current) | Pressurized
OMEGA BUILDERS LLC | 1827 HWY 212 | CONYERS | Rockdale | 1220061 | 8 | Ball Float | 1995-01-31 | FALSE | 1995-01-31 | FALSE | Currently in Use | Diesel | 8000 | Steel-Impressed Current | 1986-01-01 | Steel (Impressed Current) | Pressurized
PENSKE TRUCK LEASING | 1481 DOGWOOD DR | CONYERS | Rockdale | 1220062 | 1 |  | 1993-06-01 |  | 1993-06-01 |  | Removed from Ground | Diesel | 12000 | Fiberglass | 1973-01-01 | Fiberglass Reinforced Plastic | Pressurized
PENSKE TRUCK LEASING | 1481 DOGWOOD DR | CONYERS | Rockdale | 1220062 | 2 |  | 1993-06-01 |  | 1993-06-01 |  | Removed from Ground | Diesel | 8000 | Fiberglass | 1973-01-01 | Fiberglass Reinforced Plastic | Pressurized
PENSKE TRUCK LEASING | 1481 DOGWOOD DR | CONYERS | Rockdale | 1220062 | 3 |  |  | TRUE |  | TRUE | Removed from Ground | Used Oil | 1000 | Fiberglass | 1973-01-01 | Fiberglass Reinforced Plastic | Suction (American)
BP #25625 | 1280 GEORGIA HWY 138 | CONYERS | Rockdale | 1220065 | 1 |  |  | TRUE |  | TRUE | Removed from Ground | Used Oil | 550 | Bare Steel | 1965-05-07 | Galvanized Steel
BP #25625 | 1280 GEORGIA HWY 138 | CONYERS | Rockdale | 1220065 | 10 |  | 1991-01-01 |  | 1991-01-01 |  | Removed from Ground | Diesel | 10000 | Fiberglass | 1987-01-01 | Fiberglass Reinforced Plastic | Pressurized
BP #25625 | 1280 GEORGIA HWY 138 | CONYERS | Rockdale | 1220065 | 11 |  |  | TRUE | 1991-01-01 | TRUE | Removed from Ground | Used Oil | 1000 | Fiberglass | 1988-01-01 | Fiberglass Reinforced Plastic
BP #25625 | 1280 GEORGIA HWY 138 | CONYERS | Rockdale | 1220065 | 2 | [5 empty] | Removed from Ground | Gas (Historical Use) | 6000 | Bare Steel | 1965-05-07 | Galvanized Steel
BP #25625 | 1280 GEORGIA HWY 138 | CONYERS | Rockdale | 1220065 | 3 | [5 empty] | Removed from Ground | Gas (Historical Use) | 6000 | Bare Steel | 1965-05-07 | Galvanized Steel
BP #25625 | 1280 GEORGIA HWY 138 | CONYERS | Rockdale | 1220065 | 4 | [5 empty] | Removed from Ground | Gas (Historical Use) | 6000 | Bare Steel | 1965-05-07 | Galvanized Steel
BP #25625 | 1280 GEORGIA HWY 138 | CONYERS | Rockdale | 1220065 | 5 | [5 empty] | Removed from Ground | Diesel | 10000 | Bare Steel | 1980-05-03 | Galvanized Steel
BP #25625 | 1280 GEORGIA HWY 138 | CONYERS | Rockdale | 1220065 | 6 | [5 empty] | Removed from Ground | Gas (Historical Use) | 10000 | Bare Steel | 1980-05-03 | Galvanized Steel
BP #25625 | 1280 GEORGIA HWY 138 | CONYERS | Rockdale | 1220065 | 7 |  | 1991-01-01 |  | 1991-01-01 |  | Removed from Ground | Gas (Historical Use) | 10000 | Fiberglass | 1987-01-01 | Fiberglass Reinforced Plastic | Pressurized
BP #25625 | 1280 GEORGIA HWY 138 | CONYERS | Rockdale | 1220065 | 8 |  | 1991-01-01 |  | 1991-01-01 |  | Removed from Ground | Gas (Historical Use) | 10000 | Fiberglass | 1987-01-01 | Fiberglass Reinforced Plastic | Pressurized
BP #25625 | 1280 GEORGIA HWY 138 | CONYERS | Rockdale | 1220065 | 9 |  | 1991-01-01 |  | 1991-01-01 |  | Removed from Ground | Gas (Historical Use) | 10000 | Fiberglass | 1987-01-01 | Fiberglass Reinforced Plastic | Pressurized
GA POWER/CONYERS DIST OP HQ | 1465 GENERAL ARTS RD | CONYERS | Rockdale | 1220066 | 12431 | [5 empty] | Removed from Ground | Gas (Historical Use) | 10000 | Bare Steel | 1971-01-01 | Galvanized Steel | Pressurized
GA POWER/CONYERS DIST OP HQ | 1465 GENERAL ARTS RD | CONYERS | Rockdale | 1220066 | 12432 | [5 empty] | Removed from Ground | Diesel | 2000 | Bare Steel | 1971-01-01 | Galvanized Steel
GA POWER/CONYERS DIST OP HQ | 1465 GENERAL ARTS RD | CONYERS | Rockdale | 1220066 | 296052 |  | 1991-08-01 |  | 1991-08-01 |  | Removed from Ground | Diesel | 4000 | Composite | 1991-08-01 | Fiberglass Reinforced Plastic | Pressurized
THE FORKS GROCERY | 1186 GREEN ST | CONYERS | Rockdale | 1220067 | 1 | [5 empty] | Removed from Ground | Gas (Historical Use) | 1000 | Bare Steel | 1966-05-12 | Unknown
THE FORKS GROCERY | 1186 GREEN ST | CONYERS | Rockdale | 1220067 | 2 | [5 empty] | Removed from Ground | Gas (Historical Use) | 1000 | Bare Steel | 1966-05-12 | Unknown
THE FORKS GROCERY | 1186 GREEN ST | CONYERS | Rockdale | 1220067 | 3 | [5 empty] | Removed from Ground | Gas (Historical Use) | 550 | Bare Steel | 1966-05-12 | Unknown
SHELL MART | 3505 HWY 138 E | CONYERS | Rockdale | 1220068 | 1 | [5 empty] | Removed from Ground | Gas (Historical Use) | 1000 | Bare Steel | 1972-05-10 | Unknown
SHELL MART | 3505 HWY 138 E | CONYERS | Rockdale | 1220068 | 2 | [5 empty] | Removed from Ground | Gas (Historical Use) | 1000 | Bare Steel | 1972-05-10 | Unknown
SHELL MART | 3505 HWY 138 E | CONYERS | Rockdale | 1220068 | 3 | [5 empty] | Removed from Ground | Gas (Historical Use) | 550 | Bare Steel | 1972-05-10 | Unknown
SHELL MART | 3505 HWY 138 E | CONYERS | Rockdale | 1220068 | 4 | Ball Float | 2000-01-28 |  | 2000-01-28 |  | Currently in Use | Gas (Historical Use) | 12000 | Fiberglass | 2000-01-27 | Fiberglass Reinforced Plastic | Pressurized
SHELL MART | 3505 HWY 138 E | CONYERS | Rockdale | 1220068 | 5 | Ball Float | 2000-01-28 |  | 2000-01-28 |  | Currently in Use | Gas (Historical Use) | 10000 | Fiberglass | 2000-01-27 | Fiberglass Reinforced Plastic | Pressurized
OLD SALEM CAR WASH | 1431 OLD SALEM RD | CONYERS | Rockdale | 1220070 | 1 | [5 empty] | Removed from Ground | Gas (Historical Use) | 6000 | Bare Steel | 1984-05-07 | Unknown
OLD SALEM CAR WASH | 1431 OLD SALEM RD | CONYERS | Rockdale | 1220070 | 2 | [5 empty] | Removed from Ground | Gas (Historical Use) | 6000 | Bare Steel | 1984-05-07 | Unknown
OLD SALEM CAR WASH | 1431 OLD SALEM RD | CONYERS | Rockdale | 1220070 | 3 | [5 empty] | Removed from Ground | Gas (Historical Use) | 4000 | Bare Steel | 1984-05-07 | Unknown
BEN CORPORATION INC | 2674 HWY 20 | CONYERS | Rockdale | 1220071 | 1 | [5 empty] | Removed from Ground | Gas (Historical Use) | 2000 | Bare Steel | 1978-05-09 | Bare Steel | Safe Suction (Euro)
BEN CORPORATION INC | 2674 HWY 20 | CONYERS | Rockdale | 1220071 | 2 | [5 empty] | Removed from Ground | Gas (Historical Use) | 2000 | Bare Steel | 1978-05-09 | Bare Steel | Safe Suction (Euro)
BEN CORPORATION INC | 2674 HWY 20 | CONYERS | Rockdale | 1220071 | 3 | [5 empty] | Removed from Ground | Diesel | 1000 | Bare Steel | 1978-05-09 | Bare Steel | Safe Suction (Euro)
BEN CORPORATION INC | 2674 HWY 20 | CONYERS | Rockdale | 1220071 | 4 | Ball Float | 1999-05-13 | FALSE | 1999-05-13 | FALSE | Currently in Use | Regular | 10000 | Composite | 1999-05-13 | Fiberglass Reinforced Plastic | Pressurized
BEN CORPORATION INC | 2674 HWY 20 | CONYERS | Rockdale | 1220071 | 5 | Ball Float | 1999-05-13 |  | 1999-05-13 |  | Currently in Use | Gas (Historical Use) | 10000 | Composite | 1999-05-13 | Fiberglass Reinforced Plastic | Pressurized
BEN CORPORATION INC | 2674 HWY 20 | CONYERS | Rockdale | 1220071 | 6 | Ball Float | 1999-05-13 |  | 1999-05-13 |  | Currently in Use | Diesel | 4000 | Composite | 1999-05-13 | Fiberglass Reinforced Plastic | Pressurized
D & L STOP & SHOP | ROUTE 3 BOX 381 | MONROE | Rockdale | 1220072 | 1 | [5 empty] | Removed from Ground | Gas (Historical Use) | 1000 | Bare Steel | 1984-05-07 | Unknown
D & L STOP & SHOP | ROUTE 3 BOX 381 | MONROE | Rockdale | 1220072 | 2 | [5 empty] | Removed from Ground | Gas (Historical Use) | 1000 | Bare Steel | 1984-05-07 | Unknown
ROCKDALE AWNING & IRON CO | 2183 SALEM RD | CONYERS | Rockdale | 1220073 | 1 | [5 empty] | Removed from Ground | Gas (Historical Use) | 1000 | Bare Steel | 1971-05-12 | Galvanized Steel
ROCKDALE AWNING & IRON CO | 2183 SALEM RD | CONYERS | Rockdale | 1220073 | 2 | [5 empty] | Removed from Ground | Diesel | 560 | Bare Steel | 1976-05-10 | Galvanized Steel
JACKS PURE | 937 MAIN ST | CONYERS | Rockdale | 1220074 | 1 | [5 empty] | Removed from Ground | Gas (Historical Use) | 2000 | Bare Steel | 1971-05-12 | Galvanized Steel | Suction (American)
JACKS PURE | 937 MAIN ST | CONYERS | Rockdale | 1220074 | 2 | [5 empty] | Removed from Ground | Gas (Historical Use) | 2000 | Bare Steel | 1971-05-12 | Galvanized Steel | Suction (American)
JACKS PURE | 937 MAIN ST | CONYERS | Rockdale | 1220074 | 3 | [5 empty] | Removed from Ground | Gas (Historical Use) | 1000 | Bare Steel | 1976-05-10 | Galvanized Steel | Suction (American)
COURTESY FORD | 1540 IRIS DR | CONYERS | Rockdale | 1220075 | 1 |  |  | TRUE |  | TRUE | Removed from Ground | Used Oil | 500 | Bare Steel | 1986-05-06 | Bare Steel
CITGO FOOD MART #192 | 1341 GA HWY 138 | CONYERS | Rockdale | 1220076 | 1 | [5 empty] | Removed from Ground | Gas (Historical Use) | 12000 | Bare Steel | 1971-05-11 | Galvanized Steel
CITGO FOOD MART #192 | 1341 GA HWY 138 | CONYERS | Rockdale | 1220076 | 2 | [5 empty] | Removed from Ground | Gas (Historical Use) | 10000 | Bare Steel | 1971-05-11 | Galvanized Steel
CITGO FOOD MART #192 | 1341 GA HWY 138 | CONYERS | Rockdale | 1220076 | 3 | [5 empty] | Removed from Ground | Gas (Historical Use) | 10000 | Bare Steel | 1971-05-11 | Galvanized Steel
CITGO FOOD MART #192 | 1341 GA HWY 138 | CONYERS | Rockdale | 1220076 | 4 | [5 empty] | Removed from Ground | Diesel | 15000 | Bare Steel | 1971-05-11 | Galvanized Steel
CITGO FOOD MART #192 | 1341 GA HWY 138 | CONYERS | Rockdale | 1220076 | 5 | [5 empty] | Permanently Out of Use - historical purposes | Diesel | 0 | Not Marked/Unknown |  | Not Marked
CITGO FOOD MART #192 | 1341 GA HWY 138 | CONYERS | Rockdale | 1220076 | A |  | 1993-11-01 |  | 1993-11-01 |  | Removed from Ground | Gas (Historical Use) | 10000 | Composite | 1988-01-01 | Fiberglass Reinforced Plastic | Pressurized
CITGO FOOD MART #192 | 1341 GA HWY 138 | CONYERS | Rockdale | 1220076 | B |  | 1993-11-01 |  | 1993-11-01 |  | Removed from Ground | Gas (Historical Use) | 10000 | Composite | 1988-01-01 | Fiberglass Reinforced Plastic | Pressurized
CITGO FOOD MART #192 | 1341 GA HWY 138 | CONYERS | Rockdale | 1220076 | C |  | 1993-11-01 |  | 1993-11-01 |  | Removed from Ground | Gas (Historical Use) | 10000 | Composite | 1988-01-01 | Fiberglass Reinforced Plastic | Pressurized
CITGO FOOD MART #192 | 1341 GA HWY 138 | CONYERS | Rockdale | 1220076 | D |  | 1993-11-01 |  | 1993-11-01 |  | Removed from Ground | Diesel | 10000 | Composite | 1988-01-01 | Fiberglass Reinforced Plastic | Pressurized
SAS ENT | 1113 WEST AVE SW | CONYERS | Rockdale | 1220077 | A | [5 empty] | Removed from Ground | Gas (Historical Use) | 8000 | Bare Steel | 1968-05-11 | Galvanized Steel | Suction (American)
SAS ENT | 1113 WEST AVE SW | CONYERS | Rockdale | 1220077 | B | [5 empty] | Removed from Ground | Gas (Historical Use) | 8000 | Bare Steel | 1968-05-11 | Galvanized Steel | Pressurized
SAS ENT | 1113 WEST AVE SW | CONYERS | Rockdale | 1220077 | C | [5 empty] | Removed from Ground | Gas (Historical Use) | 8000 | Bare Steel | 1968-05-11 | Galvanized Steel | Pressurized
SAS ENT | 1113 WEST AVE SW | CONYERS | Rockdale | 1220077 | D | [5 empty] | Removed from Ground | Diesel | 8000 | Bare Steel | 1968-05-11 | Galvanized Steel | Pressurized
SAS ENT | 1113 WEST AVE SW | CONYERS | Rockdale | 1220077 | E | Flapper Valve | 1994-11-01 |  | 1994-11-01 |  | Currently in Use | Gas (Historical Use) | 15000 | Galvanic (STIP-3) | 1994-11-16 | Copper | Pressurized
SAS ENT | 1113 WEST AVE SW | CONYERS | Rockdale | 1220077 | F | Flapper Valve | 1994-11-01 |  | 1994-11-01 |  | Currently in Use | Gas (Historical Use) | 12000 | Galvanic (STIP-3) | 1994-11-16 | Copper | Pressurized
SAS ENT | 1113 WEST AVE SW | CONYERS | Rockdale | 1220077 | G | Flapper Valve | 1994-11-01 |  | 1994-11-01 |  | Currently in Use | Diesel | 4000 | Galvanic (STIP-3) | 1994-11-16 | Copper | Pressurized
SAS ENT | 1113 WEST AVE SW | CONYERS | Rockdale | 1220077 | H | Flapper Valve | 1994-11-01 |  | 1994-11-01 |  | Currently in Use | E-85 | 4000 | Galvanic (STIP-3) | 1994-11-16 | Copper | Pressurized
RYDER TRANSPORTATION SERVICES #0520B | 1464 KLONDIKE RD | CONYERS | Rockdale | 1220078 | 1 | [5 empty] | Removed from Ground | Diesel | 10000 | Bare Steel | 1972-05-09 | Bare Steel
RYDER TRANSPORTATION SERVICES #0520B | 1464 KLONDIKE RD | CONYERS | Rockdale | 1220078 | 2 | [5 empty] | Removed from Ground | Diesel | 10000 | Bare Steel | 1976-05-08 | Bare Steel
RYDER TRANSPORTATION SERVICES #0520B | 1464 KLONDIKE RD | CONYERS | Rockdale | 1220078 | 3 | [5 empty] | Removed from Ground | Diesel | 10000 | Bare Steel | 1972-05-09 | Bare Steel
RYDER TRANSPORTATION SERVICES #0520B | 1464 KLONDIKE RD | CONYERS | Rockdale | 1220078 | 4 |  |  | TRUE |  | TRUE | Removed from Ground | Used Oil | 3000 | Bare Steel | 1976-05-08 | Bare Steel
RYDER TRANSPORTATION SERVICES #0520B | 1464 KLONDIKE RD | CONYERS | Rockdale | 1220078 | 5 |  |  | TRUE |  | TRUE | Removed from Ground | Used Oil | 3000 | Bare Steel | 1972-05-09 | Bare Steel
RYDER TRANSPORTATION SERVICES #0520B | 1464 KLONDIKE RD | CONYERS | Rockdale | 1220078 | 6 |  | 1996-10-01 | FALSE | 1996-10-01 | FALSE | Currently in Use | Diesel | 20000 | Fiberglass | 1991-01-01 | Fiberglass Reinforced Plastic | Pressurized
RYDER TRANSPORTATION SERVICES #0520B | 1464 KLONDIKE RD | CONYERS | Rockdale | 1220078 | 7 |  | 1991-06-01 | TRUE | 1991-06-01 | TRUE | Removed from Ground | Used Oil | 1000 |  | 1991-01-01 | Fiberglass Reinforced Plastic
CONYERS INTERCHANGE PROPERTY LLC | 1417 HWY 138 SE | CONYERS | Rockdale | 1220080 | 1 | [5 empty] | Removed from Ground | Gas (Historical Use) | 12000 | Bare Steel | 1980-05-09 | Galvanized Steel
CONYERS INTERCHANGE PROPERTY LLC | 1417 HWY 138 SE | CONYERS | Rockdale | 1220080 | 2 | [5 empty] | Removed from Ground | Gas (Historical Use) | 12000 | Bare Steel | 1980-05-09 | Galvanized Steel
CONYERS INTERCHANGE PROPERTY LLC | 1417 HWY 138 SE | CONYERS | Rockdale | 1220080 | 3 | [5 empty] | Removed from Ground | Gas (Historical Use) | 12000 | Bare Steel | 1980-05-09 | Galvanized Steel
CONYERS INTERCHANGE PROPERTY LLC | 1417 HWY 138 SE | CONYERS | Rockdale | 1220080 | 4 | [5 empty] | Removed from Ground | Gas (Historical Use) | 12000 | Bare Steel | 1986-05-08 | Galvanized Steel
CONYERS INTERCHANGE PROPERTY LLC | 1417 HWY 138 SE | CONYERS | Rockdale | 1220080 | 5 |  | 1990-01-01 |  | 1990-01-01 |  | Temporarily out of use | Gas (Historical Use) | 12072 | Tank Jacket | 1990-09-01 | Fiberglass Reinforced Plastic | Pressurized
CONYERS INTERCHANGE PROPERTY LLC | 1417 HWY 138 SE | CONYERS | Rockdale | 1220080 | 6 |  | 1990-01-01 |  | 1990-01-01 |  | Temporarily out of use | Gas (Historical Use) | 12118 | Tank Jacket | 1990-09-01 | Fiberglass Reinforced Plastic | Pressurized
CONYERS INTERCHANGE PROPERTY LLC | 1417 HWY 138 SE | CONYERS | Rockdale | 1220080 | 7 |  | 1990-01-01 |  | 1990-01-01 |  | Temporarily out of use | Gas (Historical Use) | 12079 | Tank Jacket | 1990-09-01 | Fiberglass Reinforced Plastic | Pressurized
SIGMAN Z FOOD MART | 2291 SIGMAN RD | CONYERS | Rockdale | 1220082 | 1 | Ball Float | 1994-06-22 | FALSE | 1994-06-22 | FALSE | Currently in Use | Regular | 12000 | Steel-Impressed Current | 1980-04-01 | Double-Walled Fiberglass | Pressurized
SIGMAN Z FOOD MART | 2291 SIGMAN RD | CONYERS | Rockdale | 1220082 | 2 | Ball Float | 1994-06-22 | FALSE | 1994-06-22 | FALSE | Currently in Use | Plus | 12000 | Steel-Impressed Current | 1980-04-01 | Double-Walled Fiberglass | Pressurized
SIGMAN Z FOOD MART | 2291 SIGMAN RD | CONYERS | Rockdale | 1220082 | 3 | Ball Float | 1994-06-22 | FALSE | 1994-06-22 | FALSE | Currently in Use | Premium | 12000 | Steel-Impressed Current | 1980-04-01 | Double-Walled Fiberglass | Pressurized
SIGMAN Z FOOD MART | 2291 SIGMAN RD | CONYERS | Rockdale | 1220082 | 4 | Ball Float | 1994-06-22 | FALSE | 1994-06-22 | FALSE | Currently in Use | Diesel | 12000 | Steel-Impressed Current | 1980-04-01 | Double-Walled Fiberglass | Pressurized
LITHONIA LIGHTING | 1335 IND BLVD | CONYERS | Rockdale | 1220085 | 1 | [5 empty] | Removed from Ground | Other | 8000 | Bare Steel | 1961-05-14 | Galvanized Steel
LITHONIA LIGHTING | 1335 IND BLVD | CONYERS | Rockdale | 1220085 | 2 | [5 empty] | Removed from Ground | Other | 8000 | Bare Steel | 1961-05-14 | Galvanized Steel
LITHONIA LIGHTING | 1335 IND BLVD | CONYERS | Rockdale | 1220085 | 3 | [5 empty] | Removed from Ground | Other | 2000 | Bare Steel | 1961-05-14 | Galvanized Steel
LITHONIA LIGHTING | 1335 IND BLVD | CONYERS | Rockdale | 1220085 | 4 | [5 empty] | Removed from Ground | Other | 1000 | Bare Steel | 1961-05-14 | Galvanized Steel
NISHA PROPERTIES LLC | 1437 GA HWY 138 SE | CONYERS | Rockdale | 1220086 | 1 |  | 1993-01-01 |  | 1993-01-01 |  | Currently in Use | Gas (Historical Use) | 10000 | Fiberglass | 1986-01-01 | Fiberglass Reinforced Plastic | Pressurized
NISHA PROPERTIES LLC | 1437 GA HWY 138 SE | CONYERS | Rockdale | 1220086 | 2 |  | 1993-01-01 |  | 1993-01-01 |  | Currently in Use | Gas (Historical Use) | 10000 | Fiberglass | 1986-01-01 | Fiberglass Reinforced Plastic | Pressurized
NISHA PROPERTIES LLC | 1437 GA HWY 138 SE | CONYERS | Rockdale | 1220086 | 3 |  | 1993-01-01 |  | 1993-01-01 |  | Currently in Use | Gas (Historical Use) | 10000 | Fiberglass | 1986-01-01 | Fiberglass Reinforced Plastic | Pressurized
NISHA PROPERTIES LLC | 1437 GA HWY 138 SE | CONYERS | Rockdale | 1220086 | 4 |  | 1993-01-01 |  | 1993-01-01 |  | Currently in Use | Diesel | 10000 | Fiberglass | 1986-01-01 | Fiberglass Reinforced Plastic | Pressurized
DOLLAR GENERAL #8011 | 560 S BROAD ST | ELLAVILLE | Schley | 10002399 | 1 |  | 2014-10-02 | FALSE | 2014-10-02 | FALSE | Currently in Use | Gas (Historical Use) | 15000 | Fiberglass Double Walled | 2014-09-25 | Double-Walled Flex | Pressurized
DOLLAR GENERAL #8011 | 560 S BROAD ST | ELLAVILLE | Schley | 10002399 | 2A |  | 2014-10-02 | FALSE | 2014-10-02 | FALSE | Currently in Use | Gas (Historical Use) | 8000 | Fiberglass Double Walled | 2014-09-25 | Double-Walled Flex | Pressurized
DOLLAR GENERAL #8011 | 560 S BROAD ST | ELLAVILLE | Schley | 10002399 | 2B |  | 2014-10-02 | FALSE | 2014-10-02 | FALSE | Currently in Use | Diesel | 7000 | Fiberglass Double Walled | 2014-09-25 | Double-Walled Flex | Pressurized
VACANT PROPERTY:FUTURE PEOPLES BANK OF TALBOTTON | 489 SOUTH BROAD STREET | ELLAVILLE | Schley | 10002421 | 1 |  |  | FALSE |  | FALSE | Installed | Gas (Historical Use) | 1000 | Unknown | 2015-03-10 | Unknown
VACANT PROPERTY:FUTURE PEOPLES BANK OF TALBOTTON | 489 SOUTH BROAD STREET | ELLAVILLE | Schley | 10002421 | 2 |  |  | FALSE |  | FALSE | Removed from Ground | Gas (Historical Use) | 1000 | Unknown | 2015-03-10 | Unknown
CITY OF ELLAVILLE | WILSON ST | ELLAVILLE | Schley | 1230001 | 1 | [5 empty] | Removed from Ground | Gas (Historical Use) | 500 | Bare Steel | 1978-04-16 | Galvanized Steel
MURRAYS PLACE | S US HWY 19 | ELLAVILLE | Schley | 1230002 | 1 |  | 1995-03-29 |  | 1995-03-29 |  | Removed from Ground | Gas (Historical Use) | 10027 | Cathodically Protected Steel | 1986-02-24 | Fiberglass Reinforced Plastic | Pressurized
MURRAYS PLACE | S US HWY 19 | ELLAVILLE | Schley | 1230002 | 2 |  | 1995-03-29 |  | 1995-03-29 |  | Removed from Ground | Gas (Historical Use) | 10027 | Cathodically Protected Steel | 1986-02-24 | Galvanized Steel | Pressurized
MURRAYS PLACE | S US HWY 19 | ELLAVILLE | Schley | 1230002 | 3 |  | 1995-03-29 |  | 1995-03-29 |  | Removed from Ground | Diesel | 10027 | Cathodically Protected Steel | 1986-02-24 | Galvanized Steel | Pressurized
MURRAYS PLACE | S US HWY 19 | ELLAVILLE | Schley | 1230002 | 4 |  | 1995-03-29 |  | 1995-03-29 |  | Removed from Ground | Gas (Historical Use) | 10027 | Cathodically Protected Steel | 1986-02-24 | Galvanized Steel | Pressurized
SCHLEY COUNTY BD OF EDUCATION | 401 PERRY DR | ELLAVILLE | Schley | 1230004 | 1 | [5 empty] | Removed from Ground | Diesel | 3000 | Bare Steel | 1958-01-10 | Unknown
SCHLEY COUNTY BUS LOT | OGLETHORPE STREET | ELLAVILLE | Schley | 1230005 | 1 | [5 empty] | Removed from Ground | Gas (Historical Use) | 4000 | Bare Steel | 1978-01-05 | Unknown
GA FC | GA 26 1 MILES WEST | ELLAVILLE | Schley | 1230007 | 12033 | [5 empty] | Removed from Ground | Gas (Historical Use) | 560 | Bare Steel | 1966-04-27 | Galvanized Steel
DEPARTMEN OF TRANSORTATION 10331 | GEORGIA HWY 228 SE 1 MI E OF | ELLAVILLE | Schley | 1230008 | 331G1 | [5 empty] | Removed from Ground | Gas (Historical Use) | 1060 | Bare Steel | 1970-05-02 | Galvanized Steel | Safe Suction (Euro)
CHEVRON FOOD MART 3 | 258 N Broad St. | ELLAVILLE | Schley | 1230009 | 1 | [5 empty] | Removed from Ground | Gas (Historical Use) | 8000 | Bare Steel | 1982-04-08 | Galvanized Steel | Suction (American)
CHEVRON FOOD MART 3 | 258 N Broad St. | ELLAVILLE | Schley | 1230009 | 2 | [5 empty] | Removed from Ground | Gas (Historical Use) | 8000 | Bare Steel | 1982-04-08 | Galvanized Steel
CHEVRON FOOD MART 3 | 258 N Broad St. | ELLAVILLE | Schley | 1230009 | 3 | [5 empty] | Removed from Ground | Gas (Historical Use) | 6000 | Bare Steel | 1982-04-08 | Galvanized Steel | Suction (American)
CHEVRON FOOD MART 3 | 258 N Broad St. | ELLAVILLE | Schley | 1230009 | 4 | Flapper Valve | 1996-02-12 | FALSE | 1996-02-12 | FALSE | Currently in Use | Gas (Historical Use) | 25000 | Composite | 1996-02-12 | Double-Walled Fiberglass | Pressurized
BATTLE SERVICE STATION | US HWY 19 | ELLAVILLE | Schley | 1230010 | 1 | [5 empty] | Removed from Ground | Gas (Historical Use) | 4000 | Bare Steel | 1983-04-08 | Galvanized Steel | Suction (American)
BATTLE SERVICE STATION | US HWY 19 | ELLAVILLE | Schley | 1230010 | 2 | [5 empty] | Removed from Ground | Gas (Historical Use) | 3000 | Bare Steel | 1983-04-08 | Galvanized Steel | Suction (American)
BATTLE SERVICE STATION | US HWY 19 | ELLAVILLE | Schley | 1230010 | 3 | [5 empty] | Removed from Ground | Gas (Historical Use) | 3000 | Bare Steel | 1983-04-08 | Galvanized Steel | Suction (American)
C&J SHELL | US 19/PO BOX 183 | ELLAVILLE | Schley | 1230011 | 1 |  | 1998-01-01 |  | 1998-01-01 |  | Removed from Ground | Gas (Historical Use) | 5000 | Cathodically Protected Steel | 1969-05-12 | Cathodically Protected | Suction (American)
C&J SHELL | US 19/PO BOX 183 | ELLAVILLE | Schley | 1230011 | 2 |  | 1998-01-01 |  | 1998-01-01 |  | Removed from Ground | Gas (Historical Use) | 5000 | Cathodically Protected Steel | 1969-05-12 | Cathodically Protected | Suction (American)
C&J SHELL | US 19/PO BOX 183 | ELLAVILLE | Schley | 1230011 | 3 |  | 1998-01-01 |  | 1991-05-08 |  | Removed from Ground | Gas (Historical Use) | 3000 | Cathodically Protected Steel | 1969-05-12 | Cathodically Protected | Suction (American)
C&J SHELL | US 19/PO BOX 183 | ELLAVILLE | Schley | 1230011 | 4 |  | 1991-05-08 |  | 1991-05-08 |  | Removed from Ground | Diesel | 4015 | Cathodically Protected Steel | 1991-05-08 | Cathodically Protected | Pressurized
C&J SHELL | US 19/PO BOX 183 | ELLAVILLE | Schley | 1230011 | 5 |  | 1998-01-01 |  | 1998-01-01 |  | Removed from Ground | Kerosene | 560 | Cathodically Protected Steel | 1998-01-01 | Cathodically Protected | Safe Suction (Euro)
QUICK STOP 12 | 524 S BROAD ST | ELLAVILLE | Schley | 1230013 | 1 | Flapper Valve | 1998-08-22 |  | 1998-08-22 |  | Currently in Use | Gas (Historical Use) | 8000 | Galvanic (STIP-3) | 1988-03-01 | Fiberglass Reinforced Plastic | Pressurized
QUICK STOP 12 | 524 S BROAD ST | ELLAVILLE | Schley | 1230013 | 2 | Flapper Valve | 1998-08-22 |  | 1998-08-22 |  | Currently in Use | Diesel | 8000 | Galvanic (STIP-3) | 1988-03-01 | Fiberglass Reinforced Plastic | Pressurized
QUICK STOP 12 | 524 S BROAD ST | ELLAVILLE | Schley | 1230013 | 3 | Flapper Valve | 1998-08-22 |  | 1998-08-22 |  | Currently in Use | Gas (Historical Use) | 8000 | Galvanic (STIP-3) | 1988-03-01 | Fiberglass Reinforced Plastic | Pressurized
BLACKS MINIT MART | NORTHSIDE DR | ELLAVILLE | Schley | 1230014 | 1 | [5 empty] | Removed from Ground | Gas (Historical Use) | 2500 | Bare Steel | 1986-01-01 | Galvanized Steel | Pressurized
BLACKS MINIT MART | NORTHSIDE DR | ELLAVILLE | Schley | 1230014 | 2 | [5 empty] | Removed from Ground | Gas (Historical Use) | 6000 | Bare Steel | 1986-01-01 | Galvanized Steel | Pressurized
BROWNS BP | 40 N Broad St | ELLAVILLE | Schley | 1290015 | 1 |  | 1998-08-25 |  | 1998-08-25 |  | Temporarily out of use | Gas (Historical Use) | 6000 | Steel-Impressed Current | 1974-04-18 |  | Pressurized
BROWNS BP | 40 N Broad St | ELLAVILLE | Schley | 1290015 | 2 |  | 1998-08-25 |  | 1998-08-25 |  | Temporarily out of use | Gas (Historical Use) | 6000 | Steel-Impressed Current | 1974-04-18 |  | Pressurized
BROWNS BP | 40 N Broad St | ELLAVILLE | Schley | 1290015 | 3 |  | 1998-08-25 |  | 1998-08-25 |  | Temporarily out of use | Gas (Historical Use) | 6000 | Steel-Impressed Current | 1974-04-18 |  | Pressurized
BROWNS BP | 40 N Broad St | ELLAVILLE | Schley | 1290015 | 4 |  |  | FALSE |  | FALSE | Removed from Ground | Kerosene | 550 | Bare Steel | 1974-04-18 | Galvanized Steel
T&R CUSTOMS INC | 814 N BROAD ST | ELLAVILLE | Schley | 9123010 | 1 | [5 empty] | Removed from Ground | Diesel | 3000 | Bare Steel | 1986-04-01 | Galvanized Steel | Suction (American)
T&R CUSTOMS INC | 814 N BROAD ST | ELLAVILLE | Schley | 9123010 | 2 | [5 empty] | Removed from Ground | Gas (Historical Use) | 1000 | Bare Steel | 1986-04-01 | Galvanized Steel | Suction (American)
Meet Mini Mart | HWY 24 & CLARK AVE | HILTONIA | Screven | 9124001 | 1 | Flapper Valve | 1992-01-01 | FALSE | 1992-01-01 | FALSE | Currently in Use | Diesel On Road | 1000 | Galvanic (STIP-3) | 1992-01-01 | Fiberglass Reinforced Plastic | Safe Suction (Euro)
Meet Mini Mart | HWY 24 & CLARK AVE | HILTONIA | Screven | 9124001 | 2 | Flapper Valve | 1992-01-01 | FALSE | 1992-01-01 | FALSE | Currently in Use | Diesel | 2000 | Galvanic (STIP-3) | 1992-01-01 | Fiberglass Reinforced Plastic | Safe Suction (Euro)
JAI MATA DEE TRADING INC | 2560 BURTONS FERRY RD | SYLVANIA | Screven | 9124002 | 1 | Ball Float | 1990-03-10 | FALSE | 1990-03-10 | FALSE | Currently in Use | Regular | 8000 | Galvanic (STIP-3) | 1990-03-10 | Fiberglass Reinforced Plastic | Pressurized
JAI MATA DEE TRADING INC | 2560 BURTONS FERRY RD | SYLVANIA | Screven | 9124002 | 2A | Ball Float | 1990-03-10 | FALSE | 1990-03-10 | FALSE | Currently in Use | Plus | 4000 | Galvanic (STIP-3) | 1990-03-10 | Fiberglass Reinforced Plastic | Pressurized
JAI MATA DEE TRADING INC | 2560 BURTONS FERRY RD | SYLVANIA | Screven | 9124002 | 2B | Ball Float | 1998-03-10 | FALSE | 1998-03-10 | FALSE | Currently in Use | Premium | 4000 | Galvanic (STIP-3) | 1994-02-05 | Fiberglass Reinforced Plastic | Pressurized
JAI MATA DEE TRADING INC | 2560 BURTONS FERRY RD | SYLVANIA | Screven | 9124002 | 4 | Ball Float | 1994-02-05 | FALSE | 1994-02-05 | FALSE | Currently in Use | Diesel Off Road | 12000 | Composite | 1994-02-05 | Fiberglass Reinforced Plastic | Pressurized
JAI MATA DEE TRADING INC | 2560 BURTONS FERRY RD | SYLVANIA | Screven | 9124002 | 5 | Ball Float | 1994-02-05 | FALSE | 1994-02-05 | FALSE | Currently in Use | Diesel | 12000 | Composite | 1994-02-05 | Fiberglass Reinforced Plastic | Pressurized
JAI MATA DEE TRADING INC | 2560 BURTONS FERRY RD | SYLVANIA | Screven | 9124002 | 6 |  | 1994-02-05 |  | 1994-02-05 |  | Temporarily out of use | Other | 1000 | Galvanic (STIP-3) | 1994-02-05 | Fiberglass Reinforced Plastic
JAI MATA DEE TRADING INC | 2560 BURTONS FERRY RD | SYLVANIA | Screven | 9124002 | 7A | Ball Float | 1990-03-10 | FALSE | 1990-03-10 | FALSE | Currently in Use | E-0 | 4000 | Galvanic (STIP-3) | 1990-03-10 | Fiberglass Reinforced Plastic | Pressurized
JAI MATA DEE TRADING INC | 2560 BURTONS FERRY RD | SYLVANIA | Screven | 9124002 | 7B | Ball Float | 1990-03-10 | FALSE | 1990-03-10 | FALSE | Currently in Use | Regular | 4000 | Galvanic (STIP-3) | 1990-03-10 | Fiberglass Reinforced Plastic | Pressurized
EL CHEAPO #55 | 209 WEST OGEECHEE ST | SYLVANIA | Screven | 9124003 | 1 | Flapper Valve | 1993-12-21 | FALSE | 1993-12-21 | FALSE | Currently in Use | Regular | 10000 | Galvanic (STIP-3) | 1988-01-01 | Double-Walled Fiberglass | Pressurized
EL CHEAPO #55 | 209 WEST OGEECHEE ST | SYLVANIA | Screven | 9124003 | 2 | Flapper Valve | 1993-12-21 | FALSE | 1993-12-21 | FALSE | Currently in Use | Premium | 8000 | Galvanic (STIP-3) | 1988-01-01 | Double-Walled Fiberglass | Pressurized
EL CHEAPO #55 | 209 WEST OGEECHEE ST | SYLVANIA | Screven | 9124003 | 3 | Flapper Valve | 1993-12-21 | FALSE | 1993-12-21 | FALSE | Currently in Use | Diesel | 8000 | Galvanic (STIP-3) | 1988-01-01 | Fiberglass Reinforced Plastic | Pressurized
ALLTEL/SOUTHERN REGION | 303 EAST OGEECHEE ST | SYLVANIA | Screven | 9124005 | 1 | [5 empty] | Removed from Ground | Diesel | 250 | Bare Steel | 1994-09-13 | Copper | Suction (American)
WHITEHILL GROCERY | 3901 SAVANNAH HWY | SYLVANIA | Screven | 9124006 | 1 |  | 1998-12-26 | FALSE | 1998-12-26 | FALSE | Temporarily out of use | Regular | 6000 | Steel-Impressed Current | 1988-01-01 |  | Suction (American)
WHITEHILL GROCERY | 3901 SAVANNAH HWY | SYLVANIA | Screven | 9124006 | 2 |  | 1998-12-26 | FALSE | 1998-12-26 | FALSE | Temporarily out of use | Premium | 6000 | Steel-Impressed Current | 1988-01-01 |  | Suction (American)
IN & OUT | 1017 SOUTH MAIN ST | SYLVANIA | Screven | 9124007 | 1 | Flapper Valve | 1995-10-01 | FALSE | 1995-10-01 | FALSE | Currently in Use | Regular | 8000 | Steel-Impressed Current | 1987-01-01 | Fiberglass Reinforced Plastic | Pressurized
IN & OUT | 1017 SOUTH MAIN ST | SYLVANIA | Screven | 9124007 | 2 | Flapper Valve | 1995-10-01 | FALSE | 1995-10-01 | FALSE | Currently in Use | Plus | 8000 | Steel-Impressed Current | 1987-01-01 | Fiberglass Reinforced Plastic | Pressurized
IN & OUT | 1017 SOUTH MAIN ST | SYLVANIA | Screven | 9124007 | 3 |  | 1995-10-01 |  | 1995-10-01 |  | Currently in Use | Gas (Historical Use) | 8000 | Steel-Impressed Current | 1987-01-01 | Fiberglass Reinforced Plastic | Pressurized
RUSTYS ONE STOP | 211 SOUTH MAIN ST | SYLVANIA | Screven | 9124008 | 1 | [5 empty] | Removed from Ground | Gas (Historical Use) | 4000 | Bare Steel | 1982-03-02 | Galvanized Steel | Safe Suction (Euro)
RUSTYS ONE STOP | 211 SOUTH MAIN ST | SYLVANIA | Screven | 9124008 | 2 | [5 empty] | Removed from Ground | Gas (Historical Use) | 4000 | Bare Steel | 1982-03-02 | Galvanized Steel | Safe Suction (Euro)
RUSTYS ONE STOP | 211 SOUTH MAIN ST | SYLVANIA | Screven | 9124008 | 3 | [5 empty] | Removed from Ground | Gas (Historical Use) | 4000 | Bare Steel | 1982-03-02 | Galvanized Steel | Safe Suction (Euro)
RUSTYS ONE STOP | 211 SOUTH MAIN ST | SYLVANIA | Screven | 9124008 | 4 | Ball Float | 1998-01-01 | FALSE | 1998-01-01 | FALSE | Currently in Use | Regular | 12000 | Composite | 1998-01-01 | Fiberglass Reinforced Plastic | Pressurized
RUSTYS ONE STOP | 211 SOUTH MAIN ST | SYLVANIA | Screven | 9124008 | 5 | Ball Float | 1998-01-01 | FALSE | 1998-01-01 | FALSE | Currently in Use | Premium | 8000 | Composite | 1998-01-01 | Fiberglass Reinforced Plastic | Pressurized
CITY OF SYLVANIA/FORMER FORD DEA | NORTH MAIN ST | SYLVANIA | Screven | 9124009 | 1 |  |  | TRUE |  | TRUE | Removed from Ground | Used Oil | 500 | Bare Steel | 1998-08-11 | Bare Steel
CITY OF SYLVANIA/FORMER FORD DEA | NORTH MAIN ST | SYLVANIA | Screven | 9124009 | 2 |  |  | TRUE |  | TRUE | Removed from Ground | Used Oil | 500 | Bare Steel | 1998-08-11 | Bare Steel
CITY OF SYLVANIA/FORMER FORD DEA | NORTH MAIN ST | SYLVANIA | Screven | 9124009 | 3 |  |  | TRUE |  | TRUE | Removed from Ground | Used Oil | 250 | Bare Steel | 1998-08-11 | Bare Steel
CITY OF SYLVANIA/FORMER FORD DEA | NORTH MAIN ST | SYLVANIA | Screven | 9124009 | 4 |  |  | TRUE |  | TRUE | Removed from Ground | Used Oil | 90 | Bare Steel | 1998-08-11 | Bare Steel
CITY OF SYLVANIA/FORMER FORD DEA | NORTH MAIN ST | SYLVANIA | Screven | 9124009 | 5 |  |  | TRUE |  | TRUE | Removed from Ground | Used Oil | 500 | Bare Steel | 1998-08-11 | Bare Steel
BP GAS & CONVENIENCE STORE | 7922 SAVANNAH HWY | NEWINGTON | Screven | 9124010 | 1 | [5 empty] | Removed from Ground | Gas (Historical Use) | 6000 | Bare Steel | 1980-01-01 | Galvanized Steel | Pressurized
BP GAS & CONVENIENCE STORE | 7922 SAVANNAH HWY | NEWINGTON | Screven | 9124010 | 1A | Flapper Valve | 1996-09-01 | FALSE | 1996-09-01 | FALSE | Currently in Use | Regular | 8000 | Galvanic (STIP-3) | 1996-09-01 | Fiberglass Reinforced Plastic | Pressurized
BP GAS & CONVENIENCE STORE | 7922 SAVANNAH HWY | NEWINGTON | Screven | 9124010 | 1B | Flapper Valve | 1996-09-01 | FALSE | 1996-09-01 | FALSE | Currently in Use | Premium | 4000 | Galvanic (STIP-3) | 1996-09-01 | Fiberglass Reinforced Plastic | Pressurized
BP GAS & CONVENIENCE STORE | 7922 SAVANNAH HWY | NEWINGTON | Screven | 9124010 | 2 | [5 empty] | Removed from Ground | Gas (Historical Use) | 3000 | Bare Steel | 1983-06-01 | Galvanized Steel | Suction (American)
BP GAS & CONVENIENCE STORE | 7922 SAVANNAH HWY | NEWINGTON | Screven | 9124010 | 3 | [5 empty] | Removed from Ground | Gas (Historical Use) | 4000 | Bare Steel | 1985-06-01 | Galvanized Steel | Suction (American)
BP GAS & CONVENIENCE STORE | 7922 SAVANNAH HWY | NEWINGTON | Screven | 9124010 | 4 | [5 empty] | Removed from Ground | Gas (Historical Use) | 6000 | Bare Steel | 1983-06-01 | Galvanized Steel | Suction (American)
HANDI PANTRY DBA POPS PANTRY | 509 WEST OGEECHEE ST | SYLVANIA | Screven | 9124011 | 1 | [5 empty] | Removed from Ground | Gas (Historical Use) | 10000 | Marked Unknown | 1981-01-01 | Unknown | Pressurized
HANDI PANTRY DBA POPS PANTRY | 509 WEST OGEECHEE ST | SYLVANIA | Screven | 9124011 | 2 | [5 empty] | Removed from Ground | Gas (Historical Use) | 10000 | Marked Unknown | 1981-01-01 | Unknown | Pressurized
HANDI PANTRY DBA POPS PANTRY | 509 WEST OGEECHEE ST | SYLVANIA | Screven | 9124011 | 3 | [5 empty] | Removed from Ground | Gas (Historical Use) | 8000 | Marked Unknown | 1981-01-01 | Unknown | Pressurized
HANDI PANTRY INC D/B/A/ POP'S PA | 511 W OGEECHEE ST | SYLVANIA | Screven | 9124012 | 1 | [5 empty] | Closed in Ground | Gas (Historical Use) | 8000 | Marked Unknown | 1981-01-01 | Unknown | Pressurized
HANDI PANTRY INC D/B/A/ POP'S PA | 511 W OGEECHEE ST | SYLVANIA | Screven | 9124012 | 2 | [5 empty] | Closed in Ground | Diesel | 10000 | Not Marked/Unknown | 1981-01-01 | Not Marked
HANDI PANTRY INC D/B/A/ POP'S PA | 511 W OGEECHEE ST | SYLVANIA | Screven | 9124012 | 3 | [5 empty] | Closed in Ground | Gas (Historical Use) | 10000 | Not Marked/Unknown | 1981-01-01 | Not Marked
COOPERVILLE M&M | 6547 STATESBORO HWY | SYLVANIA | Screven | 9124013 | 1 | Ball Float | 1992-06-10 | FALSE | 1992-06-10 | FALSE | Currently in Use | Regular | 3000 | Galvanic (STIP-3) | 1992-06-10 | Fiberglass Reinforced Plastic | Pressurized
COOPERVILLE M&M | 6547 STATESBORO HWY | SYLVANIA | Screven | 9124013 | 2 | Ball Float | 1992-06-10 | FALSE | 1992-06-10 | FALSE | Currently in Use | Regular | 3000 | Galvanic (STIP-3) | 1992-06-10 | Fiberglass Reinforced Plastic | Pressurized
COOPERVILLE M&M | 6547 STATESBORO HWY | SYLVANIA | Screven | 9124013 | 3 | Ball Float | 1992-06-10 | FALSE | 1992-06-10 | FALSE | Currently in Use | Premium | 3000 | Galvanic (STIP-3) | 1992-06-10 | Fiberglass Reinforced Plastic | Pressurized
COOPERVILLE M&M | 6547 STATESBORO HWY | SYLVANIA | Screven | 9124013 | 4 | Ball Float | 1992-06-10 | FALSE | 1992-06-10 | FALSE | Currently in Use | Diesel | 6000 | Galvanic (STIP-3) | 1992-06-10 | Fiberglass Reinforced Plastic | Pressurized
COOPERVILLE M&M | 6547 STATESBORO HWY | SYLVANIA | Screven | 9124013 | 5 | Ball Float | 1992-06-10 | FALSE | 1992-06-10 | FALSE | Temporarily out of use | Diesel Off Road | 2000 | Galvanic (STIP-3) | 1992-06-10 | Fiberglass Reinforced Plastic | Safe Suction (Euro)
L A THIGPEN | 1300 BUTTERMILK RD | SYLVANIA | Screven | 9124014 | 1 | [5 empty] | Removed from Ground | Empty | 2000 | Epoxy | 1986-05-02 | Galvanized Steel | Suction (American)
L A THIGPEN | 1300 BUTTERMILK RD | SYLVANIA | Screven | 9124014 | 2 | [5 empty] | Removed from Ground | Diesel | 2000 | Epoxy | 1986-05-02 | Galvanized Steel | Suction (American)
NEIGHBORS #70 | 1446 STATESBORO HWY | SYLVANIA | Screven | 9124015 | 1 | Flapper Valve | 1993-01-01 | FALSE | 1993-01-01 | FALSE | Temporarily out of use | Premium | 8000 | Galvanic (STIP-3) | 1993-01-01 | Fiberglass Reinforced Plastic | Pressurized
NEIGHBORS #70 | 1446 STATESBORO HWY | SYLVANIA | Screven | 9124015 | 2 | Flapper Valve | 1993-01-01 | FALSE | 1993-01-01 | FALSE | Currently in Use | Regular | 8000 | Galvanic (STIP-3) | 1993-01-01 | Fiberglass Reinforced Plastic | Pressurized
NEIGHBORS #70 | 1446 STATESBORO HWY | SYLVANIA | Screven | 9124015 | 3 | Flapper Valve | 1993-01-01 | FALSE | 1993-01-01 | FALSE | Temporarily out of use | Plus | 8000 | Galvanic (STIP-3) | 1993-01-01 | Fiberglass Reinforced Plastic | Pressurized
NEIGHBORS #70 | 1446 STATESBORO HWY | SYLVANIA | Screven | 9124015 | 4 | Flapper Valve | 1993-01-01 | FALSE | 1993-01-01 | FALSE | Currently in Use | Diesel | 4000 | Galvanic (STIP-3) | 1993-01-01 | Fiberglass Reinforced Plastic | Pressurized
W H HUNTER STORE | 6085 SAVANNAH HWY | SYLVANIA | Screven | 9124016 | 1 | [5 empty] | Removed from Ground | Gas (Historical Use) | 3000 | Marked Unknown | 1996-03-29 | Unknown
W H HUNTER STORE | 6085 SAVANNAH HWY | SYLVANIA | Screven | 9124016 | 2 | [5 empty] | Removed from Ground | Gas (Historical Use) | 3000 | Marked Unknown | 1996-03-29 | Unknown
W H HUNTER STORE | 6085 SAVANNAH HWY | SYLVANIA | Screven | 9124016 | 3 | [5 empty] | Removed from Ground | Gas (Historical Use) | 3000 | Marked Unknown | 1996-03-29 | Unknown
W H HUNTER STORE | 6085 SAVANNAH HWY | SYLVANIA | Screven | 9124016 | 4 | [5 empty] | Removed from Ground | Gas (Historical Use) | 550 | Marked Unknown | 1996-03-29 | Unknown
W H HUNTER STORE | 6085 SAVANNAH HWY | SYLVANIA | Screven | 9124016 | 5 | [5 empty] | Removed from Ground | Gas (Historical Use) | 550 | Marked Unknown | 1996-03-29 | Unknown
NORFOLK SOUTHERN RAILWAY | 245 W CHESTER | SYLVANIA | Screven | 9124017 | 1 | [5 empty] | Removed from Ground | Other | 2000 | Marked Unknown | 1996-02-22 | Unknown
NORFOLK SOUTHERN RAILWAY | 245 W CHESTER | SYLVANIA | Screven | 9124017 | 2 | [5 empty] | Removed from Ground | Other | 2000 | Marked Unknown | 1996-02-22 | Unknown
NORFOLK SOUTHERN RAILWAY | 245 W CHESTER | SYLVANIA | Screven | 9124017 | 3 | [5 empty] | Removed from Ground | Other | 2000 | Marked Unknown | 1996-02-22 | Unknown
PLANTATION AIRPARK | 538 BECON RD | SYLVANIA | Screven | 9124019 | 1 | [5 empty] | Removed from Ground | Gas (Historical Use) | 10000 | Bare Steel | 1976-01-01 | Bare Steel | Suction (American)
PLANTATION AIRPARK | 538 BECON RD | SYLVANIA | Screven | 9124019 | 2A | [5 empty] | Removed from Ground | Gas (Historical Use) | 1500 | Bare Steel | 1976-01-01 | Bare Steel | Suction (American)
PLANTATION AIRPARK | 538 BECON RD | SYLVANIA | Screven | 9124019 | 2B | [5 empty] | Removed from Ground | Gas (Historical Use) | 1500 | Bare Steel | 1976-01-01 | Bare Steel | Suction (American)
WILSON'S GROCERY | 5108 BUTTERMILK RD | SYLVANIA | Screven | 9124020 | 1 |  | 1999-05-14 |  | 1999-05-14 |  | Closed in Ground | Empty | 1000 | Cathodically Protected Steel | 1979-01-01 | Cathodically Protected | Safe Suction (Euro)
WILSON'S GROCERY | 5108 BUTTERMILK RD | SYLVANIA | Screven | 9124020 | 2 |  | 1999-05-14 |  | 1999-05-14 |  | Closed in Ground | Empty | 1000 | Cathodically Protected Steel | 1979-01-01 | Cathodically Protected | Safe Suction (Euro)
DAVID W REED COMPANY | NORTH CORNER OF ENNIS AND SHARP | SYLVANIA | Screven | 9124021 | 1 | [5 empty] | Removed from Ground | Gas (Historical Use) | 10000 | Not Marked/Unknown | 1997-06-01 | Not Marked
DAVID W REED COMPANY | NORTH CORNER OF ENNIS AND SHARP | SYLVANIA | Screven | 9124021 | 2 | [5 empty] | Removed from Ground | Diesel | 10000 | Not Marked/Unknown | 1997-06-01 | Not Marked
PAULA B LEE & R WADE BROWN | 7047 NEWINGTON HWY | SYLVANIA | Screven | 9124022 | 1 | [5 empty] | Removed from Ground | Gas (Historical Use) | 550 | Bare Steel | 1998-11-01 | Galvanized Steel | Suction (American)
PAULA B LEE & R WADE BROWN | 7047 NEWINGTON HWY | SYLVANIA | Screven | 9124022 | 2 | [5 empty] | Removed from Ground | Gas (Historical Use) | 280 | Bare Steel | 1998-11-01 | Galvanized Steel | Suction (American)
WOODS SERVICE STATION | CORNER OF HIGHWAY 21 & 24 | NEWINGTON | Screven | 9124024 | 1 | [5 empty] | Removed from Ground | Gas (Historical Use) | 1000 | Not Marked/Unknown | 1998-05-04 | Not Marked
WOODS SERVICE STATION | CORNER OF HIGHWAY 21 & 24 | NEWINGTON | Screven | 9124024 | 2 | [5 empty] | Removed from Ground | Gas (Historical Use) | 500 | Not Marked/Unknown | 1998-05-04 | Not Marked
WOODS SERVICE STATION | CORNER OF HIGHWAY 21 & 24 | NEWINGTON | Screven | 9124024 | 3 | [5 empty] | Removed from Ground | Gas (Historical Use) | 100 | Not Marked/Unknown | 1998-05-04 | Not Marked
NEWINGTON TELEPHONE EXCHANGE | 126 OLIVER HWY | NEWINGTON | Screven | 9124025 | 1 | [5 empty] | Removed from Ground | Diesel | 550 | Not Marked/Unknown | 1998-09-14 | Not Marked
DOVER TELEPHONE EXCHANGE | 1580 STATESBORO HWY | SYLVANIA | Screven | 9124026 | 1 | [5 empty] | Removed from Ground | Diesel | 550 | Not Marked/Unknown | 1998-09-14 | Not Marked
NUNNALLY'S GROCERY | 5478 BURTON'S FERRY RD | SYLVANIA | Screven | 9124067 | 1 | [5 empty] | Removed from Ground | Gas (Historical Use) | 550 | Not Marked/Unknown | 1998-11-01 | Not Marked
NUNNALLY'S GROCERY | 5478 BURTON'S FERRY RD | SYLVANIA | Screven | 9124067 | 2 | [5 empty] | Removed from Ground | Gas (Historical Use) | 1000 | Not Marked/Unknown | 1998-11-01 | Not Marked
NUNNALLY'S GROCERY | 5478 BURTON'S FERRY RD | SYLVANIA | Screven | 9124067 | 3 | [5 empty] | Removed from Ground | Gas (Historical Use) | 1000 | Not Marked/Unknown | 1998-11-01 | Not Marked
NUNNALLY'S GROCERY | 5478 BURTON'S FERRY RD | SYLVANIA | Screven | 9124067 | 4 | [5 empty] | Removed from Ground | Gas (Historical Use) | 2000 | Not Marked/Unknown | 1998-11-01 | Not Marked
THE 'Y' BAIT & TACKLE | 102 INDUSTRIAL RD | SYLVANIA | Screven | 9124068 | 1 | [5 empty] | Removed from Ground | Diesel | 500 | Bare Steel | 1998-09-01 | Bare Steel | Safe Suction (Euro)
THE 'Y' BAIT & TACKLE | 102 INDUSTRIAL RD | SYLVANIA | Screven | 9124068 | 2 | [5 empty] | Removed from Ground | Gas (Historical Use) | 500 | Bare Steel | 1998-09-01 | Bare Steel | Safe Suction (Euro)
ZIP N GO | 1558 BURTON FERRY HWY | SYLVANIA | Screven | 9124069 | 1 | [5 empty] | Removed from Ground | Gas (Historical Use) | 0 | Bare Steel | 1999-05-20 | Galvanized Steel | Suction (American)
ZIP N GO | 1558 BURTON FERRY HWY | SYLVANIA | Screven | 9124069 | 2 | [5 empty] | Removed from Ground | Gas (Historical Use) | 0 | Bare Steel | 1999-05-20 | Galvanized Steel | Suction (American)
ZIP N GO | 1558 BURTON FERRY HWY | SYLVANIA | Screven | 9124069 | 3 | [5 empty] | Removed from Ground | Gas (Historical Use) | 0 | Bare Steel | 1999-05-20 | Galvanized Steel | Suction (American)
ZIP N GO | 1558 BURTON FERRY HWY | SYLVANIA | Screven | 9124069 | 4 | [5 empty] | Removed from Ground | Kerosene | 0 | Bare Steel | 1999-05-20 | Galvanized Steel | Suction (American)
ZIP N GO | 1558 BURTON FERRY HWY | SYLVANIA | Screven | 9124069 | 5 | [5 empty] | Removed from Ground | Diesel | 0 | Bare Steel | 1999-05-20 | Galvanized Steel | Suction (American)
ZIP N GO | 1558 BURTON FERRY HWY | SYLVANIA | Screven | 9124069 | 6 | [5 empty] | Removed from Ground | Gas (Historical Use) | 0 | Bare Steel | 1999-05-20 | Galvanized Steel | Suction (American)
ZIP N GO | 1558 BURTON FERRY HWY | SYLVANIA | Screven | 9124069 | 7 | [5 empty] | Removed from Ground | Gas (Historical Use) | 0 | Bare Steel | 1999-05-20 | Galvanized Steel | Suction (American)
ZIP N GO | 1558 BURTON FERRY HWY | SYLVANIA | Screven | 9124069 | 8 |  | 2000-03-01 | FALSE | 2000-03-01 | FALSE | Temporarily out of use | Regular | 12000 | Composite | 2000-03-01 | Fiberglass Reinforced Plastic | Pressurized
ZIP N GO | 1558 BURTON FERRY HWY | SYLVANIA | Screven | 9124069 | 9A |  | 2000-03-01 | FALSE | 2000-03-01 | FALSE | Temporarily out of use | Premium | 6000 | Composite | 2000-03-01 | Fiberglass Reinforced Plastic | Pressurized
ZIP N GO | 1558 BURTON FERRY HWY | SYLVANIA | Screven | 9124069 | 9B |  | 2000-03-01 | FALSE | 2000-03-01 | FALSE | Temporarily out of use | Diesel | 6000 | Composite | 2000-03-01 | Fiberglass Reinforced Plastic | Pressurized
Y BAIT & TACKLE | 103 INDUSTRIAL RD | SYLVANIA | Screven | 9124070 | 1 | [5 empty] | Removed from Ground | Diesel | 2000 | Not Marked/Unknown | 1998-09-01 | Not Marked
SCOTT CAR CARE | 135 N MAIN STREET | SYLVANIA | Screven | 9124071 | 1 | [5 empty] | Removed from Ground | Gas (Historical Use) | 1000 | Bare Steel | 1999-12-15 | Bare Steel | Safe Suction (Euro)
SCOTT CAR CARE | 135 N MAIN STREET | SYLVANIA | Screven | 9124071 | 2 | [5 empty] | Removed from Ground | Gas (Historical Use) | 1000 | Bare Steel | 1999-12-15 | Bare Steel | Safe Suction (Euro)
SCOTT CAR CARE | 135 N MAIN STREET | SYLVANIA | Screven | 9124071 | 3 | [5 empty] | Removed from Ground | Gas (Historical Use) | 1000 | Bare Steel | 1999-12-15 | Bare Steel | Safe Suction (Euro)
SCOTT CAR CARE | 135 N MAIN STREET | SYLVANIA | Screven | 9124071 | 4 | [5 empty] | Removed from Ground | Gas (Historical Use) | 550 | Bare Steel | 1999-12-15 | Bare Steel | Safe Suction (Euro)
MEERAJI 01 INC #101 | 495 EAST FRONTAGE RD | SYLVANIA | Screven | 9124072 | 1 | Ball Float | 2000-04-01 | FALSE | 2000-04-01 | FALSE | Currently in Use | Regular | 12000 | Composite | 2000-04-01 | Fiberglass Reinforced Plastic | Pressurized
MEERAJI 01 INC #101 | 495 EAST FRONTAGE RD | SYLVANIA | Screven | 9124072 | 2 | Ball Float | 2000-04-01 | FALSE | 2000-04-01 | FALSE | Currently in Use | Premium | 6000 | Composite | 2000-04-01 | Fiberglass Reinforced Plastic | Pressurized
RITE AID STORE NO 1428 | 305 WEST OGEECHEE3 | SYLVANIA | Screven | 9124073 | 1 |  |  | TRUE |  | TRUE | Removed from Ground | Used Oil | 125 | Bare Steel | 1998-12-01 | Bare Steel | Gravity Fed
THE SHORT STOP | 1480 MILLEN HWY | SYLVANIA | Screven | 9124074 | 1 | Ball Float | 2001-09-01 | FALSE | 2001-09-01 | FALSE | Currently in Use | Regular | 10000 | Composite | 2001-09-01 | Fiberglass Reinforced Plastic | Pressurized
THE SHORT STOP | 1480 MILLEN HWY | SYLVANIA | Screven | 9124074 | 2A | Ball Float | 2001-09-01 | FALSE | 2001-09-01 | FALSE | Currently in Use | Premium | 6000 | Composite | 2001-09-01 | Fiberglass Reinforced Plastic | Pressurized
THE SHORT STOP | 1480 MILLEN HWY | SYLVANIA | Screven | 9124074 | 2B | Ball Float | 2001-09-01 | FALSE | 2001-09-01 | FALSE | Currently in Use | Diesel | 4000 | Composite | 2001-09-01 | Fiberglass Reinforced Plastic | Pressurized
NEIGHBORS EXXON #60 | 408 W OGEECHEE ST | SYLVANIA | Screven | 9087029 | 1 | Flapper Valve | 1992-01-01 | FALSE | 1992-01-01 | FALSE | Currently in Use | Regular | 8000 | Galvanic (STIP-3) | 1992-01-01 | Fiberglass Reinforced Plastic | Pressurized
NEIGHBORS EXXON #60 | 408 W OGEECHEE ST | SYLVANIA | Screven | 9087029 | 2 | Flapper Valve | 1992-01-01 | FALSE | 1992-01-01 | FALSE | Currently in Use | E-0 | 8000 | Galvanic (STIP-3) | 1992-01-01 | Fiberglass Reinforced Plastic | Pressurized
NEIGHBORS EXXON #60 | 408 W OGEECHEE ST | SYLVANIA | Screven | 9087029 | 3 | Flapper Valve | 1992-01-01 | FALSE | 1992-01-01 | FALSE | Currently in Use | Diesel Off Road | 8000 | Galvanic (STIP-3) | 1992-01-01 | Fiberglass Reinforced Plastic | Pressurized
ROWELLS SVC STA | 521 NORTH MAIN ST | SYLVANIA | Screven | 9000701 | 1 | [5 empty] | Removed from Ground | Diesel | 3000 | Bare Steel | 1961-05-08 | Galvanized Steel
ROWELLS SVC STA | 521 NORTH MAIN ST | SYLVANIA | Screven | 9000701 | 2 | [5 empty] | Removed from Ground | Gas (Historical Use) | 3000 | Bare Steel | 1961-05-08 | Galvanized Steel
ROWELLS SVC STA | 521 NORTH MAIN ST | SYLVANIA | Screven | 9000701 | 3 | [5 empty] | Removed from Ground | Gas (Historical Use) | 3000 | Bare Steel | 1961-05-08 | Galvanized Steel
ROWELLS SVC STA | 521 NORTH MAIN ST | SYLVANIA | Screven | 9000701 | 4 | [5 empty] | Removed from Ground | Gas (Historical Use) | 4000 | Bare Steel | 1961-05-08 | Galvanized Steel
ROWELLS SVC STA | 521 NORTH MAIN ST | SYLVANIA | Screven | 9000701 | 5 | [5 empty] | Removed from Ground | Gas (Historical Use) | 3000 | Bare Steel | 1961-05-08 | Galvanized Steel
ROWELLS SVC STA | 521 NORTH MAIN ST | SYLVANIA | Screven | 9000701 | 6 |  |  | TRUE |  | TRUE | Removed from Ground | Used Oil | 3000 | Bare Steel | 1961-05-08 | Galvanized Steel
TORRINGTON CO | FRIENDSHIP RD | SYLVANIA | Screven | 9000130 | 1 |  |  | TRUE |  | TRUE | Removed from Ground | Used Oil | 10000 | Bare Steel | 1973-05-11 | Bare Steel
TORRINGTON CO | FRIENDSHIP RD | SYLVANIA | Screven | 9000130 | 2 |  |  | TRUE |  | TRUE | Removed from Ground | Used Oil | 5000 | Bare Steel | 1973-05-11 | Bare Steel
TORRINGTON CO | FRIENDSHIP RD | SYLVANIA | Screven | 9000130 | 3 | [5 empty] | Removed from Ground | Other | 5000 | Bare Steel | 1973-05-11 | Bare Steel
BASF CORP | MIMS RD | SYLVANIA | Screven | 1240002 | 1 | [5 empty] | Removed from Ground | Diesel | 24000 | Bare Steel | 1969-02-14 | Bare Steel
BASF CORP | MIMS RD | SYLVANIA | Screven | 1240002 | 2 | [5 empty] | Removed from Ground | Diesel | 24000 | Bare Steel | 1969-02-14 | Bare Steel
BASF CORP | MIMS RD | SYLVANIA | Screven | 1240002 | 3 | [5 empty] | Removed from Ground | Gas (Historical Use) | 750 | Bare Steel | 1984-02-11 | Bare Steel
BASF CORP | MIMS RD | SYLVANIA | Screven | 1240002 | 4 | [5 empty] | Removed from Ground | Gas (Historical Use) | 750 | Bare Steel | 1974-02-13 | Cathodically Protected
CITY OF SYLVANIA | 136 COMMUNITY DR/CITY SHOP | SYLVANIA | Screven | 1240003 | 1 | [5 empty] | Removed from Ground | Gas (Historical Use) | 1000 | Bare Steel | 1984-02-28 | Galvanized Steel | Suction (American)
CITY OF SYLVANIA | 136 COMMUNITY DR/CITY SHOP | SYLVANIA | Screven | 1240003 | 2 | [5 empty] | Removed from Ground | Gas (Historical Use) | 1000 | Bare Steel | 1984-02-28 | Galvanized Steel | Suction (American)
CITY OF SYLVANIA | 136 COMMUNITY DR/CITY SHOP | SYLVANIA | Screven | 1240003 | 3 | [5 empty] | Removed from Ground | Diesel | 1000 | Bare Steel | 1984-02-28 | Galvanized Steel | Suction (American)
CITY OF SYLVANIA | 136 COMMUNITY DR/CITY SHOP | SYLVANIA | Screven | 1240003 | 4 |  |  | TRUE |  | TRUE | Removed from Ground | Used Oil | 500 | Bare Steel | 1984-02-28 | Galvanized Steel | Suction (American)
KING FINISHING CO DIV OF SPARTAN | GA HWY 17 | DOVER | Screven | 1240005 | 1 | [5 empty] | Removed from Ground | Gas (Historical Use) | 500 | Bare Steel | 1971-02-22 | Galvanized Steel
KING FINISHING CO DIV OF SPARTAN | GA HWY 17 | DOVER | Screven | 1240005 | 2 | [5 empty] | Removed from Ground | Diesel | 600 | Bare Steel | 1985-02-18 | Not Marked
DEPT PUBLIC SAFETY POST 21 | ROCKY FORD RD | SYLVANIA | Screven | 1240006 | 1 | [5 empty] | Removed from Ground | Gas (Historical Use) | 1000 | Bare Steel | 1963-03-12 | Galvanized Steel
DEPT PUBLIC SAFETY POST 21 | ROCKY FORD RD | SYLVANIA | Screven | 1240006 | 2 |  |  |  | 2007-08-07 |  | Removed from Ground | Gas (Historical Use) | 5000 | Cathodically Protected Steel | 1989-06-15 | Fiberglass Reinforced Plastic
BROWER OIL CO INC | 409 /411 WEST OGEECHEE ST | SYLVANIA | Screven | 1240010 | 1 | [5 empty] | Removed from Ground | Gas (Historical Use) | 3000 | Cathodically Protected Steel | 1981-04-16 | Galvanized Steel | Pressurized
BROWER OIL CO INC | 409 /411 WEST OGEECHEE ST | SYLVANIA | Screven | 1240010 | 10 | [5 empty] | Removed from Ground | Gas (Historical Use) | 4000 | Cathodically Protected Steel | 1987-07-10 | Galvanized Steel | Pressurized
BROWER OIL CO INC | 409 /411 WEST OGEECHEE ST | SYLVANIA | Screven | 1240010 | 11 |  |  | TRUE |  | TRUE | Removed from Ground | Used Oil | 250 | Bare Steel | 1997-10-01 | Galvanized Steel | Gravity Fed
BROWER OIL CO INC | 409 /411 WEST OGEECHEE ST | SYLVANIA | Screven | 1240010 | 12 | Ball Float | 1997-10-01 | FALSE | 1997-10-01 | FALSE | Currently in Use | Diesel | 12000 | Composite | 1997-10-01 | Fiberglass Reinforced Plastic | Pressurized
BROWER OIL CO INC | 409 /411 WEST OGEECHEE ST | SYLVANIA | Screven | 1240010 | 13 | Ball Float | 1997-10-01 | FALSE | 1997-10-01 | FALSE | Currently in Use | Diesel Off Road | 12000 | Composite | 1997-10-01 | Fiberglass Reinforced Plastic | Pressurized
BROWER OIL CO INC | 409 /411 WEST OGEECHEE ST | SYLVANIA | Screven | 1240010 | 14 | Ball Float | 1997-10-01 | FALSE | 1997-10-01 | FALSE | Currently in Use | E-0 | 6000 | Composite | 1997-10-01 | Fiberglass Reinforced Plastic | Pressurized
BROWER OIL CO INC | 409 /411 WEST OGEECHEE ST | SYLVANIA | Screven | 1240010 | 15 | Ball Float | 1997-10-01 | FALSE | 1997-10-01 | FALSE | Currently in Use | Premium | 12000 | Composite | 1997-10-01 | Fiberglass Reinforced Plastic | Pressurized
BROWER OIL CO INC | 409 /411 WEST OGEECHEE ST | SYLVANIA | Screven | 1240010 | 16 | Ball Float | 1997-10-01 | FALSE | 1997-10-01 | FALSE | Currently in Use | Regular | 12000 | Composite | 1997-10-01 | Fiberglass Reinforced Plastic | Pressurized
BROWER OIL CO INC | 409 /411 WEST OGEECHEE ST | SYLVANIA | Screven | 1240010 | 2 | [5 empty] | Removed from Ground | Diesel | 12000 | Cathodically Protected Steel | 1981-04-16 | Galvanized Steel | Pressurized
BROWER OIL CO INC | 409 /411 WEST OGEECHEE ST | SYLVANIA | Screven | 1240010 | 3 | [5 empty] | Removed from Ground | Gas (Historical Use) | 6000 | Cathodically Protected Steel | 1984-04-15 | Galvanized Steel
BROWER OIL CO INC | 409 /411 WEST OGEECHEE ST | SYLVANIA | Screven | 1240010 | 4 | [5 empty] | Removed from Ground | Diesel | 4000 | Cathodically Protected Steel | 1981-04-16 | Galvanized Steel | Safe Suction (Euro)
BROWER OIL CO INC | 409 /411 WEST OGEECHEE ST | SYLVANIA | Screven | 1240010 | 5 | [5 empty] | Removed from Ground | Diesel | 12000 | Cathodically Protected Steel | 1984-04-15 | Galvanized Steel | Pressurized
BROWER OIL CO INC | 409 /411 WEST OGEECHEE ST | SYLVANIA | Screven | 1240010 | 6 | [5 empty] | Removed from Ground | Diesel | 6000 | Cathodically Protected Steel | 1984-04-15 | Galvanized Steel | Safe Suction (Euro)
BROWER OIL CO INC | 409 /411 WEST OGEECHEE ST | SYLVANIA | Screven | 1240010 | 7 | [5 empty] | Removed from Ground | Kerosene | 3000 | Bare Steel | 1997-10-01 | Galvanized Steel | Safe Suction (Euro)
BROWER OIL CO INC | 409 /411 WEST OGEECHEE ST | SYLVANIA | Screven | 1240010 | 8 | [5 empty] | Removed from Ground | Gas (Historical Use) | 3000 | Bare Steel | 1981-05-20 | Galvanized Steel | Safe Suction (Euro)
BROWER OIL CO INC | 409 /411 WEST OGEECHEE ST | SYLVANIA | Screven | 1240010 | 9 | [5 empty] | Removed from Ground | Gas (Historical Use) | 4000 | Cathodically Protected Steel | 1987-07-10 | Galvanized Steel | Pressurized
MATT GAY CHEV-OLDS INC | 406 WEST OGEECHEE ST | SYLVANIA | Screven | 1240011 | 1 | [5 empty] | Removed from Ground | Gas (Historical Use) | 5000 | Bare Steel | 1961-03-23 | Bare Steel
MATT GAY CHEV-OLDS INC | 406 WEST OGEECHEE ST | SYLVANIA | Screven | 1240011 | 2 |  |  | TRUE |  | TRUE | Removed from Ground | Used Oil | 500 | Bare Steel | 1961-03-23 | Bare Steel
MATT GAY CHEV-OLDS INC | 406 WEST OGEECHEE ST | SYLVANIA | Screven | 1240011 | 3 | [5 empty] | Removed from Ground | Other | 1 | Bare Steel | 1961-03-23 | Not Marked
MATT GAY CHEV-OLDS INC | 406 WEST OGEECHEE ST | SYLVANIA | Screven | 1240011 | 4 | [5 empty] | Removed from Ground | Gas (Historical Use) | 1000 | Bare Steel | 1993-10-01 | Galvanized Steel
GA FC-SCREVEN CO UNIT | GA 73 LOOP 1/4 MILE N OF SYLVANI | SYLVANIA | Screven | 1240012 | 1 | [5 empty] | Closed in Ground | Gas (Historical Use) | 2000 | Bare Steel | 1980-01-01 | Bare Steel | Safe Suction (Euro)
GA FC-SCREVEN CO UNIT | GA 73 LOOP 1/4 MILE N OF SYLVANI | SYLVANIA | Screven | 1240012 | 2 | [5 empty] | Closed in Ground | Diesel | 560 | Bare Steel | 1980-01-01 | Bare Steel | Safe Suction (Euro)
GA FC-SCREVEN CO UNIT | GA 73 LOOP 1/4 MILE N OF SYLVANI | SYLVANIA | Screven | 1240012 | 3 |  | 1990-01-01 |  | 1990-01-01 |  | Removed from Ground | Diesel | 1000 | Galvanic (STIP-3) | 1990-01-01 | Cathodically Protected
GA FC-SCREVEN CO UNIT | GA 73 LOOP 1/4 MILE N OF SYLVANI | SYLVANIA | Screven | 1240012 | 4 |  | 1990-01-01 |  | 1990-01-01 |  | Removed from Ground | Gas (Historical Use) | 1000 | Galvanic (STIP-3) | 1990-01-01 | Cathodically Protected | Safe Suction (Euro)
GA DOT #10233 SCREVEN CO MAINT H | 107 W OGEECHEE ST | SYLVANIA | Screven | 1240013 | 233G1 | [5 empty] | Removed from Ground | Gas (Historical Use) | 1002 | Bare Steel | 1984-04-29 | Galvanized Steel | Suction (American)
GA DOT #10233 SCREVEN CO MAINT H | 107 W OGEECHEE ST | SYLVANIA | Screven | 1240013 | 233G2 | [5 empty] | Removed from Ground | Gas (Historical Use) | 576 | Bare Steel | 1966-05-04 | Galvanized Steel | Suction (American)
SYLVANIA |  | SYLVANIA | Screven | 1240014 | 1 | [5 empty] | Removed from Ground | Empty | 560 | Bare Steel | 1986-04-10 | Unknown
OPTIM MEDICAL CENTER-SCREVEN | 215 MIMS RD | SYLVANIA | Screven | 10003065 | 1 |  |  | FALSE |  | FALSE | Removed from Ground |  | 564
OPTIM MEDICAL CENTER-SCREVEN | 215 MIMS RD | SYLVANIA | Screven | 10003065 | 2 |  |  | FALSE |  | FALSE | Removed from Ground |  | 576
OPTIM MEDICAL CENTER-SCREVEN | 215 MIMS RD | SYLVANIA | Screven | 10003065 | 3 |  |  | FALSE |  | FALSE | Removed from Ground | Diesel | 6000
OPTIM MEDICAL CENTER-SCREVEN | 215 MIMS RD | SYLVANIA | Screven | 10003065 | 4 |  |  | FALSE |  | FALSE | Removed from Ground | Diesel | 564
FORMER RONALD P PARKER PROPERTY | 4605 MILLEN HIGHWAY | SYLVANIA | Screven | 10000103 | 1 |  |  | FALSE |  | FALSE | Removed from Ground | Not Marked/Tank Removed | 0 | Unknown | 2002-08-20
FORMER RONALD P PARKER PROPERTY | 4605 MILLEN HIGHWAY | SYLVANIA | Screven | 10000103 | 2 |  |  | FALSE |  | FALSE | Removed from Ground | Not Marked/Tank Removed | 0 | Unknown | 2002-08-20
TUCKAHOE WILDLIFE MANGEMENT AREA | 6199 BRANNEN BRIDGES RD | SYLVANIA | Screven | 10000197 | 1 | Flapper Valve | 2002-10-01 | FALSE | 2002-10-01 | FALSE | Currently in Use | Regular | 2500 | Fiberglass Double Walled | 2002-10-01 | Fiberglass Reinforced Plastic | Safe Suction (Euro)
TUCKAHOE WILDLIFE MANGEMENT AREA | 6199 BRANNEN BRIDGES RD | SYLVANIA | Screven | 10000197 | 2 | Flapper Valve | 2002-10-01 | FALSE | 2002-10-01 | FALSE | Currently in Use | Diesel | 2500 | Fiberglass Double Walled | 2002-10-01 | Fiberglass Reinforced Plastic | Safe Suction (Euro)
FUEL AMERICA TRUCK AND TRAVEL CENTER | 6570 STATESBORO HWY | SYLVANIA | Screven | 10001733 | 1 |  | 2009-05-15 | FALSE | 2009-05-15 | FALSE | Removed from Ground | Gas (Historical Use) | 8000 | Fiberglass Double Walled | 2009-03-07 | Double-Walled Flex | Pressurized
FUEL AMERICA TRUCK AND TRAVEL CENTER | 6570 STATESBORO HWY | SYLVANIA | Screven | 10001733 | 2 |  | 2009-05-15 | FALSE | 2009-05-15 | FALSE | Removed from Ground | Gas (Historical Use) | 8000 | Fiberglass Double Walled | 2009-03-07 | Double-Walled Flex | Pressurized
FUEL AMERICA TRUCK AND TRAVEL CENTER | 6570 STATESBORO HWY | SYLVANIA | Screven | 10001733 | 3 |  | 2009-05-15 | FALSE | 2009-05-15 | FALSE | Removed from Ground | Diesel | 10000 | Fiberglass Double Walled | 2009-03-07 | Double-Walled Flex | Pressurized
FUEL AMERICA TRUCK AND TRAVEL CENTER | 6570 STATESBORO HWY | SYLVANIA | Screven | 10001733 | 4 |  | 2009-05-15 | FALSE | 2009-05-15 | FALSE | Removed from Ground | Diesel | 10000 | Fiberglass Double Walled | 2009-03-07 | Double-Walled Flex | Pressurized
FUEL AMERICA TRUCK AND TRAVEL CENTER | 6570 STATESBORO HWY | SYLVANIA | Screven | 10001733 | 5 |  | 2009-05-15 | FALSE | 2009-05-15 | FALSE | Removed from Ground | Diesel | 10000 | Fiberglass Double Walled | 2009-03-07 | Double-Walled Flex | Pressurized
FUEL AMERICA TRUCK AND TRAVEL CENTER | 6570 STATESBORO HWY | SYLVANIA | Screven | 10001733 | 6A | Ball Float | 2010-02-01 | FALSE | 2010-02-01 | FALSE | Currently in Use | Regular | 12000 | Composite Double Walled | 2010-02-22 | Double-Walled Fiberglass | Pressurized
FUEL AMERICA TRUCK AND TRAVEL CENTER | 6570 STATESBORO HWY | SYLVANIA | Screven | 10001733 | 6B | Ball Float | 2010-02-22 | FALSE | 2010-02-22 | FALSE | Currently in Use | Premium | 3000 | Composite Double Walled | 2010-02-22 | Double-Walled Fiberglass | Pressurized
FUEL AMERICA TRUCK AND TRAVEL CENTER | 6570 STATESBORO HWY | SYLVANIA | Screven | 10001733 | 7A | Ball Float | 2010-02-22 | FALSE | 2010-02-22 | FALSE | Currently in Use | Diesel | 12000 | Composite Double Walled | 2010-02-22 | Double-Walled Fiberglass | Pressurized
FUEL AMERICA TRUCK AND TRAVEL CENTER | 6570 STATESBORO HWY | SYLVANIA | Screven | 10001733 | 7B | Ball Float | 2010-02-22 | FALSE | 2010-02-22 | FALSE | Currently in Use | Diesel Off Road | 3000 | Composite Double Walled | 2010-02-22 | Double-Walled Fiberglass | Pressurized
CLARK & SONS GAS | 420 OLIVER HWY | NEWINGTON | Screven | 10001724 | 1 | Ball Float | 2008-10-01 | FALSE | 2008-10-01 | FALSE | Currently in Use | Regular | 12000 | Composite Double Walled | 2008-10-01 | Double-Walled Fiberglass | Pressurized
CLARK & SONS GAS | 420 OLIVER HWY | NEWINGTON | Screven | 10001724 | 2A | Ball Float | 2008-10-01 | FALSE | 2008-10-01 | FALSE | Currently in Use | Premium | 4000 | Composite Double Walled | 2008-10-01 | Double-Walled Fiberglass | Pressurized
CLARK & SONS GAS | 420 OLIVER HWY | NEWINGTON | Screven | 10001724 | 2B | Ball Float | 2008-10-01 | FALSE | 2008-10-01 | FALSE | Currently in Use | Diesel | 4000 | Composite Double Walled | 2008-10-01 | Double-Walled Fiberglass | Pressurized
THOMAS OBARR PROPERTY | BURTONS FERRY HWY @ BRUNNEN BRIDGE ROAD | SYLVANIA | Screven | 10002053 | 1 |  |  | FALSE |  | FALSE | Removed from Ground |  | 0
MEET MINIT MART #2 | 2255 WAYNESBORO HWY | HILTONIA | Screven | 10001583 | 1A | Ball Float | 2008-08-01 | FALSE | 2008-08-01 | FALSE | Currently in Use | Regular | 9000 | Composite Double Walled | 2008-08-01 | Double-Walled Fiberglass | Pressurized
MEET MINIT MART #2 | 2255 WAYNESBORO HWY | HILTONIA | Screven | 10001583 | 1B | Ball Float | 2008-08-01 | FALSE | 2008-08-01 | FALSE | Currently in Use | Premium | 3000 | Composite Double Walled | 2008-08-01 | Double-Walled Fiberglass | Pressurized
GARY MINI MART | 1022 S MAIN ST | SYLVANIA | Screven | 1240016 | 1 |  | 1998-03-01 |  | 1998-03-01 |  | Removed from Ground | Gas (Historical Use) | 4000 | Steel-Impressed Current | 1980-05-31 | Cathodically Protected | Suction (American)
GARY MINI MART | 1022 S MAIN ST | SYLVANIA | Screven | 1240016 | 2 |  | 1998-03-01 |  | 1998-03-01 |  | Removed from Ground | Gas (Historical Use) | 4000 | Steel-Impressed Current | 1980-05-31 | Cathodically Protected | Suction (American)
GARY MINI MART | 1022 S MAIN ST | SYLVANIA | Screven | 1240016 | 3 |  | 1998-03-01 |  | 1998-03-01 |  | Removed from Ground | Gas (Historical Use) | 2000 | Steel-Impressed Current | 1980-05-31 | Cathodically Protected | Suction (American)
GARY MINI MART | 1022 S MAIN ST | SYLVANIA | Screven | 1240016 | 4A | Ball Float | 2010-06-01 | FALSE | 2010-06-01 | FALSE | Currently in Use | Regular | 9000 | Composite Double Walled | 2010-06-01 | Fiberglass Reinforced Plastic | Pressurized
GARY MINI MART | 1022 S MAIN ST | SYLVANIA | Screven | 1240016 | 4B | Ball Float | 2010-06-01 | FALSE | 2010-06-01 | FALSE | Currently in Use | Premium | 3000 | Fiberglass Double Walled | 2010-06-01 | Fiberglass Reinforced Plastic | Pressurized
CITY OF QUITMAN | SOUTH LAUREL | QUITMAN | Screven | 1240017 | 1 | [5 empty] | Removed from Ground | Gas (Historical Use) | 1000 | Bare Steel | 1966-05-07 | Galvanized Steel
DIAMOND OIL #96 | 2290 WAYNESBORO HWY | HILTONIA | Screven | 1240020 | 1 |  | 1998-12-03 |  | 1998-12-03 |  | Removed from Ground | Gas (Historical Use) | 3000 | Cathodically Protected Steel | 1986-05-02 | Cathodically Protected | Safe Suction (Euro)
DIAMOND OIL #96 | 2290 WAYNESBORO HWY | HILTONIA | Screven | 1240020 | 2 |  | 1998-12-03 |  | 1998-12-03 |  | Removed from Ground | Gas (Historical Use) | 2000 | Cathodically Protected Steel | 1986-05-02 | Cathodically Protected | Safe Suction (Euro)
DIAMOND OIL #96 | 2290 WAYNESBORO HWY | HILTONIA | Screven | 1240020 | 3 |  | 1999-01-13 |  | 1999-01-13 |  | Removed from Ground | Gas (Historical Use) | 2000 | Cathodically Protected Steel | 1986-05-02 | Cathodically Protected | Safe Suction (Euro)
DIAMOND OIL #96 | 2290 WAYNESBORO HWY | HILTONIA | Screven | 1240020 | 4A |  | 2000-08-01 | FALSE | 2000-08-01 | FALSE | Temporarily out of use | Gas (Historical Use) | 8500 | Fiberglass | 2000-08-01 | Fiberglass Reinforced Plastic | Pressurized
DIAMOND OIL #96 | 2290 WAYNESBORO HWY | HILTONIA | Screven | 1240020 | 4B |  | 2000-08-01 | FALSE | 2000-08-01 | FALSE | Temporarily out of use | Gas (Historical Use) | 3500 | Fiberglass | 2000-08-01 | Fiberglass Reinforced Plastic | Pressurized
BROWER GROCERY | 8402 HALCYONDALE RD | SYLVANIA | Screven | 1240023 | 1 | [5 empty] | Closed in Ground | Empty | 1000 | Bare Steel | 1985-05-02 | Galvanized Steel | Suction (American)
BROWER GROCERY | 8402 HALCYONDALE RD | SYLVANIA | Screven | 1240023 | 2 | [5 empty] | Closed in Ground | Empty | 1000 | Bare Steel | 1985-05-02 | Galvanized Steel | Suction (American)
PLANTERS RURAL TELEPHONE COOPERA | PO BOX 8 | NEWINGTON | Screven | 1240031 | 1 | [5 empty] | Removed from Ground | Gas (Historical Use) | 1000 | Bare Steel | 1986-05-02 | Galvanized Steel
PLANTERS RURAL TELEPHONE COOPERA | PO BOX 8 | NEWINGTON | Screven | 1240031 | 2 | [5 empty] | Removed from Ground | Gas (Historical Use) | 1000 | Bare Steel | 1996-01-09 | Bare Steel
PLANTERS RURAL TELEPHONE COOPERA | PO BOX 8 | NEWINGTON | Screven | 1240031 | 3 | [5 empty] | Removed from Ground | Gas (Historical Use) | 1000 | Bare Steel | 1996-01-01 | Bare Steel
PLANTERS RURAL TELEPHONE COOPERA | PO BOX 8 | NEWINGTON | Screven | 1240031 | 4 | [5 empty] | Removed from Ground | Gas (Historical Use) | 1000 | Bare Steel | 1996-01-01 | Bare Steel
CLIFFS SERVICE STATION | 516 WEST OGEECHEE ST | SYLVANIA | Screven | 1240036 | 1 | [5 empty] | Removed from Ground | Gas (Historical Use) | 3000 | Bare Steel | 1984-05-02 | Unknown | Suction (American)
CLIFFS SERVICE STATION | 516 WEST OGEECHEE ST | SYLVANIA | Screven | 1240036 | 2 | [5 empty] | Removed from Ground | Gas (Historical Use) | 3000 | Bare Steel | 1984-05-02 | Unknown | Suction (American)
CLIFFS SERVICE STATION | 516 WEST OGEECHEE ST | SYLVANIA | Screven | 1240036 | 3 | [5 empty] | Removed from Ground | Gas (Historical Use) | 4000 | Bare Steel | 1986-05-02 | Unknown | Suction (American)
DAY & NITE MINI MARKET STORE & M | 310 WEST OGEECHEE ST | SYLVANIA | Screven | 1240038 | 1 | [5 empty] | Removed from Ground | Gas (Historical Use) | 3000 | Bare Steel | 1986-05-02 | Bare Steel | Safe Suction (Euro)
DAY & NITE MINI MARKET STORE & M | 310 WEST OGEECHEE ST | SYLVANIA | Screven | 1240038 | 2 | [5 empty] | Removed from Ground | Gas (Historical Use) | 3000 | Bare Steel | 1986-05-02 | Bare Steel | Safe Suction (Euro)
DAY & NITE MINI MARKET STORE & M | 310 WEST OGEECHEE ST | SYLVANIA | Screven | 1240038 | 3 | [5 empty] | Removed from Ground | Gas (Historical Use) | 3000 | Bare Steel | 1986-05-02 | Bare Steel | Safe Suction (Euro)
DAY & NITE MINI MARKET STORE & M | 310 WEST OGEECHEE ST | SYLVANIA | Screven | 1240038 | 4 | [5 empty] | Closed in Ground | Gas (Historical Use) | 3000 | Bare Steel | 1986-05-02 | Bare Steel | Safe Suction (Euro)
BAY BRANCH GROCERY | 4020 MILLEN HWY | SYLVANIA | Screven | 1240042 | 1 | [5 empty] | Removed from Ground | Gas (Historical Use) | 4000 | Bare Steel | 1970-01-01 | Galvanized Steel | Suction (American)
BAY BRANCH GROCERY | 4020 MILLEN HWY | SYLVANIA | Screven | 1240042 | 2 | [5 empty] | Removed from Ground | Gas (Historical Use) | 2000 | Bare Steel | 1970-01-01 | Galvanized Steel | Suction (American)
BAY BRANCH GROCERY | 4020 MILLEN HWY | SYLVANIA | Screven | 1240042 | 3 | [5 empty] | Removed from Ground | Gas (Historical Use) | 200 | Bare Steel | 1970-01-01 | Galvanized Steel | Suction (American)
BAY BRANCH GROCERY | 4020 MILLEN HWY | SYLVANIA | Screven | 1240042 | 4 | [5 empty] | Removed from Ground | Gas (Historical Use) | 200 | Bare Steel | 1970-01-01 | Galvanized Steel | Suction (American)
CULVER GROCERY | US HWY 301 S OF SYLVANIA 8 MI | SYLVANIA | Screven | 1240043 | 1 | [5 empty] | Closed in Ground | Gas (Historical Use) | 1000 | Bare Steel | 1986-05-02 | Unknown
CULVER GROCERY | US HWY 301 S OF SYLVANIA 8 MI | SYLVANIA | Screven | 1240043 | 2 | [5 empty] | Closed in Ground | Gas (Historical Use) | 550 | Bare Steel | 1986-05-02 | Unknown
CULVER GROCERY | US HWY 301 S OF SYLVANIA 8 MI | SYLVANIA | Screven | 1240043 | 3 | [5 empty] | Closed in Ground | Gas (Historical Use) | 550 | Bare Steel | 1986-05-02 | Unknown
EDENFIELDS GROCERY | 4511 ROCKY FORD RD | SYLVANIA | Screven | 1240044 | 1 | [5 empty] | Permanently Out of Use - historical purposes | Empty | 550 | Bare Steel | 1986-05-02 | Galvanized Steel
EDENFIELDS GROCERY | 4511 ROCKY FORD RD | SYLVANIA | Screven | 1240044 | 2 | [5 empty] | Permanently Out of Use - historical purposes | Empty | 550 | Bare Steel | 1986-05-02 | Galvanized Steel
ENK746 | 4943 SCARBORO HWY | ROCKY FORD | Screven | 1240050 | 1 | Flapper Valve | 1998-11-01 | FALSE | 1998-11-01 | FALSE | Currently in Use | Regular | 6000 | Steel-Impressed Current | 1983-05-06 | Fiberglass Reinforced Plastic | Pressurized
ENK746 | 4943 SCARBORO HWY | ROCKY FORD | Screven | 1240050 | 2 | Flapper Valve | 1998-11-01 | FALSE | 1998-11-01 | FALSE | Currently in Use | Diesel | 4000 | Steel-Impressed Current | 1983-05-06 | Fiberglass Reinforced Plastic | Pressurized
ENK746 | 4943 SCARBORO HWY | ROCKY FORD | Screven | 1240050 | 3 | Flapper Valve | 1998-11-01 | FALSE | 1998-11-01 | FALSE | Currently in Use | Premium | 4000 | Steel-Impressed Current | 1983-05-06 | Fiberglass Reinforced Plastic | Pressurized
ENK746 | 4943 SCARBORO HWY | ROCKY FORD | Screven | 1240050 | 4 | Flapper Valve | 1998-11-01 | FALSE | 1998-11-01 | FALSE | Currently in Use | Regular | 6000 | Steel-Impressed Current | 1986-05-05 | Fiberglass Reinforced Plastic | Pressurized
RAYS UNION 76 | 513 OGEECHEE ST | SYLVANIA | Screven | 1240051 | 1 |  | 1998-12-14 | FALSE | 1998-12-14 | FALSE | Temporarily out of use | Regular | 3000 | Steel-Impressed Current | 1966-05-10 | Steel (Impressed Current) | Safe Suction (Euro)
RAYS UNION 76 | 513 OGEECHEE ST | SYLVANIA | Screven | 1240051 | 2 |  | 1998-12-14 | FALSE | 1998-12-14 | FALSE | Temporarily out of use | Premium | 3000 | Steel-Impressed Current | 1966-05-10 | Steel (Impressed Current) | Safe Suction (Euro)
RAYS UNION 76 | 513 OGEECHEE ST | SYLVANIA | Screven | 1240051 | 3 | [5 empty] | Closed in Ground | Gas (Historical Use) | 1000 | Bare Steel | 1966-05-10 | Galvanized Steel | Suction (American)
NUNNALLYS CHEVRON STATION | 303 WEST OGEECHEE ST | SYLVANIA | Screven | 1240052 | 1 | [5 empty] | Removed from Ground | Gas (Historical Use) | 8000 | Bare Steel | 1978-05-10 | Unknown
NUNNALLYS CHEVRON STATION | 303 WEST OGEECHEE ST | SYLVANIA | Screven | 1240052 | 2 | [5 empty] | Removed from Ground | Gas (Historical Use) | 2000 | Bare Steel | 1976-05-10 | Unknown
NUNNALLYS CHEVRON STATION | 303 WEST OGEECHEE ST | SYLVANIA | Screven | 1240052 | 3 | [5 empty] | Removed from Ground | Gas (Historical Use) | 3000 | Bare Steel | 1976-05-10 | Cathodically Protected
NUNNALLYS CHEVRON STATION | 303 WEST OGEECHEE ST | SYLVANIA | Screven | 1240052 | 4 | [5 empty] | Removed from Ground | Gas (Historical Use) | 8000 | Bare Steel | 1976-05-10 | Unknown
GARYS MINI MART | 502 WEST OGEECHEE ST | SYLVANIA | Screven | 1240054 | 1 | [5 empty] | Permanently Out of Use - historical purposes | Other | 550 | Bare Steel | 1971-01-01 | Bare Steel
GARYS MINI MART | 502 WEST OGEECHEE ST | SYLVANIA | Screven | 1240054 | 2 | [5 empty] | Permanently Out of Use - historical purposes | Other | 550 | Bare Steel | 1971-01-01 | Bare Steel
GARYS MINI MART | 502 WEST OGEECHEE ST | SYLVANIA | Screven | 1240054 | 3 | [5 empty] | Permanently Out of Use - historical purposes | Other | 550 | Bare Steel | 1971-01-01 | Bare Steel
GARYS MINI MART | 502 WEST OGEECHEE ST | SYLVANIA | Screven | 1240054 | 4 | [5 empty] | Removed from Ground | Gas (Historical Use) | 2000 | Bare Steel | 1976-05-10 | Unknown
GARYS MINI MART | 502 WEST OGEECHEE ST | SYLVANIA | Screven | 1240054 | 5 | [5 empty] | Removed from Ground | Gas (Historical Use) | 2000 | Bare Steel | 1976-05-10 | Unknown
GARYS MINI MART | 502 WEST OGEECHEE ST | SYLVANIA | Screven | 1240054 | 6 | [5 empty] | Removed from Ground | Gas (Historical Use) | 3000 | Bare Steel | 1976-05-10 | Unknown
GARYS MINI MART | 502 WEST OGEECHEE ST | SYLVANIA | Screven | 1240054 | 7 | [5 empty] | Permanently Out of Use - historical purposes | Gas (Historical Use) | 3000 | Bare Steel | 1976-05-10 | Unknown
KILE'S COUNTRY MARKET | 149 MAIN ST | ROCKY FORD | Screven | 1240057 | 1 | [5 empty] | Removed from Ground | Empty | 1000 | Bare Steel | 1971-05-12 | Unknown | Suction (American)
KILE'S COUNTRY MARKET | 149 MAIN ST | ROCKY FORD | Screven | 1240057 | 2 | [5 empty] | Removed from Ground | Empty | 550 | Bare Steel | 1971-05-12 | Unknown | Suction (American)
KILE'S COUNTRY MARKET | 149 MAIN ST | ROCKY FORD | Screven | 1240057 | 3A |  | 1999-04-23 | FALSE | 1999-04-23 | FALSE | Temporarily out of use | Regular | 1500 | Composite | 1999-04-21 |  | Suction (American)
KILE'S COUNTRY MARKET | 149 MAIN ST | ROCKY FORD | Screven | 1240057 | 3B |  | 1999-04-23 | FALSE | 1999-04-23 | FALSE | Temporarily out of use | Regular | 1500 | Composite | 1999-04-21 |  | Suction (American)
DERST BAKING CO WAREHOUSE | FRIENDSHIP RD | SYLVANIA | Screven | 1240060 | 1 | [5 empty] | Removed from Ground | Empty | 500 | Bare Steel | 1963-05-14 | Unknown | Suction (American)
NEIGHBORS CORNER | 1429 STATESBORO HWY | SYLVANIA | Screven | 1240063 | 1 | Flapper Valve | 1988-06-02 | FALSE | 1988-06-02 | FALSE | Currently in Use | Premium | 4000 | STIP-3/Impressed Current | 1976-05-10 | Fiberglass Reinforced Plastic | Pressurized
NEIGHBORS CORNER | 1429 STATESBORO HWY | SYLVANIA | Screven | 1240063 | 2 | Flapper Valve | 1988-06-02 | FALSE | 1988-06-02 | FALSE | Currently in Use | Regular | 4000 | STIP-3/Impressed Current | 1976-05-10 | Fiberglass Reinforced Plastic | Pressurized
NEIGHBORS CORNER | 1429 STATESBORO HWY | SYLVANIA | Screven | 1240063 | 3 | Flapper Valve | 1988-06-02 | FALSE | 1988-06-02 | FALSE | Currently in Use | Regular | 4000 | STIP-3/Impressed Current | 1976-05-10 | Fiberglass Reinforced Plastic | Pressurized
NEIGHBORS CORNER | 1429 STATESBORO HWY | SYLVANIA | Screven | 1240063 | 4 | Flapper Valve | 1995-04-10 | FALSE | 1995-04-10 | FALSE | Temporarily out of use | Kerosene | 1000 | Galvanic (STIP-3) | 1982-05-09 | Fiberglass Reinforced Plastic | Pressurized
NEIGHBORS CORNER | 1429 STATESBORO HWY | SYLVANIA | Screven | 1240063 | 5 | Flapper Valve | 1995-04-10 | FALSE | 1995-04-10 | FALSE | Currently in Use | Diesel | 3000 | STIP-3/Impressed Current | 1988-06-02 | Fiberglass Reinforced Plastic | Pressurized
AZALEAS QUICK STOP | 6644 SAVANNAH HWY | SYLVANIA | Screven | 1240064 | 1 | Flapper Valve | 1998-05-07 | FALSE | 1998-05-07 | FALSE | Temporarily out of use | Regular | 3000 | Steel-Impressed Current | 1985-05-08 |  | Suction (American)
AZALEAS QUICK STOP | 6644 SAVANNAH HWY | SYLVANIA | Screven | 1240064 | 2 | Flapper Valve | 1998-05-07 | FALSE | 1998-05-07 | FALSE | Temporarily out of use | Regular | 2000 | Steel-Impressed Current | 1985-05-08 |  | Suction (American)
AZALEAS QUICK STOP | 6644 SAVANNAH HWY | SYLVANIA | Screven | 1240064 | 3 | Flapper Valve | 1998-05-07 | FALSE | 1998-05-07 | FALSE | Temporarily out of use | Premium | 2000 | Steel-Impressed Current | 1985-05-08 |  | Suction (American)
CITY OF SYLVANIA | 113 N ENNIS ST | SYLVANIA | Screven | 1240067 | 1 | [5 empty] | Removed from Ground | Gas (Historical Use) | 500 | Bare Steel | 1956-03-06 | Galvanized Steel
CITY OF SYLVANIA | 113 N ENNIS ST | SYLVANIA | Screven | 1240067 | 2 | [5 empty] | Removed from Ground | Gas (Historical Use) | 500 | Bare Steel | 1956-03-06 | Galvanized Steel
SCHOOL BUS BARN | 1006 MILLEN HWY NORTH | SYLVANIA | Screven | 1240071 | 1 | [5 empty] | Removed from Ground | Diesel | 12000 | Bare Steel | 1973-01-25 | Galvanized Steel
SCHOOL BUS BARN | 1006 MILLEN HWY NORTH | SYLVANIA | Screven | 1240071 | 2 | [5 empty] | Permanently Out Of Use | Empty | 12000 | Bare Steel | 1952-01-31 | Galvanized Steel
SCHOOL BUS BARN | 1006 MILLEN HWY NORTH | SYLVANIA | Screven | 1240071 | 3 | [5 empty] | Removed from Ground | Gas (Historical Use) | 6000 | Bare Steel | 1983-01-23 | Galvanized Steel
SCHOOL BUS BARN | 1006 MILLEN HWY NORTH | SYLVANIA | Screven | 1240071 | 4 | [5 empty] | Removed from Ground | Gas (Historical Use) | 6000 | Bare Steel | 1983-01-23 | Galvanized Steel
SYLVANIA PEANUT CO | 202 MILLEN RD | SYLVANIA | Screven | 1240077 | REG | [5 empty] | Removed from Ground | Gas (Historical Use) | 2000 | Bare Steel | 1986-05-02 | Galvanized Steel
SEMINOLE SPORTSMAN LODGE & MARIN | 2000 S OF HWY 5 39 & 253 ON HWY | DONALSONVILLE | Seminole | 1250001 | 1 |  | 1995-10-24 |  |  |  | Removed from Ground | Gas (Historical Use) | 560 | Bare Steel | 1971-04-05 | Galvanized Steel
SEMINOLE SPORTSMAN LODGE & MARIN | 2000 S OF HWY 5 39 & 253 ON HWY | DONALSONVILLE | Seminole | 1250001 | 2 | [5 empty] | Removed from Ground | Gas (Historical Use) | 1 | Unknown | 1991-08-22 | Not Marked
SEMINOLE SPORTSMAN LODGE & MARIN | 2000 S OF HWY 5 39 & 253 ON HWY | DONALSONVILLE | Seminole | 1250001 | 205158 |  | 1995-10-24 |  | 1995-10-24 |  | Removed from Ground | Gas (Historical Use) | 1000 | Galvanic (STIP-3) | 1995-10-24 | Fiberglass Reinforced Plastic | Suction (American)
SEMINOLE COUNTY FORESTRY UNIT | RT 1 BOX 15 | DONALSONVILLE | Seminole | 1250002 | 1 | [5 empty] | Removed from Ground | Gas (Historical Use) | 560 | Bare Steel | 1955-04-30 | Galvanized Steel | Suction (American)
SEMINOLE COUNTY FORESTRY UNIT | RT 1 BOX 15 | DONALSONVILLE | Seminole | 1250002 | 2 | [5 empty] | Removed from Ground | Diesel | 560 | Bare Steel | 1987-01-01 | Galvanized Steel | Suction (American)
SEMINOLE COUNTY FORESTRY UNIT | RT 1 BOX 15 | DONALSONVILLE | Seminole | 1250002 | 200194 |  | 1992-05-01 |  | 1992-05-01 |  | Removed from Ground | Gas (Historical Use) | 1000 | Galvanic (STIP-3) | 1992-05-04 | Cathodically Protected | Safe Suction (Euro)
SEMINOLE COUNTY FORESTRY UNIT | RT 1 BOX 15 | DONALSONVILLE | Seminole | 1250002 | 200196 |  | 1992-05-04 |  | 1992-05-04 |  | Removed from Ground | Diesel | 1000 | Galvanic (STIP-3) | 1992-05-04 | Cathodically Protected | Safe Suction (Euro)
TRAILS END RESORT & CAMPGROUND | 3371 HWY 253 SOUTH | DONALSONVILLE | Seminole | 1250003 | 1 | [5 empty] | Removed from Ground | Gas (Historical Use) | 1000 | Bare Steel | 1968-04-15 | Galvanized Steel | Safe Suction (Euro)
TRAILS END RESORT & CAMPGROUND | 3371 HWY 253 SOUTH | DONALSONVILLE | Seminole | 1250003 | 2 | Flapper Valve | 1998-12-01 | FALSE | 1998-12-01 | FALSE | Currently in Use | E-0 | 2000 | Composite | 1998-12-18 | Fiberglass Reinforced Plastic | Safe Suction (Euro)
SUNSHINE JR FOOD STORE #431 | US HWY 84 | IRON CITY | Seminole | 1250004 | 1 | [5 empty] | Removed from Ground | Gas (Historical Use) | 8000 | Bare Steel | 1982-04-16 | Bare Steel | Suction (American)
SUNSHINE JR FOOD STORE #431 | US HWY 84 | IRON CITY | Seminole | 1250004 | 2 | [5 empty] | Removed from Ground | Gas (Historical Use) | 8000 | Bare Steel | 1982-04-16 | Bare Steel | Suction (American)
SUNSHINE JR FOOD STORE #431 | US HWY 84 | IRON CITY | Seminole | 1250004 | 3 | [5 empty] | Removed from Ground | Gas (Historical Use) | 8000 | Bare Steel | 1982-04-16 | Bare Steel | Suction (American)
SUNSHINE JR FOOD STORE #431 | US HWY 84 | IRON CITY | Seminole | 1250004 | 4 | [5 empty] | Removed from Ground | Other | 2000 | Not Marked/Unknown |  | Not Marked
SUNSHINE JR FOOD STORE #431 | US HWY 84 | IRON CITY | Seminole | 1250004 | 5 | [5 empty] | Removed from Ground | Other | 2000 | Not Marked/Unknown |  | Not Marked
SUNSHINE JR FOOD STORE #431 | US HWY 84 | IRON CITY | Seminole | 1250004 | 6 | [5 empty] | Removed from Ground | Other | 5000 | Not Marked/Unknown |  | Not Marked
SOUTHERN CONCRETE CONSTRUCTION C | N WILEY & 1ST ST | DONALSONVILLE | Seminole | 1250005 | 1 | [5 empty] | Removed from Ground | Diesel | 18000 | Bare Steel | 1981-04-15 | Bare Steel
CITY MOTOR CO INC DHA SHINGLER C | HWY 84 WEST | SEMINOLE | Seminole | 1250006 | 1 |  |  | TRUE |  | TRUE | Removed from Ground | Used Oil | 500 | Bare Steel | 1980-02-26 | Fiberglass Reinforced Plastic
DONALSONVILLE HOSPITAL INC | 102 HOSPITAL CIR | DONALSONVILLE | Seminole | 1250007 | 1 | [5 empty] | Removed from Ground | Diesel | 4200 | Bare Steel | 1981-02-27 | Bare Steel | Suction (American)
GA DEPT PUBLIC SAFETY POST 14 | RT 1 BOX 2602 | DONALSONVILLE | Seminole | 1250008 | 1 | [5 empty] | Removed from Ground | Gas (Historical Use) | 1000 | Bare Steel | 1976-03-08 | Galvanized Steel
GA DEPT PUBLIC SAFETY POST 14 | RT 1 BOX 2602 | DONALSONVILLE | Seminole | 1250008 | 2 | [5 empty] | Closed in Ground | Gas (Historical Use) | 250 | Bare Steel | 1961-03-12 | Galvanized Steel
GA DEPT PUBLIC SAFETY POST 14 | RT 1 BOX 2602 | DONALSONVILLE | Seminole | 1250008 | 3 | [5 empty] | Removed from Ground | Gas (Historical Use) | 6016 | Not Marked/Unknown | 1988-10-03 | Not Marked
SEMINOLE COUNTY RD DEPT | 711 M L KING JR DR | DONALSONVILLE | Seminole | 1250009 | 1 | [5 empty] | Removed from Ground | Diesel | 2000 | Bare Steel | 1976-03-02 | Galvanized Steel
SEMINOLE COUNTY RD DEPT | 711 M L KING JR DR | DONALSONVILLE | Seminole | 1250009 | 2 | Flapper Valve | 1990-04-05 | FALSE | 1990-04-05 | FALSE | Currently in Use | E-10 | 10152 | Steel-Impressed Current | 1990-04-05 | Steel (Impressed Current) | Suction (American)
SEMINOLE COUNTY RD DEPT | 711 M L KING JR DR | DONALSONVILLE | Seminole | 1250009 | 3 | Flapper Valve | 1990-04-05 | FALSE | 1990-04-05 | FALSE | Currently in Use | Diesel | 10152 | Steel-Impressed Current | 1990-04-05 | Steel (Impressed Current) | Suction (American)
GA DOT #10438/DONALSONVILLE MAIN | CRAWFORD ST | DONALSONVILLE | Seminole | 1250011 | 10438-1 | [5 empty] | Removed from Ground | Gas (Historical Use) | 1000 | Bare Steel | 1971-05-03 | Galvanized Steel
GA DOT #10438/DONALSONVILLE MAIN | CRAWFORD ST | DONALSONVILLE | Seminole | 1250011 | 10438-2 | [5 empty] | Removed from Ground | Gas (Historical Use) | 1000 | Bare Steel | 1984-04-29 | Galvanized Steel
GA DOT #10438/DONALSONVILLE MAIN | CRAWFORD ST | DONALSONVILLE | Seminole | 1250011 | 10438-3 | [5 empty] | Removed from Ground | Diesel | 550 | Bare Steel | 1971-05-03 | Galvanized Steel
GA DOT #10438/DONALSONVILLE MAIN | CRAWFORD ST | DONALSONVILLE | Seminole | 1250011 | 438D1 |  | 1989-01-25 |  | 1989-01-25 |  | Removed from Ground | Diesel | 1020 | Cathodically Protected Steel | 1989-01-25 | Cathodically Protected | Suction (American)
GA DOT #10438/DONALSONVILLE MAIN | CRAWFORD ST | DONALSONVILLE | Seminole | 1250011 | 438G1 |  | 1989-01-25 |  | 1989-01-25 |  | Removed from Ground | Gas (Historical Use) | 1020 | Cathodically Protected Steel | 1989-01-25 | Cathodically Protected | Suction (American)
RUSHING OIL CO INC | HWY 84 W 214 W THIRD | DONALSONVILLE | Seminole | 1250012 | 1 | [5 empty] | Removed from Ground | Gas (Historical Use) | 1 | Bare Steel | 1990-03-01 | Galvanized Steel
RUSHING OIL CO INC | HWY 84 W 214 W THIRD | DONALSONVILLE | Seminole | 1250012 | 1A | Flapper Valve | 1990-03-26 | FALSE | 1990-03-26 | FALSE | Currently in Use | E-0 | 5000 | Steel-Impressed Current | 1990-03-26 | Steel (Impressed Current) | Safe Suction (Euro)
RUSHING OIL CO INC | HWY 84 W 214 W THIRD | DONALSONVILLE | Seminole | 1250012 | 2 | [5 empty] | Removed from Ground | Gas (Historical Use) | 1 | Bare Steel | 1990-03-01 | Galvanized Steel
RUSHING OIL CO INC | HWY 84 W 214 W THIRD | DONALSONVILLE | Seminole | 1250012 | 2A | Flapper Valve | 1990-03-26 | FALSE | 1990-03-26 | FALSE | Currently in Use | E-0 | 5000 | Steel-Impressed Current | 1990-03-26 | Steel (Impressed Current) | Safe Suction (Euro)
RUSHING OIL CO INC | HWY 84 W 214 W THIRD | DONALSONVILLE | Seminole | 1250012 | 3 | [5 empty] | Removed from Ground | Gas (Historical Use) | 1 | Bare Steel | 1990-03-01 | Galvanized Steel
RUSHING OIL CO INC | HWY 84 W 214 W THIRD | DONALSONVILLE | Seminole | 1250012 | 3A | Flapper Valve | 1990-03-26 | FALSE | 1990-03-26 | FALSE | Currently in Use | E-0 | 3000 | Steel-Impressed Current | 1990-03-26 | Steel (Impressed Current) | Safe Suction (Euro)
RUSHING OIL CO INC | HWY 84 W 214 W THIRD | DONALSONVILLE | Seminole | 1250012 | 4 | [5 empty] | Removed from Ground | Gas (Historical Use) | 1 | Bare Steel | 1990-03-01 | Galvanized Steel
RUSHING OIL CO INC | HWY 84 W 214 W THIRD | DONALSONVILLE | Seminole | 1250012 | 4A | Flapper Valve | 1990-03-26 | FALSE | 1990-03-26 | FALSE | Currently in Use | Diesel Off Road | 10000 | Steel-Impressed Current | 1990-06-12 | Steel (Impressed Current) | Pressurized
RUSHING OIL CO INC | HWY 84 W 214 W THIRD | DONALSONVILLE | Seminole | 1250012 | 5 | [5 empty] | Removed from Ground | Gas (Historical Use) | 1 | Bare Steel | 1990-03-01 | Galvanized Steel
RUSHING OIL CO INC | HWY 84 W 214 W THIRD | DONALSONVILLE | Seminole | 1250012 | 5A | Flapper Valve | 1990-03-26 | FALSE | 1990-03-26 | FALSE | Currently in Use | E-0 | 5000 | Steel-Impressed Current | 1990-06-12 | Steel (Impressed Current) | Pressurized
RUSHING OIL CO INC | HWY 84 W 214 W THIRD | DONALSONVILLE | Seminole | 1250012 | 6 | [5 empty] | Removed from Ground | Diesel | 1 | Bare Steel | 1990-03-01 | Galvanized Steel
RUSHING OIL CO INC | HWY 84 W 214 W THIRD | DONALSONVILLE | Seminole | 1250012 | 6A | Flapper Valve | 1990-06-12 | FALSE | 1990-06-12 | FALSE | Currently in Use | Premium | 2000 | Steel-Impressed Current | 1990-06-12 | Steel (Impressed Current) | Safe Suction (Euro)
RUSHING OIL CO INC | HWY 84 W 214 W THIRD | DONALSONVILLE | Seminole | 1250012 | 7 | [5 empty] | Removed from Ground | Diesel | 4000 | Cathodically Protected Steel | 1990-03-01 | Galvanized Steel | Suction (American)
RUSHING OIL CO INC | HWY 84 W 214 W THIRD | DONALSONVILLE | Seminole | 1250012 | 7A | Flapper Valve | 1995-01-26 |  | 1995-01-26 |  | Currently in Use | Diesel | 4000 | Steel-Impressed Current | 1995-01-26 | Steel (Impressed Current) | Safe Suction (Euro)
DONALSONVILLE SUPER B | HWY 84 & KNOX AVE | DONALSONVILLE | Seminole | 1250014 | 1 | Ball Float | 1997-04-01 | FALSE | 1997-04-01 | FALSE | Temporarily out of use | E-10 | 10000 | Steel-Impressed Current | 1984-01-01 | Double-Walled Flex | Pressurized
DONALSONVILLE SUPER B | HWY 84 & KNOX AVE | DONALSONVILLE | Seminole | 1250014 | 2 | Ball Float | 1997-04-01 | FALSE | 1997-04-01 | FALSE | Temporarily out of use | Premium | 10000 | Steel-Impressed Current | 1984-01-01 | Double-Walled Flex | Pressurized
DONALSONVILLE SUPER B | HWY 84 & KNOX AVE | DONALSONVILLE | Seminole | 1250014 | 3 | Ball Float | 1997-04-01 | FALSE | 1997-04-01 | FALSE | Temporarily out of use | E-0 | 6000 | Steel-Impressed Current | 1984-01-01 | Double-Walled Flex | Pressurized
DONALSONVILLE SUPER B | HWY 84 & KNOX AVE | DONALSONVILLE | Seminole | 1250014 | 4 |  | 1997-04-01 |  | 1997-04-01 |  | Temporarily out of use | Diesel | 8000 | Epoxy | 1997-04-01 |  | Pressurized
FAST STOP | 309 E THIRD ST | DONALSONVILLE | Seminole | 1250015 | 4 |  | 1988-11-14 | FALSE | 1988-11-14 | TRUE | Currently in Use | E-10 | 8200 | Galvanic (STIP-3) | 1988-11-14 | Fiberglass Reinforced Plastic | Pressurized
FAST STOP | 309 E THIRD ST | DONALSONVILLE | Seminole | 1250015 | 5 | Ball Float | 1988-11-14 | FALSE | 1988-11-14 | TRUE | Currently in Use | E-0 | 8200 | Galvanic (STIP-3) | 1988-11-14 | Fiberglass Reinforced Plastic | Pressurized
FAST STOP | 309 E THIRD ST | DONALSONVILLE | Seminole | 1250015 | 6 | Ball Float | 1988-11-14 | FALSE | 1988-11-14 | TRUE | Currently in Use | Premium | 8200 | Galvanic (STIP-3) | 1988-11-14 | Fiberglass Reinforced Plastic | Pressurized
FAST STOP | 309 E THIRD ST | DONALSONVILLE | Seminole | 1250015 | T1 | [5 empty] | Removed from Ground | Gas (Historical Use) | 6000 | Bare Steel | 1980-05-08 | Galvanized Steel
FAST STOP | 309 E THIRD ST | DONALSONVILLE | Seminole | 1250015 | T2 | [5 empty] | Removed from Ground | Gas (Historical Use) | 8000 | Bare Steel | 1980-05-08 | Galvanized Steel
FAST STOP | 309 E THIRD ST | DONALSONVILLE | Seminole | 1250015 | T3 | [5 empty] | Removed from Ground | Gas (Historical Use) | 6000 | Bare Steel | 1980-05-08 | Galvanized Steel
REESE TIRE & GAS | MAIN ST | DONALSONVILLE | Seminole | 1250018 | 1 | [5 empty] | Removed from Ground | Gas (Historical Use) | 2000 | Bare Steel | 1970-05-09 | Galvanized Steel | Gravity Fed
REESE TIRE & GAS | MAIN ST | DONALSONVILLE | Seminole | 1250018 | 2 | [5 empty] | Removed from Ground | Gas (Historical Use) | 5000 | Bare Steel | 1998-11-01 | Galvanized Steel | Gravity Fed
REESE TIRE & GAS | MAIN ST | DONALSONVILLE | Seminole | 1250018 | 3 | [5 empty] | Removed from Ground | Gas (Historical Use) | 4000 | Bare Steel | 1998-11-01 | Galvanized Steel | Gravity Fed
REESE TIRE & GAS | MAIN ST | DONALSONVILLE | Seminole | 1250018 | 4 | [5 empty] | Removed from Ground | Other | 2000 | Bare Steel | 1998-11-01 | Galvanized Steel | Gravity Fed
REESE TIRE & GAS | MAIN ST | DONALSONVILLE | Seminole | 1250018 | 5 |  |  | TRUE |  | TRUE | Removed from Ground | Used Oil | 1000 | Bare Steel | 1998-11-01 | Galvanized Steel | Gravity Fed
REESE TIRE & GAS | MAIN ST | DONALSONVILLE | Seminole | 1250018 | 6 | [5 empty] | Removed from Ground | Other | 1000 | Bare Steel | 1998-11-01 | Galvanized Steel | Gravity Fed
SUNNYS GROCERY & DELI | 7848 COUNTY RD 374 | DONALSONVILLE | Seminole | 1250020 | 1 | Flapper Valve | 1998-01-01 | FALSE | 1998-01-01 | FALSE | Currently in Use | E-0 | 1000 | Steel-Impressed Current | 1980-05-06 | Steel (Impressed Current) | Safe Suction (Euro)
SUNNYS GROCERY & DELI | 7848 COUNTY RD 374 | DONALSONVILLE | Seminole | 1250020 | 2 | Flapper Valve | 1998-01-01 | FALSE | 1998-01-01 | FALSE | Temporarily out of use | Gas (Historical Use) | 1000 | Steel-Impressed Current | 1980-05-06 | Steel (Impressed Current) | Safe Suction (Euro)
PROLINE OIL COMPANY | HWY 84 | DONALSONVILLE | Seminole | 1250021 | 1 |  | 1998-12-20 |  | 1995-04-01 |  | Removed from Ground | Gas (Historical Use) | 3000 | Not Marked/Unknown | 1965-05-10 | Cathodically Protected | Suction (American)
PROLINE OIL COMPANY | HWY 84 | DONALSONVILLE | Seminole | 1250021 | 2 |  | 1998-12-20 |  | 1995-04-01 |  | Removed from Ground | Gas (Historical Use) | 3000 | Not Marked/Unknown | 1965-05-10 | Cathodically Protected | Suction (American)
PROLINE OIL COMPANY | HWY 84 | DONALSONVILLE | Seminole | 1250021 | 3 |  | 1998-12-20 |  | 1995-04-01 |  | Removed from Ground | Gas (Historical Use) | 4000 | Not Marked/Unknown | 1965-05-10 | Cathodically Protected | Suction (American)
PROLINE OIL COMPANY | HWY 84 | DONALSONVILLE | Seminole | 1250021 | 4 | [5 empty] | Removed from Ground | Diesel | 1000 | Bare Steel | 1965-05-10 | Galvanized Steel
AMFI | MARIANNA HWY RTE 4 BOX 265 | DONALSONVILLE | Seminole | 1250022 | 1 | [5 empty] | Closed in Ground | Empty | 1000 | Bare Steel | 1980-05-06 | Galvanized Steel
AMFI | MARIANNA HWY RTE 4 BOX 265 | DONALSONVILLE | Seminole | 1250022 | 2 | [5 empty] | Closed in Ground | Empty | 1000 | Bare Steel | 1980-05-06 | Galvanized Steel
AMFI | MARIANNA HWY RTE 4 BOX 265 | DONALSONVILLE | Seminole | 1250022 | 3 | [5 empty] | Closed in Ground | Empty | 1000 | Bare Steel | 1980-05-06 | Galvanized Steel
FAST TRIP 2 | 401 WEST THIRD ST | DONALSONVILLE | Seminole | 1250023 | 1 | Flapper Valve | 1995-11-01 |  | 1995-11-01 |  | Currently in Use | Gas (Historical Use) | 15000 | Steel-Impressed Current | 1977-05-09 | Fiberglass Reinforced Plastic | Pressurized
FAST TRIP 2 | 401 WEST THIRD ST | DONALSONVILLE | Seminole | 1250023 | 2 | Flapper Valve | 1995-11-01 |  | 1995-11-01 |  | Currently in Use | Gas (Historical Use) | 12000 | Steel-Impressed Current | 1977-05-09 | Fiberglass Reinforced Plastic | Pressurized
FAST TRIP 2 | 401 WEST THIRD ST | DONALSONVILLE | Seminole | 1250023 | 3 |  | 1995-11-01 |  | 1995-11-01 |  | Currently in Use | Diesel | 12000 | Steel-Impressed Current | 1977-05-09 | Fiberglass Reinforced Plastic | Pressurized
THREE NOTCH ELECTRIC MEMBERSHIP | 116 WEST SECOND ST | DONALSONVILLE | Seminole | 1250024 | 1 | [5 empty] | Removed from Ground | Gas (Historical Use) | 10000 | Bare Steel | 1980-05-09 | Galvanized Steel
THREE NOTCH ELECTRIC MEMBERSHIP | 116 WEST SECOND ST | DONALSONVILLE | Seminole | 1250024 | 2 |  | 1992-11-01 | FALSE | 1992-11-01 | FALSE | Removed from Ground | E-10 | 10000 | Composite | 1992-11-01 | Double-Walled Fiberglass | Pressurized
LAMAR BURKE | HWY 84 | IRON CITY | Seminole | 1250025 | 1 | [5 empty] | Removed from Ground | Diesel | 4000 | Bare Steel | 1976-05-10 | Galvanized Steel
SUPER B EXPRESS | 300 E THIRD ST | DONALSONVILLE | Seminole | 1250027 | 1 | [5 empty] | Removed from Ground | Diesel | 3000 | Bare Steel | 1966-05-13 | Galvanized Steel
SUPER B EXPRESS | 300 E THIRD ST | DONALSONVILLE | Seminole | 1250027 | 10A | Flapper Valve | 2016-04-11 | FALSE | 2016-04-11 | FALSE | Currently in Use | Gas (Historical Use) | 5000 | Composite Double Walled | 2016-04-11 | Double-Walled Fiberglass | Pressurized
SUPER B EXPRESS | 300 E THIRD ST | DONALSONVILLE | Seminole | 1250027 | 10B | Flapper Valve | 2016-04-11 | FALSE | 2016-04-11 | FALSE | Currently in Use | Diesel | 5000 | Composite Double Walled | 2016-04-11 | Double-Walled Fiberglass | Pressurized
SUPER B EXPRESS | 300 E THIRD ST | DONALSONVILLE | Seminole | 1250027 | 10C | Flapper Valve | 2016-04-11 | FALSE | 2016-04-11 | FALSE | Currently in Use | Diesel | 5000 | Composite Double Walled | 2016-04-11 | Double-Walled Fiberglass | Pressurized
SUPER B EXPRESS | 300 E THIRD ST | DONALSONVILLE | Seminole | 1250027 | 11A | Flapper Valve | 2016-04-11 | FALSE | 2016-04-11 | FALSE | Currently in Use | Gas (Historical Use) | 11000 | Composite Double Walled | 2016-04-11 | Double-Walled Fiberglass | Pressurized
SUPER B EXPRESS | 300 E THIRD ST | DONALSONVILLE | Seminole | 1250027 | 11B | Flapper Valve | 2016-04-11 | FALSE | 2016-04-11 | FALSE | Currently in Use | Gas (Historical Use) | 4000 | Composite Double Walled | 2016-04-11 | Double-Walled Fiberglass | Pressurized
SUPER B EXPRESS | 300 E THIRD ST | DONALSONVILLE | Seminole | 1250027 | 2 | [5 empty] | Removed from Ground | Gas (Historical Use) | 3000 | Bare Steel | 1966-05-13 | Galvanized Steel
SUPER B EXPRESS | 300 E THIRD ST | DONALSONVILLE | Seminole | 1250027 | 3 | [5 empty] | Removed from Ground | Gas (Historical Use) | 3000 | Bare Steel | 1966-05-13 | Galvanized Steel
SUPER B EXPRESS | 300 E THIRD ST | DONALSONVILLE | Seminole | 1250027 | 4 | [5 empty] | Removed from Ground | Gas (Historical Use) | 3000 | Bare Steel | 1966-05-13 | Galvanized Steel
SUPER B EXPRESS | 300 E THIRD ST | DONALSONVILLE | Seminole | 1250027 | 5 | [5 empty] | Removed from Ground | Gas (Historical Use) | 1000 | Bare Steel | 1966-05-13 | Galvanized Steel
SUPER B EXPRESS | 300 E THIRD ST | DONALSONVILLE | Seminole | 1250027 | 6 | [5 empty] | Removed from Ground | Kerosene | 500 | Bare Steel | 1966-05-13 | Galvanized Steel
SUPER B EXPRESS | 300 E THIRD ST | DONALSONVILLE | Seminole | 1250027 | 7 | Flapper Valve | 1990-11-01 |  | 1990-11-01 |  | Removed from Ground | Gas (Historical Use) | 8000 | Galvanic (STIP-3) | 1990-11-01 | Fiberglass Reinforced Plastic
SUPER B EXPRESS | 300 E THIRD ST | DONALSONVILLE | Seminole | 1250027 | 8 | Flapper Valve | 1990-11-01 |  | 1990-11-01 |  | Removed from Ground | Gas (Historical Use) | 8000 | Galvanic (STIP-3) | 1990-11-01 | Fiberglass Reinforced Plastic
SUPER B EXPRESS | 300 E THIRD ST | DONALSONVILLE | Seminole | 1250027 | 9 | Flapper Valve | 1990-11-01 |  | 1990-11-01 |  | Removed from Ground | Gas (Historical Use) | 8000 | Galvanic (STIP-3) | 1990-11-01 | Fiberglass Reinforced Plastic
LAKEVIEW MARINA | HWY 39 | DONALSONVILLE | Seminole | 1250028 | 1 | [5 empty] | Removed from Ground | Diesel | 2000 | Bare Steel | 1976-05-10 | Galvanized Steel
LAKEVIEW MARINA | HWY 39 | DONALSONVILLE | Seminole | 1250028 | 2 | [5 empty] | Removed from Ground | Gas (Historical Use) | 2000 | Bare Steel | 1976-05-10 | Galvanized Steel
LAKEVIEW MARINA | HWY 39 | DONALSONVILLE | Seminole | 1250028 | 3 | [5 empty] | Removed from Ground | Gas (Historical Use) | 2000 | Bare Steel | 1976-05-10 | Galvanized Steel
LAKEVIEW MARINA | HWY 39 | DONALSONVILLE | Seminole | 1250028 | 4 | [5 empty] | Removed from Ground | Gas (Historical Use) | 2000 | Bare Steel | 1976-05-10 | Galvanized Steel
FDR GROCERY & LAKE FLEA MARKET | 7397 HWY 39 SOUTH | DONALSONVILLE | Seminole | 1250029 | 1 | [5 empty] | Closed in Ground | Gas (Historical Use) | 1000 | Bare Steel | 1976-05-10 | Galvanized Steel
FDR GROCERY & LAKE FLEA MARKET | 7397 HWY 39 SOUTH | DONALSONVILLE | Seminole | 1250029 | 2 | [5 empty] | Closed in Ground | Gas (Historical Use) | 1000 | Bare Steel | 1961-05-14 | Galvanized Steel
FDR GROCERY & LAKE FLEA MARKET | 7397 HWY 39 SOUTH | DONALSONVILLE | Seminole | 1250029 | 3 | [5 empty] | Closed in Ground | Gas (Historical Use) | 1000 | Bare Steel | 1961-05-14 | Galvanized Steel
FDR GROCERY & LAKE FLEA MARKET | 7397 HWY 39 SOUTH | DONALSONVILLE | Seminole | 1250029 | 4A |  | 2001-01-22 | FALSE | 2001-01-22 | FALSE | Temporarily out of use | Gas (Historical Use) | 6000 | Composite | 2002-05-20 |  | Pressurized
FDR GROCERY & LAKE FLEA MARKET | 7397 HWY 39 SOUTH | DONALSONVILLE | Seminole | 1250029 | 4B |  |  | FALSE |  | FALSE | Currently in Use | Gas (Historical Use) | 4000 | Composite | 2002-05-20 |  | Pressurized
FDR GROCERY & LAKE FLEA MARKET | 7397 HWY 39 SOUTH | DONALSONVILLE | Seminole | 1250029 | 5 |  |  | FALSE |  | FALSE | Temporarily out of use | Diesel | 4000 | Composite | 2002-05-02 | Cathodically Protected | Pressurized
SELDOM REST INC | RT 3 BOX 111 | DONALSONVILLE | Seminole | 1250030 | 1 | [5 empty] | Removed from Ground | Diesel | 10000 | Bare Steel | 1978-06-12 | Bare Steel
SELDOM REST INC | RT 3 BOX 111 | DONALSONVILLE | Seminole | 1250030 | 2 | [5 empty] | Removed from Ground | Diesel | 10000 | Bare Steel | 1978-06-12 | Bare Steel
SELDOM REST INC | RT 3 BOX 111 | DONALSONVILLE | Seminole | 1250030 | 3 | [5 empty] | Removed from Ground | Diesel | 8000 | Bare Steel | 1979-06-12 | Bare Steel
SELDOM REST INC | RT 3 BOX 111 | DONALSONVILLE | Seminole | 1250030 | 4 | [5 empty] | Removed from Ground | Diesel | 2000 | Bare Steel | 1979-06-12 | Bare Steel
BROOME FARMS | RTE 2/OFF HWY 285 | DONALSONVILLE | Seminole | 1250034 | 1 | [5 empty] | Removed from Ground | Gas (Historical Use) | 8000 | Bare Steel | 1976-05-22 | Galvanized Steel
BROOME FARMS | RTE 2/OFF HWY 285 | DONALSONVILLE | Seminole | 1250034 | 2 | [5 empty] | Removed from Ground | Diesel | 14000 | Bare Steel | 1976-05-22 | Galvanized Steel
GTE/CTC OF THE SOUTH-IRON CITY C | 45 CHURCH ST | IRON CITY | Seminole | 1250035 | 1 | [5 empty] | Removed from Ground | Diesel | 300 | Bare Steel | 1983-01-02 | Bare Steel
ALLTEL | COUNTY RD 226/162 & HWY 39 | REYNOLDSVILLE | Seminole | 1250036 | 1 | [5 empty] | Removed from Ground | Diesel | 500 | Bare Steel | 1984-01-02 | Bare Steel | Suction (American)
IRON CITY CONVENIENCE STORE | 111 S CHURCH ST | IRON CITY | Seminole | 10000135 | 1 | Ball Float | 1999-05-11 | FALSE | 1999-05-11 | FALSE | Currently in Use | E-10 | 8000 | Composite | 1999-05-11 | Fiberglass Reinforced Plastic
IRON CITY CONVENIENCE STORE | 111 S CHURCH ST | IRON CITY | Seminole | 10000135 | 2 | Ball Float | 1999-05-11 | FALSE | 1999-05-11 | FALSE | Currently in Use | Premium | 4000 | Composite | 1999-05-11 | Fiberglass Reinforced Plastic
DESSER CASH STORE | 6962 HWY 374 | DONALSONVILLE | Seminole | 10000291 | 1 |  |  | FALSE |  | FALSE | Removed from Ground | Gas (Historical Use) | 500 | Bare Steel | 2002-03-03 | Bare Steel | Suction (American)
DESSER CASH STORE | 6962 HWY 374 | DONALSONVILLE | Seminole | 10000291 | 2 |  |  | FALSE |  | FALSE | Removed from Ground | Gas (Historical Use) | 500 | Bare Steel | 2002-03-03 | Bare Steel | Suction (American)
DOLLAR GENERAL #851 | 907 MARIANNA HWY | DONALSONVILLE | Seminole | 10002410 | 1 | Flapper Valve | 2014-11-20 | FALSE |  | FALSE | Currently in Use | E-10 | 15000 | Fiberglass Double Walled | 2014-10-23 | Double-Walled Flex | Pressurized
DOLLAR GENERAL #851 | 907 MARIANNA HWY | DONALSONVILLE | Seminole | 10002410 | 2A | Flapper Valve | 2014-11-20 | FALSE |  | FALSE | Currently in Use | Premium | 8000 | Fiberglass Double Walled | 2014-10-23 | Double-Walled Flex | Pressurized
DOLLAR GENERAL #851 | 907 MARIANNA HWY | DONALSONVILLE | Seminole | 10002410 | 2B | Flapper Valve | 2014-11-20 | FALSE |  | FALSE | Currently in Use | Diesel | 7000 | Fiberglass Double Walled | 2014-10-23 | Double-Walled Flex | Pressurized
PROPOSED FAMILY DOLLAR | 505 EAST THIRD STREET | DONALSONVILLE | Seminole | 10002462 | 1 |  |  | FALSE |  | FALSE | Removed from Ground | Gas (Historical Use) | 550 | Bare Steel | 2015-03-12 | Bare Steel
A KING PROPERTY | 303 SOUTH MORRIS AVENUE | DONALSONVILLE | Seminole | 10002467 | 1 |  |  | FALSE |  | FALSE | Removed from Ground | Gas (Historical Use) | 0 | Unknown
A KING PROPERTY | 303 SOUTH MORRIS AVENUE | DONALSONVILLE | Seminole | 10002467 | 2 |  |  | FALSE |  | FALSE | Removed from Ground | Diesel | 0 | Unknown
RIVERTURN GROCERY | GA HWY 91 SOUTH/MALONE HWY | DONALSONVILLE | Seminole | 9000190 | 1 | [5 empty] | Closed in Ground | Empty | 1000 | Bare Steel | 1984-05-05 | Galvanized Steel | Suction (American)
GA PACIFIC CORP | HWY 273 WEST | CEDAR SPRINGS | Seminole | 9125001 | 1 | [5 empty] | Removed from Ground | Diesel | 8300 | Not Marked/Unknown | 1991-04-19 | Not Marked
GA PACIFIC CORP | HWY 273 WEST | CEDAR SPRINGS | Seminole | 9125001 | 2 | [5 empty] | Removed from Ground | Gas (Historical Use) | 3000 | Not Marked/Unknown | 1991-04-19 | Not Marked
PARKSIDE MINIT MARKET | 7710 HWY 374 | DONALSONVILLE | Seminole | 9125002 | 1 |  | 1991-03-01 | FALSE | 1991-03-01 | FALSE | Temporarily out of use | E-0 | 6000 | Steel-Impressed Current | 1991-01-01 | Fiberglass Reinforced Plastic | Safe Suction (Euro)
PARKSIDE MINIT MARKET | 7710 HWY 374 | DONALSONVILLE | Seminole | 9125002 | 2 | Flapper Valve | 1991-03-01 | FALSE | 1991-03-01 | FALSE | Temporarily out of use | E-10 | 4000 | Steel-Impressed Current | 1991-01-01 | Fiberglass Reinforced Plastic | Safe Suction (Euro)
PARKSIDE MINIT MARKET | 7710 HWY 374 | DONALSONVILLE | Seminole | 9125002 | 3 | Flapper Valve | 1991-03-01 | FALSE | 1991-03-01 | FALSE | Temporarily out of use | Diesel | 4000 | Steel-Impressed Current | 1991-01-01 | Fiberglass Reinforced Plastic | Safe Suction (Euro)
SEMINOLE PEANUT CO CARGILL INC | US HWY 84 EAST | DONALSONVILLE | Seminole | 9125003 | 1 | [5 empty] | Removed from Ground | Diesel | 2000 | Cathodically Protected Steel | 1988-05-01 | Galvanized Steel
RODDENBERRY FARMS | GA HWY 253 | REYNOLDSVILLE | Seminole | 9125004 | 1 | [5 empty] | Removed from Ground | Diesel | 10000 | Bare Steel | 1974-10-15 | Galvanized Steel | Suction (American)
RODDENBERRY FARMS | GA HWY 253 | REYNOLDSVILLE | Seminole | 9125004 | 2 | [5 empty] | Removed from Ground | Diesel | 10000 | Bare Steel | 1974-10-15 | Galvanized Steel | Suction (American)
RODDENBERRY FARMS | GA HWY 253 | REYNOLDSVILLE | Seminole | 9125004 | 3 | [5 empty] | Removed from Ground | Diesel | 10000 | Bare Steel | 1974-10-15 | Galvanized Steel | Suction (American)
RODDENBERRY FARMS | GA HWY 253 | REYNOLDSVILLE | Seminole | 9125004 | 4 | [5 empty] | Removed from Ground | Diesel | 10000 | Bare Steel | 1974-10-15 | Galvanized Steel | Suction (American)
RODDENBERRY FARMS | GA HWY 253 | REYNOLDSVILLE | Seminole | 9125004 | 5 | [5 empty] | Removed from Ground | Gas (Historical Use) | 7000 | Bare Steel | 1974-10-15 | Galvanized Steel | Suction (American)
WEST FORK | 402 WEST 2ND ST | DONALSONVILLE | Seminole | 9125005 | 1 | [5 empty] | Removed from Ground | Gas (Historical Use) | 12000 | Bare Steel | 1992-12-30 | Galvanized Steel | Pressurized
WEST FORK | 402 WEST 2ND ST | DONALSONVILLE | Seminole | 9125005 | 2 | [5 empty] | Removed from Ground | Gas (Historical Use) | 12000 | Bare Steel | 1992-12-30 | Galvanized Steel | Pressurized
WEST FORK | 402 WEST 2ND ST | DONALSONVILLE | Seminole | 9125005 | 3 | [5 empty] | Removed from Ground | Diesel | 8000 | Bare Steel | 1992-12-30 | Galvanized Steel | Pressurized
SHIV GA LLC | 327 NORTH TENNILE AVE | DONALSONVILLE | Seminole | 9125006 | 1 | [5 empty] | Removed from Ground | Gas (Historical Use) | 2000 | Not Marked/Unknown | 1994-11-07 | Not Marked
SHIV GA LLC | 327 NORTH TENNILE AVE | DONALSONVILLE | Seminole | 9125006 | 2 | [5 empty] | Removed from Ground | Gas (Historical Use) | 6000 | Not Marked/Unknown | 1994-11-07 | Not Marked
SHIV GA LLC | 327 NORTH TENNILE AVE | DONALSONVILLE | Seminole | 9125006 | 3 | [5 empty] | Removed from Ground | Gas (Historical Use) | 6000 | Not Marked/Unknown | 1994-11-07 | Not Marked
SHIV GA LLC | 327 NORTH TENNILE AVE | DONALSONVILLE | Seminole | 9125006 | 4 | [5 empty] | Removed from Ground | Diesel | 1000 | Not Marked/Unknown | 1994-11-07 | Not Marked
SHIV GA LLC | 327 NORTH TENNILE AVE | DONALSONVILLE | Seminole | 9125006 | 5 | [5 empty] | Removed from Ground | Kerosene | 1000 | Not Marked/Unknown | 1994-11-07 | Not Marked
SHIV GA LLC | 327 NORTH TENNILE AVE | DONALSONVILLE | Seminole | 9125006 | 6 | Overfill Alarm | 1995-01-03 | FALSE | 1995-01-03 | FALSE | Currently in Use | Diesel On Road | 10000 | Fiberglass | 1995-01-03 | Fiberglass Reinforced Plastic | Pressurized
SHIV GA LLC | 327 NORTH TENNILE AVE | DONALSONVILLE | Seminole | 9125006 | 7 | Overfill Alarm | 1995-01-03 | FALSE | 1995-01-03 | FALSE | Currently in Use | E-10 | 10000 | Fiberglass | 1995-01-03
SHIV GA LLC | 327 NORTH TENNILE AVE | DONALSONVILLE | Seminole | 9125006 | 8 | Overfill Alarm | 1995-01-03 | FALSE | 1995-01-03 | FALSE | Currently in Use | Premium | 10000 | Fiberglass | 1995-01-03 | Fiberglass Reinforced Plastic | Pressurized
QUICK & HANDY | 706 NORTH WILEY | DONALSONVILLE | Seminole | 9125008 | 1A | Flapper Valve | 1997-08-22 | FALSE | 1997-08-22 | FALSE | Currently in Use | E-0 | 10000 | Steel-Impressed Current | 1979-01-01 | Steel (Impressed Current) | Safe Suction (Euro)
QUICK & HANDY | 706 NORTH WILEY | DONALSONVILLE | Seminole | 9125008 | 1B | Flapper Valve | 1997-08-22 | FALSE | 1997-08-22 | FALSE | Installed | E-10 | 10000 | Steel-Impressed Current | 1979-01-01 | Steel (Impressed Current) | Safe Suction (Euro)
QUICK & HANDY | 706 NORTH WILEY | DONALSONVILLE | Seminole | 9125008 | 2 | Flapper Valve | 1997-08-22 |  | 1997-08-22 |  | Temporarily out of use | Gas (Historical Use) | 3000 | Steel-Impressed Current | 1979-01-01 | Steel (Impressed Current) | Safe Suction (Euro)
S W G PACKING FARMS | RT 1 BOX 259 | DONALSONVILLE | Seminole | 9125009 | 1 | [5 empty] | Removed from Ground | Gas (Historical Use) | 3000 | Unknown | 1992-03-03 | Galvanized Steel | Suction (American)
GREENE POULTRY CO | 84 EAST | IRON CITY | Seminole | 9125010 | 1 | [5 empty] | Removed from Ground | Diesel | 3000 | Bare Steel | 1981-01-01 | Bare Steel | Safe Suction (Euro)
BARFIELDS BAIT & TACKLE | 6032 HWY 39 S | DONALSONVILLE | Seminole | 9125011 | 2000 | Flapper Valve | 1998-12-01 | FALSE | 1998-12-01 | FALSE | Currently in Use | E-10 | 2000 | Galvanic (STIP-3) | 1995-01-01 | Steel (Impressed Current) | Safe Suction (Euro)
BARFIELDS BAIT & TACKLE | 6032 HWY 39 S | DONALSONVILLE | Seminole | 9125011 | 2000-2 | Flapper Valve | 1998-12-01 | FALSE | 1998-12-01 | FALSE | Currently in Use | E-0 | 2000 | Galvanic (STIP-3) | 1995-01-01 | Steel (Impressed Current) | Safe Suction (Euro)
SEMINOLE FOOD SHOP | 900 S TENNILLE AVE | DONALSONVILLE | Seminole | 9125012 | 1 | Flapper Valve | 1998-02-10 | FALSE | 1998-02-10 | FALSE | Currently in Use | E-0 | 6000 | Fiberglass | 1988-01-01 |  | Pressurized
SEMINOLE FOOD SHOP | 900 S TENNILLE AVE | DONALSONVILLE | Seminole | 9125012 | 2 |  | 1998-02-10 | FALSE | 1998-02-10 | FALSE | Currently in Use | E-10 | 6000 | Fiberglass | 1988-01-01 |  | Pressurized
SEMINOLE FOOD SHOP | 900 S TENNILLE AVE | DONALSONVILLE | Seminole | 9125012 | 3 | Flapper Valve | 1998-02-10 | FALSE | 1998-02-10 | FALSE | Currently in Use | Diesel On Road | 6000 | Fiberglass | 1988-01-01 |  | Pressurized
SEMINOLE COUNTRY MARKET | 7854 HWY 39 S | DONALSONVILLE | Seminole | 9125013 | 1 | [5 empty] | Removed from Ground | Gas (Historical Use) | 1000 | Marked Unknown | 1983-03-01 | Galvanized Steel | Safe Suction (Euro)
SEMINOLE COUNTRY MARKET | 7854 HWY 39 S | DONALSONVILLE | Seminole | 9125013 | 2 | [5 empty] | Removed from Ground | Gas (Historical Use) | 2000 | Marked Unknown | 1983-03-01 | Galvanized Steel | Safe Suction (Euro)
SEMINOLE COUNTRY MARKET | 7854 HWY 39 S | DONALSONVILLE | Seminole | 9125013 | 3A | Ball Float | 1998-10-01 | FALSE | 1998-10-01 | FALSE | Temporarily out of use | E-10 | 7000 | Composite | 1998-10-01 | Double-Walled Flex | Pressurized
SEMINOLE COUNTRY MARKET | 7854 HWY 39 S | DONALSONVILLE | Seminole | 9125013 | 3B | Ball Float | 1998-10-01 | FALSE | 1998-10-01 | FALSE | Temporarily out of use | E-0 | 3000 | Composite | 1998-10-01 | Double-Walled Flex | Pressurized
SUPER TRACK | 201 W 3RD ST | DONALSONVILLE | Seminole | 9125014 | 1 | Flapper Valve | 1990-04-01 | FALSE | 1990-04-01 | FALSE | Currently in Use | Diesel | 10000 | Steel-Impressed Current | 1990-04-01 | Fiberglass Reinforced Plastic
SUPER TRACK | 201 W 3RD ST | DONALSONVILLE | Seminole | 9125014 | 2 | Flapper Valve | 1990-04-01 | FALSE | 1990-04-01 | FALSE | Currently in Use | Diesel | 10000 | Steel-Impressed Current | 1990-04-01 | Fiberglass Reinforced Plastic | Pressurized
SUPER TRACK | 201 W 3RD ST | DONALSONVILLE | Seminole | 9125014 | 3 |  | 1990-04-01 | FALSE | 1990-04-01 | FALSE | Currently in Use | Premium | 10000 | Steel-Impressed Current | 1990-04-01 | Fiberglass Reinforced Plastic | Pressurized
SUPER TRACK | 201 W 3RD ST | DONALSONVILLE | Seminole | 9125014 | 4 | Flapper Valve | 1990-04-01 | FALSE | 1990-04-01 | FALSE | Currently in Use | E-10 | 10000 | Steel-Impressed Current | 1990-04-01 | Fiberglass Reinforced Plastic
SUPER TRACK | 201 W 3RD ST | DONALSONVILLE | Seminole | 9125014 | 5 | Flapper Valve | 1990-04-01 | FALSE | 1990-04-01 | FALSE | Currently in Use | Diesel | 10000 | Steel-Impressed Current | 1990-04-01 | Fiberglass Reinforced Plastic | Pressurized
RIVER ROAD BAIT & TACKLE | 7129 RIVER RD | DONALSONVILLE | Seminole | 9125015 | 1 |  | 1993-03-29 |  | 1993-03-29 |  | Temporarily out of use | Gas (Historical Use) | 3000 | Galvanic (STIP-3) | 1983-03-29 | Fiberglass Reinforced Plastic | Suction (American)
MR PIPP'S GAS & DELI | 408 E 3RD ST | DONALSONVILLE | Seminole | 9125016 | 1 | Ball Float | 1991-06-01 | FALSE | 1991-06-01 | FALSE | Currently in Use | E-10 | 8000 | Steel-Impressed Current | 1987-01-01 | Fiberglass Reinforced Plastic | Pressurized
MR PIPP'S GAS & DELI | 408 E 3RD ST | DONALSONVILLE | Seminole | 9125016 | 2 | Ball Float | 1991-06-01 | FALSE | 1991-06-01 | FALSE | Currently in Use | Premium | 8000 | Steel-Impressed Current | 1987-01-01 | Fiberglass Reinforced Plastic | Pressurized
MR PIPP'S GAS & DELI | 408 E 3RD ST | DONALSONVILLE | Seminole | 9125016 | 3 | Ball Float | 1991-06-01 | FALSE | 1991-06-01 | FALSE | Currently in Use | E-10 | 4000 | Steel-Impressed Current | 1987-01-01 | Fiberglass Reinforced Plastic
MR PIPP'S GAS & DELI | 408 E 3RD ST | DONALSONVILLE | Seminole | 9125016 | 4 |  | 2000-09-21 | FALSE | 2000-09-21 | FALSE | Currently in Use | Diesel On Road | 20000 | Composite | 2000-09-21 | Fiberglass Reinforced Plastic | Pressurized
MR PIPP'S GAS & DELI | 408 E 3RD ST | DONALSONVILLE | Seminole | 9125016 | 5 | Ball Float | 2000-09-21 | FALSE | 2000-09-21 | FALSE | Currently in Use | Diesel On Road | 10000 | Composite | 2000-09-21 | Fiberglass Reinforced Plastic | Pressurized
MR PIPP'S GAS & DELI | 408 E 3RD ST | DONALSONVILLE | Seminole | 9125016 | 6 | Ball Float | 2000-09-21 | FALSE | 2000-09-21 | FALSE | Currently in Use | Diesel Off Road | 6000 | Composite | 2000-09-21 | Fiberglass Reinforced Plastic | Pressurized
J & L CAR WASH & DETAIL | 101 DUNHAM ST | IRON CITY | Seminole | 9125017 | 1 |  | 1995-12-05 |  | 1995-12-05 |  | Temporarily out of use | Gas (Historical Use) | 3000 | Galvanic (STIP-3) | 1995-12-05 | Cathodically Protected | Safe Suction (Euro)
CROOM AVIATION | RT 2 HWY 39 | DONALSONVILLE | Seminole | 9125018 | 1 | [5 empty] | Removed from Ground | Kerosene | 6000 | Not Marked/Unknown | 1988-01-01 | Not Marked
CROOM AVIATION | RT 2 HWY 39 | DONALSONVILLE | Seminole | 9125018 | 2 | [5 empty] | Removed from Ground | Other | 2000 | Not Marked/Unknown | 1988-01-01 | Not Marked
BUDDYS GROCERIES | 3825 HWY 84 | DONALSONVILLE | Seminole | 9125019 | 1 |  | 1996-09-01 |  | 1996-09-01 |  | Currently in Use | Gas (Historical Use) | 12000 | Cathodically Protected Steel | 1996-06-07 | Cathodically Protected | Pressurized
HICKS FLYING | BRACKIN ROAD | DONALSONVILLE | Seminole | 9125021 | 1 | [5 empty] | Removed from Ground | Kerosene | 10000 | Bare Steel | 1988-01-01 | Galvanized Steel | Suction (American)
HICKS FLYING | BRACKIN ROAD | DONALSONVILLE | Seminole | 9125021 | 2 | [5 empty] | Removed from Ground | Gas (Historical Use) | 3000 | Bare Steel | 1988-01-01 | Galvanized Steel | Suction (American)
SING STATION | 201 S TENNILLE AVENUE | DONALSONVILLE | Seminole | 9125022 | 1 | [5 empty] | Removed from Ground | Gas (Historical Use) | 6000 | Not Marked/Unknown | 1997-04-01 | Not Marked
SING STATION | 201 S TENNILLE AVENUE | DONALSONVILLE | Seminole | 9125022 | 2 | [5 empty] | Removed from Ground | Gas (Historical Use) | 8000 | Not Marked/Unknown | 1997-04-01 | Not Marked
SING STATION | 201 S TENNILLE AVENUE | DONALSONVILLE | Seminole | 9125022 | 3 | [5 empty] | Removed from Ground | Diesel | 3000 | Not Marked/Unknown | 1997-04-01 | Not Marked
SING STATION | 201 S TENNILLE AVENUE | DONALSONVILLE | Seminole | 9125022 | 4 | [5 empty] | Removed from Ground | Gas (Historical Use) | 4000 | Not Marked/Unknown | 1997-04-01 | Not Marked
SING STATION | 201 S TENNILLE AVENUE | DONALSONVILLE | Seminole | 9125022 | 5 | [5 empty] | Removed from Ground | Kerosene | 500 | Not Marked/Unknown | 1997-04-01 | Not Marked
UNKNOWN/CITY RIGHT OF WAY | SECOND STREET | DONALSONVILLE | Seminole | 9125023 | 1 | [5 empty] | Currently in Use | Gas (Historical Use) | 0 | Not Marked/Unknown |  | Not Marked
UNKNOWN/CITY RIGHT OF WAY | SECOND STREET | DONALSONVILLE | Seminole | 9125023 | 2 | [5 empty] | Currently in Use | Gas (Historical Use) | 0 | Not Marked/Unknown |  | Not Marked
SEMINOLE STATE PARK | 7870 STATE PARK DR | DONALSONVILLE | Seminole | 9125025 | 1 | Flapper Valve | 2000-10-01 | FALSE | 2000-10-01 | FALSE | Currently in Use | E-0 | 2500 | Fiberglass Double Walled | 2000-10-01 | Double-Walled Fiberglass | Safe Suction (Euro)
CITY OF GRIFFIN | 425 WEST BROAD ST | GRIFFIN | Spalding | 9126001 | 1 | [5 empty] | Removed from Ground | Empty | 500 | Not Marked/Unknown | 1991-01-01 | Not Marked
CITY OF GRIFFIN | 425 WEST BROAD ST | GRIFFIN | Spalding | 9126001 | 2 | [5 empty] | Removed from Ground | Empty | 500 | Not Marked/Unknown | 1991-01-01 | Not Marked
MRS HAL S DARLEY | 104 HUFF-DALAND CIRCLE | GRIFFIN | Spalding | 9126002 | 618205 |  | 1991-01-04 |  | 1991-01-04 |  | Temporarily out of use | Empty | 1000 | Fiberglass | 1991-12-28 | Fiberglass Reinforced Plastic | Suction (American)
DENDER DISTRIBUTING CO | 1550 WILLIAMSON RD | GRIFFIN | Spalding | 9126003 | 1 | [5 empty] | Removed from Ground | Diesel | 2000 | Bare Steel | 1983-06-21 | Unknown | Pressurized
DENDER DISTRIBUTING CO | 1550 WILLIAMSON RD | GRIFFIN | Spalding | 9126003 | 2 | [5 empty] | Removed from Ground | Gas (Historical Use) | 1000 | Bare Steel | 1983-06-21 | Unknown | Pressurized
BELK #495 | 1645 NORTH EXPRESSWAY | GRIFFIN | Spalding | 9126004 | 1 | [5 empty] | Closed in Ground | Diesel | 285 | Bare Steel | 1979-01-01 | Copper | Safe Suction (Euro)
MAHEERAV LLC | 1700 ZEBULON RD | GRIFFIN | Spalding | 9126005 | L221063 | Ball Float | 1990-01-01 | FALSE | 1990-01-01 | FALSE | Currently in Use | Diesel | 10000 | Composite | 1990-01-01 | Fiberglass Reinforced Plastic
MAHEERAV LLC | 1700 ZEBULON RD | GRIFFIN | Spalding | 9126005 | L235023 | Ball Float | 1990-01-01 | FALSE | 1990-01-01 | FALSE | Currently in Use | Regular | 10000 | Composite | 1990-01-01 | Fiberglass Reinforced Plastic
MAHEERAV LLC | 1700 ZEBULON RD | GRIFFIN | Spalding | 9126005 | L235025 | Ball Float | 1990-01-01 | FALSE | 1990-01-01 | FALSE | Currently in Use | Premium | 10000 | Composite | 1990-01-01 | Fiberglass Reinforced Plastic
WILLIS WAREHOUSE | 1705 NEWNAN HWY | GRIFFIN | Spalding | 9126006 | 1 |  |  | TRUE |  | TRUE | Removed from Ground | Used Oil | 1000 | Bare Steel | 1994-01-01 | Bare Steel
EARL O LOWRY | 3218 FAYETTEVILLE HWY | GRIFFIN | Spalding | 9126007 | 1 | [5 empty] | Removed from Ground | Other | 0 | Bare Steel | 1999-01-26 | Unknown
EARL O LOWRY | 3218 FAYETTEVILLE HWY | GRIFFIN | Spalding | 9126007 | 2 | [5 empty] | Removed from Ground | Other | 0 | Bare Steel | 1999-01-26 | Unknown
H & R GROCERY | 3118 OLD MACON RD | ORCHARD HILL | Spalding | 9126008 | 1 | Flapper Valve | 1998-08-01 | FALSE | 1998-08-01 | FALSE | Currently in Use | Regular | 8000 | Composite | 1988-10-01 | Fiberglass Reinforced Plastic | Pressurized
H & R GROCERY | 3118 OLD MACON RD | ORCHARD HILL | Spalding | 9126008 | 2 | Flapper Valve | 1998-08-01 | FALSE | 1998-08-01 | FALSE | Currently in Use | Plus | 6000 | Composite | 1988-10-01 | Fiberglass Reinforced Plastic | Pressurized
H & R GROCERY | 3118 OLD MACON RD | ORCHARD HILL | Spalding | 9126008 | 3 | Flapper Valve | 1998-08-01 | FALSE | 1998-08-01 | FALSE | Currently in Use | Premium | 6000 | Composite | 1988-10-01 | Fiberglass Reinforced Plastic | Pressurized
H & R GROCERY | 3118 OLD MACON RD | ORCHARD HILL | Spalding | 9126008 | 4 | Ball Float | 1998-08-01 | FALSE | 1998-08-01 | FALSE | Currently in Use | Diesel | 3000 | Composite | 1990-01-01 | Fiberglass Reinforced Plastic | Pressurized
S & M GROCERY | 3244 FAYETTEVILLE HWY | GRIFFIN | Spalding | 9126009 | 1 | Ball Float | 1995-09-01 | FALSE | 1995-09-01 | FALSE | Currently in Use | Regular | 2000 | Steel-Impressed Current | 1977-01-01 | Double-Walled Flex | Pressurized
S & M GROCERY | 3244 FAYETTEVILLE HWY | GRIFFIN | Spalding | 9126009 | 2 | Flapper Valve | 1995-09-01 | FALSE | 1995-09-01 | FALSE | Currently in Use | Regular | 6000 | Steel-Impressed Current | 1977-01-01 | Double-Walled Flex | Pressurized
S & M GROCERY | 3244 FAYETTEVILLE HWY | GRIFFIN | Spalding | 9126009 | 3 | Ball Float | 1995-09-01 | FALSE | 1995-09-01 | FALSE | Currently in Use | Premium | 6000 | Steel-Impressed Current | 1977-01-01 | Double-Walled Flex | Pressurized
TONYS | 4275 Hwy 19/41 | Hampton | Spalding | 9126010 | 1 | Ball Float | 1990-08-01 | TRUE | 1990-08-01 | FALSE | Currently in Use | Regular | 8000 | Composite | 1990-01-01 | Fiberglass Reinforced Plastic | Pressurized
TONYS | 4275 Hwy 19/41 | Hampton | Spalding | 9126010 | 2 | Ball Float | 1990-08-01 | FALSE | 1990-08-01 | FALSE | Currently in Use | Regular | 8000 | Composite | 1990-01-01 | Fiberglass Reinforced Plastic | Pressurized
TONYS | 4275 Hwy 19/41 | Hampton | Spalding | 9126010 | 3 | Ball Float | 1990-08-01 | FALSE | 1990-08-01 | FALSE | Currently in Use | Premium | 8000 | Composite | 1990-01-01 | Fiberglass Reinforced Plastic | Pressurized
GRIFFIN FOOD MART | 888 MERIWETHER ST | GRIFFIN | Spalding | 9126011 | 1 | Flapper Valve | 1988-06-01 | FALSE | 1988-06-01 | FALSE | Currently in Use | Diesel | 8000 | Galvanic (STIP-3) | 1988-06-01 | Galvanized Steel
GRIFFIN FOOD MART | 888 MERIWETHER ST | GRIFFIN | Spalding | 9126011 | 2 | Flapper Valve | 1988-06-01 | FALSE | 1988-06-01 | FALSE | Currently in Use | Premium | 8000 | Galvanic (STIP-3) | 1988-06-01 | Galvanized Steel
GRIFFIN FOOD MART | 888 MERIWETHER ST | GRIFFIN | Spalding | 9126011 | 3 | Flapper Valve | 1988-06-01 | FALSE | 1988-06-01 | FALSE | Currently in Use | Regular | 8000 | Galvanic (STIP-3) | 1988-06-01 | Galvanized Steel
EAST GRIFFIN GROCERY CO | 908 EAST SOLOMON ST | GRIFFIN | Spalding | 9126012 | 1 |  | 1989-04-10 | FALSE | 1989-04-10 | FALSE | Currently in Use | Regular | 6000 | Galvanic (STIP-3) | 1989-04-03 | Fiberglass Reinforced Plastic | Pressurized
EAST GRIFFIN GROCERY CO | 908 EAST SOLOMON ST | GRIFFIN | Spalding | 9126012 | 2 |  | 1989-04-10 | FALSE | 1989-04-10 | FALSE | Currently in Use | Premium | 4000 | Galvanic (STIP-3) | 1989-04-03 | Fiberglass Reinforced Plastic | Pressurized
EAST GRIFFIN GROCERY CO | 908 EAST SOLOMON ST | GRIFFIN | Spalding | 9126012 | 3 |  | 1989-04-10 | FALSE | 1989-04-10 | FALSE | Currently in Use | Regular | 4000 | Galvanic (STIP-3) | 1989-04-03 | Fiberglass Reinforced Plastic | Pressurized
EAST GRIFFIN GROCERY CO | 908 EAST SOLOMON ST | GRIFFIN | Spalding | 9126012 | 4 |  | 1989-04-10 | FALSE | 1989-04-10 | FALSE | Currently in Use | Diesel | 2000 | Galvanic (STIP-3) | 1989-04-03 | Fiberglass Reinforced Plastic | Pressurized
EAST GRIFFIN GROCERY CO | 908 EAST SOLOMON ST | GRIFFIN | Spalding | 9126012 | 5 |  | 1989-04-10 | FALSE | 1989-04-10 | FALSE | Currently in Use | Kerosene | 1000 | Galvanic (STIP-3) | 1989-04-03 | Fiberglass Reinforced Plastic | Suction (American)
EAST GRIFFIN GROCERY CO | 908 EAST SOLOMON ST | GRIFFIN | Spalding | 9126012 | 6 | [5 empty] | Removed from Ground | Gas (Historical Use) | 550 | Bare Steel | 1994-12-10 | Bare Steel | Safe Suction (Euro)
EAST GRIFFIN GROCERY CO | 908 EAST SOLOMON ST | GRIFFIN | Spalding | 9126012 | 7 | [5 empty] | Removed from Ground | Gas (Historical Use) | 1000 | Bare Steel | 1994-12-10 | Bare Steel | Safe Suction (Euro)
EAST GRIFFIN GROCERY CO | 908 EAST SOLOMON ST | GRIFFIN | Spalding | 9126012 | 8 | [5 empty] | Removed from Ground | Gas (Historical Use) | 550 | Bare Steel | 1994-12-10 | Bare Steel | Safe Suction (Euro)
JACKSON BEVERAGES INC | 915 SOUTH PINEHILL RD | GRIFFIN | Spalding | 9126013 | 1 | [5 empty] | Removed from Ground | Gas (Historical Use) | 5000 | Bare Steel | 1978-01-01 | Galvanized Steel
JACKSON BEVERAGES INC | 915 SOUTH PINEHILL RD | GRIFFIN | Spalding | 9126013 | 2 | [5 empty] | Removed from Ground | Diesel | 8000 | Bare Steel | 1978-01-01 | Galvanized Steel
JACKSON BEVERAGES INC | 915 SOUTH PINEHILL RD | GRIFFIN | Spalding | 9126013 | 3 | Flapper Valve | 1995-06-01 | FALSE | 1995-06-01 | FALSE | Removed from Ground | Diesel | 8000 | Galvanic (STIP-3) | 1995-07-01 | Galvanized Steel | Suction (American)
JACKSON BEVERAGES INC | 915 SOUTH PINEHILL RD | GRIFFIN | Spalding | 9126013 | 4 | Flapper Valve | 1995-06-01 | FALSE | 1995-06-01 | FALSE | Removed from Ground | Regular | 6000 | Galvanic (STIP-3) | 1995-07-01 | Galvanized Steel | Suction (American)
JACKSON BEVERAGES INC | 915 SOUTH PINEHILL RD | GRIFFIN | Spalding | 9126013 | 5 |  |  | FALSE |  | FALSE | Removed from Ground | Used Oil | 550 | Unknown | 2004-10-21 | Galvanized Steel
SHELL | 930 W TAYLOR ST | GRIFFIN | Spalding | 9126014 | 1 | Flapper Valve | 1998-12-01 | FALSE | 1998-12-01 | FALSE | Currently in Use | Diesel | 10000 | Galvanic (STIP-3) | 1988-01-01 | Fiberglass Reinforced Plastic | Pressurized
SHELL | 930 W TAYLOR ST | GRIFFIN | Spalding | 9126014 | 2 | Ball Float | 1998-12-01 | FALSE | 1998-12-01 | FALSE | Currently in Use | Regular | 10000 | Galvanic (STIP-3) | 1988-01-01 | Fiberglass Reinforced Plastic | Pressurized
SHELL | 930 W TAYLOR ST | GRIFFIN | Spalding | 9126014 | 3 | Ball Float | 1998-12-01 | FALSE | 1998-12-01 | FALSE | Currently in Use | Plus | 10000 | Galvanic (STIP-3) | 1988-01-01 | Fiberglass Reinforced Plastic | Pressurized
SHELL | 930 W TAYLOR ST | GRIFFIN | Spalding | 9126014 | 4 | Ball Float | 1998-12-01 | FALSE | 1998-12-01 | FALSE | Currently in Use | E-85 | 10000 | Galvanic (STIP-3) | 1988-01-01 | Fiberglass Reinforced Plastic | Pressurized
ESSEX/MORTELL CO | HWY 19 | GRIFFIN | Spalding | 9126015 | 1 | [5 empty] | Removed from Ground | Gas (Historical Use) | 1000 | Bare Steel | 1964-01-01 | Galvanized Steel
10TH & TAYLOR BP | 401 WEST TAYLOR ST | GRIFFIN | Spalding | 9126016 | 1 | Ball Float | 1989-01-01 | FALSE | 1989-01-01 | FALSE | Currently in Use | Premium | 10000 | Steel-Impressed Current | 1989-01-01 | Steel (Impressed Current)
10TH & TAYLOR BP | 401 WEST TAYLOR ST | GRIFFIN | Spalding | 9126016 | 2 | Ball Float | 1989-01-01 | FALSE | 1989-01-01 | FALSE | Currently in Use | Plus | 10000 | Steel-Impressed Current | 1988-06-01 | Steel (Impressed Current)
10TH & TAYLOR BP | 401 WEST TAYLOR ST | GRIFFIN | Spalding | 9126016 | 3 | Ball Float | 1989-01-01 | FALSE | 1989-01-01 | FALSE | Currently in Use | Regular | 10000 | Steel-Impressed Current | 1989-01-01 | Steel (Impressed Current)
10TH & TAYLOR BP | 401 WEST TAYLOR ST | GRIFFIN | Spalding | 9126016 | 4 | Flapper Valve | 1989-01-01 | FALSE | 1989-01-01 | FALSE | Currently in Use | Diesel | 8000 | Steel-Impressed Current | 1989-01-01 | Steel (Impressed Current)
10TH & TAYLOR BP | 401 WEST TAYLOR ST | GRIFFIN | Spalding | 9126016 | 5 | Flapper Valve | 1989-01-01 | FALSE | 1989-01-01 | FALSE | Currently in Use | Kerosene | 8000 | Steel-Impressed Current | 1989-01-01 | Steel (Impressed Current)
CHEVRON CAR WASH (CLOSED) | 910 WEST TAYLOR ST | GRIFFIN | Spalding | 9126019 | 1 | [5 empty] | Removed from Ground | Gas (Historical Use) | 8000 | Cathodically Protected Steel | 1988-01-01 | Fiberglass Reinforced Plastic | Suction (American)
CHEVRON CAR WASH (CLOSED) | 910 WEST TAYLOR ST | GRIFFIN | Spalding | 9126019 | 2 | [5 empty] | Removed from Ground | Gas (Historical Use) | 8000 | Cathodically Protected Steel | 1988-01-01 | Fiberglass Reinforced Plastic | Suction (American)
CHEVRON CAR WASH (CLOSED) | 910 WEST TAYLOR ST | GRIFFIN | Spalding | 9126019 | 3 | [5 empty] | Removed from Ground | Gas (Historical Use) | 8000 | Cathodically Protected Steel | 1988-01-01 | Fiberglass Reinforced Plastic | Suction (American)
GA FC/SPALDING CO UNIT/LAMAR-PIK | ETHRIDGE MILL RD 3 MI SOUTH | GRIFFIN | Spalding | 9126020 | 1 | [5 empty] | Removed from Ground | Gas (Historical Use) | 2000 | Bare Steel | 1974-08-01 | Galvanized Steel | Safe Suction (Euro)
GA FC/SPALDING CO UNIT/LAMAR-PIK | ETHRIDGE MILL RD 3 MI SOUTH | GRIFFIN | Spalding | 9126020 | 2 | [5 empty] | Removed from Ground | Diesel | 560 | Bare Steel | 1962-06-01 | Galvanized Steel | Safe Suction (Euro)
GA FC/SPALDING CO UNIT/LAMAR-PIK | ETHRIDGE MILL RD 3 MI SOUTH | GRIFFIN | Spalding | 9126020 | 209995 |  | 1993-03-10 |  | 1993-03-10 |  | Removed from Ground | Gas (Historical Use) | 1000 | Galvanic (STIP-3) | 1993-03-10 | Cathodically Protected | Safe Suction (Euro)
GA FC/SPALDING CO UNIT/LAMAR-PIK | ETHRIDGE MILL RD 3 MI SOUTH | GRIFFIN | Spalding | 9126020 | 209999 |  | 1993-03-10 |  | 1993-03-10 |  | Removed from Ground | Diesel | 1000 | Galvanic (STIP-3) | 1993-03-10 | Cathodically Protected | Safe Suction (Euro)
GRIFFIN EXXON | 2295 US HWY 41 | GRIFFIN | Spalding | 9126022 | 1 | Flapper Valve | 1997-08-26 | FALSE | 1997-08-26 | FALSE | Currently in Use | Regular | 6000 | Steel-Impressed Current | 1980-07-18 | Fiberglass Reinforced Plastic | Pressurized
GRIFFIN EXXON | 2295 US HWY 41 | GRIFFIN | Spalding | 9126022 | 2 | Flapper Valve | 1997-08-26 | FALSE | 1997-08-26 | FALSE | Currently in Use | Regular | 6000 | Steel-Impressed Current | 1980-07-18 | Fiberglass Reinforced Plastic | Pressurized
GRIFFIN EXXON | 2295 US HWY 41 | GRIFFIN | Spalding | 9126022 | 3 | Flapper Valve | 1997-08-26 | FALSE | 1997-08-26 | FALSE | Currently in Use | Premium | 6000 | Steel-Impressed Current | 1980-07-18 | Fiberglass Reinforced Plastic | Pressurized
GRIFFIN EXXON | 2295 US HWY 41 | GRIFFIN | Spalding | 9126022 | 4 |  | 1997-08-26 | FALSE | 1997-08-26 | FALSE | Temporarily out of use | Diesel | 6000 | Steel-Impressed Current | 1980-07-18 | Fiberglass Reinforced Plastic | Pressurized
GRIFFIN EXXON | 2295 US HWY 41 | GRIFFIN | Spalding | 9126022 | 5 |  | 1997-08-26 | FALSE | 1997-08-26 | FALSE | Temporarily out of use | Kerosene | 6000 | Steel-Impressed Current | 1980-07-18 | Fiberglass Reinforced Plastic | Pressurized
GRIFFIN EXXON | 2295 US HWY 41 | GRIFFIN | Spalding | 9126022 | 6A | Flapper Valve | 2015-06-15 | FALSE | 2015-06-15 | FALSE | Currently in Use | E-85 | 12000 | Fiberglass Double Walled | 2015-06-01 | Double-Walled Flex | Pressurized
GRIFFIN EXXON | 2295 US HWY 41 | GRIFFIN | Spalding | 9126022 | 6B | Flapper Valve | 2015-06-15 | FALSE | 2015-06-15 | FALSE | Currently in Use | Diesel | 3000 | Fiberglass Double Walled | 2015-06-01 | Double-Walled Flex | Pressurized
CIRCLE K 2723331 | 3420 JACKSON RD | GRIFFIN | Spalding | 9126023 | 1 | Ball Float | 1994-03-01 | TRUE | 1994-03-01 | FALSE | Currently in Use | Regular | 10000 | Fiberglass | 1994-03-01 | Fiberglass Reinforced Plastic | Pressurized
CIRCLE K 2723331 | 3420 JACKSON RD | GRIFFIN | Spalding | 9126023 | 2 | Ball Float | 1994-03-01 | TRUE | 1994-03-01 | FALSE | Currently in Use | Premium | 10000 | Fiberglass | 1994-03-01 | Fiberglass Reinforced Plastic | Pressurized
CIRCLE K 2723331 | 3420 JACKSON RD | GRIFFIN | Spalding | 9126023 | 3 | Ball Float | 1994-03-01 | TRUE | 1994-03-01 | FALSE | Currently in Use | Kerosene | 2000 | Fiberglass | 1994-03-01 | Fiberglass Reinforced Plastic | Safe Suction (Euro)
J R SUPERMARKET #1407 | 912 EVEREE INN RD | GRIFFIN | Spalding | 9126024 | 1 | Flapper Valve | 1997-08-01 | FALSE | 1997-08-01 | FALSE | Temporarily out of use | Regular | 8000 | Steel-Impressed Current | 1980-06-15 | Steel (Impressed Current) | Pressurized
J R SUPERMARKET #1407 | 912 EVEREE INN RD | GRIFFIN | Spalding | 9126024 | 2 | Flapper Valve | 1997-08-01 | FALSE | 1997-08-01 | FALSE | Temporarily out of use | Premium | 8000 | Steel-Impressed Current | 1980-06-15 | Steel (Impressed Current) | Pressurized
J R SUPERMARKET #1407 | 912 EVEREE INN RD | GRIFFIN | Spalding | 9126024 | 3 | Flapper Valve | 1997-08-01 | FALSE | 1997-08-01 | FALSE | Temporarily out of use | Plus | 8000 | Steel-Impressed Current | 1980-06-15 | Steel (Impressed Current) | Pressurized
J R SUPERMARKET #1407 | 912 EVEREE INN RD | GRIFFIN | Spalding | 9126024 | 4 | Flapper Valve | 1997-08-01 | FALSE | 1997-08-01 | FALSE | Temporarily out of use | Diesel | 8000 | Steel-Impressed Current | 1980-06-15 | Steel (Impressed Current) | Pressurized
CLOSED VIDEO STORE | 2956 MACON RD | ORCHARD HILL | Spalding | 9126025 | 1 | [5 empty] | Removed from Ground | Kerosene | 1000 | Bare Steel | 1960-01-01 | Bare Steel | Suction (American)
CLOSED VIDEO STORE | 2956 MACON RD | ORCHARD HILL | Spalding | 9126025 | 2 | [5 empty] | Removed from Ground | Gas (Historical Use) | 1000 | Bare Steel | 1960-01-01 | Bare Steel | Suction (American)
CLOSED VIDEO STORE | 2956 MACON RD | ORCHARD HILL | Spalding | 9126025 | 3 | [5 empty] | Removed from Ground | Gas (Historical Use) | 600 | Bare Steel | 1960-01-01 | Bare Steel | Suction (American)
RENTAL UNIFORM SVCS | 1156 UNIFORM RD | GRIFFIN | Spalding | 9126027 | 1 | [5 empty] | Removed from Ground | Diesel | 8000 | Bare Steel | 1983-01-01 | Galvanized Steel | Pressurized
RENTAL UNIFORM SVCS | 1156 UNIFORM RD | GRIFFIN | Spalding | 9126027 | 2 | [5 empty] | Permanently Out of Use - historical purposes | Gas (Historical Use) | 10000 | Bare Steel | 1983-01-01 | Galvanized Steel | Suction (American)
PENN CENTRAL |  | GRIFFIN | Spalding | 9126028 | 1 | [5 empty] | Permanently Out of Use - historical purposes | Gas (Historical Use) | 1 | Not Marked/Unknown |  | Not Marked
OLD UNION 76 STATION | 1111 MEMORIAL DR | GRIFFIN | Spalding | 9126029 | 1 | [5 empty] | Removed from Ground | Gas (Historical Use) | 2000 | Not Marked/Unknown | 1993-02-26 | Not Marked
OLD UNION 76 STATION | 1111 MEMORIAL DR | GRIFFIN | Spalding | 9126029 | 2 | [5 empty] | Removed from Ground | Gas (Historical Use) | 2000 | Not Marked/Unknown | 1993-02-26 | Not Marked
OLD UNION 76 STATION | 1111 MEMORIAL DR | GRIFFIN | Spalding | 9126029 | 3 | [5 empty] | Removed from Ground | Gas (Historical Use) | 2000 | Not Marked/Unknown | 1993-02-26 | Not Marked
ECONOMY RENT A CAR | 430 WEST TAYLOR ST | GRIFFIN | Spalding | 9126030 | 1 | [5 empty] | Permanently Out of Use - historical purposes | Empty | 6000 | Not Marked/Unknown |  | Not Marked
ECONOMY RENT A CAR | 430 WEST TAYLOR ST | GRIFFIN | Spalding | 9126030 | 2 | [5 empty] | Permanently Out of Use - historical purposes | Empty | 6000 | Not Marked/Unknown |  | Not Marked
ECONOMY RENT A CAR | 430 WEST TAYLOR ST | GRIFFIN | Spalding | 9126030 | 3 | [5 empty] | Permanently Out of Use - historical purposes | Empty | 6000 | Not Marked/Unknown |  | Not Marked
ECONOMY RENT A CAR | 430 WEST TAYLOR ST | GRIFFIN | Spalding | 9126030 | 4 | [5 empty] | Permanently Out of Use - historical purposes | Empty | 4000 | Not Marked/Unknown |  | Not Marked
FIRE FIGHTER INC | 904 EXPERIMENT ST | GRIFFIN | Spalding | 9126031 | 1 | [5 empty] | Removed from Ground | Gas (Historical Use) | 550 | Not Marked/Unknown |  | Not Marked
FIRE FIGHTER INC | 904 EXPERIMENT ST | GRIFFIN | Spalding | 9126031 | 2 | [5 empty] | Removed from Ground | Gas (Historical Use) | 550 | Not Marked/Unknown |  | Not Marked
GA INDUSTRIES FOR THE BLIND | 235 EMLET DR | GRIFFIN | Spalding | 9126033 | 1 | [5 empty] | Removed from Ground | Gas (Historical Use) | 0 | Bare Steel | 1986-01-23 | Galvanized Steel | Suction (American)
AM-PM EXPRESS (15) | 1601 WILLIAMSON RD | GRIFFIN | Spalding | 9126036 | 1 | Flapper Valve | 1995-07-01 | FALSE | 1995-07-01 | FALSE | Currently in Use | Regular | 12000 | Composite | 1995-07-01 | Fiberglass Reinforced Plastic | Pressurized
AM-PM EXPRESS (15) | 1601 WILLIAMSON RD | GRIFFIN | Spalding | 9126036 | 2 | Flapper Valve | 1995-07-01 | FALSE | 1995-07-01 | FALSE | Currently in Use | Premium | 8000 | Composite | 1995-07-01 | Fiberglass Reinforced Plastic | Pressurized
AM-PM EXPRESS (15) | 1601 WILLIAMSON RD | GRIFFIN | Spalding | 9126036 | 3 | Flapper Valve | 2007-12-06 | FALSE | 1995-07-01 | FALSE | Currently in Use | Kerosene | 1000 | Composite | 1995-07-01 | Fiberglass Reinforced Plastic | Suction (American)
WATSON SS | 356 N 13TH ST | GRIFFIN | Spalding | 9126037 | 1 | [5 empty] | Temporarily out of use | Empty | 6000 | Bare Steel |  | Galvanized Steel | Safe Suction (Euro)
WATSON SS | 356 N 13TH ST | GRIFFIN | Spalding | 9126037 | 2 | [5 empty] | Temporarily out of use | Empty | 5000 | Bare Steel |  | Galvanized Steel | Safe Suction (Euro)
WATSON SS | 356 N 13TH ST | GRIFFIN | Spalding | 9126037 | 3 | [5 empty] | Temporarily out of use | Empty | 2000 | Bare Steel |  | Galvanized Steel | Suction (American)
ARCHER SAND & GRAVEL INC | 131 W ELLIS RD | GRIFFIN | Spalding | 9126038 | 1 | Flapper Valve | 1998-12-10 | FALSE | 1998-12-10 | FALSE | Currently in Use | Diesel | 6000 | Steel-Impressed Current | 1980-04-01 | Steel (Impressed Current) | Safe Suction (Euro)
ARCHER SAND & GRAVEL INC | 131 W ELLIS RD | GRIFFIN | Spalding | 9126038 | 2 | Flapper Valve | 1998-12-10 | FALSE | 1998-12-10 | FALSE | Currently in Use | Diesel | 6000 | Steel-Impressed Current | 1980-04-01 | Steel (Impressed Current) | Safe Suction (Euro)
QUAD A TIRE | 420 REHOBETH CH RD | GRIFFIN | Spalding | 9126039 | 1 | [5 empty] | Removed from Ground | Gas (Historical Use) | 560 | Marked Unknown | 1998-11-18 | Unknown | Safe Suction (Euro)
QUAD A TIRE | 420 REHOBETH CH RD | GRIFFIN | Spalding | 9126039 | 2 | [5 empty] | Removed from Ground | Gas (Historical Use) | 560 | Marked Unknown | 1998-11-18 | Unknown | Safe Suction (Euro)
LAKEVIEW COUNTRY STORE | 3970 N EXPRESSWAY | SUNNYSIDE | Spalding | 9126040 | 1UNL | Flapper Valve | 1998-07-01 | FALSE | 1996-01-30 | FALSE | Temporarily out of use | Regular | 4000 | Steel-Impressed Current | 1978-12-01 | Fiberglass Reinforced Plastic | Pressurized
LAKEVIEW COUNTRY STORE | 3970 N EXPRESSWAY | SUNNYSIDE | Spalding | 9126040 | 2ULP | Flapper Valve | 1998-07-01 | FALSE | 1996-01-30 | FALSE | Temporarily out of use | Premium | 4000 | Steel-Impressed Current | 1978-12-01 | Fiberglass Reinforced Plastic | Pressurized
LAKEVIEW COUNTRY STORE | 3970 N EXPRESSWAY | SUNNYSIDE | Spalding | 9126040 | 2UNL | Flapper Valve | 1998-07-01 | FALSE | 1996-01-30 | FALSE | Temporarily out of use | Regular | 4000 | Steel-Impressed Current | 1978-12-01 | Fiberglass Reinforced Plastic | Pressurized
LAKEVIEW COUNTRY STORE | 3970 N EXPRESSWAY | SUNNYSIDE | Spalding | 9126040 | 3SUL | Flapper Valve | 1998-07-01 | FALSE | 1996-01-30 | FALSE | Temporarily out of use | Premium | 4000 | Steel-Impressed Current | 1978-12-01 | Fiberglass Reinforced Plastic | Pressurized
LAKEVIEW COUNTRY STORE | 3970 N EXPRESSWAY | SUNNYSIDE | Spalding | 9126040 | 4DC | Flapper Valve | 1998-07-01 | FALSE | 1996-01-30 | FALSE | Temporarily out of use | Diesel | 2000 | Steel-Impressed Current | 1981-06-01 | Fiberglass Reinforced Plastic | Safe Suction (Euro)
BRIDGESTONE BANDAG LLC | 801 GREENBELT PARKWAY | GRIFFIN | Spalding | 9000310 | 10 | [5 empty] | Permanently Out of Use - historical purposes | Other | 10000 | Bare Steel | 1975-01-01 | Not Marked
BRIDGESTONE BANDAG LLC | 801 GREENBELT PARKWAY | GRIFFIN | Spalding | 9000310 | 11 | Flapper Valve |  | FALSE |  | FALSE | Temporarily out of use | Used Oil | 8000 | Fiberglass Double Walled | 1990-01-01 |  | Pressurized
BRIDGESTONE BANDAG LLC | 801 GREENBELT PARKWAY | GRIFFIN | Spalding | 9000310 | 3 | Flapper Valve | 1990-09-01 | FALSE | 1990-09-01 | FALSE | Currently in Use | Hazardous Substance | 15000 | Fiberglass Double Walled | 1965-05-10 | Double-Walled Fiberglass | Pressurized
BRIDGESTONE BANDAG LLC | 801 GREENBELT PARKWAY | GRIFFIN | Spalding | 9000310 | 4 | [5 empty] | Removed from Ground | Diesel | 20000 | Bare Steel | 1975-01-01 | Bare Steel
BRIDGESTONE BANDAG LLC | 801 GREENBELT PARKWAY | GRIFFIN | Spalding | 9000310 | 5 | [5 empty] | Removed from Ground | Diesel | 20000 | Bare Steel | 1975-01-01 | Bare Steel
BRIDGESTONE BANDAG LLC | 801 GREENBELT PARKWAY | GRIFFIN | Spalding | 9000310 | 6 |  |  | TRUE |  | TRUE | Removed from Ground | Used Oil | 5000 | Bare Steel | 1975-01-01 | Bare Steel
BRIDGESTONE BANDAG LLC | 801 GREENBELT PARKWAY | GRIFFIN | Spalding | 9000310 | 7 |  |  | TRUE |  | TRUE | Removed from Ground | Used Oil | 5000 | Bare Steel | 1975-01-01 | Bare Steel
BRIDGESTONE BANDAG LLC | 801 GREENBELT PARKWAY | GRIFFIN | Spalding | 9000310 | 8 | [5 empty] | Removed from Ground | Other | 10000 | Bare Steel | 1975-01-01 | Bare Steel
BRIDGESTONE BANDAG LLC | 801 GREENBELT PARKWAY | GRIFFIN | Spalding | 9000310 | 9 | [5 empty] | Removed from Ground | Other | 10000 | Bare Steel | 1975-01-01 | Bare Steel
BRIDGESTONE BANDAG LLC | 801 GREENBELT PARKWAY | GRIFFIN | Spalding | 9000310 | FUEL |  | 1989-12-01 |  | 1989-12-01 |  | Removed from Ground | Diesel | 15000 | Fiberglass | 1990-01-01 | Double Walled
TAYLOR STREET QUICK STOP | 701 W TAYLOR ST | GRIFFIN | Spalding | 9000720 | 1 | Flapper Valve | 1998-05-01 | FALSE | 1991-06-01 | FALSE | Currently in Use | Regular | 5000 | Steel-Impressed Current | 1961-04-27 | Fiberglass Reinforced Plastic | Pressurized
TAYLOR STREET QUICK STOP | 701 W TAYLOR ST | GRIFFIN | Spalding | 9000720 | 2 | Flapper Valve | 1998-05-01 | FALSE | 1991-06-01 | FALSE | Currently in Use | Regular | 5000 | Steel-Impressed Current | 1961-04-27 | Fiberglass Reinforced Plastic | Pressurized
TAYLOR STREET QUICK STOP | 701 W TAYLOR ST | GRIFFIN | Spalding | 9000720 | 3 | Flapper Valve | 1998-05-01 | FALSE | 1991-06-01 | FALSE | Currently in Use | Premium | 5000 | Steel-Impressed Current | 1961-04-27 | Fiberglass Reinforced Plastic | Pressurized
TAYLOR STREET QUICK STOP | 701 W TAYLOR ST | GRIFFIN | Spalding | 9000720 | 4 | Flapper Valve | 1998-05-01 | FALSE | 1991-06-01 | FALSE | Currently in Use | Premium | 5000 | Steel-Impressed Current | 1961-04-27 | Fiberglass Reinforced Plastic | Pressurized
AMOCO STATION/TWELFTH & TAYLOR | 605 WEST TAYLOR ST @ 12TH ST | GRIFFIN | Spalding | 9000430 | 1 | [5 empty] | Removed from Ground | Diesel | 8000 | Bare Steel | 1981-05-06 | Galvanized Steel
AMOCO STATION/TWELFTH & TAYLOR | 605 WEST TAYLOR ST @ 12TH ST | GRIFFIN | Spalding | 9000430 | 2 | [5 empty] | Removed from Ground | Gas (Historical Use) | 8000 | Bare Steel | 1981-05-06 | Galvanized Steel
AMOCO STATION/TWELFTH & TAYLOR | 605 WEST TAYLOR ST @ 12TH ST | GRIFFIN | Spalding | 9000430 | 3 | [5 empty] | Removed from Ground | Gas (Historical Use) | 8000 | Bare Steel | 1981-05-06 | Galvanized Steel
AMOCO STATION/TWELFTH & TAYLOR | 605 WEST TAYLOR ST @ 12TH ST | GRIFFIN | Spalding | 9000430 | 4 | [5 empty] | Removed from Ground | Gas (Historical Use) | 8000 | Bare Steel | 1981-05-06 | Galvanized Steel
AMOCO STATION/TWELFTH & TAYLOR | 605 WEST TAYLOR ST @ 12TH ST | GRIFFIN | Spalding | 9000430 | 5 | [5 empty] | Removed from Ground | Empty | 550 | Bare Steel | 1965-05-10 | Galvanized Steel
AMOCO TIRE & BATTERY | 103 SOUTH EIGHTH ST | GRIFFIN | Spalding | 9000431 | 1 | Flapper Valve | 1997-01-01 |  | 1997-01-01 |  | Removed from Ground | Gas (Historical Use) | 4000 | Steel-Impressed Current | 1965-05-10 | Fiberglass Reinforced Plastic
AMOCO TIRE & BATTERY | 103 SOUTH EIGHTH ST | GRIFFIN | Spalding | 9000431 | 2 | Flapper Valve | 1997-01-01 |  | 1997-01-01 |  | Removed from Ground | Gas (Historical Use) | 4000 | Steel-Impressed Current | 1965-05-10 | Fiberglass Reinforced Plastic
AMOCO TIRE & BATTERY | 103 SOUTH EIGHTH ST | GRIFFIN | Spalding | 9000431 | 3 | Flapper Valve | 1997-01-01 |  | 1997-01-01 |  | Removed from Ground | Diesel | 2000 | Steel-Impressed Current | 1965-05-10 | Fiberglass Reinforced Plastic
AMOCO TIRE & BATTERY | 103 SOUTH EIGHTH ST | GRIFFIN | Spalding | 9000431 | 4 | Flapper Valve | 1997-01-10 | TRUE | 1997-01-10 | TRUE | Removed from Ground | Used Oil | 550 | Steel-Impressed Current | 1991-01-01 | Fiberglass Reinforced Plastic
CHEVRON STATION #43609 | 1420 NORTH EXPRESSWAY | GRIFFIN | Spalding | 9000451 | 1 | [5 empty] | Removed from Ground | Gas (Historical Use) | 6000 | Cathodically Protected Steel | 1970-04-27 | Galvanized Steel
CHEVRON STATION #43609 | 1420 NORTH EXPRESSWAY | GRIFFIN | Spalding | 9000451 | 2 | [5 empty] | Removed from Ground | Gas (Historical Use) | 6000 | Cathodically Protected Steel | 1970-04-27 | Galvanized Steel
CHEVRON STATION #43609 | 1420 NORTH EXPRESSWAY | GRIFFIN | Spalding | 9000451 | 3 | [5 empty] | Removed from Ground | Gas (Historical Use) | 5000 | Cathodically Protected Steel | 1970-04-27 | Galvanized Steel
CHEVRON STATION #43609 | 1420 NORTH EXPRESSWAY | GRIFFIN | Spalding | 9000451 | 4 |  |  | TRUE |  | TRUE | Removed from Ground | Used Oil | 550 | Cathodically Protected Steel | 1970-04-27 | Galvanized Steel
SHEH ZARD INC | 3425 JACKSON RD | GRIFFIN | Spalding | 9126045 | 1 |  | 1998-11-09 | FALSE | 1998-11-09 | FALSE | Temporarily out of use |  | 8000 | Steel-Impressed Current | 2016-01-27 | Fiberglass Reinforced Plastic | Pressurized
SHEH ZARD INC | 3425 JACKSON RD | GRIFFIN | Spalding | 9126045 | 2 | Flapper Valve | 1998-11-09 | FALSE | 1998-11-09 | FALSE | Temporarily out of use |  | 4000 | Steel-Impressed Current | 2016-01-27 | Fiberglass Reinforced Plastic | Pressurized
SHEH ZARD INC | 3425 JACKSON RD | GRIFFIN | Spalding | 9126045 | 3 | Flapper Valve | 1998-11-09 | FALSE | 1998-11-09 | FALSE | Temporarily out of use |  | 4000 | Steel-Impressed Current | 2016-01-27 | Fiberglass Reinforced Plastic | Pressurized
SHEH ZARD INC | 3425 JACKSON RD | GRIFFIN | Spalding | 9126045 | 4 | Flapper Valve | 2020-06-09 | FALSE | 2020-06-09 | FALSE | Currently in Use | Regular | 12000 | Composite Double Walled | 2020-06-09 | Double-Walled Fiberglass | Pressurized
SHEH ZARD INC | 3425 JACKSON RD | GRIFFIN | Spalding | 9126045 | 5A | Flapper Valve | 2020-06-09 | FALSE | 2020-06-09 | FALSE | Currently in Use | Premium | 5000 | Composite Double Walled | 2020-06-09 | Double-Walled Fiberglass | Pressurized
SHEH ZARD INC | 3425 JACKSON RD | GRIFFIN | Spalding | 9126045 | 5B | Flapper Valve | 2020-06-09 | FALSE | 2020-06-09 | FALSE | Currently in Use | Diesel | 5000 | Composite Double Walled | 2020-06-09 | Double-Walled Fiberglass | Pressurized
BUDDYS #364 | 1779 SOUTH ZEBULON ROAD | GRIFFIN | Spalding | 9126046 | 1 | Ball Float | 1990-10-11 | FALSE | 1990-10-11 | FALSE | Currently in Use | Premium | 8000 | Galvanic (STIP-3) | 1990-10-11 | Fiberglass Reinforced Plastic | Pressurized
BUDDYS #364 | 1779 SOUTH ZEBULON ROAD | GRIFFIN | Spalding | 9126046 | 2 | Ball Float | 1990-10-11 | FALSE | 1990-10-11 | FALSE | Currently in Use | Regular | 8000 | Galvanic (STIP-3) | 1990-10-11 | Fiberglass Reinforced Plastic | Pressurized
BUDDYS #364 | 1779 SOUTH ZEBULON ROAD | GRIFFIN | Spalding | 9126046 | 3 | Ball Float | 1990-10-11 | FALSE | 1990-10-11 | FALSE | Currently in Use | Regular | 8000 | Galvanic (STIP-3) | 1990-10-11 | Fiberglass Reinforced Plastic | Pressurized
BUDDYS #364 | 1779 SOUTH ZEBULON ROAD | GRIFFIN | Spalding | 9126046 | 4 | Ball Float | 1990-10-11 | FALSE | 1990-10-11 | FALSE | Currently in Use | Diesel On Road | 4000 | Galvanic (STIP-3) | 1990-10-11 | Fiberglass Reinforced Plastic | Pressurized
BUDDYS #364 | 1779 SOUTH ZEBULON ROAD | GRIFFIN | Spalding | 9126046 | 5 | Flapper Valve | 1990-10-11 | FALSE | 1990-10-11 | FALSE | Currently in Use | E-0 | 1000 | Galvanic (STIP-3) | 1990-10-11 | Fiberglass Reinforced Plastic | Safe Suction (Euro)
BUDDYS #364 | 1779 SOUTH ZEBULON ROAD | GRIFFIN | Spalding | 9126046 | 6 | Flapper Valve | 2012-02-01 | FALSE | 2012-02-01 | FALSE | Currently in Use | Diesel Off Road | 3000 | Composite Double Walled | 2012-02-01 | Double-Walled Flex | Safe Suction (Euro)
RINGOLD SUPERETTE #378 | 4243 JACKSON ROAD | GRIFFIN | Spalding | 9126047 | 1 | Ball Float | 1991-01-15 |  | 1991-01-15 |  | Currently in Use | Gas (Historical Use) | 8000 | Galvanic (STIP-3) | 1991-01-15 | Fiberglass Reinforced Plastic | Pressurized
RINGOLD SUPERETTE #378 | 4243 JACKSON ROAD | GRIFFIN | Spalding | 9126047 | 2 | Ball Float | 1991-01-15 |  | 1991-01-15 |  | Currently in Use | Gas (Historical Use) | 4000 | Galvanic (STIP-3) | 1991-01-15 | Fiberglass Reinforced Plastic | Pressurized
RINGOLD SUPERETTE #378 | 4243 JACKSON ROAD | GRIFFIN | Spalding | 9126047 | 3 | Ball Float | 1991-01-15 |  | 1991-01-15 |  | Currently in Use | Gas (Historical Use) | 4000 | Galvanic (STIP-3) | 1991-01-15 | Fiberglass Reinforced Plastic | Pressurized
RINGOLD SUPERETTE #378 | 4243 JACKSON ROAD | GRIFFIN | Spalding | 9126047 | 4 | Flapper Valve | 1989-10-11 | FALSE | 1989-10-11 | FALSE | Temporarily out of use | Kerosene | 1000 | Galvanic (STIP-3) | 1989-10-11 | Fiberglass Reinforced Plastic | Safe Suction (Euro)
COPLAND GROCERY | 1578 HIGH FALLS ROAD | GRIFFIN | Spalding | 9126048 | 1 | [5 empty] | Closed in Ground | Gas (Historical Use) | 6000 | Bare Steel | 1999-01-01 | Galvanized Steel | Suction (American)
COPLAND GROCERY | 1578 HIGH FALLS ROAD | GRIFFIN | Spalding | 9126048 | 2 | [5 empty] | Removed from Ground | Gas (Historical Use) | 6000 | Bare Steel | 1999-01-01 | Galvanized Steel | Suction (American)
COPLAND GROCERY | 1578 HIGH FALLS ROAD | GRIFFIN | Spalding | 9126048 | 3 | [5 empty] | Removed from Ground | Gas (Historical Use) | 3000 | Bare Steel | 1999-01-01 | Galvanized Steel | Suction (American)
COPLAND GROCERY | 1578 HIGH FALLS ROAD | GRIFFIN | Spalding | 9126048 | 4 | Ball Float | 1999-01-01 | FALSE | 1999-01-01 | FALSE | Currently in Use | Premium | 8000 | Composite | 1999-01-01 | Double-Walled Flex | Pressurized
COPLAND GROCERY | 1578 HIGH FALLS ROAD | GRIFFIN | Spalding | 9126048 | 5 | Ball Float | 1999-01-01 | FALSE | 1999-01-01 | FALSE | Currently in Use | Regular | 8000 | Composite | 1999-01-01 | Double-Walled Flex | Pressurized
REBELS | 2903 N EXPRESSWAY | GRIFFIN | Spalding | 9126049 | 1 | Flapper Valve | 1998-09-04 | FALSE | 1998-09-04 | FALSE | Currently in Use | Regular | 8000 | Steel-Impressed Current | 1984-08-01 | Fiberglass Reinforced Plastic | Pressurized
REBELS | 2903 N EXPRESSWAY | GRIFFIN | Spalding | 9126049 | 2 | Flapper Valve | 1998-09-04 | FALSE | 1998-09-04 | FALSE | Currently in Use | Regular | 8000 | Steel-Impressed Current | 1987-08-01 | Fiberglass Reinforced Plastic | Pressurized
REBELS | 2903 N EXPRESSWAY | GRIFFIN | Spalding | 9126049 | 3 | Flapper Valve | 1998-09-04 | FALSE | 1998-09-04 | FALSE | Currently in Use | Premium | 8000 | Steel-Impressed Current | 1984-08-01 | Fiberglass Reinforced Plastic | Pressurized
P & B AUTO | 1330 MERIWETHER STREET | GRIFFIN | Spalding | 9126050 | 1 | Flapper Valve | 1998-11-01 | FALSE | 1998-11-01 | FALSE | Temporarily out of use | Empty | 6000 | Lined Interior | 1998-02-01 | Flex | Suction (American)
P & B AUTO | 1330 MERIWETHER STREET | GRIFFIN | Spalding | 9126050 | 2 | Flapper Valve | 1998-11-01 | FALSE | 1998-11-01 | FALSE | Temporarily out of use | Empty | 5000 | Lined Interior | 1998-02-01 | Flex | Suction (American)
P & B AUTO | 1330 MERIWETHER STREET | GRIFFIN | Spalding | 9126050 | 3 | Flapper Valve | 1998-11-01 | FALSE | 1998-11-01 | FALSE | Temporarily out of use | Empty | 1000 | Lined Interior | 1998-02-01 | Flex | Suction (American)
P & B AUTO | 1330 MERIWETHER STREET | GRIFFIN | Spalding | 9126050 | 4 | Flapper Valve | 1999-07-15 | FALSE | 1999-07-15 | FALSE | Temporarily out of use | Empty | 3000 | Lined Interior | 1998-02-01 | Flex | Suction (American)
WATER & SEWER DEPARTMENT | 700 BECK ST | GRIFFIN | Spalding | 9126053 | 1 |  | 1998-06-10 |  | 1998-06-10 |  | Removed from Ground | Gas (Historical Use) | 550 | Steel-Impressed Current | 1995-12-27 | Galvanized Steel | Suction (American)
WATER & SEWER DEPARTMENT | 700 BECK ST | GRIFFIN | Spalding | 9126053 | 2 | Flapper Valve | 1995-09-01 |  | 1995-09-01 |  | Removed from Ground | Diesel | 6000 | Steel-Impressed Current | 1998-07-01 | Steel (Impressed Current) | Safe Suction (Euro)
WATER & SEWER DEPARTMENT | 700 BECK ST | GRIFFIN | Spalding | 9126053 | 3 | Flapper Valve | 1995-09-09 |  | 1995-09-01 |  | Removed from Ground | Gas (Historical Use) | 6000 | Steel-Impressed Current | 1998-07-01 | Steel (Impressed Current) | Safe Suction (Euro)
GRIFFIN RESERVOIR PUMPING STATIO | 4207 W MCINTOSH RD | GRIFFIN | Spalding | 9126056 | 1AST | [5 empty] | Currently in Use | Diesel | 1000 | Not Marked/Unknown |  | Bare Steel | Safe Suction (Euro)
GRIFFIN WATER FILTRATION PLANT | 229 N EXPRESSWAY | GRIFFIN | Spalding | 9126061 | 1 | [5 empty] | Removed from Ground | Diesel | 1000 | Bare Steel | 1998-06-01 | Galvanized Steel | Gravity Fed
GRIFFIN WATER FILTRATION PLANT | 229 N EXPRESSWAY | GRIFFIN | Spalding | 9126061 | 2 | [5 empty] | Removed from Ground | Diesel | 1000 | Bare Steel | 1998-06-01 | Galvanized Steel | Gravity Fed
GRIFFIN WATER FILTRATION PLANT | 229 N EXPRESSWAY | GRIFFIN | Spalding | 9126061 | 3 | Flapper Valve | 1998-06-01 | FALSE | 1998-06-01 | FALSE | Currently in Use | Diesel | 1000 | Fiberglass | 1998-06-20 | Fiberglass Reinforced Plastic | Safe Suction (Euro)
GRIFFIN WATER FILTRATION PLANT | 229 N EXPRESSWAY | GRIFFIN | Spalding | 9126061 | 4 | Flapper Valve | 1998-06-01 | FALSE | 1998-06-01 | FALSE | Currently in Use | Diesel | 1000 | Fiberglass | 1998-06-20 | Fiberglass Reinforced Plastic | Safe Suction (Euro)
GRIFFIN CEMETERY | 797 MEMORIAL | GRIFFIN | Spalding | 9126063 | 1 | [5 empty] | Removed from Ground | Gas (Historical Use) | 550 | Bare Steel | 1990-01-01 | Galvanized Steel | Suction (American)
SCOTT SERVICE STATION | 605 EAST BROADWAY | GRIFFIN | Spalding | 9126064 | 1 | [5 empty] | Closed in Ground | Gas (Historical Use) | 5000 | Not Marked/Unknown | 1997-10-01 | Not Marked
SCOTT SERVICE STATION | 605 EAST BROADWAY | GRIFFIN | Spalding | 9126064 | 2 | [5 empty] | Closed in Ground | Gas (Historical Use) | 5000 | Not Marked/Unknown | 1997-10-01 | Not Marked
STOP & RUN | 401 AIRPORT RD | GRIFFIN | Spalding | 9126065 | 1 | Flapper Valve | 1986-01-01 | FALSE | 1986-01-01 | FALSE | Currently in Use | Regular | 6000 | Galvanic (STIP-3) | 1986-01-01 | Fiberglass Reinforced Plastic | Pressurized
STOP & RUN | 401 AIRPORT RD | GRIFFIN | Spalding | 9126065 | 2 | Flapper Valve | 1986-01-01 | FALSE | 1986-01-01 | FALSE | Currently in Use | Regular | 6000 | Galvanic (STIP-3) | 1986-01-01 | Fiberglass Reinforced Plastic | Pressurized
STOP & RUN | 401 AIRPORT RD | GRIFFIN | Spalding | 9126065 | 3 | Flapper Valve | 1986-01-01 | FALSE | 1986-01-01 | FALSE | Currently in Use | Premium | 6000 | Galvanic (STIP-3) | 1986-01-01 | Fiberglass Reinforced Plastic | Pressurized
STOP & RUN | 401 AIRPORT RD | GRIFFIN | Spalding | 9126065 | 4 | Flapper Valve | 1986-01-01 | FALSE | 1986-01-01 | FALSE | Currently in Use | Diesel | 8000 | Galvanic (STIP-3) | 1986-01-01 |  | Pressurized
COLONIAL BUICK OLDSMOBILE CADILLAC | 2515 NORTH EXPRESSWAY | GRIFFIN | Spalding | 9126066 | 1 | [5 empty] | Closed in Ground | Other | 560 | Bare Steel | 1999-03-25 | Bare Steel | Gravity Fed
COLONIAL BUICK OLDSMOBILE CADILLAC | 2515 NORTH EXPRESSWAY | GRIFFIN | Spalding | 9126066 | 2 |  |  | FALSE |  | FALSE | Removed from Ground | Gas (Historical Use) | 3000 | Unknown
CITY OF GRIFFIN ELECTRIC DEPT | 865 S 9TH ST | GRIFFIN | Spalding | 9126068 | 1 | [5 empty] | Removed from Ground | Gas (Historical Use) | 550 | Marked Unknown | 1995-12-27 | Unknown
CITY OF GRIFFIN SOLID WASTE | 241 EMLET DRIVE | GRIFFIN | Spalding | 9126069 | 1 | [5 empty] | Removed from Ground | Diesel | 1000 | Marked Unknown | 1997-01-01 | Unknown
CITY OF GRIFFIN SOLID WASTE | 241 EMLET DRIVE | GRIFFIN | Spalding | 9126069 | 2 | [5 empty] | Removed from Ground | Gas (Historical Use) | 550 | Marked Unknown | 1997-01-01 | Unknown
CITY OF GRIFFIN SOLID WASTE | 241 EMLET DRIVE | GRIFFIN | Spalding | 9126069 | 3 | [5 empty] | Removed from Ground | Other | 550 | Marked Unknown | 1997-01-01 | Unknown
HARRIS GLASS COMPANY | 616 NORTH EXPRESSWAY | GRIFFIN | Spalding | 9126072 | 1 | [5 empty] | Removed from Ground | Diesel | 500 | Bare Steel | 1994-08-22 | Bare Steel | Safe Suction (Euro)
HARRIS GLASS COMPANY | 616 NORTH EXPRESSWAY | GRIFFIN | Spalding | 9126072 | 2 | [5 empty] | Removed from Ground | Gas (Historical Use) | 500 | Bare Steel | 1994-08-22 | Bare Steel | Safe Suction (Euro)
ATLANTA RENT-A-CAR | 324 W TAYLOR STREET | GRIFFIN | Spalding | 9126075 | 1 | [5 empty] | Removed from Ground | Gas (Historical Use) | 2000 | Not Marked/Unknown | 1996-05-13 | Not Marked
ATLANTA RENT-A-CAR | 324 W TAYLOR STREET | GRIFFIN | Spalding | 9126075 | 2 | [5 empty] | Removed from Ground | Gas (Historical Use) | 2000 | Not Marked/Unknown | 1996-05-13 | Not Marked
ATLANTA RENT-A-CAR | 324 W TAYLOR STREET | GRIFFIN | Spalding | 9126075 | 3 | [5 empty] | Removed from Ground | Gas (Historical Use) | 3000 | Not Marked/Unknown | 1996-05-13 | Not Marked
ATLANTA RENT-A-CAR | 324 W TAYLOR STREET | GRIFFIN | Spalding | 9126075 | 4 | [5 empty] | Removed from Ground | Gas (Historical Use) | 3000 | Not Marked/Unknown | 1996-05-13 | Not Marked
ATLANTA RENT-A-CAR | 324 W TAYLOR STREET | GRIFFIN | Spalding | 9126075 | 5 | [5 empty] | Removed from Ground | Other | 550 | Not Marked/Unknown | 1996-05-13 | Not Marked
ATLANTA RENT-A-CAR | 324 W TAYLOR STREET | GRIFFIN | Spalding | 9126075 | 6 |  |  | TRUE |  | TRUE | Removed from Ground | Used Oil | 550 | Bare Steel | 1996-05-13 | Galvanized Steel | Suction (American)
SOLOMON FOOD MART | 627 W SOLOMON ST | GRIFFIN | Spalding | 9126076 | 1 | [5 empty] | Closed in Ground | Gas (Historical Use) | 1500 | Not Marked/Unknown | 1999-01-01 | Not Marked
SOLOMON FOOD MART | 627 W SOLOMON ST | GRIFFIN | Spalding | 9126076 | 2 | [5 empty] | Closed in Ground | Gas (Historical Use) | 2000 | Not Marked/Unknown | 1999-01-01 | Not Marked
SOLOMON FOOD MART | 627 W SOLOMON ST | GRIFFIN | Spalding | 9126076 | 3 | [5 empty] | Closed in Ground | Gas (Historical Use) | 3500 | Not Marked/Unknown | 1999-01-01 | Not Marked
SOLOMON FOOD MART | 627 W SOLOMON ST | GRIFFIN | Spalding | 9126076 | 4 | Ball Float | 2005-09-01 | FALSE | 2005-09-01 | FALSE | Currently in Use | Gas (Historical Use) | 8000 | Composite | 2005-09-01 | Fiberglass Reinforced Plastic | Pressurized
SOLOMON FOOD MART | 627 W SOLOMON ST | GRIFFIN | Spalding | 9126076 | 5 | Ball Float | 2005-09-01 | FALSE | 2005-09-01 | FALSE | Currently in Use | Gas (Historical Use) | 8000 | Composite | 2005-09-01 | Fiberglass Reinforced Plastic | Pressurized
GEORGIA STATE PATROL | 1313 ARTHUR BOLTON PARKWAY | GRIFFIN | Spalding | 9126077 | 1 |  | 1997-02-01 |  | 1997-02-01 |  | Removed from Ground | Gas (Historical Use) | 10000 | Composite | 1997-01-01 | Fiberglass Reinforced Plastic | Suction (American)
ALL AMERICAN SELF STORAGE | HWY A AND 41 | HAMPTON | Spalding | 9126078 | 2 | [5 empty] | Removed from Ground | Gas (Historical Use) | 2000 | Bare Steel | 1997-06-03 | Galvanized Steel | Safe Suction (Euro)
ALL AMERICAN SELF STORAGE | HWY A AND 41 | HAMPTON | Spalding | 9126078 | 3 | [5 empty] | Removed from Ground | Gas (Historical Use) | 2000 | Bare Steel | 1997-06-03 | Galvanized Steel | Safe Suction (Euro)
ALL AMERICAN SELF STORAGE | HWY A AND 41 | HAMPTON | Spalding | 9126078 | 4 | [5 empty] | Removed from Ground | Gas (Historical Use) | 2000 | Bare Steel | 1997-06-03 | Galvanized Steel | Safe Suction (Euro)
ABANDONED USTS | 1759 TEAMON ROAD | GRIFFIN | Spalding | 9126080 | 1 | [5 empty] | Removed from Ground | Gas (Historical Use) | 6000 | Not Marked/Unknown | 1995-01-01 | Not Marked
ABANDONED USTS | 1759 TEAMON ROAD | GRIFFIN | Spalding | 9126080 | 2 | [5 empty] | Removed from Ground | Gas (Historical Use) | 6000 | Not Marked/Unknown | 1995-01-01 | Not Marked
ABANDONED USTS | 1759 TEAMON ROAD | GRIFFIN | Spalding | 9126080 | 3 | [5 empty] | Removed from Ground | Gas (Historical Use) | 6000 | Not Marked/Unknown | 1995-01-01 | Not Marked
BEN T GLEAVES | HWY 41 SOUTH | GRIFFIN | Spalding | 9126081 | 1 | [5 empty] | Removed from Ground | Gas (Historical Use) | 1000 | Not Marked/Unknown | 1930-01-01 | Not Marked
BEN T GLEAVES | HWY 41 SOUTH | GRIFFIN | Spalding | 9126081 | 2 | [5 empty] | Removed from Ground | Gas (Historical Use) | 1000 | Not Marked/Unknown | 1930-01-01 | Not Marked
BEN T GLEAVES | HWY 41 SOUTH | GRIFFIN | Spalding | 9126081 | 3 | [5 empty] | Removed from Ground | Gas (Historical Use) | 1000 | Not Marked/Unknown | 1930-01-01 | Not Marked
BEN T GLEAVES | HWY 41 SOUTH | GRIFFIN | Spalding | 9126081 | 4 | [5 empty] | Removed from Ground | Gas (Historical Use) | 1000 | Not Marked/Unknown | 1930-01-01 | Not Marked
MERRITT BUILDING DUNDEE | 33 SIXTH STREET | GRIFFIN | Spalding | 9126082 | 1 |  |  | FALSE |  | FALSE | Temporarily out of use | Gas (Historical Use) | 500 |  | 1998-01-02
SPALDING COUNTY OLD JAIL FACILIT | 232 E BROAD STREET | GRIFFIN | Spalding | 9126083 | 1 | [5 empty] | Removed from Ground | Gas (Historical Use) | 10000 | Bare Steel | 1998-03-31 | Bare Steel | Safe Suction (Euro)
CITY OF GRIFFIN | 1010 NEW SALEM RD | GRIFFIN | Spalding | 9126084 | 1 | [5 empty] | Removed from Ground | Gas (Historical Use) | 500 | Not Marked/Unknown | 1998-06-04 | Not Marked
CITY OF GRIFFIN FIRE DEPT | 201 E SOLOMON STREET | GRIFFIN | Spalding | 9126085 | 1 |  | 1998-06-08 |  | 1998-06-08 |  | Removed from Ground | Gas (Historical Use) | 8000 | Cathodically Protected Steel | 1989-01-01 |  | Suction (American)
SPALDING COUNTY PUBLIC WORKS | 1515 WILLIAMSON RD | GRIFFIN | Spalding | 9126086 | 1 | Flapper Valve | 1998-06-05 | FALSE | 1998-06-05 | TRUE | Currently in Use | Diesel | 10000 | Steel-Impressed Current | 1998-06-05 | Fiberglass Reinforced Plastic | Suction (American)
SPALDING COUNTY PUBLIC WORKS | 1515 WILLIAMSON RD | GRIFFIN | Spalding | 9126086 | 2 | Flapper Valve | 1998-06-05 | FALSE | 1998-06-05 | TRUE | Currently in Use | Regular | 5000 | Steel-Impressed Current | 1998-06-05 | Fiberglass Reinforced Plastic | Suction (American)
SPALDING COUNTY PUBLIC WORKS | 1515 WILLIAMSON RD | GRIFFIN | Spalding | 9126086 | 3 | Flapper Valve | 1998-06-05 | FALSE | 1998-06-05 | TRUE | Currently in Use | Regular | 5000 | Steel-Impressed Current | 1998-06-05 | Fiberglass Reinforced Plastic | Suction (American)
SPALDING COUNTY FIRE STATION | 600 CARVER RD | GRIFFIN | Spalding | 9126087 | 1 | [5 empty] | Removed from Ground | Diesel | 1000 | Not Marked/Unknown | 1998-07-27 | Not Marked
SPALDING COUNTY FIRE STATION | 600 CARVER RD | GRIFFIN | Spalding | 9126087 | 2 | [5 empty] | Removed from Ground | Gas (Historical Use) | 1000 | Not Marked/Unknown | 1998-07-27 | Not Marked
SPALDING COUNTY BLALOCK FIRE STA | 5756 NEWNAN RD | GRIFFIN | Spalding | 9126089 | 1 |  | 1998-07-01 |  | 1998-07-01 |  | Removed from Ground | Diesel | 1000 | Cathodically Protected Steel | 1976-04-01 | Cathodically Protected | Suction (American)
SPALDING COUNTY FIRE STATION (CA | 3865 JACKSON ROAD | GRIFFIN | Spalding | 9126090 | 1 | [5 empty] | Removed from Ground | Diesel | 1000 | Not Marked/Unknown | 1998-09-16 | Not Marked
GRIFFIN HONDA/TOYOTA | 2425 N EXPRESSWAY | GRIFFIN | Spalding | 9126092 | 1 |  |  | TRUE |  | TRUE | Closed in Ground | Used Oil | 550 | Marked Unknown | 1998-12-01 | Not Marked
COLES CORNER | 7051 NEWNAN RD | BROOKS | Spalding | 9126093 | 1A | Ball Float | 1998-10-23 | FALSE | 1998-10-23 | FALSE | Currently in Use | Regular | 12000 | Composite | 1998-10-23 | Double-Walled Fiberglass | Pressurized
COLES CORNER | 7051 NEWNAN RD | BROOKS | Spalding | 9126093 | 1B | Ball Float | 1998-10-23 | FALSE | 1998-10-23 | FALSE | Currently in Use | Premium | 4000 | Composite | 1998-10-23 | Double-Walled Fiberglass | Pressurized
COLES CORNER | 7051 NEWNAN RD | BROOKS | Spalding | 9126093 | 2A | Ball Float | 1998-10-23 | FALSE | 1998-10-23 | FALSE | Currently in Use | Diesel | 5000 | Composite | 1998-10-23 | Double-Walled Fiberglass | Pressurized
COLES CORNER | 7051 NEWNAN RD | BROOKS | Spalding | 9126093 | 2B | Ball Float | 1998-10-23 | FALSE | 1998-10-23 | FALSE | Currently in Use | Diesel Off Road | 300 | Composite | 1998-10-23 | Double-Walled Fiberglass | Pressurized
FIRE STATION #14 (WOODROOF STATI | 4245 OLD ATLANTA RD | GRIFFIN | Spalding | 9126094 | 1 | [5 empty] | Removed from Ground | Gas (Historical Use) | 1000 | Bare Steel | 1980-01-01 | Bare Steel | Suction (American)
VJ'S INC | 1600 B WILLIAMSON ROAD | GRIFFIN | Spalding | 9126095 | 1 | Flapper Valve | 2000-08-29 | FALSE | 2000-08-29 | FALSE | Currently in Use | Premium | 12000 | Fiberglass | 2000-07-14 | Double-Walled Flex | Pressurized
VJ'S INC | 1600 B WILLIAMSON ROAD | GRIFFIN | Spalding | 9126095 | 2 | Flapper Valve | 2000-08-29 | FALSE | 2000-08-29 | FALSE | Currently in Use | Regular | 8000 | Fiberglass | 2000-07-14 | Double-Walled Flex | Pressurized
VJ'S INC | 1600 B WILLIAMSON ROAD | GRIFFIN | Spalding | 9126095 | 3 | Flapper Valve | 2008-03-15 | FALSE | 2008-03-15 | FALSE | Currently in Use | Diesel | 3000 | Fiberglass | 2008-03-15 | Double-Walled Flex
CHEVRON FOOD MART #96 | 1667 W MCINTOSH RD | GRIFFIN | Spalding | 9126096 | 1 | Ball Float | 1999-10-05 | FALSE | 1999-10-05 | FALSE | Currently in Use | Regular | 10000 | Epoxy | 1999-10-04 | Fiberglass Reinforced Plastic | Pressurized
CHEVRON FOOD MART #96 | 1667 W MCINTOSH RD | GRIFFIN | Spalding | 9126096 | 2 | Ball Float | 1999-10-05 | FALSE | 1999-10-05 | FALSE | Currently in Use | Premium | 12000 | Epoxy | 1999-10-04 | Fiberglass Reinforced Plastic | Pressurized
CHURCH ANNES BUILDING | 301 E TAYLOR ST | GRIFFIN | Spalding | 9126097 | 1 | [5 empty] | Removed from Ground | Gas (Historical Use) | 2000 | Bare Steel | 1960-01-01 | Unknown
CHURCH ANNES BUILDING | 301 E TAYLOR ST | GRIFFIN | Spalding | 9126097 | 2 | [5 empty] | Removed from Ground | Gas (Historical Use) | 2000 | Bare Steel | 1960-01-01 | Unknown
CHURCH ANNES BUILDING | 301 E TAYLOR ST | GRIFFIN | Spalding | 9126097 | 3 | [5 empty] | Removed from Ground | Gas (Historical Use) | 2000 | Bare Steel | 1960-01-01 | Unknown
GA DOT 10382 | 1003 HWY 19 SOUTH | GRIFFIN | Spalding | 9145005 | 10382-1 | [5 empty] | Removed from Ground | Diesel | 1000 | Bare Steel | 1993-01-01 | Galvanized Steel | Suction (American)
N Hill Street Intersection No. 2-Southeast Lot | 1250 N Hill Street | Griffin | Spalding | 10002699 | 1 |  |  | FALSE |  | FALSE | Removed from Ground
N Hill Street Intersection No. 2-Southeast Lot | 1250 N Hill Street | Griffin | Spalding | 10002699 | 2
MERIWETHER STREET ORPHAN SITE | MERIWETHER ST | GRIFFIN | Spalding | 10002827 | 1 |  |  | FALSE |  | FALSE | Removed from Ground | Empty | 1000 | Bare Steel |  | Bare Steel
MERIWETHER STREET ORPHAN SITE | MERIWETHER ST | GRIFFIN | Spalding | 10002827 | 2 |  |  | FALSE |  | FALSE | Closed in Ground | Empty | 1000 | Bare Steel |  | Bare Steel
FORMER FIRE STATION #2 | 401 N EXPRESSWAY | GRIFFIN | Spalding | 10002848 | 1 |  |  | FALSE |  | FALSE | Removed from Ground |  | 550 | Bare Steel |  | Bare Steel
GRIFFIN COMMERCIAL PROPERTY | 141 NORTH EXPRESSWAY | GRIFFIN | Spalding | 10002777 | 1 |  |  | FALSE |  | FALSE | Removed from Ground | Gas (Historical Use) | 1000
GRIFFIN COMMERCIAL PROPERTY | 141 NORTH EXPRESSWAY | GRIFFIN | Spalding | 10002777 | 2 |  |  | FALSE |  | FALSE | Removed from Ground | Gas (Historical Use) | 1000
RaceTrac #2495 - Griffin | 1638 US Hwy 41 | Griffin | Spalding | 10002984 | 1 | Overfill Alarm | 2019-06-28 | FALSE |  | FALSE | Currently in Use | Regular | 20000 | Fiberglass Double Walled | 2019-05-28 | Double-Walled Fiberglass | Pressurized
RaceTrac #2495 - Griffin | 1638 US Hwy 41 | Griffin | Spalding | 10002984 | 2A | Overfill Alarm | 2019-06-28 | FALSE |  | FALSE | Currently in Use | Diesel | 10000 | Fiberglass Double Walled | 2019-05-28 | Double-Walled Fiberglass | Pressurized
RaceTrac #2495 - Griffin | 1638 US Hwy 41 | Griffin | Spalding | 10002984 | 2B | Overfill Alarm | 2019-06-28 | FALSE |  | FALSE | Currently in Use | Diesel | 10000 | Fiberglass Double Walled | 2019-05-28 | Double-Walled Fiberglass | Pressurized
RaceTrac #2495 - Griffin | 1638 US Hwy 41 | Griffin | Spalding | 10002984 | 3A | Overfill Alarm | 2019-06-28 | FALSE |  | FALSE | Currently in Use | E-85 | 10000 | Fiberglass Double Walled | 2019-05-28 | Double-Walled Fiberglass | Pressurized
RaceTrac #2495 - Griffin | 1638 US Hwy 41 | Griffin | Spalding | 10002984 | 3B | Overfill Alarm | 2019-06-28 | FALSE |  | FALSE | Currently in Use | Premium | 10000 | Fiberglass Double Walled | 2019-05-28 | Double-Walled Fiberglass | Pressurized
J & S SALES & SERVICE | 1451 OLD ATLANTA RD | GRIFFIN | Spalding | 10000289 | 1 |  |  | FALSE |  | FALSE | Removed from Ground | Gas (Historical Use) | 500 | Unknown | 2002-08-08
J & S SALES & SERVICE | 1451 OLD ATLANTA RD | GRIFFIN | Spalding | 10000289 | 2 |  |  | FALSE |  | FALSE | Removed from Ground | Gas (Historical Use) | 500 | Unknown | 2002-08-08
N/A | 915 MCDONOUGH RD | GRIFFIN | Spalding | 10000229 | 1 |  | 1974-01-01 | FALSE | 1974-01-01 | FALSE | Removed from Ground | Gas (Historical Use) | 3000 | Bare Steel | 1974-01-01 | Galvanized Steel | Pressurized
N/A | 915 MCDONOUGH RD | GRIFFIN | Spalding | 10000229 | 2 |  | 1974-01-01 | FALSE | 1974-01-01 | FALSE | Removed from Ground | Gas (Historical Use) | 3000 | Bare Steel | 1974-01-01 | Galvanized Steel | Pressurized
N/A | 915 MCDONOUGH RD | GRIFFIN | Spalding | 10000229 | 3 |  | 1974-01-01 | FALSE | 1974-01-01 | FALSE | Removed from Ground | Gas (Historical Use) | 4000 | Bare Steel | 1974-01-01 | Galvanized Steel | Pressurized
MURPHY USA #6893 | 1469 N ESPRESSWAY | GRIFFIN | Spalding | 10000233 | 1 | Flapper Valve | 2002-12-17 | FALSE | 2002-12-17 | FALSE | Currently in Use | Regular | 20000 | Fiberglass Double Walled | 2002-12-17 | Double-Walled Flex | Pressurized
MURPHY USA #6893 | 1469 N ESPRESSWAY | GRIFFIN | Spalding | 10000233 | 2A | Flapper Valve | 2002-12-17 | FALSE | 2002-12-17 | FALSE | Currently in Use | Premium | 8000 | Fiberglass Double Walled | 2002-12-04 | Double-Walled Flex | Pressurized
MURPHY USA #6893 | 1469 N ESPRESSWAY | GRIFFIN | Spalding | 10000233 | 2B | Flapper Valve | 2002-12-17 | FALSE | 2002-12-17 | FALSE | Currently in Use | Diesel | 12000 | Fiberglass Double Walled | 2002-12-04 | Double-Walled Flex | Pressurized
BEST MANUFACTURING GROUP LLP | 208 -250 EAST SOLOMON STREET | GRIFFIN | Spalding | 10000585 | 1 |  |  | FALSE |  | FALSE | Removed from Ground | Gas (Historical Use) | 550 | Unknown | 1970-01-01
BEST MANUFACTURING GROUP LLP | 208 -250 EAST SOLOMON STREET | GRIFFIN | Spalding | 10000585 | 2 |  |  | FALSE |  | FALSE | Removed from Ground | Gas (Historical Use) | 550 | Unknown | 1970-01-01
BEST MANUFACTURING GROUP LLP | 208 -250 EAST SOLOMON STREET | GRIFFIN | Spalding | 10000585 | 3 |  |  | FALSE |  | FALSE | Removed from Ground | Gas (Historical Use) | 6000 | Unknown | 1970-01-01
GRIFFIN CHEVRON | 898 E SOLOMON ST | GRIFFIN | Spalding | 10000725 | 1 |  |  | FALSE |  | FALSE | Removed from Ground | Gas (Historical Use) | 1000 | Unknown | 2004-09-23 | Unknown | Suction (American)
GRIFFIN CHEVRON | 898 E SOLOMON ST | GRIFFIN | Spalding | 10000725 | 2 |  |  | FALSE |  | FALSE | Removed from Ground | Gas (Historical Use) | 1000 | Unknown | 2004-09-23 | Unknown | Suction (American)
GRIFFIN CHEVRON | 898 E SOLOMON ST | GRIFFIN | Spalding | 10000725 | 3 |  |  | FALSE |  | FALSE | Removed from Ground | Gas (Historical Use) | 550 | Unknown | 2004-09-23 | Unknown | Suction (American)
COLWELL RESIDENCE | 1440 WEST POPLAR STREET | GRIFFIN | Spalding | 10000689 | 1 |  |  | FALSE |  | FALSE | Removed from Ground | Gas (Historical Use) | 3000 | Bare Steel | 2004-04-21
COLWELL RESIDENCE | 1440 WEST POPLAR STREET | GRIFFIN | Spalding | 10000689 | 2 |  |  | FALSE |  | FALSE | Removed from Ground | Gas (Historical Use) | 1000 | Bare Steel | 2004-04-21
PINE HILL SHELL | 1701 WILLIAMSON RD | GRIFFIN | Spalding | 10000692 | 1 | Ball Float | 2004-03-01 | FALSE | 2004-03-01 | FALSE | Currently in Use | Regular | 8000 | Composite | 2004-03-01 | Fiberglass Reinforced Plastic | Pressurized
PINE HILL SHELL | 1701 WILLIAMSON RD | GRIFFIN | Spalding | 10000692 | 2 | Ball Float | 2004-03-01 | FALSE | 2004-03-01 | FALSE | Currently in Use | Premium | 8000 | Composite | 2004-03-01 | Fiberglass Reinforced Plastic | Pressurized
PINE HILL SHELL | 1701 WILLIAMSON RD | GRIFFIN | Spalding | 10000692 | 3 | Ball Float | 2004-03-01 | FALSE | 2004-03-01 | FALSE | Currently in Use | Diesel | 6000 | Composite | 2004-03-01 | Fiberglass Reinforced Plastic | Pressurized
VALERO | 390 AIRPORT ROAD | GRIFFIN | Spalding | 10001012 | 1 | Ball Float | 2005-05-04 | FALSE | 2005-05-04 | FALSE | Currently in Use | Regular | 12000 | Epoxy | 2005-05-04 | Fiberglass Reinforced Plastic | Pressurized
VALERO | 390 AIRPORT ROAD | GRIFFIN | Spalding | 10001012 | 2A | Ball Float | 2005-05-04 | FALSE | 2005-05-04 | FALSE | Currently in Use | Premium | 8000 | Epoxy | 2005-05-04 | Fiberglass Reinforced Plastic | Pressurized
VALERO | 390 AIRPORT ROAD | GRIFFIN | Spalding | 10001012 | 2B | Ball Float | 2005-05-04 | FALSE | 2005-05-04 | FALSE | Currently in Use | Diesel | 4000 | Epoxy | 2005-05-04 | Fiberglass Reinforced Plastic | Pressurized
CRONIC CHEVROLET OLDSMOBILE CADILLAC INC | TAX PARCEL 8A LAND LOT 103 | GRIFFIN | Spalding | 10000898 | 1 |  |  | FALSE |  | FALSE | Removed from Ground |  | 3000 | Unknown | 1920-01-01 | Unknown
CRONIC CHEVROLET OLDSMOBILE CADILLAC INC | TAX PARCEL 8A LAND LOT 103 | GRIFFIN | Spalding | 10000898 | 2 |  |  | FALSE |  | FALSE | Removed from Ground | Gas (Historical Use) | 560 | Bare Steel | 1920-01-01 | Bare Steel
CRONIC CHEVROLET OLDSMOBILE CADILLAC INC | TAX PARCEL 8A LAND LOT 103 | GRIFFIN | Spalding | 10000898 | 3 |  |  | FALSE |  | FALSE | Removed from Ground | Not Marked/Tank Removed | 600 | Unknown | 2005-05-12
EZ FUEL & GROCERY | 1601 W POPLAR ST SUTIE A | GRIFFIN | Spalding | 10001584 | 1 | Ball Float | 2007-10-24 | FALSE | 2007-10-24 | FALSE | Currently in Use | Regular | 10000 | Composite Double Walled | 2007-10-24 | Double-Walled Fiberglass | Pressurized
EZ FUEL & GROCERY | 1601 W POPLAR ST SUTIE A | GRIFFIN | Spalding | 10001584 | 2 | Ball Float | 2007-10-24 | FALSE | 2007-10-24 | FALSE | Currently in Use | Premium | 6000 | Composite Double Walled | 2007-10-24 | Double-Walled Fiberglass | Pressurized
EZ FUEL & GROCERY | 1601 W POPLAR ST SUTIE A | GRIFFIN | Spalding | 10001584 | 3 | Ball Float | 2007-10-24 | FALSE | 2007-10-24 | FALSE | Currently in Use | Diesel | 4000 | Composite Double Walled | 2007-10-24 | Double-Walled Fiberglass | Pressurized
Griffin Marathon | 301 Wilson Road | GRIFFIN | Spalding | 10001529 | 1 | Ball Float | 2008-02-01 | FALSE | 2008-02-01 | FALSE | Currently in Use | Regular | 15000 | Epoxy | 2008-02-01 | Fiberglass Reinforced Plastic | Pressurized
Griffin Marathon | 301 Wilson Road | GRIFFIN | Spalding | 10001529 | 2 | Ball Float | 2008-02-01 | FALSE | 2008-02-01 | FALSE | Currently in Use | Premium | 10000 | Epoxy | 2008-02-01 | Fiberglass Reinforced Plastic | Pressurized
Griffin Marathon | 301 Wilson Road | GRIFFIN | Spalding | 10001529 | 3 | Ball Float | 2008-02-01 | FALSE | 2008-02-01 | FALSE | Currently in Use | Diesel | 8000 | Epoxy | 2008-02-01 | Fiberglass Reinforced Plastic | Pressurized
HIGH FALLS | 3200 HIGH FALLS RD | GRIFFIN | Spalding | 10001526 | 1 | Ball Float | 2007-10-01 | FALSE | 2007-10-01 | FALSE | Currently in Use | Gas (Historical Use) | 15000 | Composite Double Walled | 2007-10-01 | Double-Walled Fiberglass | Pressurized
HIGH FALLS | 3200 HIGH FALLS RD | GRIFFIN | Spalding | 10001526 | 2 | Ball Float | 2007-10-01 | FALSE | 2007-10-01 | FALSE | Currently in Use | Regular | 8000 | Composite Double Walled | 2007-10-01 | Double-Walled Fiberglass | Pressurized
HIGH FALLS | 3200 HIGH FALLS RD | GRIFFIN | Spalding | 10001526 | 3 | Ball Float | 2007-10-01 | FALSE | 2007-10-01 | FALSE | Currently in Use | Diesel | 4000 | Composite Double Walled | 2007-10-01 | Double-Walled Fiberglass | Pressurized
JP SUN CITY | 2995 NORTH EXPRESSWAY | GRIFFIN | Spalding | 10001574 | 1A |  | 2008-02-20 | FALSE | 2008-02-20 | FALSE | Removed from Ground | Gas (Historical Use) | 10000 | Fiberglass Double Walled | 2008-02-20 | Fiberglass Reinforced Plastic | Pressurized
JP SUN CITY | 2995 NORTH EXPRESSWAY | GRIFFIN | Spalding | 10001574 | 1B |  | 2008-02-20 | FALSE | 2008-02-20 | FALSE | Removed from Ground | Gas (Historical Use) | 6000 | Fiberglass Double Walled | 2008-02-20 | Fiberglass Reinforced Plastic | Pressurized
JP SUN CITY | 2995 NORTH EXPRESSWAY | GRIFFIN | Spalding | 10001574 | 1C |  | 2008-02-20 | FALSE | 2008-02-20 | FALSE | Removed from Ground | Diesel | 4000 | Fiberglass Double Walled | 2008-02-20 | Fiberglass Reinforced Plastic | Pressurized
JP SUN CITY | 2995 NORTH EXPRESSWAY | GRIFFIN | Spalding | 10001574 | 2A | Ball Float | 2011-01-10 | FALSE | 2011-01-10 | FALSE | Currently in Use | Regular | 12000 | Composite Double Walled | 2010-12-21 | Double-Walled Fiberglass | Pressurized
JP SUN CITY | 2995 NORTH EXPRESSWAY | GRIFFIN | Spalding | 10001574 | 2B | Ball Float | 2011-01-10 | FALSE | 2011-01-10 | FALSE | Currently in Use | Premium | 4000 | Composite Double Walled | 2010-12-21 | Double-Walled Fiberglass | Pressurized
JP SUN CITY | 2995 NORTH EXPRESSWAY | GRIFFIN | Spalding | 10001574 | 3C | Ball Float | 2011-01-10 | FALSE | 2011-01-10 | FALSE | Currently in Use | Diesel | 4000 | Composite Double Walled | 2010-12-21 | Double-Walled Fiberglass | Pressurized
FORMER FAST FOOD MART | 1660 NORTH HILL STREET | GRIFFIN | Spalding | 10001410 | 1 |  |  | FALSE |  | FALSE | Removed from Ground | Not Marked/Tank Removed | 0 | Unknown |  | Unknown
FORMER FAST FOOD MART | 1660 NORTH HILL STREET | GRIFFIN | Spalding | 10001410 | 2 |  |  | FALSE |  | FALSE | Removed from Ground | Not Marked/Tank Removed | 0 | Unknown
RaceTrac #182 - Sunnyside | 4200 N EXPRESSWAY | HAMPTON | Spalding | 10001475 | 1 | Ball Float | 2008-01-22 | FALSE | 2008-01-22 | FALSE | Currently in Use | Regular | 20000 | Composite Double Walled | 2008-01-22 | Double-Walled Fiberglass | Pressurized
RaceTrac #182 - Sunnyside | 4200 N EXPRESSWAY | HAMPTON | Spalding | 10001475 | 2 | Ball Float | 2008-01-22 | FALSE | 2008-01-22 | FALSE | Currently in Use | Premium | 12000 | Composite Double Walled | 2008-01-22 | Double-Walled Fiberglass | Pressurized
RaceTrac #182 - Sunnyside | 4200 N EXPRESSWAY | HAMPTON | Spalding | 10001475 | 3 | Ball Float | 2008-01-22 | FALSE | 2008-01-22 | FALSE | Currently in Use | Diesel | 12000 | Composite Double Walled | 2008-01-22 | Double-Walled Fiberglass | Pressurized
SUPER SPEED ZONE | 678 NORTH EXPRESSWAY WAY | GRIFFIN | Spalding | 10001265 | 1 | Ball Float | 2005-10-26 | FALSE | 2005-10-26 | FALSE | Currently in Use | Premium | 12000 | Fiberglass | 2005-10-26 | Fiberglass Reinforced Plastic | Pressurized
SUPER SPEED ZONE | 678 NORTH EXPRESSWAY WAY | GRIFFIN | Spalding | 10001265 | 2 | Ball Float | 2005-10-26 | FALSE | 2005-10-26 | FALSE | Currently in Use | Regular | 8000 | Fiberglass | 2005-10-26 | Fiberglass Reinforced Plastic | Pressurized
SUPER SPEED ZONE | 678 NORTH EXPRESSWAY WAY | GRIFFIN | Spalding | 10001265 | 3 | Ball Float | 2005-10-26 | FALSE | 2005-10-26 | FALSE | Currently in Use | Diesel | 4000 | Fiberglass | 2005-10-26 | Fiberglass Reinforced Plastic | Pressurized
WELLSTAR SPALDING REGIONAL HOSPITAL | 601 S 8TH ST | GRIFFIN | Spalding | 10002157 | 1 | Flapper Valve |  | FALSE | 1988-01-01 | FALSE | Currently in Use | Diesel | 4000 | Fiberglass Double Walled | 1988-01-01 | Double-Walled Fiberglass | Safe Suction (Euro)
STOWE WOODWARD | 1075 EVEREE INN ROAD | GRIFFIN | Spalding | 10002125 | 1 |  |  | FALSE |  | FALSE | Removed from Ground | Diesel | 10000 | Bare Steel | 1970-01-01 | Unknown
FORMER TENNECO STATION | 1616 NORTH EXPRESSWAY | GRIFFIN | Spalding | 10002106 | 1 |  |  | FALSE |  | FALSE | Closed in Ground |  | 0 | Unknown
KROGER - 619 | 1528 HIGHWAY 16 W | GRIFFIN | Spalding | 10002193 | 1 | Ball Float | 2012-12-06 | FALSE | 2012-12-06 | FALSE | Currently in Use | Regular | 20000 | Fiberglass Double Walled | 2012-11-02 | Double-Walled Flex | Pressurized
KROGER - 619 | 1528 HIGHWAY 16 W | GRIFFIN | Spalding | 10002193 | 2A | Ball Float | 2012-12-06 | FALSE | 2012-12-06 | FALSE | Currently in Use | Diesel | 10000 | Fiberglass Double Walled | 2012-11-02 | Double-Walled Flex | Pressurized
KROGER - 619 | 1528 HIGHWAY 16 W | GRIFFIN | Spalding | 10002193 | 2B | Ball Float | 2012-12-06 | FALSE | 2012-12-06 | FALSE | Currently in Use | Premium | 8000 | Fiberglass Double Walled | 2012-11-02 | Double-Walled Flex | Pressurized
INGLES MARKETS GAS EXPRESS #457 | 1735 ZEBULON RD | GRIFFIN | Spalding | 10002254 | 1A | Flapper Valve | 2013-09-18 | FALSE | 2013-12-18 | FALSE | Currently in Use | Regular | 25000 | Fiberglass Double Walled | 2013-09-18 | Double-Walled Flex | Pressurized
INGLES MARKETS GAS EXPRESS #457 | 1735 ZEBULON RD | GRIFFIN | Spalding | 10002254 | 1B | Flapper Valve | 2013-09-18 | FALSE | 2013-12-18 | FALSE | Currently in Use | Premium | 7000 | Fiberglass Double Walled | 2013-09-18 | Double-Walled Flex | Pressurized
INGLES MARKETS GAS EXPRESS #457 | 1735 ZEBULON RD | GRIFFIN | Spalding | 10002254 | 2A | Flapper Valve | 2013-09-18 | FALSE | 2013-12-18 | FALSE | Currently in Use | Diesel | 5000 | Fiberglass Double Walled | 2013-09-18 | Double-Walled Flex | Pressurized
INGLES MARKETS GAS EXPRESS #457 | 1735 ZEBULON RD | GRIFFIN | Spalding | 10002254 | 2B | Flapper Valve | 2013-09-18 | FALSE | 2013-12-18 | FALSE | Currently in Use | Diesel | 5000 | Fiberglass Double Walled | 2013-09-18 | Double-Walled Flex | Pressurized
FORMER SIGN COMPANY | 1143 ANNE STREET | GRIFFIN | Spalding | 10001690 | 1 |  |  | FALSE |  | FALSE | Removed from Ground | Gas (Historical Use) | 1000 | Unknown | 1986-01-01 | Galvanized Steel | Pressurized
ATLANTA PROCESSING CO DIV OF DAR | 877 NEW SALEM RD | GRIFFIN | Spalding | 1260001 | 1 | [5 empty] | Removed from Ground | Diesel | 5264 | Bare Steel | 1973-02-21 | Galvanized Steel
ATLANTA PROCESSING CO DIV OF DAR | 877 NEW SALEM RD | GRIFFIN | Spalding | 1260001 | 2 | [5 empty] | Removed from Ground | Diesel | 8242 | Bare Steel | 1973-02-21 | Galvanized Steel
ATLANTA PROCESSING CO DIV OF DAR | 877 NEW SALEM RD | GRIFFIN | Spalding | 1260001 | 3 | [5 empty] | Removed from Ground | Diesel | 17000 | Bare Steel | 1973-02-21 | Galvanized Steel
BATTON JACKSON OIL CO | 802 EAST BROADWAY | GRIFFIN | Spalding | 1260002 | 1 | [5 empty] | Removed from Ground | Gas (Historical Use) | 300 | Bare Steel | 1971-02-22 | Bare Steel | Safe Suction (Euro)
BATTON JACKSON OIL CO | 802 EAST BROADWAY | GRIFFIN | Spalding | 1260002 | 2 | [5 empty] | Removed from Ground | Diesel | 1000 | Bare Steel | 1971-02-22 | Bare Steel | Safe Suction (Euro)
BATTON JACKSON OIL CO | 802 EAST BROADWAY | GRIFFIN | Spalding | 1260002 | 3 | [5 empty] | Removed from Ground | Empty | 1000 | Bare Steel | 1971-02-22 | Bare Steel
CRONIC CHEVEOLET GARAGE | NORTH EXPRESSWAY | GRIFFIN | Spalding | 1260003 | 1 | [5 empty] | Removed from Ground | Empty | 1000 | Bare Steel | 1974-02-21 | Bare Steel
CRONIC CHEVEOLET GARAGE | NORTH EXPRESSWAY | GRIFFIN | Spalding | 1260003 | 2 | [5 empty] | Removed from Ground | Empty | 1000 | Bare Steel | 1974-02-21 | Bare Steel
UNIVERSITY OF GEORGIA EXPERIMENT GRIFFIN | 1109 EXPERIMENT ST | GRIFFIN | Spalding | 1260004 | 1 | [5 empty] | Removed from Ground | Diesel | 5000 | Bare Steel | 1980-01-19 | Galvanized Steel
UNIVERSITY OF GEORGIA EXPERIMENT GRIFFIN | 1109 EXPERIMENT ST | GRIFFIN | Spalding | 1260004 | 2 | [5 empty] | Removed from Ground | Gas (Historical Use) | 5000 | Bare Steel | 1980-01-19 | Galvanized Steel
UNIVERSITY OF GEORGIA EXPERIMENT GRIFFIN | 1109 EXPERIMENT ST | GRIFFIN | Spalding | 1260004 | 3 | [5 empty] | Removed from Ground | Gas (Historical Use) | 5000 | Bare Steel | 1980-01-19 | Galvanized Steel
DEPT PUBLIC SAFETY/GA STATE PATR | 427 NORTH EXPRESSWAY | GRIFFIN | Spalding | 1260005 | 1 | [5 empty] | Removed from Ground | Gas (Historical Use) | 3000 | Bare Steel | 1966-03-11 | Galvanized Steel
HILL ST BUGGY BATH | 420 SOUTH HILL ST. | GRIFFIN | Spalding | 1260007 | 1 | [5 empty] | Closed in Ground | Gas (Historical Use) | 0 | Bare Steel | 1976-02-27 | Galvanized Steel
HILL ST BUGGY BATH | 420 SOUTH HILL ST. | GRIFFIN | Spalding | 1260007 | 2 | [5 empty] | Closed in Ground | Gas (Historical Use) | 0 | Bare Steel | 1976-02-27 | Galvanized Steel
HILL ST BUGGY BATH | 420 SOUTH HILL ST. | GRIFFIN | Spalding | 1260007 | 3 | [5 empty] | Closed in Ground | Gas (Historical Use) | 0 | Bare Steel | 1976-02-27 | Galvanized Steel
J.A. FAMMIR | 804 SETTLE RD | GRIFFIN | Spalding | 1260009 | 1 | [5 empty] | Permanently Out of Use - historical purposes | Gas (Historical Use) | 0 | Bare Steel | 1959-03-07 | Galvanized Steel
J.A. FAMMIR | 804 SETTLE RD | GRIFFIN | Spalding | 1260009 | 2 | [5 empty] | Permanently Out of Use - historical purposes | Diesel | 0 | Bare Steel | 1959-03-07 | Copper
J.A. FAMMIR | 804 SETTLE RD | GRIFFIN | Spalding | 1260009 | 3 | [5 empty] | Permanently Out of Use - historical purposes | Propane | 0 | Bare Steel | 1986-02-28 | Copper
MID-GA BANDAG CO INC | 812 EVEREE INN RD | GRIFFIN | Spalding | 1260012 | 1 | [5 empty] | Removed from Ground | Empty | 2000 | Bare Steel | 1976-03-01 | Galvanized Steel
MID-GA BANDAG CO INC | 812 EVEREE INN RD | GRIFFIN | Spalding | 1260012 | 2 | [5 empty] | Removed from Ground | Empty | 550 | Bare Steel | 1966-03-04 | Galvanized Steel
MID-GA BANDAG CO INC | 812 EVEREE INN RD | GRIFFIN | Spalding | 1260012 | 3 | [5 empty] | Removed from Ground | Empty | 550 | Bare Steel | 1966-03-04 | Unknown
GRIFFIN CHEVRON | 402 W TAYLOR ST | GRIFFIN | Spalding | 1260013 | 1 | [5 empty] | Removed from Ground | Gas (Historical Use) | 8000 | Fiberglass | 1985-01-14 | Fiberglass Reinforced Plastic | Safe Suction (Euro)
GRIFFIN CHEVRON | 402 W TAYLOR ST | GRIFFIN | Spalding | 1260013 | 10 | Ball Float | 1996-08-01 | FALSE | 1996-08-01 | FALSE | Currently in Use | Kerosene | 4000 | Composite | 1996-07-01 | Fiberglass Reinforced Plastic | Pressurized
GRIFFIN CHEVRON | 402 W TAYLOR ST | GRIFFIN | Spalding | 1260013 | 2 | [5 empty] | Removed from Ground | Gas (Historical Use) | 8000 | Fiberglass | 1985-01-14 | Fiberglass Reinforced Plastic | Safe Suction (Euro)
GRIFFIN CHEVRON | 402 W TAYLOR ST | GRIFFIN | Spalding | 1260013 | 3 | [5 empty] | Removed from Ground | Gas (Historical Use) | 8000 | Fiberglass | 1985-01-14 | Fiberglass Reinforced Plastic | Safe Suction (Euro)
GRIFFIN CHEVRON | 402 W TAYLOR ST | GRIFFIN | Spalding | 1260013 | 4 | [5 empty] | Removed from Ground | Gas (Historical Use) | 6000 | Bare Steel | 1964-01-20 | Bare Steel | Suction (American)
GRIFFIN CHEVRON | 402 W TAYLOR ST | GRIFFIN | Spalding | 1260013 | 5 | [5 empty] | Removed from Ground | Gas (Historical Use) | 6000 | Bare Steel | 1964-01-20 | Bare Steel | Suction (American)
GRIFFIN CHEVRON | 402 W TAYLOR ST | GRIFFIN | Spalding | 1260013 | 6 | [5 empty] | Removed from Ground | Diesel | 550 | Bare Steel | 1992-01-16 | Bare Steel | Gravity Fed
GRIFFIN CHEVRON | 402 W TAYLOR ST | GRIFFIN | Spalding | 1260013 | 7 | Ball Float | 1996-08-01 | FALSE | 1996-08-01 | FALSE | Currently in Use | Premium | 12000 | Composite | 1996-07-01 | Fiberglass Reinforced Plastic | Pressurized
GRIFFIN CHEVRON | 402 W TAYLOR ST | GRIFFIN | Spalding | 1260013 | 8 | Ball Float | 1996-08-01 | FALSE | 1996-08-01 | FALSE | Currently in Use | Regular | 8000 | Composite | 1996-07-01 | Fiberglass Reinforced Plastic | Pressurized
GRIFFIN CHEVRON | 402 W TAYLOR ST | GRIFFIN | Spalding | 1260013 | 9 | Ball Float | 1996-08-01 | FALSE | 1996-08-01 | FALSE | Currently in Use | Diesel | 8000 | Composite | 1996-07-01 | Fiberglass Reinforced Plastic | Pressurized
DITS MARKETS | 122 SPALDING ST | GRIFFIN | Spalding | 1260014 | 1 | [5 empty] | Removed from Ground | Gas (Historical Use) | 2500 | Bare Steel | 1970-02-22 | Unknown
DITS MARKETS | 122 SPALDING ST | GRIFFIN | Spalding | 1260014 | 2 | [5 empty] | Removed from Ground | Gas (Historical Use) | 2500 | Bare Steel | 1970-02-22 | Unknown
SCHOOL BUS SHOP | 1583 FLYNT ST | GRIFFIN | Spalding | 1260016 | 1 | [5 empty] | Removed from Ground | Gas (Historical Use) | 10000 | Bare Steel | 1963-01-14 | Galvanized Steel
SCHOOL BUS SHOP | 1583 FLYNT ST | GRIFFIN | Spalding | 1260016 | 2 | [5 empty] | Removed from Ground | Diesel | 10000 | Bare Steel | 1984-01-09 | Galvanized Steel
SCHOOL BUS SHOP | 1583 FLYNT ST | GRIFFIN | Spalding | 1260016 | 3 | Flapper Valve | 1991-07-01 | FALSE | 1991-07-01 | FALSE | Currently in Use | Diesel | 12000 | Fiberglass Double Walled | 1991-07-01 | Fiberglass Reinforced Plastic | Pressurized
SOUTHEAST TERMINAL | 643 B EAST MCINTOSH RD | GRIFFIN | Spalding | 1260017 | 1 | [5 empty] | Removed from Ground | Diesel | 1000 | Bare Steel | 1966-03-08 | Galvanized Steel
SOUTHEAST TERMINAL | 643 B EAST MCINTOSH RD | GRIFFIN | Spalding | 1260017 | 2 | [5 empty] | Removed from Ground | Diesel | 2000 | Bare Steel | 1975-03-06 | Galvanized Steel
SUPER FOODS STORES | 2529 OLD ATLANTA HWY | GRIFFIN | Spalding | 1260019 | 1 | [5 empty] | Removed from Ground | Gas (Historical Use) | 560 | Bare Steel | 1970-02-22 | Bare Steel | Safe Suction (Euro)
SUPER FOODS STORES | 2529 OLD ATLANTA HWY | GRIFFIN | Spalding | 1260019 | 2 | [5 empty] | Removed from Ground | Gas (Historical Use) | 560 | Bare Steel | 1970-02-22 | Bare Steel | Safe Suction (Euro)
SUPER FOODS STORES | 2529 OLD ATLANTA HWY | GRIFFIN | Spalding | 1260019 | 3 | Flapper Valve | 1999-02-24 | FALSE | 1999-02-24 | FALSE | Temporarily out of use | Gas (Historical Use) | 1000 | Composite | 1999-02-16 | Fiberglass Reinforced Plastic | Safe Suction (Euro)
SUPER FOODS STORES | 2529 OLD ATLANTA HWY | GRIFFIN | Spalding | 1260019 | 4 | Flapper Valve | 1999-02-24 | FALSE | 1999-02-24 | FALSE | Temporarily out of use | Gas (Historical Use) | 1000 | Composite | 1999-02-16 | Fiberglass Reinforced Plastic | Safe Suction (Euro)
CITY OF GRIFFIN | 231 EAST SOLOMON ST | GRIFFIN | Spalding | 1260022 | 1 | [5 empty] | Closed in Ground | Diesel | 0 | Bare Steel | 1986-03-07 | Galvanized Steel
CITY OF GRIFFIN | 231 EAST SOLOMON ST | GRIFFIN | Spalding | 1260022 | 2 | [5 empty] | Closed in Ground | Diesel | 0 | Bare Steel | 1986-03-07 | Galvanized Steel
CITY OF GRIFFIN | 231 EAST SOLOMON ST | GRIFFIN | Spalding | 1260022 | 3 | [5 empty] | Closed in Ground | Diesel | 0 | Bare Steel | 1986-03-07 | Galvanized Steel
CITY OF GRIFFIN | 231 EAST SOLOMON ST | GRIFFIN | Spalding | 1260022 | 4 | [5 empty] | Closed in Ground | Diesel | 0 | Bare Steel | 1986-03-07 | Galvanized Steel
CITY OF GRIFFIN | 231 EAST SOLOMON ST | GRIFFIN | Spalding | 1260022 | 5 | [5 empty] | Closed in Ground | Diesel | 0 | Bare Steel | 1986-03-07 | Galvanized Steel
CITY OF GRIFFIN | 231 EAST SOLOMON ST | GRIFFIN | Spalding | 1260022 | 6 | [5 empty] | Closed in Ground | Gas (Historical Use) | 0 | Bare Steel | 1986-03-07 | Galvanized Steel
CITY OF GRIFFIN | 231 EAST SOLOMON ST | GRIFFIN | Spalding | 1260022 | 7 | [5 empty] | Closed in Ground | Gas (Historical Use) | 0 | Bare Steel | 1986-03-07 | Galvanized Steel
SPALDING FORD LIN MER INC | 1710 N. EXPRESSWAY | GRIFFIN | Spalding | 1260024 | 1 |  |  | TRUE |  | TRUE | Removed from Ground | Used Oil | 0 | Bare Steel | 1986-03-17 | Unknown
FLOWERS THRIFT STORE WHSE. | 1639 ZEBULON RD & HWY 41 | GRIFFIN | Spalding | 1260025 | 1 | [5 empty] | Removed from Ground | Gas (Historical Use) | 10000 | Bare Steel | 1983-03-18 | Galvanized Steel
FLOWERS THRIFT STORE WHSE. | 1639 ZEBULON RD & HWY 41 | GRIFFIN | Spalding | 1260025 | 2 | [5 empty] | Removed from Ground | Gas (Historical Use) | 10000 | Bare Steel | 1983-03-18 | Galvanized Steel
FLOWERS THRIFT STORE WHSE. | 1639 ZEBULON RD & HWY 41 | GRIFFIN | Spalding | 1260025 | 3 | [5 empty] | Removed from Ground | Gas (Historical Use) | 10000 | Bare Steel | 1983-03-18 | Galvanized Steel
FLOWERS THRIFT STORE WHSE. | 1639 ZEBULON RD & HWY 41 | GRIFFIN | Spalding | 1260025 | 4 | [5 empty] | Removed from Ground | Gas (Historical Use) | 12000 | Bare Steel | 1980-03-18 | Galvanized Steel
DUNDEE MILLS PLANT #5 | 4 PARK AVE | GRIFFIN | Spalding | 1260028 | 1 | [5 empty] | Removed from Ground | Gas (Historical Use) | 500 | Bare Steel | 1968-04-19 | Unknown
DUNDEE MILLS PLANT #5 | 4 PARK AVE | GRIFFIN | Spalding | 1260028 | 2 | [5 empty] | Removed from Ground | Diesel | 1000 | Bare Steel | 1975-04-18 | Unknown
RUSHTON MILL | 1240 LYNDON AVE | GRIFFIN | Spalding | 1260029 | 3 | [5 empty] | Removed from Ground | Gas (Historical Use) | 300 | Not Marked/Unknown | 1950-04-22 | Not Marked
DUNDEE MILLS PLANT NO 1 | 1 CEDAR ST | GRIFFIN | Spalding | 1260030 | 1 | [5 empty] | Removed from Ground | Diesel | 2000 | Bare Steel | 1980-04-16 | Bare Steel
DUNDEE MILLS PLANT NO 1 | 1 CEDAR ST | GRIFFIN | Spalding | 1260030 | 2 | [5 empty] | Removed from Ground | Gas (Historical Use) | 500 | Bare Steel | 1936-04-27 | Unknown
DUNDEE MILLS PLANT NO 1 | 1 CEDAR ST | GRIFFIN | Spalding | 1260030 | 3 | [5 empty] | Removed from Ground | Gas (Historical Use) | 1000 | Composite | 1985-04-15 | Bare Steel
LOWELL BLEACHERY SOUTH | 349 RAILROAD AVE | GRIFFIN | Spalding | 1260031 | 1 | [5 empty] | Removed from Ground | Other | 500 | Bare Steel | 1938-01-01 | Unknown
LOWELL BLEACHERY SOUTH | 349 RAILROAD AVE | GRIFFIN | Spalding | 1260031 | 2 | [5 empty] | Removed from Ground | Gas (Historical Use) | 1000 | Cathodically Protected Steel | 1988-01-01 | Fiberglass Reinforced Plastic
LOWELL BLEACHERY SOUTH | 349 RAILROAD AVE | GRIFFIN | Spalding | 1260031 | 3 | [5 empty] | Removed from Ground | Other | 25000 | Not Marked/Unknown | 1998-09-01 | Not Marked
LOWELL BLEACHERY SOUTH | 349 RAILROAD AVE | GRIFFIN | Spalding | 1260031 | 4 | [5 empty] | Removed from Ground | Other | 25000 | Not Marked/Unknown | 1998-09-01 | Not Marked
LOWELL BLEACHERY SOUTH | 349 RAILROAD AVE | GRIFFIN | Spalding | 1260031 | 5 | [5 empty] | Removed from Ground | Other | 12500 | Not Marked/Unknown | 1998-09-01 | Not Marked
LOWELL BLEACHERY SOUTH | 349 RAILROAD AVE | GRIFFIN | Spalding | 1260031 | 6 | [5 empty] | Removed from Ground | Other | 12500 | Not Marked/Unknown | 1998-09-01 | Not Marked
ATLANTA COCO-COLA BOTTLING CO | 410 EAST TAYLOR ST | GRIFFIN | Spalding | 1260032 | 1 | [5 empty] | Removed from Ground | Gas (Historical Use) | 10000 | Bare Steel | 1970-04-25 | Galvanized Steel
ATLANTA COCO-COLA BOTTLING CO | 410 EAST TAYLOR ST | GRIFFIN | Spalding | 1260032 | 2 | [5 empty] | Removed from Ground | Diesel | 5000 | Bare Steel | 1974-04-24 | Galvanized Steel
ATLANTA COCO-COLA BOTTLING CO | 410 EAST TAYLOR ST | GRIFFIN | Spalding | 1260032 | 3 | [5 empty] | Removed from Ground | Gas (Historical Use) | 10000 | Bare Steel | 1970-01-01 | Galvanized Steel
ATLANTA COCO-COLA BOTTLING CO | 410 EAST TAYLOR ST | GRIFFIN | Spalding | 1260032 | 4 | [5 empty] | Removed from Ground | Diesel | 4000 | Bare Steel | 1974-01-01 | Galvanized Steel
THOMASTON MILLS INC | 502 WEST BROADWAY | GRIFFIN | Spalding | 1260033 | 1 | [5 empty] | Removed from Ground | Diesel | 12000 | Bare Steel | 1956-04-23 | Bare Steel
THOMASTON MILLS INC | 502 WEST BROADWAY | GRIFFIN | Spalding | 1260033 | 2 | [5 empty] | Removed from Ground | Diesel | 12000 | Bare Steel | 1956-04-23 | Bare Steel
THOMASTON MILLS INC | 502 WEST BROADWAY | GRIFFIN | Spalding | 1260033 | 3 | [5 empty] | Removed from Ground | Gas (Historical Use) | 500 | Bare Steel | 1956-04-23 | Bare Steel
SINGLE SOURCES ENTERPRISE LLC | 1703 N EXPRESSWAY | GRIFFIN | Spalding | 1260036 | 1 | Flapper Valve | 1998-05-01 | FALSE | 1998-05-01 | FALSE | Currently in Use | Plus | 8000 | Steel-Impressed Current | 1985-04-21 | Fiberglass Reinforced Plastic | Pressurized
SINGLE SOURCES ENTERPRISE LLC | 1703 N EXPRESSWAY | GRIFFIN | Spalding | 1260036 | 2 | Flapper Valve | 1998-05-01 | FALSE | 1998-05-01 | FALSE | Currently in Use | Regular | 8000 | Steel-Impressed Current | 1985-04-21 | Fiberglass Reinforced Plastic | Pressurized
SINGLE SOURCES ENTERPRISE LLC | 1703 N EXPRESSWAY | GRIFFIN | Spalding | 1260036 | 3 | Flapper Valve | 1998-05-01 | FALSE | 1998-05-01 | FALSE | Currently in Use | Premium | 4000 | Steel-Impressed Current | 1998-05-01 | Fiberglass Reinforced Plastic | Pressurized
SINGLE SOURCES ENTERPRISE LLC | 1703 N EXPRESSWAY | GRIFFIN | Spalding | 1260036 | 4 | Flapper Valve | 1998-05-01 | FALSE | 1998-05-01 | FALSE | Currently in Use | Premium | 4000 | Steel-Impressed Current | 1986-04-21 | Fiberglass Reinforced Plastic | Pressurized
SINGLE SOURCES ENTERPRISE LLC | 1703 N EXPRESSWAY | GRIFFIN | Spalding | 1260036 | 5 | Ball Float | 1998-05-01 | FALSE | 1998-05-01 | FALSE | Currently in Use | Diesel | 4000 | Steel-Impressed Current | 1998-05-01 | Fiberglass Reinforced Plastic | Pressurized
SINGLE SOURCES ENTERPRISE LLC | 1703 N EXPRESSWAY | GRIFFIN | Spalding | 1260036 | 6 | Ball Float | 1998-05-01 | FALSE | 1998-05-01 | FALSE | Currently in Use | Diesel | 4000 | Steel-Impressed Current | 1998-05-01 | Fiberglass Reinforced Plastic
J TOUCHSTONE | 620 N 6TH ST. | GRIFFIN | Spalding | 1260037 | 1 | [5 empty] | Removed from Ground | Gas (Historical Use) | 2000 | Bare Steel | 1959-04-28 | Galvanized Steel | Safe Suction (Euro)
J TOUCHSTONE | 620 N 6TH ST. | GRIFFIN | Spalding | 1260037 | 2 | [5 empty] | Temporarily out of use | Gas (Historical Use) | 2000 | Bare Steel | 1959-04-28 | Galvanized Steel | Safe Suction (Euro)
J TOUCHSTONE | 620 N 6TH ST. | GRIFFIN | Spalding | 1260037 | 3 | [5 empty] | Temporarily out of use | Gas (Historical Use) | 1000 | Bare Steel | 1959-04-28 | Galvanized Steel | Safe Suction (Euro)
J TOUCHSTONE | 620 N 6TH ST. | GRIFFIN | Spalding | 1260037 | 4 | [5 empty] | Temporarily out of use | Kerosene | 550 | Bare Steel | 1959-04-28 | Galvanized Steel | Safe Suction (Euro)
J TOUCHSTONE | 620 N 6TH ST. | GRIFFIN | Spalding | 1260037 | 5 |  |  | TRUE |  | TRUE | Temporarily out of use | Used Oil | 250 | Bare Steel | 1959-04-28 | Galvanized Steel | Safe Suction (Euro)
KIP WISE | 935 Zebulon RD | GRIFFIN | Spalding | 1260038 | 1 | Flapper Valve | 1999-05-04 | FALSE | 1999-05-04 | FALSE | Removed from Ground | Empty | 8000 | Steel-Impressed Current | 1975-01-01 | Steel (Impressed Current) | Suction (American)
KIP WISE | 935 Zebulon RD | GRIFFIN | Spalding | 1260038 | 2 | Flapper Valve | 1999-05-04 | FALSE | 1999-05-04 | FALSE | Removed from Ground | Empty | 8000 | Steel-Impressed Current | 1975-01-01 | Steel (Impressed Current) | Suction (American)
KIP WISE | 935 Zebulon RD | GRIFFIN | Spalding | 1260038 | 3 | Flapper Valve | 1999-05-04 | FALSE | 1999-05-04 | FALSE | Removed from Ground | Gas (Historical Use) | 3000 | Steel-Impressed Current | 1976-01-01 | Steel (Impressed Current) | Suction (American)
KIP WISE | 935 Zebulon RD | GRIFFIN | Spalding | 1260038 | 4 | Flapper Valve | 1999-05-04 | FALSE | 1999-05-04 | FALSE | Removed from Ground | Diesel | 3000 | Steel-Impressed Current | 1983-01-01 | Steel (Impressed Current) | Suction (American)
GARY PHILLIPS | 235 NORTH HILL ST | GRIFFIN | Spalding | 1260040 | 1 | [5 empty] | Removed from Ground | Gas (Historical Use) | 4000 | Bare Steel | 1961-04-27 | Galvanized Steel | Pressurized
GARY PHILLIPS | 235 NORTH HILL ST | GRIFFIN | Spalding | 1260040 | 2 | [5 empty] | Removed from Ground | Gas (Historical Use) | 4000 | Bare Steel | 1961-04-27 | Galvanized Steel | Pressurized
GARY PHILLIPS | 235 NORTH HILL ST | GRIFFIN | Spalding | 1260040 | 3 | [5 empty] | Removed from Ground | Gas (Historical Use) | 3000 | Bare Steel | 1961-04-27 | Galvanized Steel | Pressurized
GARY PHILLIPS | 235 NORTH HILL ST | GRIFFIN | Spalding | 1260040 | 4 | [5 empty] | Removed from Ground | Diesel | 1000 | Bare Steel | 1961-04-27 | Galvanized Steel | Safe Suction (Euro)
GARY PHILLIPS | 235 NORTH HILL ST | GRIFFIN | Spalding | 1260040 | 5 |  |  | TRUE |  | TRUE | Removed from Ground | Used Oil | 550 | Bare Steel | 1961-04-27 | Galvanized Steel | Pressurized
GARY PHILLIPS | 235 NORTH HILL ST | GRIFFIN | Spalding | 1260040 | 6 |  |  | FALSE |  | FALSE | Removed from Ground | Kerosene | 500 | Unknown | 2003-11-25 | Unknown
DUNCAN PROPERTIES INC | 2003 NORTH EXPRESSWAY | GRIFFIN | Spalding | 1260041 | 1 | [5 empty] | Removed from Ground | Gas (Historical Use) | 0 | Not Marked/Unknown | 1992-12-31 | Not Marked
DUNCAN PROPERTIES INC | 2003 NORTH EXPRESSWAY | GRIFFIN | Spalding | 1260041 | 2 | [5 empty] | Removed from Ground | Gas (Historical Use) | 0 | Not Marked/Unknown | 1992-12-31 | Not Marked
DUNCAN PROPERTIES INC | 2003 NORTH EXPRESSWAY | GRIFFIN | Spalding | 1260041 | 3 | [5 empty] | Removed from Ground | Gas (Historical Use) | 0 | Not Marked/Unknown | 1992-12-31 | Not Marked
BUFFALO ROCK CO. | 1145 UNIFORM RD | GRIFFIN | Spalding | 1260042 | 1 | [5 empty] | Removed from Ground | Gas (Historical Use) | 1000 | Bare Steel | 1981-04-24 | Galvanized Steel
BUFFALO ROCK CO. | 1145 UNIFORM RD | GRIFFIN | Spalding | 1260042 | 2 | [5 empty] | Removed from Ground | Diesel | 3000 | Bare Steel | 1981-04-24 | Galvanized Steel
MIKES SERVICE CENTER | 235 E TAYLOR ST | GRIFFIN | Spalding | 1260045 | 1 | Flapper Valve | 1996-07-06 | FALSE | 1996-07-06 | FALSE | Temporarily out of use | Empty | 3000 | Steel-Impressed Current | 1955-01-01 | Steel (Impressed Current) | Safe Suction (Euro)
MIKES SERVICE CENTER | 235 E TAYLOR ST | GRIFFIN | Spalding | 1260045 | 2 | Flapper Valve | 1996-07-06 | FALSE | 1996-07-06 | FALSE | Temporarily out of use | Empty | 6000 | Steel-Impressed Current | 1985-05-01 | Steel (Impressed Current) | Pressurized
MIKES SERVICE CENTER | 235 E TAYLOR ST | GRIFFIN | Spalding | 1260045 | 3 | Flapper Valve | 1996-07-06 | FALSE | 1996-07-06 | FALSE | Temporarily out of use | Empty | 3000 | Steel-Impressed Current | 1955-01-01 | Steel (Impressed Current) | Safe Suction (Euro)
MIKES SERVICE CENTER | 235 E TAYLOR ST | GRIFFIN | Spalding | 1260045 | 4 | Flapper Valve | 1996-07-06 | FALSE | 1996-07-06 | FALSE | Temporarily out of use | Empty | 1000 | Steel-Impressed Current | 1971-02-22 | Steel (Impressed Current) | Safe Suction (Euro)
DEPARTMENT OF TRANSPORTATION 103 | GA HWY 3 S | GRIFFIN | Spalding | 1260046 | 10306-1 | [5 empty] | Removed from Ground | Gas (Historical Use) | 500 | Bare Steel | 1957-01-01 | Unknown
DEPARTMENT OF TRANSPORTATION 103 | GA HWY 3 S | GRIFFIN | Spalding | 1260046 | 306D1 | [5 empty] | Removed from Ground | Diesel | 2993 | Bare Steel | 1986-05-01 | Galvanized Steel | Suction (American)
DEPARTMENT OF TRANSPORTATION 103 | GA HWY 3 S | GRIFFIN | Spalding | 1260046 | 306G1 | [5 empty] | Removed from Ground | Gas (Historical Use) | 2918 | Bare Steel | 1986-05-01 | Galvanized Steel | Suction (American)
MAXS QUICK STOP | 1541 WILLIAMSON RD | GRIFFIN | Spalding | 1260047 | 1 | [5 empty] | Removed from Ground | Gas (Historical Use) | 3000 | Bare Steel | 1968-04-01 | Galvanized Steel
MAXS QUICK STOP | 1541 WILLIAMSON RD | GRIFFIN | Spalding | 1260047 | 2 | [5 empty] | Removed from Ground | Gas (Historical Use) | 3000 | Bare Steel | 1968-04-01 | Galvanized Steel
MAXS QUICK STOP | 1541 WILLIAMSON RD | GRIFFIN | Spalding | 1260047 | 3 |  | 1990-02-15 |  | 1990-02-15 |  | Removed from Ground | Gas (Historical Use) | 1000 | Composite | 1990-02-15 | Fiberglass Reinforced Plastic | Suction (American)
MAXS QUICK STOP | 1541 WILLIAMSON RD | GRIFFIN | Spalding | 1260047 | 4 |  | 1990-02-15 |  | 1990-02-15 |  | Removed from Ground | Gas (Historical Use) | 2000 | Composite | 1990-02-15 | Fiberglass Reinforced Plastic | Suction (American)
MA & PA GROCERY #101 | 1137 MERIWETHER ST | GRIFFIN | Spalding | 1260049 | 1 | Flapper Valve | 1997-09-18 | FALSE | 1997-09-18 | FALSE | Currently in Use | Regular | 10000 | Steel-Impressed Current | 1982-05-02 | Cathodically Protected | Pressurized
MA & PA GROCERY #101 | 1137 MERIWETHER ST | GRIFFIN | Spalding | 1260049 | 2 | Flapper Valve | 1997-09-18 | FALSE | 1997-09-18 | FALSE | Currently in Use | Plus | 8000 | Steel-Impressed Current | 1979-05-03 | Cathodically Protected | Pressurized
MA & PA GROCERY #101 | 1137 MERIWETHER ST | GRIFFIN | Spalding | 1260049 | 3 | Flapper Valve | 1997-09-18 | FALSE | 1997-09-18 | FALSE | Currently in Use | Premium | 8000 | Steel-Impressed Current | 1979-05-03 | Cathodically Protected | Pressurized
MA & PA GROCERY #101 | 1137 MERIWETHER ST | GRIFFIN | Spalding | 1260049 | 4 | Flapper Valve | 1997-09-18 |  | 1997-09-18 |  | Currently in Use | Diesel | 8000 | Steel-Impressed Current | 1979-05-03 | Cathodically Protected | Pressurized
PETRO ROOD MART #100 | 1602 NORTH EXPRESSWAY | GRIFFIN | Spalding | 1260050 | 1 |  | 1996-07-17 |  | 1996-07-17 |  | Removed from Ground | Gas (Historical Use) | 10000 | Steel-Impressed Current | 1981-05-02 | Cathodically Protected | Pressurized
PETRO ROOD MART #100 | 1602 NORTH EXPRESSWAY | GRIFFIN | Spalding | 1260050 | 2 |  | 1996-07-17 |  | 1996-07-17 |  | Removed from Ground | Gas (Historical Use) | 10000 | Steel-Impressed Current | 1981-05-02 | Cathodically Protected | Pressurized
PETRO ROOD MART #100 | 1602 NORTH EXPRESSWAY | GRIFFIN | Spalding | 1260050 | 3 |  | 1996-07-17 |  | 1996-07-17 |  | Removed from Ground | Gas (Historical Use) | 10000 | Steel-Impressed Current | 1981-05-02 | Cathodically Protected | Pressurized
PETRO ROOD MART #100 | 1602 NORTH EXPRESSWAY | GRIFFIN | Spalding | 1260050 | 4 |  | 1996-07-17 |  | 1996-07-17 |  | Removed from Ground | Diesel | 10000 | Steel-Impressed Current | 1981-05-02 | Cathodically Protected | Pressurized
PETRO #9 | 1639 N HILL ST | GRIFFIN | Spalding | 1260051 | 1 | Flapper Valve | 1997-10-16 | FALSE | 1997-10-16 | FALSE | Currently in Use | Regular | 10000 | Steel-Impressed Current | 1983-05-02 | Steel (Impressed Current) | Pressurized
PETRO #9 | 1639 N HILL ST | GRIFFIN | Spalding | 1260051 | 2 | Flapper Valve | 1997-10-16 | FALSE | 1997-10-16 | FALSE | Currently in Use | Plus | 8000 | Steel-Impressed Current | 1983-05-02 | Steel (Impressed Current) | Pressurized
PETRO #9 | 1639 N HILL ST | GRIFFIN | Spalding | 1260051 | 3 | Flapper Valve | 1997-10-16 | FALSE | 1997-10-16 | FALSE | Currently in Use | Premium | 8000 | Steel-Impressed Current | 1983-05-02 | Steel (Impressed Current) | Pressurized
PETRO #9 | 1639 N HILL ST | GRIFFIN | Spalding | 1260051 | 4 | Flapper Valve | 1997-10-16 | FALSE | 1997-10-16 | FALSE | Currently in Use | Diesel | 2000 | Steel-Impressed Current | 1976-05-03 | Steel (Impressed Current) | Suction (American)
JOHNS | 133 EAST TAYLOR ST | GRIFFIN | Spalding | 1260052 | 1 | Flapper Valve | 1997-04-01 | FALSE | 1997-04-01 | FALSE | Currently in Use | Regular | 8000 | Steel-Impressed Current | 1966-05-06 | Double-Walled Fiberglass | Pressurized
JOHNS | 133 EAST TAYLOR ST | GRIFFIN | Spalding | 1260052 | 2 | Flapper Valve | 1997-04-01 | FALSE | 1997-04-01 | FALSE | Currently in Use | Plus | 5000 | Steel-Impressed Current | 1966-05-06 | Double-Walled Fiberglass | Pressurized
JOHNS | 133 EAST TAYLOR ST | GRIFFIN | Spalding | 1260052 | 3 | Ball Float | 1997-04-01 | FALSE | 1997-04-01 | FALSE | Currently in Use | Premium | 6000 | Steel-Impressed Current | 1966-05-06 | Double-Walled Fiberglass | Pressurized
JOHNS | 133 EAST TAYLOR ST | GRIFFIN | Spalding | 1260052 | 4 | Flapper Valve | 1997-04-01 | FALSE | 1997-04-01 | FALSE | Currently in Use | Premium | 8000 | Steel-Impressed Current | 1978-05-03 | Double-Walled Fiberglass | Pressurized
JOHNS | 133 EAST TAYLOR ST | GRIFFIN | Spalding | 1260052 | 5 | Flapper Valve | 1997-04-01 | FALSE | 1997-04-01 | FALSE | Currently in Use | Regular | 8000 | Steel-Impressed Current | 1978-05-03 | Double-Walled Fiberglass | Pressurized
JOHNS | 133 EAST TAYLOR ST | GRIFFIN | Spalding | 1260052 | 6 | Ball Float | 1997-04-01 | FALSE | 1997-04-01 | FALSE | Currently in Use | Plus | 8000 | Steel-Impressed Current | 1978-05-03 | Double-Walled Fiberglass | Pressurized
GRIFFIN QUARRY | 978 ROVER ZETELLA RD | WILLIAMSON | Spalding | 1260053 | 1 | [5 empty] | Removed from Ground | Gas (Historical Use) | 1000 | Bare Steel | 1973-04-07 | Galvanized Steel | Suction (American)
FARZANA & WILLIE MCCORD/ARTHUR | 204 N NINTH ST | GRIFFIN | Spalding | 1260054 | 1 | [5 empty] | Removed from Ground | Gas (Historical Use) | 6000 | Bare Steel | 1954-05-09 | Galvanized Steel
FARZANA & WILLIE MCCORD/ARTHUR | 204 N NINTH ST | GRIFFIN | Spalding | 1260054 | 2 | [5 empty] | Removed from Ground | Gas (Historical Use) | 6000 | Bare Steel | 1954-05-09 | Galvanized Steel
FARZANA & WILLIE MCCORD/ARTHUR | 204 N NINTH ST | GRIFFIN | Spalding | 1260054 | 3 | [5 empty] | Removed from Ground | Gas (Historical Use) | 3000 | Bare Steel | 1958-05-08 | Galvanized Steel
GRIFFIN-SPALDING COUNTY AIRPORT | ZEBULON RD AT AIRPORT RD | GRIFFIN | Spalding | 1260055 | 1 | [5 empty] | Removed from Ground | Gas (Historical Use) | 2000 | Bare Steel | 1986-04-23 | Unknown
GRIFFIN-SPALDING COUNTY AIRPORT | ZEBULON RD AT AIRPORT RD | GRIFFIN | Spalding | 1260055 | 2 | [5 empty] | Removed from Ground | Gas (Historical Use) | 3008 | Bare Steel | 1980-04-24 | Galvanized Steel
GRIFFIN-SPALDING COUNTY AIRPORT | ZEBULON RD AT AIRPORT RD | GRIFFIN | Spalding | 1260055 | 3 | [5 empty] | Removed from Ground | Gas (Historical Use) | 6110 | Bare Steel | 1980-04-24 | Galvanized Steel
G&M | 101 WEST BROADWAY ST | GRIFFIN | Spalding | 1260059 | 1 | [5 empty] | Removed from Ground | Gas (Historical Use) | 1000 | Bare Steel | 1966-05-10 | Galvanized Steel
G&M | 101 WEST BROADWAY ST | GRIFFIN | Spalding | 1260059 | 2 | [5 empty] | Removed from Ground | Gas (Historical Use) | 1000 | Bare Steel | 1966-05-10 | Galvanized Steel
MCINTOSH BP | 1590 NORTH EXPRESSWAY | GRIFFIN | Spalding | 1260061 | 1 | [5 empty] | Removed from Ground | Gas (Historical Use) | 6000 | Bare Steel | 1966-05-10 | Galvanized Steel
MCINTOSH BP | 1590 NORTH EXPRESSWAY | GRIFFIN | Spalding | 1260061 | 2 | [5 empty] | Removed from Ground | Gas (Historical Use) | 6000 | Bare Steel | 1966-05-10 | Galvanized Steel
MCINTOSH BP | 1590 NORTH EXPRESSWAY | GRIFFIN | Spalding | 1260061 | 235061 | Ball Float | 1991-06-01 | FALSE | 1991-06-01 | FALSE | Currently in Use | Kerosene | 8000 | Composite | 1992-01-01 | Fiberglass Reinforced Plastic
MCINTOSH BP | 1590 NORTH EXPRESSWAY | GRIFFIN | Spalding | 1260061 | 235074 | Ball Float | 1991-06-01 | FALSE | 1991-06-01 | FALSE | Currently in Use | Diesel | 8000 | Composite | 1992-01-01 | Fiberglass Reinforced Plastic
MCINTOSH BP | 1590 NORTH EXPRESSWAY | GRIFFIN | Spalding | 1260061 | 296006 | Ball Float | 1991-06-01 | FALSE | 1991-06-01 | FALSE | Currently in Use | Regular | 10000 | Composite | 1992-01-01 | Fiberglass Reinforced Plastic
MCINTOSH BP | 1590 NORTH EXPRESSWAY | GRIFFIN | Spalding | 1260061 | 296019 | Ball Float | 1991-06-01 | FALSE | 1991-06-01 | FALSE | Currently in Use | Premium | 10000 | Composite | 1992-01-01 | Fiberglass Reinforced Plastic
MCINTOSH BP | 1590 NORTH EXPRESSWAY | GRIFFIN | Spalding | 1260061 | 296020 | Ball Float | 1991-06-01 | FALSE | 1991-06-01 | FALSE | Currently in Use | Plus | 10000 | Composite | 1992-01-01 | Fiberglass Reinforced Plastic
MCINTOSH BP | 1590 NORTH EXPRESSWAY | GRIFFIN | Spalding | 1260061 | 3 | [5 empty] | Removed from Ground | Gas (Historical Use) | 6000 | Bare Steel | 1970-05-09 | Galvanized Steel
MCINTOSH BP | 1590 NORTH EXPRESSWAY | GRIFFIN | Spalding | 1260061 | 4 | [5 empty] | Removed from Ground | Empty | 550 | Bare Steel | 1966-05-10 | Galvanized Steel
NORTHGATE AMOCO | 1601 NORTH EXPRESSWAY | GRIFFIN | Spalding | 1260062 | 1 | [5 empty] | Removed from Ground | Gas (Historical Use) | 4000 | Bare Steel | 1968-05-09 | Galvanized Steel | Pressurized
NORTHGATE AMOCO | 1601 NORTH EXPRESSWAY | GRIFFIN | Spalding | 1260062 | 2 | [5 empty] | Removed from Ground | Gas (Historical Use) | 4000 | Bare Steel | 1968-05-09 | Galvanized Steel | Pressurized
NORTHGATE AMOCO | 1601 NORTH EXPRESSWAY | GRIFFIN | Spalding | 1260062 | 3 | [5 empty] | Removed from Ground | Gas (Historical Use) | 10000 | Bare Steel | 1982-05-06 | Galvanized Steel
NORTHGATE AMOCO | 1601 NORTH EXPRESSWAY | GRIFFIN | Spalding | 1260062 | 4 | [5 empty] | Removed from Ground | Diesel | 6000 | Bare Steel | 1984-05-05 | Galvanized Steel | Pressurized
NORTHGATE AMOCO | 1601 NORTH EXPRESSWAY | GRIFFIN | Spalding | 1260062 | 5 |  |  | TRUE |  | TRUE | Removed from Ground | Used Oil | 550 | Bare Steel | 1968-05-09 | Galvanized Steel | Gravity Fed
PRYOR INDUSTRIES INC | 1234 W TAYLOR ST | GRIFFIN | Spalding | 1260063 | 1 | [5 empty] | Removed from Ground | Gas (Historical Use) | 4000 | Bare Steel | 1966-05-10 | Galvanized Steel
PRYOR INDUSTRIES INC | 1234 W TAYLOR ST | GRIFFIN | Spalding | 1260063 | 2 | [5 empty] | Removed from Ground | Gas (Historical Use) | 4000 | Bare Steel | 1966-05-10 | Galvanized Steel
PRYOR INDUSTRIES INC | 1234 W TAYLOR ST | GRIFFIN | Spalding | 1260063 | 3 | [5 empty] | Removed from Ground | Gas (Historical Use) | 6000 | Bare Steel | 1979-05-07 | Galvanized Steel
PRYOR INDUSTRIES INC | 1234 W TAYLOR ST | GRIFFIN | Spalding | 1260063 | 4 |  |  | TRUE |  | TRUE | Removed from Ground | Used Oil | 550 | Bare Steel | 1966-05-10 | Galvanized Steel
PRYOR INDUSTRIES INC | 1234 W TAYLOR ST | GRIFFIN | Spalding | 1260063 | 5 | [5 empty] | Currently in Use | Diesel | 2000 | Bare Steel | 1978-06-06 | Galvanized Steel | Suction (American)
PRYOR INDUSTRIES INC | 1234 W TAYLOR ST | GRIFFIN | Spalding | 1260063 | 6 | [5 empty] | Currently in Use | Kerosene | 4000 | Bare Steel | 1978-06-06 | Galvanized Steel | Suction (American)
PRYOR INDUSTRIES INC | 1234 W TAYLOR ST | GRIFFIN | Spalding | 1260063 | 7 | [5 empty] | Currently in Use | Diesel | 12000 | Bare Steel | 1978-06-06 | Galvanized Steel | Suction (American)
PRYOR INDUSTRIES INC | 1234 W TAYLOR ST | GRIFFIN | Spalding | 1260063 | 8 | [5 empty] | Currently in Use | Other | 250 | Bare Steel | 1986-06-06 | Galvanized Steel
JESTER'S | 5 -A GLORY RD | GRIFFIN | Spalding | 1260064 | 1 | [5 empty] | Removed from Ground | Gas (Historical Use) | 1000 | Bare Steel | 1970-05-09 | Galvanized Steel
HUNTER'S FOOD STORE | 1740 ZEBULON RD | GRIFFIN | Spalding | 1260065 | 1 | [5 empty] | Removed from Ground | Gas (Historical Use) | 6000 | Bare Steel | 1977-05-04 | Galvanized Steel
HUNTER'S FOOD STORE | 1740 ZEBULON RD | GRIFFIN | Spalding | 1260065 | 2 | [5 empty] | Removed from Ground | Gas (Historical Use) | 6000 | Bare Steel | 1977-05-04 | Galvanized Steel
HUNTER'S FOOD STORE | 1740 ZEBULON RD | GRIFFIN | Spalding | 1260065 | 3 | [5 empty] | Removed from Ground | Gas (Historical Use) | 6000 | Bare Steel | 1977-05-04 | Galvanized Steel
UNITED PARCEL SERVICE | 878 NORTH BROADWAY | GRIFFIN | Spalding | 1260066 | 1 | [5 empty] | Removed from Ground | Gas (Historical Use) | 10000 | Bare Steel | 1976-05-07 | Unknown
UNITED PARCEL SERVICE | 878 NORTH BROADWAY | GRIFFIN | Spalding | 1260066 | 2 |  |  | TRUE |  | TRUE | Removed from Ground | Used Oil | 280 | Bare Steel | 1976-05-07 | Unknown
POLK & COPELAND | 898 E. BROADWAY | GRIFFIN | Spalding | 1260068 | 1 | [5 empty] | Removed from Ground | Gas (Historical Use) | 500 | Bare Steel | 1986-05-08 | Galvanized Steel
POLK & COPELAND | 898 E. BROADWAY | GRIFFIN | Spalding | 1260068 | 2 | [5 empty] | Removed from Ground | Gas (Historical Use) | 1000 | Bare Steel | 1986-05-08 | Galvanized Steel
POLK & COPELAND | 898 E. BROADWAY | GRIFFIN | Spalding | 1260068 | 3 | [5 empty] | Removed from Ground | Gas (Historical Use) | 1000 | Bare Steel | 1986-05-08 | Galvanized Steel
JERRY FOOD STORE #368 | 130 E TAYLOR ST | GRIFFIN | Spalding | 1260069 | 1 | Flapper Valve | 1994-10-21 | FALSE | 1994-10-21 | FALSE | Currently in Use | Regular | 3000 | Steel-Impressed Current | 1966-05-13 | Fiberglass Reinforced Plastic | Pressurized
JERRY FOOD STORE #368 | 130 E TAYLOR ST | GRIFFIN | Spalding | 1260069 | 2 | Flapper Valve | 1994-10-21 | FALSE | 1994-10-21 | FALSE | Currently in Use | Premium | 4000 | Steel-Impressed Current | 1966-05-13 | Fiberglass Reinforced Plastic | Pressurized
JERRY FOOD STORE #368 | 130 E TAYLOR ST | GRIFFIN | Spalding | 1260069 | 3 | Flapper Valve | 1994-10-21 | FALSE | 1994-10-21 | FALSE | Currently in Use | Regular | 4000 | Steel-Impressed Current | 1966-05-13 | Fiberglass Reinforced Plastic | Pressurized
JERRY FOOD STORE #368 | 130 E TAYLOR ST | GRIFFIN | Spalding | 1260069 | 4 | Flapper Valve | 1994-10-21 | FALSE | 1994-10-21 | FALSE | Currently in Use | Regular | 5100 | Steel-Impressed Current | 1966-05-13 | Fiberglass Reinforced Plastic | Pressurized
JERRY FOOD STORE #368 | 130 E TAYLOR ST | GRIFFIN | Spalding | 1260069 | 5 | Flapper Valve | 1994-10-21 | FALSE | 1994-10-21 | FALSE | Currently in Use | Premium | 4000 | Steel-Impressed Current | 1982-05-09 | Fiberglass Reinforced Plastic | Pressurized
JERRY FOOD STORE #368 | 130 E TAYLOR ST | GRIFFIN | Spalding | 1260069 | 6 | Flapper Valve | 1994-10-21 | FALSE | 1994-10-21 | FALSE | Currently in Use | Regular | 4000 | Steel-Impressed Current | 1982-05-09 | Fiberglass Reinforced Plastic | Pressurized
JERRY FOOD STORE #368 | 130 E TAYLOR ST | GRIFFIN | Spalding | 1260069 | 7 | Flapper Valve | 1994-10-21 | FALSE | 1994-10-21 | FALSE | Currently in Use | Premium | 6000 | Steel-Impressed Current | 1982-05-09 | Fiberglass Reinforced Plastic | Pressurized
QUICK STOP #372 | 1122 ZEBULON RD | GRIFFIN | Spalding | 1260070 | 1 |  | 1993-07-20 |  | 1993-07-20 |  | Removed from Ground | Gas (Historical Use) | 6110 | Bare Steel | 1974-05-11 | Galvanized Steel | Pressurized
QUICK STOP #372 | 1122 ZEBULON RD | GRIFFIN | Spalding | 1260070 | 2 | [5 empty] | Removed from Ground | Gas (Historical Use) | 6110 | Bare Steel | 1974-05-11 | Galvanized Steel | Pressurized
QUICK STOP #372 | 1122 ZEBULON RD | GRIFFIN | Spalding | 1260070 | 3 | [5 empty] | Removed from Ground | Gas (Historical Use) | 10000 | Bare Steel | 1974-05-11 | Galvanized Steel | Pressurized
QUICK STOP #372 | 1122 ZEBULON RD | GRIFFIN | Spalding | 1260070 | 4 |  | 1993-07-20 |  | 1993-07-20 |  | Removed from Ground | Gas (Historical Use) | 4000 | Bare Steel | 1974-05-11 | Galvanized Steel | Pressurized
QUICK STOP #372 | 1122 ZEBULON RD | GRIFFIN | Spalding | 1260070 | 5 | Flapper Valve | 1993-07-20 | FALSE | 1993-07-20 | FALSE | Currently in Use | Regular | 6110 | Galvanic (STIP-3) | 1993-07-20 | Fiberglass Reinforced Plastic | Pressurized
QUICK STOP #372 | 1122 ZEBULON RD | GRIFFIN | Spalding | 1260070 | 6 | Flapper Valve | 1993-07-30 | FALSE | 1993-07-30 | FALSE | Currently in Use | Premium | 6110 | Galvanic (STIP-3) | 1993-07-20 | Fiberglass Reinforced Plastic | Pressurized
QUICK STOP #372 | 1122 ZEBULON RD | GRIFFIN | Spalding | 1260070 | 7 |  | 1993-07-20 | FALSE | 1993-07-20 | FALSE | Currently in Use | Plus | 10000 | Galvanic (STIP-3) | 1993-07-20 | Fiberglass Reinforced Plastic | Pressurized
DAN J SMITH JR DIST INC | 630 WEST TAYLOR ST | GRIFFIN | Spalding | 1260071 | 1 | [5 empty] | Permanently Out of Use - historical purposes | Gas (Historical Use) | 1000 | Bare Steel | 1966-05-13 | Galvanized Steel
DAN J SMITH JR DIST INC | 630 WEST TAYLOR ST | GRIFFIN | Spalding | 1260071 | 2 | [5 empty] | Permanently Out of Use - historical purposes | Gas (Historical Use) | 1000 | Bare Steel | 1966-05-13 | Galvanized Steel
DAN J SMITH JR DIST INC | 630 WEST TAYLOR ST | GRIFFIN | Spalding | 1260071 | 3 | [5 empty] | Permanently Out of Use - historical purposes | Gas (Historical Use) | 1000 | Bare Steel | 1966-05-13 | Galvanized Steel
DAN J SMITH JR DIST INC | 630 WEST TAYLOR ST | GRIFFIN | Spalding | 1260071 | 4 | [5 empty] | Permanently Out of Use - historical purposes | Kerosene | 500 | Bare Steel | 1966-05-13 | Galvanized Steel
CLARKS GENERAL STORE | 2038 HIGH FALLS RD | GRIFFIN | Spalding | 1260072 | 1 | [5 empty] | Removed from Ground | Gas (Historical Use) | 560 | Bare Steel | 1966-05-13 | Galvanized Steel
CLARKS GENERAL STORE | 2038 HIGH FALLS RD | GRIFFIN | Spalding | 1260072 | 2 | [5 empty] | Removed from Ground | Gas (Historical Use) | 560 | Bare Steel | 1966-05-13 | Galvanized Steel
CLARKS GENERAL STORE | 2038 HIGH FALLS RD | GRIFFIN | Spalding | 1260072 | 3 | [5 empty] | Permanently Out of Use - historical purposes | Gas (Historical Use) | 2000 | Bare Steel | 1966-05-13 | Galvanized Steel
CLARKS GENERAL STORE | 2038 HIGH FALLS RD | GRIFFIN | Spalding | 1260072 | 4 | [5 empty] | Permanently Out of Use - historical purposes | Gas (Historical Use) | 1000 | Bare Steel | 1966-05-13 | Galvanized Steel
CLARKS GENERAL STORE | 2038 HIGH FALLS RD | GRIFFIN | Spalding | 1260072 | 5 | [5 empty] | Permanently Out of Use - historical purposes | Diesel | 1000 | Bare Steel | 1966-05-13 | Galvanized Steel
BROADWAY GROCERY #382 | 515 E BROADWAY | GRIFFIN | Spalding | 1260073 | 1 | Flapper Valve | 1998-03-14 | FALSE | 1998-03-14 | FALSE | Currently in Use | Premium | 5000 | Steel-Impressed Current | 1982-05-09 | Steel (Impressed Current) | Pressurized
BROADWAY GROCERY #382 | 515 E BROADWAY | GRIFFIN | Spalding | 1260073 | 2 | Flapper Valve | 1998-03-14 | FALSE | 1998-03-14 | FALSE | Currently in Use | Regular | 10000 | Steel-Impressed Current | 1982-05-09 | Steel (Impressed Current) | Pressurized
BROADWAY GROCERY #382 | 515 E BROADWAY | GRIFFIN | Spalding | 1260073 | 3 | Flapper Valve | 1998-03-14 | FALSE | 1998-03-14 | FALSE | Currently in Use | Plus | 10000 | Steel-Impressed Current | 1982-05-09 | Steel (Impressed Current) | Pressurized
CARD LOT 8888 | 351 N EXPY | GRIFFIN | Spalding | 1260074 | 1 | Flapper Valve | 1998-02-10 | FALSE | 1992-07-20 | FALSE | Currently in Use | Regular | 10000 | Steel-Impressed Current | 1985-05-12 | Steel (Impressed Current) | Safe Suction (Euro)
CARD LOT 8888 | 351 N EXPY | GRIFFIN | Spalding | 1260074 | 2 | Flapper Valve | 1998-02-10 | FALSE | 1992-07-20 | FALSE | Currently in Use | Regular | 10000 | Steel-Impressed Current | 1992-07-20 | Steel (Impressed Current) | Safe Suction (Euro)
CARD LOT 8888 | 351 N EXPY | GRIFFIN | Spalding | 1260074 | 3 | Flapper Valve | 1998-02-10 | FALSE | 1992-07-20 | FALSE | Currently in Use | Diesel | 10000 | Steel-Impressed Current | 1992-07-20 | Steel (Impressed Current) | Safe Suction (Euro)
CARD LOT 8888 | 351 N EXPY | GRIFFIN | Spalding | 1260074 | 4 | Flapper Valve | 1998-02-10 | FALSE | 1992-07-20 | FALSE | Currently in Use | E-0 | 5000 | Steel-Impressed Current | 1992-07-20 | Steel (Impressed Current) | Safe Suction (Euro)
PURE SERVICE | 1392 EXPERIMENT ST | GRIFFIN | Spalding | 1260075 | 1 |  | 1998-04-23 | FALSE | 1998-04-23 | FALSE | Removed from Ground | Gas (Historical Use) | 6000 | Steel-Impressed Current | 1966-05-13 |  | Pressurized
PURE SERVICE | 1392 EXPERIMENT ST | GRIFFIN | Spalding | 1260075 | 2 |  | 1998-04-23 | FALSE | 1998-04-23 | FALSE | Removed from Ground | Gas (Historical Use) | 8083 | Steel-Impressed Current | 1966-05-13 |  | Pressurized
PURE SERVICE | 1392 EXPERIMENT ST | GRIFFIN | Spalding | 1260075 | 3 |  | 1998-04-23 | FALSE | 1998-04-23 | FALSE | Removed from Ground | Gas (Historical Use) | 8083 | Steel-Impressed Current | 1966-05-13 |  | Pressurized
B E GROGAN #450 | 217 E TAYLOR ST | GRIFFIN | Spalding | 1260076 | 1 | Flapper Valve | 1998-09-03 |  | 1998-09-03 |  | Closed in Ground | Gas (Historical Use) | 2000 | Steel-Impressed Current | 1966-05-13 | Steel (Impressed Current) | Safe Suction (Euro)
B E GROGAN #450 | 217 E TAYLOR ST | GRIFFIN | Spalding | 1260076 | 2 | Flapper Valve | 1998-09-03 |  | 1998-09-03 |  | Closed in Ground | Gas (Historical Use) | 2000 | Steel-Impressed Current | 1966-05-13 | Steel (Impressed Current) | Safe Suction (Euro)
B E GROGAN #450 | 217 E TAYLOR ST | GRIFFIN | Spalding | 1260076 | 3 | Flapper Valve | 1998-09-03 |  | 1998-09-03 |  | Closed in Ground | Gas (Historical Use) | 3000 | Steel-Impressed Current | 1966-05-13 | Steel (Impressed Current) | Safe Suction (Euro)
B E GROGAN #450 | 217 E TAYLOR ST | GRIFFIN | Spalding | 1260076 | 4 |  | 1998-09-14 | TRUE | 1998-09-14 | TRUE | Closed in Ground | Used Oil | 550 | Steel-Impressed Current | 1966-05-13 | Steel (Impressed Current) | Safe Suction (Euro)
MINIT MAN #369 | 3981 N EXPY | SUNNYSIDE | Spalding | 1260077 | 1 |  | 1994-11-22 |  | 1994-11-22 |  | Removed from Ground | Gas (Historical Use) | 10000 | Steel-Impressed Current | 1976-05-10 | Fiberglass Reinforced Plastic | Pressurized
MINIT MAN #369 | 3981 N EXPY | SUNNYSIDE | Spalding | 1260077 | 2 |  | 1994-11-22 |  | 1994-11-22 |  | Removed from Ground | Gas (Historical Use) | 6000 | Steel-Impressed Current | 1976-05-10 | Fiberglass Reinforced Plastic | Pressurized
MINIT MAN #369 | 3981 N EXPY | SUNNYSIDE | Spalding | 1260077 | 3 |  | 1994-11-22 |  | 1994-11-22 |  | Removed from Ground | Gas (Historical Use) | 6000 | Steel-Impressed Current | 1976-05-10 | Fiberglass Reinforced Plastic | Pressurized
MINIT MAN #369 | 3981 N EXPY | SUNNYSIDE | Spalding | 1260077 | 4 |  | 1994-11-22 |  | 1994-11-22 |  | Removed from Ground | Kerosene | 1000 | Steel-Impressed Current | 1985-05-08 | Fiberglass Reinforced Plastic | Pressurized
Q & Q BROTHERS | 436 EXPRESSWAY | GRIFFIN | Spalding | 1260078 | 1 | Ball Float | 1998-12-09 | FALSE | 1998-12-09 | FALSE | Currently in Use | Premium | 6000 | Fiberglass | 1971-01-01 | Fiberglass Reinforced Plastic | Pressurized
Q & Q BROTHERS | 436 EXPRESSWAY | GRIFFIN | Spalding | 1260078 | 2 | Ball Float | 1998-12-09 | FALSE | 1998-12-09 | FALSE | Currently in Use | Regular | 6000 | Fiberglass | 1971-01-01 | Fiberglass Reinforced Plastic | Pressurized
Q & Q BROTHERS | 436 EXPRESSWAY | GRIFFIN | Spalding | 1260078 | 3 | Ball Float | 1998-12-09 | FALSE | 1998-12-09 | FALSE | Currently in Use | Regular | 6000 | Fiberglass | 1971-01-01 | Fiberglass Reinforced Plastic | Pressurized
COLLEGE & HILL | COLLEGE & HILL | GRIFFIN | Spalding | 1260079 | 1 | [5 empty] | Removed from Ground | Gas (Historical Use) | 2000 | Bare Steel | 1956-05-12 | Unknown
COLLEGE & HILL | COLLEGE & HILL | GRIFFIN | Spalding | 1260079 | 2 | [5 empty] | Removed from Ground | Gas (Historical Use) | 2000 | Bare Steel | 1956-05-12 | Unknown
COLLEGE & HILL | COLLEGE & HILL | GRIFFIN | Spalding | 1260079 | 3 | [5 empty] | Removed from Ground | Gas (Historical Use) | 2000 | Bare Steel | 1956-05-12 | Unknown
COLLEGE & HILL | COLLEGE & HILL | GRIFFIN | Spalding | 1260079 | 4 |  |  | TRUE |  | TRUE | Removed from Ground | Used Oil | 550 | Bare Steel | 1956-05-12 | Unknown
WILLIS OIL CO | 125 SEARCY AVE | GRIFFIN | Spalding | 1260080 | 1 | [5 empty] | Removed from Ground | Diesel | 6000 | Bare Steel | 1965-05-10 | Galvanized Steel
CAR DEN BROTHERS WHOLESALE | 1142 ANNE ST | GRIFFIN | Spalding | 1260081 | D-1 | [5 empty] | Removed from Ground | Diesel | 990 | Bare Steel | 1970-05-09 | Unknown
CAR DEN BROTHERS WHOLESALE | 1142 ANNE ST | GRIFFIN | Spalding | 1260081 | G-1 | [5 empty] | Removed from Ground | Gas (Historical Use) | 2000 | Bare Steel | 1975-05-08 | Unknown
DORSEY TRAILERS SOUTHEAST INC | 839 EVEREE INN RD | GRIFFIN | Spalding | 1260082 | 1 | [5 empty] | Permanently Out of Use - historical purposes | Gas (Historical Use) | 500 | Bare Steel | 1968-05-11 | Unknown
DORSEY TRAILERS SOUTHEAST INC | 839 EVEREE INN RD | GRIFFIN | Spalding | 1260082 | 2 |  |  | TRUE |  | TRUE | Permanently Out of Use - historical purposes | Used Oil | 3000 | Bare Steel | 1968-05-11 | Unknown
JULIAN JONES | 3060 MACON ROAD | ORCHARD HILL | Spalding | 1260084 | 1 | [5 empty] | Removed from Ground | Diesel | 10000 | Bare Steel | 1985-05-08 | Galvanized Steel
JULIAN JONES | 3060 MACON ROAD | ORCHARD HILL | Spalding | 1260084 | 2 | [5 empty] | Removed from Ground | Diesel | 300 | Bare Steel | 1985-05-08 | Galvanized Steel
JULIAN JONES | 3060 MACON ROAD | ORCHARD HILL | Spalding | 1260084 | 3 | [5 empty] | Removed from Ground | Diesel | 4000 | Bare Steel | 1985-05-08 | Galvanized Steel
TRIANGLE AMOCO | 3241 JACKSON RD | GRIFFIN | Spalding | 1260086 | 1 | [5 empty] | Closed in Ground | Gas (Historical Use) | 4000 | Bare Steel | 1970-05-09 | Unknown
TRIANGLE AMOCO | 3241 JACKSON RD | GRIFFIN | Spalding | 1260086 | 2 | [5 empty] | Removed from Ground | Gas (Historical Use) | 3000 | Bare Steel | 1970-05-09 | Unknown
TRIANGLE AMOCO | 3241 JACKSON RD | GRIFFIN | Spalding | 1260086 | 3 | [5 empty] | Closed in Ground | Gas (Historical Use) | 4000 | Bare Steel | 1970-05-09 | Unknown
TRIANGLE AMOCO | 3241 JACKSON RD | GRIFFIN | Spalding | 1260086 | 4A | Flapper Valve | 2009-08-15 | FALSE | 2009-08-15 | FALSE | Temporarily out of use | Regular | 4000 | Galvanic (STIP-3) | 1996-02-01 | Fiberglass Reinforced Plastic | Safe Suction (Euro)
TRIANGLE AMOCO | 3241 JACKSON RD | GRIFFIN | Spalding | 1260086 | 4B | Flapper Valve | 2009-08-15 | FALSE | 2009-08-15 | FALSE | Temporarily out of use | Premium | 4000 | Galvanic (STIP-3) | 1996-02-01 | Fiberglass Reinforced Plastic | Safe Suction (Euro)
TRIANGLE AMOCO | 3241 JACKSON RD | GRIFFIN | Spalding | 1260086 | 4C | Flapper Valve | 2009-08-15 | FALSE | 2009-08-15 | FALSE | Temporarily out of use | Plus | 4000 | Galvanic (STIP-3) | 1996-02-01 | Fiberglass Reinforced Plastic | Safe Suction (Euro)
REEVES CLEANERS INC | 211 SOUTH 6TH ST | GRIFFIN | Spalding | 1260087 | 1 | [5 empty] | Closed in Ground | Other | 500 | Bare Steel | 1974-05-11 | Galvanized Steel | Suction (American)
EAST SIDE PETROLEUM INC | 1160 MERIWETHER ST | GRIFFIN | Spalding | 1260089 | 1 |  | 1994-05-04 |  | 1994-05-04 |  | Removed from Ground | Gas (Historical Use) | 1060 | Bare Steel | 1975-05-11 | Galvanized Steel | Suction (American)
EAST SIDE PETROLEUM INC | 1160 MERIWETHER ST | GRIFFIN | Spalding | 1260089 | 2 |  | 1994-05-04 |  | 1994-05-04 |  | Removed from Ground | Gas (Historical Use) | 1060 | Bare Steel | 1975-05-11 | Galvanized Steel | Suction (American)
EAST SIDE PETROLEUM INC | 1160 MERIWETHER ST | GRIFFIN | Spalding | 1260089 | 3 |  | 1994-05-04 |  | 1994-05-04 |  | Removed from Ground | Gas (Historical Use) | 560 | Bare Steel | 1975-05-11 | Galvanized Steel | Suction (American)
EAST SIDE PETROLEUM INC | 1160 MERIWETHER ST | GRIFFIN | Spalding | 1260089 | 4 |  | 1994-05-04 |  | 1994-05-04 |  | Removed from Ground | Diesel | 560 | Bare Steel | 1975-05-11 | Galvanized Steel | Suction (American)
EAST SIDE PETROLEUM INC | 1160 MERIWETHER ST | GRIFFIN | Spalding | 1260089 | 5 | Flapper Valve | 1997-12-01 | FALSE | 1997-12-01 | FALSE | Currently in Use | Premium | 1000 | Fiberglass | 1997-12-01 | Fiberglass Reinforced Plastic | Suction (American)
EAST SIDE PETROLEUM INC | 1160 MERIWETHER ST | GRIFFIN | Spalding | 1260089 | 6 | Flapper Valve | 1997-12-01 | FALSE | 1997-12-01 | FALSE | Currently in Use | Regular | 2500 | Fiberglass | 1997-12-01 | Fiberglass Reinforced Plastic | Suction (American)
EAST SIDE PETROLEUM INC | 1160 MERIWETHER ST | GRIFFIN | Spalding | 1260089 | 7 | Flapper Valve | 1997-12-01 | FALSE | 1997-12-01 | FALSE | Currently in Use | Diesel | 4000 | Fiberglass | 1997-12-01 | Fiberglass Reinforced Plastic | Pressurized
EAST SIDE PETROLEUM INC | 1160 MERIWETHER ST | GRIFFIN | Spalding | 1260089 | 8 | Flapper Valve | 1997-12-01 | FALSE | 1997-12-01 | FALSE | Currently in Use | Diesel Off Road | 4000 | Fiberglass | 1997-12-01 | Fiberglass Reinforced Plastic | Pressurized
NEWTON CROUCH INC | 890 EAST SOLOMON ST. | GRIFFIN | Spalding | 1260091 | 1 | [5 empty] | Removed from Ground | Gas (Historical Use) | 1000 | Bare Steel | 1976-05-10 | Bare Steel
NEWTON CROUCH INC | 890 EAST SOLOMON ST. | GRIFFIN | Spalding | 1260091 | 2 | [5 empty] | Removed from Ground | Gas (Historical Use) | 1000 | Bare Steel | 1976-05-10 | Bare Steel
NEWTON CROUCH INC | 890 EAST SOLOMON ST. | GRIFFIN | Spalding | 1260091 | 3 | [5 empty] | Removed from Ground | Gas (Historical Use) | 1000 | Bare Steel | 1976-05-10 | Bare Steel
NEWTON CROUCH INC | 890 EAST SOLOMON ST. | GRIFFIN | Spalding | 1260091 | 4 | [5 empty] | Removed from Ground | Empty | 1000 | Bare Steel | 1976-05-10 | Bare Steel
COLONIAL BAKING CO | 1141 ANNE ST | GRIFFIN | Spalding | 1260092 | 1 | [5 empty] | Closed in Ground | Gas (Historical Use) | 1000 | Bare Steel | 1970-05-11 | Galvanized Steel
BST/GRIFFIN CO/R2161 | 232 S HILL ST | GRIFFIN | Spalding | 1260093 | 1 | [5 empty] | Removed from Ground | Diesel | 3000 | Bare Steel | 1963-01-07 | Copper | Suction (American)
BST/GRIFFIN CO/R2161 | 232 S HILL ST | GRIFFIN | Spalding | 1260093 | 2 | [5 empty] | Removed from Ground | Diesel | 3000 | Bare Steel | 1963-01-07 | Copper | Suction (American)
BST/GRIFFIN CO/R2161 | 232 S HILL ST | GRIFFIN | Spalding | 1260093 | 3 | Flapper Valve | 1994-09-25 | FALSE | 1994-09-25 | FALSE | Currently in Use | Diesel | 6000 | Fiberglass Double Walled | 1994-09-25 | Double-Walled Fiberglass | Suction (American)
BST/GRFNGAMR R3674 | 518 MCINTOSH RD | GRIFFIN | Spalding | 1260094 | 1 | [5 empty] | Removed from Ground | Gas (Historical Use) | 10000 | Bare Steel | 1981-01-02 | Unknown | Pressurized
BST/GRFNGAMR R3674 | 518 MCINTOSH RD | GRIFFIN | Spalding | 1260094 | 2 |  |  | TRUE |  | TRUE | Removed from Ground | Used Oil | 550 | Bare Steel | 1977-01-03 | Unknown | Gravity Fed
UNION CAMP CORP | 1304 ARTHUR K. BOLTON PARKWAY | GRIFFIN | Spalding | 1260098 | 1 | [5 empty] | Permanently Out of Use - historical purposes | Hazardous Substance | 6000 | Composite | 1987-01-01 | Not Marked
SPALDING KNITTING MILLS | 324 E BROAD ST | GRIFFIN | Spalding | 1260099 | 1 | [5 empty] | Removed from Ground | Diesel | 10000 | Bare Steel | 1961-05-14 | Galvanized Steel
SPALDING KNITTING MILLS | 324 E BROAD ST | GRIFFIN | Spalding | 1260099 | 2 | [5 empty] | Removed from Ground | Diesel | 20000 | Bare Steel | 1977-05-10 | Copper
SPALDING KNITTING MILLS | 324 E BROAD ST | GRIFFIN | Spalding | 1260099 | 3 | [5 empty] | Removed from Ground | Diesel | 250 | Not Marked/Unknown |  | Not Marked
MORTELL CO | HWY 19 | GRIFFIN | Spalding | 1260100 | 1 | [5 empty] | Removed from Ground | Gas (Historical Use) | 1000 | Bare Steel | 1986-05-08 | Galvanized Steel
NORTH EXPRESSWAY SHELL #371 | 1566 N EXPRESSWAY | GRIFFIN | Spalding | 1260103 | 1 | [5 empty] | Removed from Ground | Gas (Historical Use) | 10000 | Bare Steel | 1978-05-15 | Galvanized Steel
NORTH EXPRESSWAY SHELL #371 | 1566 N EXPRESSWAY | GRIFFIN | Spalding | 1260103 | 2 | [5 empty] | Removed from Ground | Gas (Historical Use) | 10000 | Bare Steel | 1978-05-15 | Galvanized Steel
NORTH EXPRESSWAY SHELL #371 | 1566 N EXPRESSWAY | GRIFFIN | Spalding | 1260103 | 3 | [5 empty] | Removed from Ground | Gas (Historical Use) | 4000 | Bare Steel | 1978-05-15 | Galvanized Steel
NORTH EXPRESSWAY SHELL #371 | 1566 N EXPRESSWAY | GRIFFIN | Spalding | 1260103 | 4 | Flapper Valve | 1998-03-01 | FALSE | 1998-03-01 | FALSE | Currently in Use | Premium | 10000 | Epoxy | 1998-02-01 | Fiberglass Reinforced Plastic | Pressurized
NORTH EXPRESSWAY SHELL #371 | 1566 N EXPRESSWAY | GRIFFIN | Spalding | 1260103 | 5 | Flapper Valve | 1998-03-01 | FALSE | 1998-03-01 | FALSE | Currently in Use | Regular | 8000 | Epoxy | 1998-02-01 | Fiberglass Reinforced Plastic | Pressurized
GRIFFIN EXPRESS | 1447 GA HWY 16 WEST | GRIFFIN | Spalding | 1260104 | 1 | Ball Float | 1997-06-01 | FALSE | 1997-06-01 | FALSE | Currently in Use | Diesel | 2000 | Steel-Impressed Current | 1986-01-01 | Fiberglass Reinforced Plastic | Pressurized
GRIFFIN EXPRESS | 1447 GA HWY 16 WEST | GRIFFIN | Spalding | 1260104 | 2 | Ball Float | 1997-06-01 | FALSE | 1997-06-01 | FALSE | Currently in Use | Premium | 4000 | Steel-Impressed Current | 1986-01-01 | Fiberglass Reinforced Plastic | Pressurized
GRIFFIN EXPRESS | 1447 GA HWY 16 WEST | GRIFFIN | Spalding | 1260104 | 3 | Ball Float | 1997-06-01 | FALSE | 1997-06-01 | FALSE | Currently in Use | Premium | 4000 | Steel-Impressed Current | 1986-01-01 | Fiberglass Reinforced Plastic | Pressurized
GRIFFIN EXPRESS | 1447 GA HWY 16 WEST | GRIFFIN | Spalding | 1260104 | 4 | Ball Float | 1997-06-01 | FALSE | 1997-06-01 | FALSE | Currently in Use | Regular | 4000 | Steel-Impressed Current | 1986-01-01 | Fiberglass Reinforced Plastic | Pressurized
GRIFFIN EXPRESS | 1447 GA HWY 16 WEST | GRIFFIN | Spalding | 1260104 | 5 | Ball Float | 1997-06-01 | FALSE | 1997-06-01 | FALSE | Currently in Use | Regular | 4000 | Steel-Impressed Current | 1986-01-01 | Fiberglass Reinforced Plastic | Pressurized
GRIFFIN EXPRESS | 1447 GA HWY 16 WEST | GRIFFIN | Spalding | 1260104 | 6 | Ball Float | 1997-06-01 | FALSE | 1997-06-01 | FALSE | Currently in Use | Regular | 4000 | Steel-Impressed Current | 1986-01-01 | Fiberglass Reinforced Plastic | Pressurized
GRIFFIN EXPRESS | 1447 GA HWY 16 WEST | GRIFFIN | Spalding | 1260104 | 7 | Ball Float | 1997-06-01 | FALSE | 1997-06-01 | FALSE | Currently in Use | Regular | 4000 | Steel-Impressed Current | 1986-01-01 | Fiberglass Reinforced Plastic | Pressurized
GRIFFIN EXPRESS | 1447 GA HWY 16 WEST | GRIFFIN | Spalding | 1260104 | 8 | Flapper Valve | 2007-12-13 | FALSE | 1997-06-01 | FALSE | Currently in Use | Kerosene | 1000 | Steel-Impressed Current | 1986-01-01 | Fiberglass Reinforced Plastic | Safe Suction (Euro)
ZETELLA EXPRESS | 4289 HWY 16 W | GRIFFIN | Spalding | 1260105 | 1UL | Flapper Valve | 1998-12-01 |  | 1988-10-20 |  | Removed from Ground | Gas (Historical Use) | 6000 | Cathodically Protected Steel | 1985-09-10 | Fiberglass Reinforced Plastic | Pressurized
ZETELLA EXPRESS | 4289 HWY 16 W | GRIFFIN | Spalding | 1260105 | 2PL | Flapper Valve | 1998-12-01 |  | 1988-10-20 |  | Removed from Ground | Gas (Historical Use) | 4000 | Not Marked/Unknown | 1980-02-20 | Fiberglass Reinforced Plastic | Pressurized
ZETELLA EXPRESS | 4289 HWY 16 W | GRIFFIN | Spalding | 1260105 | 3 | [5 empty] | Removed from Ground | Gas (Historical Use) | 2000 | Bare Steel | 1976-02-21 | Bare Steel
ZETELLA EXPRESS | 4289 HWY 16 W | GRIFFIN | Spalding | 1260105 | 4 | [5 empty] | Removed from Ground | Diesel | 1000 | Bare Steel | 1976-02-21 | Bare Steel
ZETELLA EXPRESS | 4289 HWY 16 W | GRIFFIN | Spalding | 1260105 | 5 | [5 empty] | Removed from Ground | Kerosene | 1000 | Bare Steel | 1976-02-21 | Bare Steel
ZETELLA EXPRESS | 4289 HWY 16 W | GRIFFIN | Spalding | 1260105 | 6DC | Flapper Valve | 1998-12-01 |  | 1988-10-20 |  | Removed from Ground | Diesel | 2000 | Cathodically Protected Steel | 1988-10-20 | Fiberglass Reinforced Plastic | Pressurized
ZETELLA EXPRESS | 4289 HWY 16 W | GRIFFIN | Spalding | 1260105 | 7KERO | Flapper Valve | 1998-12-01 |  | 1988-10-20 |  | Removed from Ground | Kerosene | 2000 | Cathodically Protected Steel | 1988-10-20 | Fiberglass Reinforced Plastic | Suction (American)
ZETELLA EXPRESS | 4289 HWY 16 W | GRIFFIN | Spalding | 1260105 | 8SUL | Flapper Valve | 1998-12-01 |  | 1988-10-20 |  | Removed from Ground | Gas (Historical Use) | 4000 | Not Marked/Unknown | 1988-10-20 | Fiberglass Reinforced Plastic | Pressurized
DITS TOO C STORE | 2662 HIGH FALLS RD | GRIFFIN | Spalding | 1260106 | 1 | Flapper Valve | 1998-11-01 | FALSE | 1998-10-01 | FALSE | Removed from Ground | Kerosene | 1000 | Steel-Impressed Current | 1971-02-22 | Fiberglass Reinforced Plastic | Suction (American)
DITS TOO C STORE | 2662 HIGH FALLS RD | GRIFFIN | Spalding | 1260106 | 2 | Flapper Valve | 1998-11-01 | FALSE | 1998-10-01 | FALSE | Removed from Ground | Diesel | 1000 | Steel-Impressed Current | 1971-02-22 | Fiberglass Reinforced Plastic | Suction (American)
DITS TOO C STORE | 2662 HIGH FALLS RD | GRIFFIN | Spalding | 1260106 | 3 | Flapper Valve | 1998-11-01 | FALSE | 1998-10-01 | FALSE | Removed from Ground | Gas (Historical Use) | 1000 | Steel-Impressed Current | 1971-02-22 | Fiberglass Reinforced Plastic | Suction (American)
DITS TOO C STORE | 2662 HIGH FALLS RD | GRIFFIN | Spalding | 1260106 | 4 | Flapper Valve | 1987-01-01 | FALSE | 1987-01-01 | FALSE | Removed from Ground | Gas (Historical Use) | 6000 | Steel-Impressed Current | 1987-01-01 | Fiberglass Reinforced Plastic | Pressurized
DITS TOO C STORE | 2662 HIGH FALLS RD | GRIFFIN | Spalding | 1260106 | 5 | Flapper Valve | 1987-01-01 | FALSE | 1987-01-01 | FALSE | Removed from Ground | Gas (Historical Use) | 6000 | Steel-Impressed Current | 1987-01-01 | Fiberglass Reinforced Plastic | Pressurized
GRIFFIN COUNTRY CLUB | 430 CLUB DR | GRIFFIN | Spalding | 1260107 | 1 | [5 empty] | Removed from Ground | Gas (Historical Use) | 1000 | Bare Steel | 1982-09-01 | Bare Steel | Suction (American)
GRIFFIN COUNTRY CLUB | 430 CLUB DR | GRIFFIN | Spalding | 1260107 | 2AST | [5 empty] | Currently in Use | Diesel | 560 | Bare Steel | 1982-08-01 | Bare Steel | Suction (American)
GRIFFIN COUNTRY CLUB | 430 CLUB DR | GRIFFIN | Spalding | 1260107 | 3AST | [5 empty] | Removed from Ground | Diesel | 560 | Bare Steel | 1980-02-20 | Bare Steel
BMW | 437 EAST BROADWAY | GRIFFIN | Spalding | 1260108 | 1 | [5 empty] | Removed from Ground | Gas (Historical Use) | 1000 | Bare Steel | 1971-02-22 | Bare Steel | Suction (American)
BMW | 437 EAST BROADWAY | GRIFFIN | Spalding | 1260108 | 2 | [5 empty] | Removed from Ground | Gas (Historical Use) | 1000 | Bare Steel | 1971-02-22 | Bare Steel | Suction (American)
BMW | 437 EAST BROADWAY | GRIFFIN | Spalding | 1260108 | 3 | [5 empty] | Removed from Ground | Gas (Historical Use) | 2000 | Bare Steel | 1976-02-21 | Bare Steel | Suction (American)
JOHNSON TEXACO | 1012 W. TAYLOR | GRIFFIN | Spalding | 1260109 | 1 | [5 empty] | Removed from Ground | Gas (Historical Use) | 2000 | Bare Steel | 1979-02-20 | Bare Steel
JOHNSON TEXACO | 1012 W. TAYLOR | GRIFFIN | Spalding | 1260109 | 2 | [5 empty] | Removed from Ground | Gas (Historical Use) | 1000 | Bare Steel | 1970-02-22 | Bare Steel
JOHNSON TEXACO | 1012 W. TAYLOR | GRIFFIN | Spalding | 1260109 | 3 | [5 empty] | Removed from Ground | Gas (Historical Use) | 1000 | Bare Steel | 1970-02-22 | Bare Steel
JOHNSON TEXACO | 1012 W. TAYLOR | GRIFFIN | Spalding | 1260109 | 4 | [5 empty] | Removed from Ground | Gas (Historical Use) | 1000 | Bare Steel | 1970-02-22 | Bare Steel
JOHNSON TEXACO | 1012 W. TAYLOR | GRIFFIN | Spalding | 1260109 | 5 |  |  | TRUE |  | TRUE | Removed from Ground | Used Oil | 2000 | Bare Steel | 1986-02-18 | Bare Steel
JOHN HIPP FORD TRACTOR | HWY 41 BY PASS | GRIFFIN | Spalding | 1260110 | 1 | [5 empty] | Removed from Ground | Diesel | 560 | Bare Steel | 1979-02-20 | Bare Steel
JOHN HIPP FORD TRACTOR | HWY 41 BY PASS | GRIFFIN | Spalding | 1260110 | 2 | [5 empty] | Removed from Ground | Gas (Historical Use) | 1000 | Bare Steel | 1981-02-19 | Bare Steel
JOHN HIPP FORD TRACTOR | HWY 41 BY PASS | GRIFFIN | Spalding | 1260110 | 3 | [5 empty] | Removed from Ground | Gas (Historical Use) | 560 | Bare Steel | 1976-02-21 | Bare Steel
M GOLDSTEIN & SONS | 815 E SOLOMON | GRIFFIN | Spalding | 1260111 | 1 | [5 empty] | Removed from Ground | Diesel | 1000 | Bare Steel | 1976-02-21 | Bare Steel | Safe Suction (Euro)
PARKWAY PANTRY | 1102 MEMORIAL DR | GRIFFIN | Spalding | 1260112 | 1U | Flapper Valve | 1998-12-01 | FALSE | 1988-10-10 | FALSE | Temporarily out of use | Regular | 4000 | Steel-Impressed Current | 1983-02-19 | Fiberglass Reinforced Plastic | Pressurized
PARKWAY PANTRY | 1102 MEMORIAL DR | GRIFFIN | Spalding | 1260112 | 2P | Flapper Valve | 1998-12-01 | FALSE | 1988-10-10 | FALSE | Temporarily out of use | Plus | 4000 | Steel-Impressed Current | 1983-02-19 | Fiberglass Reinforced Plastic | Pressurized
PARKWAY PANTRY | 1102 MEMORIAL DR | GRIFFIN | Spalding | 1260112 | 3 | [5 empty] | Removed from Ground | Gas (Historical Use) | 2000 | Bare Steel | 1971-02-22 | Bare Steel
PARKWAY PANTRY | 1102 MEMORIAL DR | GRIFFIN | Spalding | 1260112 | 4 | [5 empty] | Removed from Ground | Empty | 560 | Bare Steel | 1986-02-18 | Bare Steel
PARKWAY PANTRY | 1102 MEMORIAL DR | GRIFFIN | Spalding | 1260112 | 5 | [5 empty] | Removed from Ground | Diesel | 2000 | Bare Steel | 1971-02-22 | Bare Steel
PARKWAY PANTRY | 1102 MEMORIAL DR | GRIFFIN | Spalding | 1260112 | 6 | [5 empty] | Removed from Ground | Empty | 1000 | Cathodically Protected Steel | 1986-02-18 | Bare Steel
PARKWAY PANTRY | 1102 MEMORIAL DR | GRIFFIN | Spalding | 1260112 | 7S | Flapper Valve | 1998-12-01 | FALSE | 1988-11-10 | FALSE | Temporarily out of use | Premium | 3000 | Steel-Impressed Current | 1988-11-10 | Fiberglass Reinforced Plastic | Pressurized
PARKWAY PANTRY | 1102 MEMORIAL DR | GRIFFIN | Spalding | 1260112 | 8D | Flapper Valve | 1998-12-01 | FALSE | 1988-11-10 | FALSE | Temporarily out of use | Diesel | 2000 | Steel-Impressed Current | 1988-11-10 | Fiberglass Reinforced Plastic | Suction (American)
PARKWAY PANTRY | 1102 MEMORIAL DR | GRIFFIN | Spalding | 1260112 | 9K | Flapper Valve | 1998-12-01 | FALSE | 1988-11-10 | FALSE | Temporarily out of use | Kerosene | 1000 | Steel-Impressed Current | 1988-11-10 | Fiberglass Reinforced Plastic | Suction (American)
JOHNSON'S SERVICE STATION | 1101 MEMORIAL DR | GRIFFIN | Spalding | 1260116 | 1 | [5 empty] | Removed from Ground | Gas (Historical Use) | 500 | Bare Steel | 1971-05-06 | Galvanized Steel
JOHNSON'S SERVICE STATION | 1101 MEMORIAL DR | GRIFFIN | Spalding | 1260116 | 2 | [5 empty] | Removed from Ground | Gas (Historical Use) | 1000 | Bare Steel | 1971-05-06 | Galvanized Steel
JOHNSON'S SERVICE STATION | 1101 MEMORIAL DR | GRIFFIN | Spalding | 1260116 | 3 | [5 empty] | Removed from Ground | Gas (Historical Use) | 1000 | Bare Steel | 1971-05-06 | Galvanized Steel
FREEWAY CAR WASH | 361 N EXPRESSWAY | GRIFFIN | Spalding | 1260119 | 1 | Flapper Valve | 1998-05-01 | FALSE | 1998-05-01 | FALSE | Temporarily out of use | E-0 | 8000 | Steel-Impressed Current | 1985-05-02 | Fiberglass Reinforced Plastic | Pressurized
FREEWAY CAR WASH | 361 N EXPRESSWAY | GRIFFIN | Spalding | 1260119 | 2 | Flapper Valve | 1998-05-01 | FALSE | 1998-05-01 | FALSE | Temporarily out of use | Regular | 8000 | Steel-Impressed Current | 1985-05-02 | Fiberglass Reinforced Plastic | Pressurized
FREEWAY CAR WASH | 361 N EXPRESSWAY | GRIFFIN | Spalding | 1260119 | 3 | Flapper Valve | 1998-05-01 | FALSE | 1998-05-01 | FALSE | Temporarily out of use | Diesel | 8000 | Steel-Impressed Current | 1985-05-02 | Fiberglass Reinforced Plastic | Pressurized
FREEWAY CAR WASH | 361 N EXPRESSWAY | GRIFFIN | Spalding | 1260119 | 4 | Flapper Valve | 1998-05-01 | FALSE | 1998-05-01 | FALSE | Temporarily out of use | Diesel | 6000 | Steel-Impressed Current | 1985-05-02 | Fiberglass Reinforced Plastic | Pressurized
WILLIAMSON QUALITY PROPERTIES LLC | 1598 WILLIAMSON RD | GRIFFIN | Spalding | 1260121 | 1 | Ball Float | 1998-01-06 | FALSE | 1998-01-06 | FALSE | Temporarily out of use | Diesel | 15000 | Steel-Impressed Current | 1981-05-03 | Double-Walled Fiberglass | Pressurized
WILLIAMSON QUALITY PROPERTIES LLC | 1598 WILLIAMSON RD | GRIFFIN | Spalding | 1260121 | 2 | [5 empty] | Removed from Ground | Other | 3000 | Bare Steel | 1981-05-03 | Bare Steel | Suction (American)
WILLIAMSON QUALITY PROPERTIES LLC | 1598 WILLIAMSON RD | GRIFFIN | Spalding | 1260121 | 3 |  |  | TRUE |  | TRUE | Removed from Ground | Used Oil | 1000 | Bare Steel | 1981-05-03 | Bare Steel | Gravity Fed
AMINS FOOD MART | 837 EXPERIMENT ST | GRIFFIN | Spalding | 1260123 | 1 | [5 empty] | Removed from Ground | Gas (Historical Use) | 2000 | Bare Steel | 1970-05-06 | Galvanized Steel
AMINS FOOD MART | 837 EXPERIMENT ST | GRIFFIN | Spalding | 1260123 | 2 | [5 empty] | Removed from Ground | Gas (Historical Use) | 2000 | Bare Steel | 1970-05-06 | Galvanized Steel
AMINS FOOD MART | 837 EXPERIMENT ST | GRIFFIN | Spalding | 1260123 | 3 |  |  | TRUE |  | TRUE | Removed from Ground | Used Oil | 500 | Bare Steel | 1960-05-08 | Galvanized Steel
AMINS FOOD MART | 837 EXPERIMENT ST | GRIFFIN | Spalding | 1260123 | 4 | Ball Float | 1998-11-01 | FALSE | 1998-11-01 | FALSE | Currently in Use | Diesel | 1000 | Steel-Impressed Current | 1986-10-01 | Steel (Impressed Current) | Safe Suction (Euro)
AMINS FOOD MART | 837 EXPERIMENT ST | GRIFFIN | Spalding | 1260123 | 5 | Ball Float | 1998-11-01 | FALSE | 1998-11-01 | FALSE | Currently in Use | Regular | 4000 | Steel-Impressed Current | 1986-10-01 | Steel (Impressed Current) | Pressurized
AMINS FOOD MART | 837 EXPERIMENT ST | GRIFFIN | Spalding | 1260123 | 6 | Ball Float | 1998-11-01 | FALSE | 1998-11-01 | FALSE | Currently in Use | Regular | 4000 | Steel-Impressed Current | 1986-10-01 | Steel (Impressed Current) | Pressurized
AMINS FOOD MART | 837 EXPERIMENT ST | GRIFFIN | Spalding | 1260123 | 7 | Ball Float | 1998-11-01 | FALSE | 1998-11-01 | FALSE | Currently in Use | Premium | 4000 | Steel-Impressed Current | 1986-10-01 | Steel (Impressed Current) | Pressurized
EAST SIDE PETROLEUM INC | 1156 MERIWETHER ST | GRIFFIN | Spalding | 1260124 | 1 |  | 1992-07-07 |  | 1992-07-07 |  | Temporarily out of use | Diesel | 8500 | Steel-Impressed Current | 1976-05-10 | Fiberglass Reinforced Plastic | Pressurized
EAST SIDE PETROLEUM INC | 1156 MERIWETHER ST | GRIFFIN | Spalding | 1260124 | 10 | [5 empty] | Removed from Ground | Gas (Historical Use) | 1000 | Not Marked/Unknown |  | Not Marked
EAST SIDE PETROLEUM INC | 1156 MERIWETHER ST | GRIFFIN | Spalding | 1260124 | 11 | [5 empty] | Removed from Ground | Diesel | 2000 | Not Marked/Unknown |  | Not Marked
EAST SIDE PETROLEUM INC | 1156 MERIWETHER ST | GRIFFIN | Spalding | 1260124 | 12 | Flapper Valve | 1996-01-10 | FALSE | 1996-01-10 | FALSE | Currently in Use | Diesel Off Road | 8200 | Galvanic (STIP-3) | 1996-01-01 | Fiberglass Reinforced Plastic | Pressurized
EAST SIDE PETROLEUM INC | 1156 MERIWETHER ST | GRIFFIN | Spalding | 1260124 | 13 | Flapper Valve | 1996-01-10 | FALSE | 1996-01-10 | FALSE | Currently in Use | Regular | 8200 | Galvanic (STIP-3) | 1996-01-01 | Fiberglass Reinforced Plastic | Pressurized
EAST SIDE PETROLEUM INC | 1156 MERIWETHER ST | GRIFFIN | Spalding | 1260124 | 14 | Flapper Valve | 1996-01-10 | FALSE | 1996-01-10 | FALSE | Currently in Use | Diesel On Road | 8200 | Galvanic (STIP-3) | 1996-01-01 | Fiberglass Reinforced Plastic | Pressurized
EAST SIDE PETROLEUM INC | 1156 MERIWETHER ST | GRIFFIN | Spalding | 1260124 | 15 | Ball Float | 1996-01-10 | FALSE | 1996-01-10 | FALSE | Currently in Use | Aviaion gas/AV Gas | 8200 | Galvanic (STIP-3) | 1996-01-01 | Fiberglass Reinforced Plastic | Pressurized
EAST SIDE PETROLEUM INC | 1156 MERIWETHER ST | GRIFFIN | Spalding | 1260124 | 16 |  | 1992-01-01 | FALSE | 1992-01-01 | FALSE | Temporarily out of use | Diesel | 8000 | Bare Steel | 1988-01-01 | Fiberglass Reinforced Plastic | Pressurized
EAST SIDE PETROLEUM INC | 1156 MERIWETHER ST | GRIFFIN | Spalding | 1260124 | 2 |  | 1992-07-07 |  | 1992-07-07 |  | Removed from Ground | Gas (Historical Use) | 8500 | Bare Steel | 1976-05-10 | Galvanized Steel | Pressurized
EAST SIDE PETROLEUM INC | 1156 MERIWETHER ST | GRIFFIN | Spalding | 1260124 | 3 |  | 1992-07-07 |  | 1992-07-07 |  | Temporarily out of use | Gas (Historical Use) | 8500 | Steel-Impressed Current | 1976-05-10 | Fiberglass Reinforced Plastic | Pressurized
EAST SIDE PETROLEUM INC | 1156 MERIWETHER ST | GRIFFIN | Spalding | 1260124 | 4 |  | 1992-07-07 |  | 1992-07-07 |  | Temporarily out of use | Other | 8500 | Steel-Impressed Current | 1976-05-10 | Fiberglass Reinforced Plastic | Pressurized
EAST SIDE PETROLEUM INC | 1156 MERIWETHER ST | GRIFFIN | Spalding | 1260124 | 5 | [5 empty] | Removed from Ground | Diesel | 2000 | Not Marked/Unknown | 1976-05-10 | Not Marked
EAST SIDE PETROLEUM INC | 1156 MERIWETHER ST | GRIFFIN | Spalding | 1260124 | 6 |  | 1992-07-07 | FALSE | 1992-07-07 | FALSE | Temporarily out of use | Empty | 8000 | Galvanic (STIP-3) | 1988-01-01 | Fiberglass Reinforced Plastic | Pressurized
EAST SIDE PETROLEUM INC | 1156 MERIWETHER ST | GRIFFIN | Spalding | 1260124 | 7 |  | 1992-07-07 |  | 1992-07-07 |  | Temporarily out of use | Kerosene | 8000 | Galvanic (STIP-3) | 1988-01-01 | Fiberglass Reinforced Plastic | Pressurized
EAST SIDE PETROLEUM INC | 1156 MERIWETHER ST | GRIFFIN | Spalding | 1260124 | 8 | [5 empty] | Removed from Ground | Gas (Historical Use) | 2000 | Not Marked/Unknown |  | Not Marked
EAST SIDE PETROLEUM INC | 1156 MERIWETHER ST | GRIFFIN | Spalding | 1260124 | 9 | [5 empty] | Removed from Ground | Gas (Historical Use) | 1000 | Not Marked/Unknown | 1988-01-01 | Not Marked
AEP INDUSTRIES INC | 1201 PINE HILL RD | GRIFFIN | Spalding | 1260127 | 1 | [5 empty] | Currently in Use | Other | 14689 | Bare Steel | 1972-05-17 | Bare Steel | Suction (American)
AEP INDUSTRIES INC | 1201 PINE HILL RD | GRIFFIN | Spalding | 1260127 | 18 | [5 empty] | Removed from Ground | Other | 22000 | Bare Steel | 1980-05-16 | Bare Steel | Suction (American)
AEP INDUSTRIES INC | 1201 PINE HILL RD | GRIFFIN | Spalding | 1260127 | 2 | [5 empty] | Currently in Use | Other | 14689 | Bare Steel | 1972-05-17 | Bare Steel | Suction (American)
AEP INDUSTRIES INC | 1201 PINE HILL RD | GRIFFIN | Spalding | 1260127 | 3 | [5 empty] | Currently in Use | Other | 6393 | Bare Steel | 1972-05-17 | Bare Steel | Suction (American)
AEP INDUSTRIES INC | 1201 PINE HILL RD | GRIFFIN | Spalding | 1260127 | 4 | [5 empty] | Currently in Use | Other | 18645 | Bare Steel | 1980-05-16 | Bare Steel | Suction (American)
AEP INDUSTRIES INC | 1201 PINE HILL RD | GRIFFIN | Spalding | 1260127 | 5 | [5 empty] | Currently in Use | Other | 18645 | Bare Steel | 1980-05-16 | Bare Steel | Suction (American)
AEP INDUSTRIES INC | 1201 PINE HILL RD | GRIFFIN | Spalding | 1260127 | 6 | [5 empty] | Currently in Use | Other | 7050 | Bare Steel | 1980-05-16 | Bare Steel | Suction (American)
AEP INDUSTRIES INC | 1201 PINE HILL RD | GRIFFIN | Spalding | 1260127 | 7 | [5 empty] | Currently in Use | Other | 21150 | Bare Steel | 1977-05-16 | Bare Steel | Suction (American)
AEP INDUSTRIES INC | 1201 PINE HILL RD | GRIFFIN | Spalding | 1260127 | 8 | [5 empty] | Currently in Use | Other | 21150 | Bare Steel | 1977-05-16 | Bare Steel | Suction (American)
AEP INDUSTRIES INC | 1201 PINE HILL RD | GRIFFIN | Spalding | 1260127 | 9 | [5 empty] | Currently in Use | Other | 8225 | Bare Steel | 1977-05-16 | Bare Steel | Suction (American)
BY PASS AMOCO | 1498 KALAMAZOO RD | GRIFFIN | Spalding | 1260129 | 1 |  | 1998-02-01 |  | 1998-02-01 |  | Removed from Ground | Gas (Historical Use) | 8000 | Steel-Impressed Current | 1971-08-02 | Cathodically Protected | Pressurized
BY PASS AMOCO | 1498 KALAMAZOO RD | GRIFFIN | Spalding | 1260129 | 2 |  | 1998-02-01 |  | 1998-02-01 |  | Removed from Ground | Gas (Historical Use) | 8000 | Steel-Impressed Current | 1971-08-02 | Cathodically Protected | Pressurized
BY PASS AMOCO | 1498 KALAMAZOO RD | GRIFFIN | Spalding | 1260129 | 3 |  | 1998-02-01 |  | 1998-02-01 |  | Removed from Ground | Diesel | 8000 | Steel-Impressed Current | 1971-08-02 | Cathodically Protected | Suction (American)
BY PASS AMOCO | 1498 KALAMAZOO RD | GRIFFIN | Spalding | 1260129 | 4 |  | 1998-02-01 |  | 1998-02-01 |  | Removed from Ground | Gas (Historical Use) | 2000 | Steel-Impressed Current | 1971-08-02 | Cathodically Protected
VARNADOES GROCERY | 4471 W MCINTOSH RD | GRIFFIN | Spalding | 1260130 | 1 |  | 1998-11-01 |  | 1998-11-01 |  | Closed in Ground | Gas (Historical Use) | 4000 | Cathodically Protected Steel | 1986-01-01 | Cathodically Protected | Safe Suction (Euro)
VARNADOES GROCERY | 4471 W MCINTOSH RD | GRIFFIN | Spalding | 1260130 | 2 |  | 1998-11-01 |  | 1998-11-01 |  | Closed in Ground | Gas (Historical Use) | 4000 | Cathodically Protected Steel | 1986-01-01 | Cathodically Protected | Safe Suction (Euro)
VARNADOES GROCERY | 4471 W MCINTOSH RD | GRIFFIN | Spalding | 1260130 | 3 |  | 1998-11-01 |  | 1998-11-01 |  | Closed in Ground | Gas (Historical Use) | 4000 | Cathodically Protected Steel | 1986-01-01 | Cathodically Protected | Safe Suction (Euro)
MAJIK MARKET 21023/81023 | 1501 OLD ATLANTA RD | GRIFFIN | Spalding | 1260131 | 1 | [5 empty] | Removed from Ground | Gas (Historical Use) | 8000 | Bare Steel | 1973-05-16 | Galvanized Steel
MAJIK MARKET 21023/81023 | 1501 OLD ATLANTA RD | GRIFFIN | Spalding | 1260131 | 2 | [5 empty] | Removed from Ground | Gas (Historical Use) | 8000 | Bare Steel | 1973-05-16 | Galvanized Steel
ORCHARD HILL FOOD MART | 3016 MACON RD | Griffin | Spalding | 1260134 | 1 | [5 empty] | Permanently Out of Use - historical purposes | Gas (Historical Use) | 6000 | Bare Steel | 1975-01-04 | Galvanized Steel
ORCHARD HILL FOOD MART | 3016 MACON RD | Griffin | Spalding | 1260134 | 2 | [5 empty] | Permanently Out of Use - historical purposes | Gas (Historical Use) | 6000 | Bare Steel | 1975-01-04 | Galvanized Steel
ORCHARD HILL FOOD MART | 3016 MACON RD | Griffin | Spalding | 1260134 | 3 | [5 empty] | Permanently Out of Use - historical purposes | Gas (Historical Use) | 6000 | Bare Steel | 1975-01-04 | Galvanized Steel
ORCHARD HILL FOOD MART | 3016 MACON RD | Griffin | Spalding | 1260134 | 4 | Ball Float | 1990-06-01 | FALSE | 1990-06-01 | FALSE | Currently in Use | Regular | 8000 | Composite | 1990-01-01 | Fiberglass Reinforced Plastic | Pressurized
ORCHARD HILL FOOD MART | 3016 MACON RD | Griffin | Spalding | 1260134 | 5 | Ball Float | 1990-06-01 | FALSE | 1990-06-01 | FALSE | Currently in Use | Plus | 8000 | Composite | 1990-01-01 | Fiberglass Reinforced Plastic | Pressurized
ORCHARD HILL FOOD MART | 3016 MACON RD | Griffin | Spalding | 1260134 | 6 | Ball Float | 1990-06-01 | FALSE | 1990-06-01 | FALSE | Currently in Use | Premium | 10000 | Composite | 1990-01-01 | Fiberglass Reinforced Plastic | Pressurized
ORCHARD HILL FOOD MART | 3016 MACON RD | Griffin | Spalding | 1260134 | 7 | Ball Float | 1990-06-01 | FALSE | 1990-06-01 | FALSE | Currently in Use | Diesel | 4000 | Composite | 1990-01-01 | Fiberglass Reinforced Plastic | Pressurized
OGLETREES MARKET #112 | 1593 WEST MCINTOSH RD | GRIFFIN | Spalding | 1262000 | 1 | Ball Float | 1988-04-01 |  | 1988-04-01 |  | Removed from Ground | Gas (Historical Use) | 10000 | Composite | 1988-04-01 | Fiberglass Reinforced Plastic | Pressurized
OGLETREES MARKET #112 | 1593 WEST MCINTOSH RD | GRIFFIN | Spalding | 1262000 | 2 | Ball Float | 1988-04-01 |  | 1988-04-01 |  | Removed from Ground | Gas (Historical Use) | 8000 | Composite | 1988-04-01 | Fiberglass Reinforced Plastic | Pressurized
OGLETREES MARKET #112 | 1593 WEST MCINTOSH RD | GRIFFIN | Spalding | 1262000 | 3 | Ball Float | 1988-04-01 |  | 1988-04-01 |  | Removed from Ground | Gas (Historical Use) | 8000 | Composite | 1988-04-01 | Fiberglass Reinforced Plastic | Pressurized
MERRYBROOK GROCERY #376 | 2928 WILLIAMSON RD | WILLIAMSON | Spalding | 1140030 | 1 | Ball Float | 1994-12-18 |  | 1994-12-18 |  | Removed from Ground | Gas (Historical Use) | 6000 | Steel-Impressed Current | 1987-01-01 | Fiberglass Reinforced Plastic | Pressurized
MERRYBROOK GROCERY #376 | 2928 WILLIAMSON RD | WILLIAMSON | Spalding | 1140030 | 2 | Ball Float | 1994-12-18 | FALSE | 1994-12-18 | FALSE | Removed from Ground | Gas (Historical Use) | 6000 | Steel-Impressed Current | 1987-01-01 | Fiberglass Reinforced Plastic | Pressurized
MERRYBROOK GROCERY #376 | 2928 WILLIAMSON RD | WILLIAMSON | Spalding | 1140030 | 3 | Ball Float | 1994-12-18 |  | 1994-12-18 |  | Removed from Ground | Gas (Historical Use) | 6000 | Steel-Impressed Current | 1987-01-01 | Fiberglass Reinforced Plastic | Pressurized
MERRYBROOK GROCERY #376 | 2928 WILLIAMSON RD | WILLIAMSON | Spalding | 1140030 | 4 | Flapper Valve | 2008-01-01 |  | 1994-12-18 |  | Removed from Ground | Diesel | 1000 | Steel-Impressed Current | 1987-01-01 | Fiberglass Reinforced Plastic | Safe Suction (Euro)
MERRYBROOK GROCERY #376 | 2928 WILLIAMSON RD | WILLIAMSON | Spalding | 1140030 | 5 |  |  | FALSE |  | FALSE | Removed from Ground | Gas (Historical Use) | 600 | Bare Steel | 2015-08-27
MERRYBROOK GROCERY #376 | 2928 WILLIAMSON RD | WILLIAMSON | Spalding | 1140030 | 6 |  |  | FALSE |  | FALSE | Removed from Ground | Gas (Historical Use) | 300 | Bare Steel | 2015-08-27
MERRYBROOK GROCERY #376 | 2928 WILLIAMSON RD | WILLIAMSON | Spalding | 1140030 | 7 |  |  | FALSE |  | FALSE | Removed from Ground | Gas (Historical Use) | 600 | Bare Steel | 2015-08-27
MERRYBROOK GROCERY #376 | 2928 WILLIAMSON RD | WILLIAMSON | Spalding | 1140030 | 8 |  |  | FALSE |  | FALSE | Removed from Ground | Gas (Historical Use) | 400 | Bare Steel | 2015-09-03
HUCKABYS | 7652 Newnan RD | BROOKS | Spalding | 560009 | 1 | Ball Float | 1995-10-01 | FALSE | 1995-10-01 | FALSE | Currently in Use | Regular | 10000 | Epoxy | 1995-10-01 | Fiberglass Reinforced Plastic | Pressurized
HUCKABYS | 7652 Newnan RD | BROOKS | Spalding | 560009 | 2A | Ball Float | 1995-10-01 | FALSE | 1995-10-01 | FALSE | Currently in Use | Diesel | 3000 | Epoxy | 1995-10-01 | Fiberglass Reinforced Plastic | Pressurized
HUCKABYS | 7652 Newnan RD | BROOKS | Spalding | 560009 | 2B | Ball Float | 1995-10-01 | FALSE | 1995-10-01 | FALSE | Currently in Use | Kerosene | 3000 | Epoxy | 1995-10-01 | Fiberglass Reinforced Plastic | Pressurized
HUCKABYS | 7652 Newnan RD | BROOKS | Spalding | 560009 | 3 | Ball Float | 1995-10-01 | FALSE | 1995-10-01 | FALSE | Currently in Use | Premium | 8000 | Epoxy | 1995-10-01 | Fiberglass Reinforced Plastic | Pressurized
HUCKABYS | 7652 Newnan RD | BROOKS | Spalding | 560009 | A | [5 empty] | Removed from Ground | Gas (Historical Use) | 1000 | Bare Steel | 1970-01-01 | Bare Steel | Safe Suction (Euro)
HUCKABYS | 7652 Newnan RD | BROOKS | Spalding | 560009 | B | [5 empty] | Removed from Ground | Gas (Historical Use) | 1000 | Bare Steel | 1970-01-01 | Bare Steel
HUCKABYS | 7652 Newnan RD | BROOKS | Spalding | 560009 | C | [5 empty] | Removed from Ground | Gas (Historical Use) | 1000 | Bare Steel | 1970-01-01 | Bare Steel
ALENES #380 | 1251 N HILL ST | GRIFFIN | Spalding | 750069 | 1 | Flapper Valve | 1998-06-01 | FALSE | 1998-06-01 | FALSE | Removed from Ground | Gas (Historical Use) | 5100 | Steel-Impressed Current | 1975-05-11 |  | Safe Suction (Euro)
ALENES #380 | 1251 N HILL ST | GRIFFIN | Spalding | 750069 | 2 | Flapper Valve | 1998-06-01 | FALSE | 1998-06-01 | FALSE | Removed from Ground | Gas (Historical Use) | 5000 | Steel-Impressed Current | 1975-05-11 |  | Safe Suction (Euro)
ALENES #380 | 1251 N HILL ST | GRIFFIN | Spalding | 750069 | 3 | Flapper Valve | 1998-06-01 | FALSE | 1998-06-01 | FALSE | Removed from Ground | Gas (Historical Use) | 6000 | Steel-Impressed Current | 1975-05-11 |  | Safe Suction (Euro)
POMONA PRODUCTS CO/DIV CHEROKEE | 101 PIMIENTO AVE | GRIFFIN | Spalding | 840035 | 1 | [5 empty] | Removed from Ground | Diesel | 7000 | Bare Steel | 1998-11-01 | Bare Steel
POMONA PRODUCTS CO/DIV CHEROKEE | 101 PIMIENTO AVE | GRIFFIN | Spalding | 840035 | 2 | [5 empty] | Removed from Ground | Gas (Historical Use) | 8000 | Bare Steel | 1998-11-01 | Bare Steel
POMONA PRODUCTS CO/DIV CHEROKEE | 101 PIMIENTO AVE | GRIFFIN | Spalding | 840035 | 3 | [5 empty] | Removed from Ground | Diesel | 14500 | Bare Steel | 1998-11-01 | Bare Steel
POMONA PRODUCTS CO/DIV CHEROKEE | 101 PIMIENTO AVE | GRIFFIN | Spalding | 840035 | 4 | [5 empty] | Removed from Ground | Diesel | 5800 | Bare Steel | 1998-11-01 | Bare Steel
CIRCLE M #3 | 521 BIG A RD | TOCCOA | Stephens | 690149 | 1 | [5 empty] | Removed from Ground | Empty | 4000 | Bare Steel | 1970-05-03 | Galvanized Steel
CIRCLE M #3 | 521 BIG A RD | TOCCOA | Stephens | 690149 | 2 | [5 empty] | Removed from Ground | Empty | 10000 | Bare Steel | 1981-04-30 | Galvanized Steel
CIRCLE M #3 | 521 BIG A RD | TOCCOA | Stephens | 690149 | 3 | [5 empty] | Removed from Ground | Empty | 4000 | Bare Steel | 1970-05-03 | Bare Steel
GA STATE PATROL POST 7 | RT 4 BOX 122 | TOCCOA | Stephens | 1270002 | 1 | [5 empty] | Removed from Ground | Gas (Historical Use) | 3000 | Bare Steel | 1970-03-10 | Unknown
HART COUNTY ELECTRIC MEMBERSHIP | HWY 123 EAST | TOCCOA | Stephens | 1270003 | 1 | [5 empty] | Removed from Ground | Empty | 1000 | Bare Steel | 1961-03-05 | Galvanized Steel
HART COUNTY ELECTRIC MEMBERSHIP | HWY 123 EAST | TOCCOA | Stephens | 1270003 | 2 | [5 empty] | Removed from Ground | Empty | 1000 | Bare Steel | 1961-03-05 | Galvanized Steel
HART COUNTY ELECTRIC MEMBERSHIP | HWY 123 EAST | TOCCOA | Stephens | 1270003 | 3 | [5 empty] | Removed from Ground | Diesel | 1000 | Bare Steel | 1961-03-05 | Galvanized Steel
SPUR STATION #1304(FORMER) | 304 WEST CURRAHEE ST | TOCCOA | Stephens | 1270004 | 1 | [5 empty] | Removed from Ground | Gas (Historical Use) | 8000 | Bare Steel | 1977-08-01 | Bare Steel | Suction (American)
SPUR STATION #1304(FORMER) | 304 WEST CURRAHEE ST | TOCCOA | Stephens | 1270004 | 2 | [5 empty] | Removed from Ground | Gas (Historical Use) | 10000 | Bare Steel | 1970-08-01 | Bare Steel | Suction (American)
SPUR STATION #1304(FORMER) | 304 WEST CURRAHEE ST | TOCCOA | Stephens | 1270004 | 3 | [5 empty] | Removed from Ground | Gas (Historical Use) | 10000 | Bare Steel | 1970-08-01 | Bare Steel | Suction (American)
STANS SERVICE CENTER INC | 74 W CURRAHEE ST | TOCCOA | Stephens | 1270005 | 1 | Flapper Valve | 1998-09-01 | FALSE | 1998-09-01 | TRUE | Currently in Use | Regular | 10000 | Fiberglass | 1983-03-04 | Fiberglass Reinforced Plastic | Pressurized
STANS SERVICE CENTER INC | 74 W CURRAHEE ST | TOCCOA | Stephens | 1270005 | 2 | Flapper Valve | 1998-09-01 | FALSE | 1998-09-01 | TRUE | Currently in Use | Premium | 10000 | Fiberglass | 1983-03-04 | Fiberglass Reinforced Plastic | Pressurized
STANS SERVICE CENTER INC | 74 W CURRAHEE ST | TOCCOA | Stephens | 1270005 | 3 | Flapper Valve | 1998-09-01 | FALSE | 1998-09-01 | TRUE | Currently in Use | Diesel | 10000 | Fiberglass | 1983-03-04 | Fiberglass Reinforced Plastic | Pressurized
STANS SERVICE CENTER INC | 74 W CURRAHEE ST | TOCCOA | Stephens | 1270005 | 4 |  | 2014-08-14 | TRUE | 1998-09-01 | TRUE | Temporarily out of use | Used Oil | 1000 | Fiberglass | 1983-03-04 | Fiberglass Reinforced Plastic | Pressurized
TRUETT MCCONNELL COLLEGE/BIG A E | BIG A SCHOOL RD | TOCCOA | Stephens | 1270006 | 2 | [5 empty] | Removed from Ground | Diesel | 4000 | Bare Steel | 1968-03-09 | Copper
TRUETT MCCONNELL COLLEGE/BIG A E | BIG A SCHOOL RD | TOCCOA | Stephens | 1270006 | 3 | [5 empty] | Removed from Ground | Diesel | 1000 | Bare Steel | 1950-03-14 | Copper
WILLIAM L HICKS CONT INC | 100 SCHOOL ROAD | TOCCOA | Stephens | 1270009 | 1 | [5 empty] | Removed from Ground | Diesel | 0 | Bare Steel | 1966-03-08 | Galvanized Steel
VERMONT AMERICAN CORP TOCCA DIVI | MEADOWBROOK IND PARK | TOCCOA | Stephens | 1270010 | 1 | [5 empty] | Closed in Ground | Diesel | 20000 | Bare Steel | 1977-03-13 | Bare Steel
TOCCOA CASKET CO | 726 WEST CURRAHEE ST | TOCCOA | Stephens | 1270011 | 1 | [5 empty] | Removed from Ground | Gas (Historical Use) | 1000 | Bare Steel | 1971-03-24 | Bare Steel
TOCCOA CASKET CO | 726 WEST CURRAHEE ST | TOCCOA | Stephens | 1270011 | 2 | [5 empty] | Removed from Ground | Gas (Historical Use) | 1000 | Bare Steel | 1971-03-24 | Bare Steel
RED HILL MECHANICAL INS | 820 BROAD ST | TOCCOA | Stephens | 1270012 | 1 | [5 empty] | Removed from Ground | Diesel | 10000 | Marked Unknown | 1985-04-15 | Unknown
GOLDEN PANTRY #18 | 700 SOUTH BIG A RD | TOCCOA | Stephens | 1270013 | 1 | [5 empty] | Permanently Out of Use - historical purposes | Gas (Historical Use) | 10000 | Bare Steel | 1986-04-17 | Galvanized Steel
GOLDEN PANTRY #18 | 700 SOUTH BIG A RD | TOCCOA | Stephens | 1270013 | 2 | [5 empty] | Permanently Out of Use - historical purposes | Gas (Historical Use) | 8086 | Bare Steel | 1971-04-21 | Galvanized Steel
GOLDEN PANTRY #18 | 700 SOUTH BIG A RD | TOCCOA | Stephens | 1270013 | 3 | [5 empty] | Permanently Out of Use - historical purposes | Gas (Historical Use) | 8086 | Bare Steel | 1971-04-21 | Galvanized Steel
QUICK STOP N SHOP | 156 WEST CURRAHEE ST | TOCCOA | Stephens | 1270014 | 1 | [5 empty] | Removed from Ground | Gas (Historical Use) | 8000 | Bare Steel | 1973-04-20 | Galvanized Steel
QUICK STOP N SHOP | 156 WEST CURRAHEE ST | TOCCOA | Stephens | 1270014 | 2 | [5 empty] | Removed from Ground | Gas (Historical Use) | 4000 | Bare Steel | 1973-04-20 | Galvanized Steel
QUICK STOP N SHOP | 156 WEST CURRAHEE ST | TOCCOA | Stephens | 1270014 | 3 | [5 empty] | Removed from Ground | Gas (Historical Use) | 8000 | Bare Steel | 1973-04-20 | Galvanized Steel
QUICK STOP N SHOP | 156 WEST CURRAHEE ST | TOCCOA | Stephens | 1270014 | 4 | Flapper Valve | 1987-01-01 | FALSE | 1987-01-01 | TRUE | Currently in Use | Regular | 10000 | Galvanic (STIP-3) | 1987-01-01 | Fiberglass Reinforced Plastic | Pressurized
QUICK STOP N SHOP | 156 WEST CURRAHEE ST | TOCCOA | Stephens | 1270014 | 5 | Flapper Valve | 1987-01-01 | FALSE | 1987-01-01 | TRUE | Currently in Use | Premium | 10000 | Galvanic (STIP-3) | 1987-01-01 | Fiberglass Reinforced Plastic | Pressurized
QUICK STOP N SHOP | 156 WEST CURRAHEE ST | TOCCOA | Stephens | 1270014 | 6 | Ball Float | 1987-01-01 | FALSE | 1987-01-01 | TRUE | Currently in Use | Diesel | 10000 | Galvanic (STIP-3) | 1987-01-01 | Fiberglass Reinforced Plastic | Pressurized
QUICK STOP N SHOP | 156 WEST CURRAHEE ST | TOCCOA | Stephens | 1270014 | 7 |  | 1987-01-01 |  | 1987-01-01 | TRUE | Temporarily out of use | Kerosene | 2000 | Cathodically Protected Steel | 1987-01-01 | Fiberglass Reinforced Plastic | Pressurized
GOLDEN PANTRY #32 | 420 PRATHER BRIDGE RD | TOCCOA | Stephens | 1270015 | 1 | [5 empty] | Closed in Ground | Gas (Historical Use) | 8000 | Bare Steel | 1975-04-20 | Galvanized Steel | Pressurized
GOLDEN PANTRY #32 | 420 PRATHER BRIDGE RD | TOCCOA | Stephens | 1270015 | 2 | [5 empty] | Closed in Ground | Gas (Historical Use) | 8000 | Bare Steel | 1975-04-20 | Galvanized Steel | Pressurized
GOLDEN PANTRY #32 | 420 PRATHER BRIDGE RD | TOCCOA | Stephens | 1270015 | 3 | [5 empty] | Closed in Ground | Gas (Historical Use) | 10000 | Cathodically Protected Steel | 1992-09-28 | Galvanized Steel | Pressurized
GOLDEN PANTRY #50 | 325 FALLS RD | TOCCOA | Stephens | 1270016 | 1 | [5 empty] | Removed from Ground | Gas (Historical Use) | 10000 | Bare Steel | 1979-04-19 | Galvanized Steel
GOLDEN PANTRY #50 | 325 FALLS RD | TOCCOA | Stephens | 1270016 | 2 | [5 empty] | Removed from Ground | Gas (Historical Use) | 10000 | Bare Steel | 1979-04-19 | Galvanized Steel
GOLDEN PANTRY #50 | 325 FALLS RD | TOCCOA | Stephens | 1270016 | 3 | [5 empty] | Removed from Ground | Gas (Historical Use) | 10000 | Bare Steel | 1979-04-19 | Galvanized Steel
Quick Mart | 953 MIZE RD | TOCCOA | Stephens | 1270017 | 1 | Flapper Valve | 1998-05-27 | FALSE | 1998-05-27 | FALSE | Currently in Use | Regular | 10000 | Steel-Impressed Current | 1984-04-17 | Double-Walled Fiberglass | Pressurized
Quick Mart | 953 MIZE RD | TOCCOA | Stephens | 1270017 | 2 | Flapper Valve | 1998-05-27 | FALSE | 1998-05-27 | FALSE | Currently in Use | Premium | 10000 | Steel-Impressed Current | 1984-04-17 | Double-Walled Fiberglass | Pressurized
Quick Mart | 953 MIZE RD | TOCCOA | Stephens | 1270017 | 3 | Flapper Valve | 1998-05-27 | FALSE | 1998-05-27 | FALSE | Currently in Use | Diesel | 10000 | Steel-Impressed Current | 1984-04-17 | Double-Walled Fiberglass | Pressurized
Quick Mart | 953 MIZE RD | TOCCOA | Stephens | 1270017 | 4 | Flapper Valve | 1998-05-27 | FALSE | 1998-05-27 | FALSE | Currently in Use | Kerosene | 1000 | Steel-Impressed Current | 1984-04-17 | Steel (Impressed Current) | Safe Suction (Euro)
HUBIE POWELL | 225 W CURRAHEE ST | TOCCOA | Stephens | 1270018 | 1 | [5 empty] | Removed from Ground | Gas (Historical Use) | 1000 | Bare Steel | 1974-04-24 | Galvanized Steel
HUBIE POWELL | 225 W CURRAHEE ST | TOCCOA | Stephens | 1270018 | 2 | [5 empty] | Removed from Ground | Gas (Historical Use) | 1000 | Bare Steel | 1974-04-24 | Galvanized Steel
HUBIE POWELL | 225 W CURRAHEE ST | TOCCOA | Stephens | 1270018 | 3 | [5 empty] | Removed from Ground | Gas (Historical Use) | 1000 | Bare Steel | 1974-04-24 | Galvanized Steel
HUBIE POWELL | 225 W CURRAHEE ST | TOCCOA | Stephens | 1270018 | 4 | [5 empty] | Removed from Ground | Gas (Historical Use) | 1000 | Bare Steel | 1974-04-24 | Galvanized Steel
HUBIE POWELL | 225 W CURRAHEE ST | TOCCOA | Stephens | 1270018 | 5 | [5 empty] | Removed from Ground | Gas (Historical Use) | 1000 | Bare Steel | 1974-04-24 | Bare Steel
HUBIE POWELL | 225 W CURRAHEE ST | TOCCOA | Stephens | 1270018 | 6 | [5 empty] | Removed from Ground | Diesel | 550 | Bare Steel | 1974-04-21 | Bare Steel
HUBIE POWELL | 225 W CURRAHEE ST | TOCCOA | Stephens | 1270018 | 7 | [5 empty] | Removed from Ground | Kerosene | 550 | Bare Steel | 1974-04-21 | Bare Steel
HUBIE POWELL | 225 W CURRAHEE ST | TOCCOA | Stephens | 1270018 | 8 | [5 empty] | Removed from Ground | Gas (Historical Use) | 1000 | Bare Steel | 1974-04-24 | Galvanized Steel
MULLINAX GROCERY | 618 EAST CURRAHEE ST | TOCCOA | Stephens | 1270019 | 1 | [5 empty] | Removed from Ground | Gas (Historical Use) | 4000 | Bare Steel | 1978-04-23 | Bare Steel | Safe Suction (Euro)
MULLINAX GROCERY | 618 EAST CURRAHEE ST | TOCCOA | Stephens | 1270019 | 2 | [5 empty] | Removed from Ground | Gas (Historical Use) | 3000 | Bare Steel | 1978-04-23 | Bare Steel | Safe Suction (Euro)
MULLINAX GROCERY | 618 EAST CURRAHEE ST | TOCCOA | Stephens | 1270019 | 3 | [5 empty] | Removed from Ground | Gas (Historical Use) | 3000 | Bare Steel | 1978-04-23 | Bare Steel | Safe Suction (Euro)
MULLINAX GROCERY | 618 EAST CURRAHEE ST | TOCCOA | Stephens | 1270019 | 4 | [5 empty] | Removed from Ground | Gas (Historical Use) | 1000 | Bare Steel | 1978-04-23 | Bare Steel | Safe Suction (Euro)
MULLINAX GROCERY | 618 EAST CURRAHEE ST | TOCCOA | Stephens | 1270019 | 5 |  |  | TRUE |  | TRUE | Removed from Ground | Empty | 550 | Bare Steel | 1978-04-23 | Bare Steel | Safe Suction (Euro)
MULLINAX GROCERY | 618 EAST CURRAHEE ST | TOCCOA | Stephens | 1270019 | 6 | [5 empty] | Removed from Ground | Empty | 550 | Bare Steel | 1978-04-23 | Galvanized Steel | Suction (American)
JOE MARTIN | HWY 106 | TOCCOA | Stephens | 1270020 | 1 | [5 empty] | Removed from Ground | Gas (Historical Use) | 550 | Bare Steel | 1972-04-24 | Galvanized Steel
JOE MARTIN | HWY 106 | TOCCOA | Stephens | 1270020 | 2 | [5 empty] | Removed from Ground | Gas (Historical Use) | 550 | Bare Steel | 1972-04-24 | Galvanized Steel
COBLE DAIRY | HWY 17 | MARTIN | Stephens | 1270021 | 1 | [5 empty] | Removed from Ground | Gas (Historical Use) | 3000 | Bare Steel | 1976-04-23 | Galvanized Steel
BUCKS SUPERETTE | 2811 Big A Rd. | TOCCOA | Stephens | 1270023 | 1 | Flapper Valve | 1998-08-01 | FALSE | 1998-08-01 | FALSE | Currently in Use | Regular | 8000 | Steel-Impressed Current | 1976-04-23 | Steel (Impressed Current) | Safe Suction (Euro)
BUCKS SUPERETTE | 2811 Big A Rd. | TOCCOA | Stephens | 1270023 | 2 | Flapper Valve | 1998-08-01 | FALSE | 1998-08-01 | FALSE | Currently in Use | Regular | 6000 | Steel-Impressed Current | 1976-04-23 | Steel (Impressed Current) | Pressurized
BUCKS SUPERETTE | 2811 Big A Rd. | TOCCOA | Stephens | 1270023 | 3 | Flapper Valve | 1998-08-01 | FALSE | 1998-08-01 | FALSE | Currently in Use | Premium | 6000 | Steel-Impressed Current | 1976-04-23 | Steel (Impressed Current) | Pressurized
BUCKS SUPERETTE | 2811 Big A Rd. | TOCCOA | Stephens | 1270023 | 4 | Flapper Valve | 2003-10-18 | FALSE | 2003-10-18 | FALSE | Currently in Use | Diesel | 8000 | Epoxy | 2003-10-18 | Fiberglass Reinforced Plastic | Pressurized
ROGER HEMPHILL | 669 S POND ST | TOCCOA | Stephens | 1270024 | 1 | [5 empty] | Removed from Ground | Gas (Historical Use) | 1000 | Bare Steel | 1971-04-25 | Galvanized Steel | Suction (American)
ROGER HEMPHILL | 669 S POND ST | TOCCOA | Stephens | 1270024 | 2 | [5 empty] | Removed from Ground | Gas (Historical Use) | 1000 | Bare Steel | 1971-04-25 | Galvanized Steel | Suction (American)
PRATHER GROCERY | 849 PRATHER BDG RD | TOCCOA | Stephens | 1270025 | 1 | [5 empty] | Removed from Ground | Gas (Historical Use) | 1000 | Bare Steel | 1972-04-24 | Galvanized Steel
PRATHER GROCERY | 849 PRATHER BDG RD | TOCCOA | Stephens | 1270025 | 2 | [5 empty] | Removed from Ground | Gas (Historical Use) | 1000 | Bare Steel | 1972-04-24 | Galvanized Steel
PRATHER GROCERY | 849 PRATHER BDG RD | TOCCOA | Stephens | 1270025 | 3 | [5 empty] | Removed from Ground | Kerosene | 550 | Bare Steel | 1972-04-24 | Galvanized Steel
PRATHER GROCERY | 849 PRATHER BDG RD | TOCCOA | Stephens | 1270025 | 4 | [5 empty] | Removed from Ground | Gas (Historical Use) | 550 | Bare Steel | 1972-04-24 | Galvanized Steel
PRATHER GROCERY | 849 PRATHER BDG RD | TOCCOA | Stephens | 1270025 | 5 |  |  | TRUE |  | TRUE | Removed from Ground | Used Oil | 280 | Bare Steel | 1972-04-24 | Galvanized Steel
ACREE FULL SERVICE CENTER | 1647 S BIG A RD | TOCCOA | Stephens | 1270026 | 1 | Flapper Valve | 1998-12-23 | FALSE | 1998-12-23 | FALSE | Currently in Use | Regular | 8000 | STIP-3/Impressed Current | 1986-03-21 |  | Pressurized
ACREE FULL SERVICE CENTER | 1647 S BIG A RD | TOCCOA | Stephens | 1270026 | 2 | Flapper Valve | 1998-12-23 | FALSE | 1998-12-23 | FALSE | Currently in Use | Diesel Off Road | 8000 | STIP-3/Impressed Current | 1986-03-21 |  | Pressurized
ACREE FULL SERVICE CENTER | 1647 S BIG A RD | TOCCOA | Stephens | 1270026 | 3 | Flapper Valve | 1998-12-23 | FALSE | 1998-12-23 | FALSE | Currently in Use | Premium | 8000 | STIP-3/Impressed Current | 1986-03-21 |  | Pressurized
ACREE FULL SERVICE CENTER | 1647 S BIG A RD | TOCCOA | Stephens | 1270026 | 4 | Flapper Valve | 1998-12-23 | FALSE | 1998-12-23 | FALSE | Currently in Use | Diesel | 8000 | STIP-3/Impressed Current | 1986-03-21 |  | Pressurized
ACREE FULL SERVICE CENTER | 1647 S BIG A RD | TOCCOA | Stephens | 1270026 | 5 | [5 empty] | Removed from Ground | Kerosene | 1000 | Not Marked/Unknown | 1986-03-21 | Not Marked | Suction (American)
ACREE FULL SERVICE CENTER | 1647 S BIG A RD | TOCCOA | Stephens | 1270026 | 6 | Flapper Valve | 1999-08-01 | FALSE | 1999-08-01 | FALSE | Currently in Use | E-0 | 1000 | Fiberglass | 1999-08-01 | Fiberglass Reinforced Plastic | Safe Suction (Euro)
DIXIE COMP RENTALS | SOUTH BROAD ST | TOCCOA | Stephens | 1270027 | 1 | [5 empty] | Removed from Ground | Empty | 550 | Bare Steel | 1986-04-21 | Galvanized Steel | Safe Suction (Euro)
DIXIE COMP RENTALS | SOUTH BROAD ST | TOCCOA | Stephens | 1270027 | 2 | [5 empty] | Removed from Ground | Empty | 550 | Bare Steel | 1986-04-21 | Galvanized Steel
DIXIE COMP RENTALS | SOUTH BROAD ST | TOCCOA | Stephens | 1270027 | 3 | [5 empty] | Removed from Ground | Empty | 550 | Bare Steel | 1986-04-21 | Galvanized Steel
STEPHENS CO HIGH SCHOOL | WHITE PINE RD | TOCCOA | Stephens | 1270029 | 1 |  |  | TRUE |  | TRUE | Closed in Ground | Used Oil | 3000 | Bare Steel | 1974-04-24 | Galvanized Steel
IKES FOOD MART #2 | 2065 RED ROCK RD | TOCCOA | Stephens | 1270030 | 1 |  | 1999-01-11 |  | 1999-01-11 |  | Removed from Ground | Gas (Historical Use) | 4000 | Steel-Impressed Current | 1986-04-21 | Steel (Impressed Current) | Safe Suction (Euro)
IKES FOOD MART #2 | 2065 RED ROCK RD | TOCCOA | Stephens | 1270030 | 2 |  | 1999-01-11 |  | 1999-01-11 |  | Removed from Ground | Gas (Historical Use) | 4000 | Steel-Impressed Current | 1986-04-21 | Steel (Impressed Current) | Safe Suction (Euro)
IKES FOOD MART #2 | 2065 RED ROCK RD | TOCCOA | Stephens | 1270030 | 3 |  | 1999-01-11 |  | 1999-01-11 |  | Removed from Ground | Gas (Historical Use) | 4000 | Steel-Impressed Current | 1986-04-21 | Steel (Impressed Current) | Safe Suction (Euro)
IKES FOOD MART #2 | 2065 RED ROCK RD | TOCCOA | Stephens | 1270030 | 4 |  | 2000-04-13 |  | 2000-04-13 |  | Removed from Ground | Diesel | 1000 | Steel-Impressed Current | 1986-04-21 | Steel (Impressed Current) | Safe Suction (Euro)
GA FC-STEPHENS COUNTY UNIT | GA HWY 17/3 MI SOUTH | TOCCOA | Stephens | 1270031 | 1 | [5 empty] | Removed from Ground | Gas (Historical Use) | 560 | Bare Steel | 1954-04-30 | Galvanized Steel | Safe Suction (Euro)
GA FC-STEPHENS COUNTY UNIT | GA HWY 17/3 MI SOUTH | TOCCOA | Stephens | 1270031 | 2 |  | 1991-10-21 |  | 1991-10-21 |  | Removed from Ground | Diesel | 1000 | Galvanic (STIP-3) | 1991-10-21 | Cathodically Protected | Safe Suction (Euro)
GA FC-STEPHENS COUNTY UNIT | GA HWY 17/3 MI SOUTH | TOCCOA | Stephens | 1270031 | 3 |  | 1991-10-21 |  | 1991-10-21 |  | Removed from Ground | Gas (Historical Use) | 1000 | Galvanic (STIP-3) | 1991-10-21 | Cathodically Protected | Safe Suction (Euro)
KMART #9249 | 755 SOUTH BIG A RD | TOCCOA | Stephens | 1270032 | 1 |  |  | TRUE |  | TRUE | Removed from Ground | Used Oil | 1000 | Bare Steel | 1976-04-06 | Galvanized Steel | Gravity Fed
GA DOT 10119/STEPHENS CO MAINT H | CO RD 396 OFF GA HWY 145 | TOCCOA | Stephens | 1270033 | 10119-1 | [5 empty] | Removed from Ground | Gas (Historical Use) | 1030 | Bare Steel | 1968-01-01 | Galvanized Steel
MAYPOLE CHEVROLET INC | HWY 17 SOUTH | TOCCOA | Stephens | 1270034 | 1 |  |  | TRUE |  | TRUE | Removed from Ground | Used Oil | 500 | Bare Steel | 1979-03-30 | Unknown
GA DNR LAKE RUSSELL WILDLIFE MAN | CURRAHEE MOUNTAIN RD RT 4 BOX 21 | TOCCOA | Stephens | 1270035 | 1 | [5 empty] | Removed from Ground | Gas (Historical Use) | 1000 | Bare Steel | 1976-04-11 | Galvanized Steel
GA DNR LAKE RUSSELL WILDLIFE MAN | CURRAHEE MOUNTAIN RD RT 4 BOX 21 | TOCCOA | Stephens | 1270035 | 2 |  |  | FALSE |  | FALSE | Removed from Ground | Gas (Historical Use) | 1000 | Unknown | 2006-03-09 | Unknown
HASTY MART #18 | 1055 SOUTH BIG A RD | TOCCOA | Stephens | 1270036 | 1 |  | 1999-12-30 |  | 1999-12-30 |  | Removed from Ground | Gas (Historical Use) | 10000 | Steel-Impressed Current | 1977-05-01 | Fiberglass Reinforced Plastic | Pressurized
HASTY MART #18 | 1055 SOUTH BIG A RD | TOCCOA | Stephens | 1270036 | 2 |  | 1999-12-30 |  | 1999-12-30 |  | Removed from Ground | Gas (Historical Use) | 10000 | Steel-Impressed Current | 1977-05-01 | Fiberglass Reinforced Plastic | Pressurized
HASTY MART #18 | 1055 SOUTH BIG A RD | TOCCOA | Stephens | 1270036 | 3 |  | 1999-12-30 |  | 1999-12-30 |  | Removed from Ground | Gas (Historical Use) | 10000 | Steel-Impressed Current | 1977-05-01 | Fiberglass Reinforced Plastic | Pressurized
HASTY MART #18 | 1055 SOUTH BIG A RD | TOCCOA | Stephens | 1270036 | 4 |  | 1999-12-30 |  | 1999-12-30 |  | Removed from Ground | Kerosene | 10000 | Steel-Impressed Current | 1977-05-01 | Fiberglass Reinforced Plastic | Safe Suction (Euro)
CIRCLE M FOOD SHOP #3 | 604 S BIG A RD | TOCCOA | Stephens | 1270037 | D |  | 1997-10-01 |  | 1997-10-01 |  | Removed from Ground | Diesel | 0 | Galvanic (STIP-3) | 1986-04-29 | Secondary Containment | Pressurized
CIRCLE M FOOD SHOP #3 | 604 S BIG A RD | TOCCOA | Stephens | 1270037 | K |  | 1997-10-01 |  | 1997-10-01 |  | Removed from Ground | Kerosene | 0 | Galvanic (STIP-3) | 1986-04-29 | Secondary Containment | Suction (American)
CIRCLE M FOOD SHOP #3 | 604 S BIG A RD | TOCCOA | Stephens | 1270037 | P |  | 1997-10-01 |  | 1997-10-01 |  | Removed from Ground | Gas (Historical Use) | 0 | Galvanic (STIP-3) | 1986-04-29 | Secondary Containment | Pressurized
CIRCLE M FOOD SHOP #3 | 604 S BIG A RD | TOCCOA | Stephens | 1270037 | R |  | 1997-10-01 |  | 1997-10-01 |  | Removed from Ground | Gas (Historical Use) | 0 | Galvanic (STIP-3) | 1986-04-29 | Secondary Containment | Pressurized
CIRCLE M FOOD SHOP #3 | 604 S BIG A RD | TOCCOA | Stephens | 1270037 | UL |  | 1997-10-01 |  | 1997-10-01 |  | Removed from Ground | Gas (Historical Use) | 10000 | Galvanic (STIP-3) | 1986-04-29 | Secondary Containment | Pressurized
COATS AMERICAN INC | NW CORNER ROSE LANE & HWY 106 | TOCCOA | Stephens | 1270039 | 1 | [5 empty] | Removed from Ground | Gas (Historical Use) | 10000 | Bare Steel | 1970-05-03 | Bare Steel
COATS AMERICAN INC | NW CORNER ROSE LANE & HWY 106 | TOCCOA | Stephens | 1270039 | 2 | [5 empty] | Removed from Ground | Diesel | 5200 | Bare Steel | 1956-05-06 | Bare Steel
COATS AMERICAN INC | NW CORNER ROSE LANE & HWY 106 | TOCCOA | Stephens | 1270039 | 3 | [5 empty] | Removed from Ground | Gas (Historical Use) | 3000 | Bare Steel | 1956-05-06 | Bare Steel
COATS AMERICAN INC | NW CORNER ROSE LANE & HWY 106 | TOCCOA | Stephens | 1270039 | 4 | [5 empty] | Removed from Ground | Gas (Historical Use) | 2000 | Bare Steel | 1956-05-06 | Bare Steel
COATS AMERICAN INC | NW CORNER ROSE LANE & HWY 106 | TOCCOA | Stephens | 1270039 | 5 | [5 empty] | Removed from Ground | Gas (Historical Use) | 1060 | Bare Steel | 1956-01-01 | Bare Steel
COATS AMERICAN INC | NW CORNER ROSE LANE & HWY 106 | TOCCOA | Stephens | 1270039 | 7 | [5 empty] | Removed from Ground | Gas (Historical Use) | 280 | Bare Steel | 1954-01-01 | Bare Steel
D J AUTO REPAIR | 141 N BIG RD | TOCCOA | Stephens | 1270040 | 1 |  | 1998-07-28 |  | 1998-07-28 |  | Removed from Ground | Gas (Historical Use) | 5000 | Steel-Impressed Current | 1968-05-04 | Cathodically Protected | Pressurized
D J AUTO REPAIR | 141 N BIG RD | TOCCOA | Stephens | 1270040 | 2 |  | 1998-07-29 |  | 1998-07-29 |  | Removed from Ground | Gas (Historical Use) | 5000 | Steel-Impressed Current | 1968-05-04 | Cathodically Protected | Pressurized
D J AUTO REPAIR | 141 N BIG RD | TOCCOA | Stephens | 1270040 | 3 |  | 1998-07-29 |  | 1998-07-29 |  | Removed from Ground | Gas (Historical Use) | 5000 | Steel-Impressed Current | 1968-05-04 | Cathodically Protected | Pressurized
D J AUTO REPAIR | 141 N BIG RD | TOCCOA | Stephens | 1270040 | 4 |  | 1998-07-29 |  | 1998-07-29 |  | Removed from Ground | Gas (Historical Use) | 5000 | Steel-Impressed Current | 1968-05-04 | Cathodically Protected | Pressurized
D J AUTO REPAIR | 141 N BIG RD | TOCCOA | Stephens | 1270040 | 5 |  |  | TRUE |  | TRUE | Removed from Ground | Used Oil | 1000 | Steel-Impressed Current | 1968-05-04 | Cathodically Protected | Gravity Fed
PILOT OIL #171 | BIG A RD | TOCCOA | Stephens | 1270041 | 1 | [5 empty] | Permanently Out Of Use | Gas (Historical Use) | 8000 | Bare Steel | 1970-05-09 | Galvanized Steel
PILOT OIL #171 | BIG A RD | TOCCOA | Stephens | 1270041 | 2 | [5 empty] | Permanently Out Of Use | Gas (Historical Use) | 8000 | Bare Steel | 1970-05-09 | Galvanized Steel
PILOT OIL #171 | BIG A RD | TOCCOA | Stephens | 1270041 | 3 | [5 empty] | Permanently Out Of Use | Gas (Historical Use) | 8000 | Bare Steel | 1970-05-09 | Galvanized Steel
PILOT OIL #171 | BIG A RD | TOCCOA | Stephens | 1270041 | 4 | [5 empty] | Permanently Out Of Use | Gas (Historical Use) | 8000 | Bare Steel | 1976-05-07 | Galvanized Steel
TONYS GENERAL STORE | 5349 HWY 123 | TOCCOA | Stephens | 1270042 | 1 | [5 empty] | Removed from Ground | Gas (Historical Use) | 1060 | Bare Steel | 1986-05-08 | Galvanized Steel | Safe Suction (Euro)
TONYS GENERAL STORE | 5349 HWY 123 | TOCCOA | Stephens | 1270042 | 2 | [5 empty] | Removed from Ground | Gas (Historical Use) | 1060 | Bare Steel | 1986-05-08 | Galvanized Steel | Safe Suction (Euro)
TONYS GENERAL STORE | 5349 HWY 123 | TOCCOA | Stephens | 1270042 | 3 | [5 empty] | Removed from Ground | Gas (Historical Use) | 560 | Bare Steel | 1986-05-08 | Galvanized Steel | Safe Suction (Euro)
TONYS GENERAL STORE | 5349 HWY 123 | TOCCOA | Stephens | 1270042 | 4 | [5 empty] | Removed from Ground | Diesel | 1060 | Bare Steel | 1986-05-08 | Galvanized Steel | Safe Suction (Euro)
TONYS GENERAL STORE | 5349 HWY 123 | TOCCOA | Stephens | 1270042 | 5 | [5 empty] | Removed from Ground | Gas (Historical Use) | 560 | Bare Steel | 1986-05-08 | Galvanized Steel | Safe Suction (Euro)
TONYS GENERAL STORE | 5349 HWY 123 | TOCCOA | Stephens | 1270042 | 6 | Flapper Valve | 1997-01-15 | FALSE | 1997-01-15 | FALSE | Currently in Use | Gas (Historical Use) | 8000 | Galvanic (STIP-3) | 1997-01-15 | Fiberglass Reinforced Plastic | Pressurized
TONYS GENERAL STORE | 5349 HWY 123 | TOCCOA | Stephens | 1270042 | 7 | Flapper Valve | 1997-01-15 | FALSE | 1997-01-15 | FALSE | Currently in Use | Gas (Historical Use) | 6000 | Galvanic (STIP-3) | 1997-01-15 | Fiberglass Reinforced Plastic | Pressurized
TONYS GENERAL STORE | 5349 HWY 123 | TOCCOA | Stephens | 1270042 | 8 | Flapper Valve | 1997-01-15 | FALSE | 1997-01-15 | FALSE | Currently in Use | Diesel | 4000 | Galvanic (STIP-3) | 1997-01-15 | Fiberglass Reinforced Plastic | Pressurized
TONYS GENERAL STORE | 5349 HWY 123 | TOCCOA | Stephens | 1270042 | 9 | Flapper Valve | 1997-01-15 | FALSE | 1997-01-15 | FALSE | Currently in Use | Kerosene | 4000 | Galvanic (STIP-3) | 1997-01-15 | Fiberglass Reinforced Plastic | Pressurized
DEANS GROCERY & STA | GA HWY 17 AT YOW MILL RD | MARTIN | Stephens | 1270044 | 1 | [5 empty] | Removed from Ground | Gas (Historical Use) | 1000 | Bare Steel | 1971-05-09 | Galvanized Steel
DEANS GROCERY & STA | GA HWY 17 AT YOW MILL RD | MARTIN | Stephens | 1270044 | 2 | [5 empty] | Removed from Ground | Gas (Historical Use) | 1000 | Bare Steel | 1971-05-09 | Galvanized Steel
DEANS GROCERY & STA | GA HWY 17 AT YOW MILL RD | MARTIN | Stephens | 1270044 | 3 | [5 empty] | Removed from Ground | Gas (Historical Use) | 1000 | Bare Steel | 1971-05-09 | Galvanized Steel
DEANS GROCERY & STA | GA HWY 17 AT YOW MILL RD | MARTIN | Stephens | 1270044 | 4 | [5 empty] | Removed from Ground | Diesel | 560 | Bare Steel | 1971-05-09 | Galvanized Steel
N E CRUMP GROCERY & STA | 1132 HWY 106 | TOCCOA | Stephens | 1270045 | 1 | [5 empty] | Removed from Ground | Gas (Historical Use) | 1000 | Bare Steel | 1971-05-09 | Galvanized Steel
N E CRUMP GROCERY & STA | 1132 HWY 106 | TOCCOA | Stephens | 1270045 | 2 | [5 empty] | Removed from Ground | Gas (Historical Use) | 1000 | Bare Steel | 1971-05-09 | Galvanized Steel
N E CRUMP GROCERY & STA | 1132 HWY 106 | TOCCOA | Stephens | 1270045 | 3 | [5 empty] | Removed from Ground | Gas (Historical Use) | 1000 | Bare Steel | 1971-05-09 | Galvanized Steel
LETOURNEAU AIRPORT | 2175 EAST TUGALO STREET | TOCCOA | Stephens | 1270048 | 1 |  | 1998-11-17 |  | 1998-11-17 |  | Removed from Ground | Gas (Historical Use) | 10000 | Steel-Impressed Current | 1979-05-02 | Steel (Impressed Current)
LETOURNEAU AIRPORT | 2175 EAST TUGALO STREET | TOCCOA | Stephens | 1270048 | 2 |  | 1998-11-17 |  | 1998-11-17 |  | Removed from Ground | Aviation Gas/AV Gas | 12000 | Steel-Impressed Current | 1980-05-02 | Steel (Impressed Current) | Safe Suction (Euro)
LETOURNEAU AIRPORT | 2175 EAST TUGALO STREET | TOCCOA | Stephens | 1270048 | 3 | [5 empty] | Closed in Ground | Empty | 10000 | Bare Steel | 1952-05-09 | Galvanized Steel
LETOURNEAU AIRPORT | 2175 EAST TUGALO STREET | TOCCOA | Stephens | 1270048 | 4 | [5 empty] | Closed in Ground | Empty | 10000 | Bare Steel | 1952-05-09 | Galvanized Steel
GA POWER-TOCCOA OPERATING HDQTRS | 210 COLLINS RD | TOCCOA | Stephens | 1270049 | 1 | Ball Float | 1995-04-25 | FALSE | 1995-04-25 | FALSE | Removed from Ground | Diesel | 6000 | Fiberglass Double Walled | 1995-04-25 | Fiberglass Reinforced Plastic | Pressurized
GA POWER-TOCCOA OPERATING HDQTRS | 210 COLLINS RD | TOCCOA | Stephens | 1270049 | 2 | [5 empty] | Closed in Ground | Gas (Historical Use) | 10000 | Marked Unknown | 1981-05-08 | Unknown | Pressurized
JESSIES FOOD MART | HWY 17 NORTH @ HWY 328 | MARTIN | Stephens | 1270050 | 1 | [5 empty] | Removed from Ground | Gas (Historical Use) | 1000 | Bare Steel | 1986-05-07 | Galvanized Steel
JESSIES FOOD MART | HWY 17 NORTH @ HWY 328 | MARTIN | Stephens | 1270050 | 2 | [5 empty] | Removed from Ground | Gas (Historical Use) | 1000 | Bare Steel | 1986-05-07 | Galvanized Steel
JESSIES FOOD MART | HWY 17 NORTH @ HWY 328 | MARTIN | Stephens | 1270050 | 3 | [5 empty] | Removed from Ground | Gas (Historical Use) | 3000 | Bare Steel | 1976-05-09 | Galvanized Steel
B H BAILEY | RT 2 | TOCCOA | Stephens | 1270051 | 1 | [5 empty] | Removed from Ground | Empty | 1000 | Bare Steel | 1986-05-07 | Galvanized Steel
B H BAILEY | RT 2 | TOCCOA | Stephens | 1270051 | 2 | [5 empty] | Removed from Ground | Empty | 1000 | Bare Steel | 1986-05-07 | Galvanized Steel
B H BAILEY | RT 2 | TOCCOA | Stephens | 1270051 | 3 | [5 empty] | Removed from Ground | Empty | 1000 | Bare Steel | 1976-01-01 | Galvanized Steel
BELLS GROCERY | HWY 17 SOUTH | EASTANOLLEE | Stephens | 1270052 | 1 | [5 empty] | Removed from Ground | Diesel | 1000 | Bare Steel | 1986-05-07 | Galvanized Steel
BELLS GROCERY | HWY 17 SOUTH | EASTANOLLEE | Stephens | 1270052 | 2 | [5 empty] | Removed from Ground | Gas (Historical Use) | 1000 | Bare Steel | 1986-05-07 | Galvanized Steel | Suction (American)
BELLS GROCERY | HWY 17 SOUTH | EASTANOLLEE | Stephens | 1270052 | 3 | [5 empty] | Removed from Ground | Gas (Historical Use) | 1000 | Bare Steel | 1986-05-07 | Galvanized Steel | Suction (American)
BELLS GROCERY | HWY 17 SOUTH | EASTANOLLEE | Stephens | 1270052 | 4 | [5 empty] | Removed from Ground | Gas (Historical Use) | 1000 | Bare Steel | 1986-05-07 | Galvanized Steel | Suction (American)
DWAYNE ANDREWS SERVICE STATION | GA HWY 106 SOUTH (MIZE RD) | TOCCOA | Stephens | 1270073 | 1 | [5 empty] | Temporarily out of use | Gas (Historical Use) | 500 | Bare Steel | 1987-06-01 | Galvanized Steel
DWAYNE ANDREWS SERVICE STATION | GA HWY 106 SOUTH (MIZE RD) | TOCCOA | Stephens | 1270073 | 2 | [5 empty] | Temporarily out of use | Gas (Historical Use) | 500 | Bare Steel | 1987-06-01 | Galvanized Steel
SHERIFF CONST INC | RUMSEY RD | EASTANOLLEE | Stephens | 1270074 | 1 | [5 empty] | Removed from Ground | Gas (Historical Use) | 500 | Bare Steel | 1976-05-09 | Galvanized Steel
SHERIFF CONST INC | RUMSEY RD | EASTANOLLEE | Stephens | 1270074 | 2 | [5 empty] | Removed from Ground | Gas (Historical Use) | 1000 | Bare Steel | 1976-05-09 | Galvanized Steel
SHERIFF CONST INC | RUMSEY RD | EASTANOLLEE | Stephens | 1270074 | 3 | [5 empty] | Removed from Ground | Gas (Historical Use) | 4000 | Bare Steel | 1985-05-07 | Galvanized Steel
STAR MILLER | 713 S BROAD ST | TOCCOA | Stephens | 1270076 | 1 | [5 empty] | Removed from Ground | Gas (Historical Use) | 500 | Bare Steel | 1986-05-07 | Galvanized Steel
STAR MILLER | 713 S BROAD ST | TOCCOA | Stephens | 1270076 | 2 | [5 empty] | Removed from Ground | Gas (Historical Use) | 500 | Bare Steel | 1986-05-07 | Galvanized Steel
STAR MILLER | 713 S BROAD ST | TOCCOA | Stephens | 1270076 | 3 | [5 empty] | Removed from Ground | Gas (Historical Use) | 1000 | Bare Steel | 1986-05-07 | Galvanized Steel
ACREE OIL CO | HWY 17 | TOCCOA | Stephens | 1270078 | 1 | [5 empty] | Permanently Out of Use - historical purposes | Empty | 1000 | Bare Steel | 1971-05-09 | Galvanized Steel
ACREE OIL CO | HWY 17 | TOCCOA | Stephens | 1270078 | 2 | [5 empty] | Permanently Out of Use - historical purposes | Empty | 1000 | Bare Steel | 1971-05-09 | Galvanized Steel
JOE HOLLAND | OLD HWY 123 | TOCCOA | Stephens | 1270079 | 1 | [5 empty] | Removed from Ground | Empty | 1000 | Bare Steel | 1971-05-09 | Galvanized Steel
JOE HOLLAND | OLD HWY 123 | TOCCOA | Stephens | 1270079 | 2 | [5 empty] | Removed from Ground | Empty | 1000 | Bare Steel | 1971-05-09 | Galvanized Steel
AT&T CURRAHEE MOUNTAIN | CURRAHEE MOUNTAIN RD | TOCCOA | Stephens | 1270080 | 1 | [5 empty] | Removed from Ground | Diesel | 2000 | Bare Steel | 1964-01-01 | Copper | Suction (American)
AT&T CURRAHEE MOUNTAIN | CURRAHEE MOUNTAIN RD | TOCCOA | Stephens | 1270080 | 2 | [5 empty] | Removed from Ground | Diesel | 560 | Bare Steel | 1964-01-01 | Copper | Suction (American)
TUGALD CONST CO | 769 PRATHER BRIDGE RD | TOCCOA | Stephens | 1270081 | 1 | [5 empty] | Removed from Ground | Gas (Historical Use) | 6000 | Bare Steel | 1966-05-12 | Unknown
TUGALD CONST CO | 769 PRATHER BRIDGE RD | TOCCOA | Stephens | 1270081 | 2 | [5 empty] | Removed from Ground | Gas (Historical Use) | 8000 | Bare Steel | 1966-05-12 | Unknown
HARPERS GROCERY | GA HWY 17 @ PINE DR | TOCCOA | Stephens | 1270082 | 1 | [5 empty] | Permanently Out of Use - historical purposes | Gas (Historical Use) | 6000 | Bare Steel | 1972-01-01 | Galvanized Steel
HARPERS GROCERY | GA HWY 17 @ PINE DR | TOCCOA | Stephens | 1270082 | 2 | [5 empty] | Permanently Out of Use - historical purposes | Gas (Historical Use) | 4000 | Bare Steel | 1972-01-01 | Galvanized Steel
HARPERS GROCERY | GA HWY 17 @ PINE DR | TOCCOA | Stephens | 1270082 | 3 | [5 empty] | Permanently Out of Use - historical purposes | Diesel | 4000 | Bare Steel | 1972-01-01 | Galvanized Steel
HARPERS GROCERY | GA HWY 17 @ PINE DR | TOCCOA | Stephens | 1270082 | 4 | [5 empty] | Permanently Out of Use - historical purposes | Gas (Historical Use) | 1000 | Bare Steel | 1972-01-01 | Galvanized Steel
EXXON FOOD MART | 30 SOUTH BROAD ST | TOCCOA | Stephens | 1270083 | 1 | Flapper Valve | 1999-01-15 | FALSE | 1999-01-15 | FALSE | Currently in Use | Regular | 6000 | Steel-Impressed Current | 1977-01-01 | Fiberglass Reinforced Plastic | Pressurized
EXXON FOOD MART | 30 SOUTH BROAD ST | TOCCOA | Stephens | 1270083 | 2 | Flapper Valve | 1999-01-15 | FALSE | 1999-01-15 | FALSE | Currently in Use | Diesel | 4000 | Composite | 1999-01-07 | Fiberglass Reinforced Plastic | Pressurized
EXXON FOOD MART | 30 SOUTH BROAD ST | TOCCOA | Stephens | 1270083 | 3 | Flapper Valve | 1999-01-15 | FALSE | 1999-01-15 | FALSE | Currently in Use | Premium | 6000 | Composite | 1999-01-07 | Fiberglass Reinforced Plastic | Pressurized
EXXON FOOD MART | 30 SOUTH BROAD ST | TOCCOA | Stephens | 1270083 | 4 | Flapper Valve | 1999-01-15 | FALSE | 1999-01-15 | FALSE | Currently in Use | Diesel | 2000 | Composite | 1999-01-07 | Fiberglass Reinforced Plastic | Pressurized
EXXON FOOD MART | 30 SOUTH BROAD ST | TOCCOA | Stephens | 1270083 | 5 |  |  | FALSE |  | FALSE | Removed from Ground | Kerosene | 1000 | Bare Steel | 1999-01-26 | Galvanized Steel
LITTON INDUSTRIAL AUTOMATION SYS | US HWY 123 | TOCCOA | Stephens | 1270084 | 1 | [5 empty] | Permanently Out Of Use | Gas (Historical Use) | 1580 | Bare Steel | 1962-05-14 | Unknown
LITTON INDUSTRIAL AUTOMATION SYS | US HWY 123 | TOCCOA | Stephens | 1270084 | 2 | [5 empty] | Permanently Out Of Use | Diesel | 1580 | Bare Steel | 1962-05-14 | Unknown
LITTON INDUSTRIAL AUTOMATION SYS | US HWY 123 | TOCCOA | Stephens | 1270084 | 3 | [5 empty] | Permanently Out Of Use | Diesel | 13400 | Bare Steel | 1962-05-14 | Unknown
R K FOODS | 1194 W CURAHEE ST | TOCCOA | Stephens | 1270087 | 1 | Flapper Valve | 1994-03-26 | FALSE | 1994-03-26 | FALSE | Currently in Use | Regular | 9024 | Steel-Impressed Current | 1982-05-08 | Steel (Impressed Current) | Pressurized
R K FOODS | 1194 W CURAHEE ST | TOCCOA | Stephens | 1270087 | 2 | Flapper Valve | 1994-03-26 | FALSE | 1994-03-26 | FALSE | Currently in Use | Diesel | 9024 | Steel-Impressed Current | 1982-05-08 | Steel (Impressed Current) | Safe Suction (Euro)
R K FOODS | 1194 W CURAHEE ST | TOCCOA | Stephens | 1270087 | 3 | Flapper Valve | 1994-03-26 | FALSE | 1994-03-26 | FALSE | Currently in Use | E-0 | 6000 | Steel-Impressed Current | 1982-05-08 | Steel (Impressed Current) | Pressurized
MOUNTAIN EXPRESS OIL #26 | 6202 LIBERTY HILL ROAD | TOCCOA | Stephens | 1270088 | 1 | Flapper Valve | 1998-11-01 | FALSE | 1998-11-01 | FALSE | Temporarily out of use | Gas (Historical Use) | 8000 | Steel-Impressed Current | 1982-05-08 | Fiberglass Reinforced Plastic | Pressurized
MOUNTAIN EXPRESS OIL #26 | 6202 LIBERTY HILL ROAD | TOCCOA | Stephens | 1270088 | 2 | Flapper Valve | 1998-11-01 | FALSE | 1998-11-01 | FALSE | Currently in Use | Gas (Historical Use) | 8000 | Steel-Impressed Current | 1982-05-08 | Fiberglass Reinforced Plastic | Pressurized
MOUNTAIN EXPRESS OIL #26 | 6202 LIBERTY HILL ROAD | TOCCOA | Stephens | 1270088 | 3 | Flapper Valve | 1998-11-01 | FALSE | 1998-11-01 | FALSE | Currently in Use | Diesel | 6000 | Steel-Impressed Current | 1982-05-08 | Fiberglass Reinforced Plastic | Pressurized
ZEBOS SUPER GAS | 12 COLLINS RD | TOCCOA | Stephens | 1270089 | 1 | Flapper Valve | 2000-07-18 | FALSE | 2000-07-18 | TRUE | Temporarily out of use | Gas (Historical Use) | 8000 | Steel-Impressed Current | 1984-05-07 | Fiberglass Reinforced Plastic | Pressurized
ZEBOS SUPER GAS | 12 COLLINS RD | TOCCOA | Stephens | 1270089 | 2 | Flapper Valve | 2000-07-18 | FALSE | 2000-07-18 | TRUE | Temporarily out of use | Gas (Historical Use) | 8000 | Steel-Impressed Current | 1984-05-07 | Fiberglass Reinforced Plastic | Pressurized
ZEBOS SUPER GAS | 12 COLLINS RD | TOCCOA | Stephens | 1270089 | 3 | Flapper Valve | 2000-07-18 | FALSE | 2000-07-18 | TRUE | Temporarily out of use | Diesel | 6000 | Steel-Impressed Current | 1984-05-07 | Steel (Impressed Current) | Pressurized
TOCCOA GROCERY INC DBA FOOTHILLS SNACK MART | 265 NORTH BIG A RD | TOCCOA | Stephens | 1270090 | 1 | Flapper Valve | 1996-11-18 | FALSE | 1996-11-16 | FALSE | Currently in Use | Regular | 8000 | Steel-Impressed Current | 1998-03-10 | Fiberglass Reinforced Plastic | Pressurized
TOCCOA GROCERY INC DBA FOOTHILLS SNACK MART | 265 NORTH BIG A RD | TOCCOA | Stephens | 1270090 | 2 | Flapper Valve | 1996-11-18 | FALSE | 1996-11-16 | FALSE | Currently in Use | Premium | 8000 | Steel-Impressed Current | 1998-03-01 | Fiberglass Reinforced Plastic | Pressurized
TOCCOA GROCERY INC DBA FOOTHILLS SNACK MART | 265 NORTH BIG A RD | TOCCOA | Stephens | 1270090 | 3 | Flapper Valve | 1996-11-18 | FALSE | 1996-11-16 | FALSE | Currently in Use | Regular | 8000 | Steel-Impressed Current | 1998-03-10 | Fiberglass Reinforced Plastic | Pressurized
CASHS TEXACO | CURRAHEE ST & HILL ST | TOCCOA | Stephens | 1270091 | 1 | [5 empty] | Closed in Ground | Gas (Historical Use) | 1000 | Bare Steel | 1961-05-13 | Galvanized Steel
CASHS TEXACO | CURRAHEE ST & HILL ST | TOCCOA | Stephens | 1270091 | 2 | [5 empty] | Closed in Ground | Gas (Historical Use) | 1000 | Bare Steel | 1961-05-13 | Galvanized Steel
CASHS TEXACO | CURRAHEE ST & HILL ST | TOCCOA | Stephens | 1270091 | 3 | [5 empty] | Closed in Ground | Gas (Historical Use) | 1000 | Bare Steel | 1961-05-13 | Galvanized Steel
CASHS TEXACO | CURRAHEE ST & HILL ST | TOCCOA | Stephens | 1270091 | 4 | [5 empty] | Closed in Ground | Gas (Historical Use) | 1000 | Bare Steel | 1961-05-13 | Galvanized Steel
CASHS TEXACO | CURRAHEE ST & HILL ST | TOCCOA | Stephens | 1270091 | 5 | [5 empty] | Closed in Ground | Gas (Historical Use) | 1000 | Bare Steel | 1961-05-13 | Galvanized Steel
CASHS TEXACO | CURRAHEE ST & HILL ST | TOCCOA | Stephens | 1270091 | 6 | [5 empty] | Closed in Ground | Gas (Historical Use) | 1000 | Bare Steel | 1961-05-13 | Galvanized Steel
CASHS TEXACO | CURRAHEE ST & HILL ST | TOCCOA | Stephens | 1270091 | 7 |  |  | TRUE |  | TRUE | Closed in Ground | Used Oil | 500 | Bare Steel | 1961-05-13 | Galvanized Steel
AVALON PLANT | HWY 17 RT 2 | TOCCOA | Stephens | 1270092 | 1 |  |  | TRUE |  | TRUE | Removed from Ground | Empty | 1000 | Bare Steel | 1974-05-11 | Bare Steel
GTE | INDUSTRIAL PARK | TOCCOA | Stephens | 1270093 | 1 | [5 empty] | Removed from Ground | Gas (Historical Use) | 12000 | Fiberglass | 1985-03-06 | Bare Steel | Pressurized
PTL EQUIPMENT MFG | WEST CURRAHEE | TOCCOA | Stephens | 1270095 | 1 | [5 empty] | Removed from Ground | Diesel | 2000 | Bare Steel | 1976-03-07 | Copper
PTL EQUIPMENT MFG | WEST CURRAHEE | TOCCOA | Stephens | 1270095 | 2 | [5 empty] | Removed from Ground | Diesel | 1000 | Bare Steel | 1958-03-12 | Copper
STEPHENS CO SCHOOL BUS SHOP | 638 WHITE PINE RD | TOCCOA | Stephens | 1270097 | 1 | [5 empty] | Closed in Ground | Diesel | 500 | Bare Steel | 1977-03-07 | Bare Steel
STEPHENS CO SCHOOL BUS SHOP | 638 WHITE PINE RD | TOCCOA | Stephens | 1270097 | 2 | [5 empty] | Removed from Ground | Diesel | 3000 | Bare Steel | 1975-03-08 | Bare Steel
STEPHENS CO SCHOOL BUS SHOP | 638 WHITE PINE RD | TOCCOA | Stephens | 1270097 | 3 | [5 empty] | Removed from Ground | Gas (Historical Use) | 1000 | Bare Steel | 1970-03-09 | Bare Steel
STEPHENS CO SCHOOL BUS SHOP | 638 WHITE PINE RD | TOCCOA | Stephens | 1270097 | 4 |  | 1996-07-31 |  | 1996-07-31 |  | Removed from Ground | Diesel | 10000 | Galvanic (STIP-3) | 1987-01-01 | Fiberglass Reinforced Plastic | Pressurized
STEPHENS CO SCHOOL BUS SHOP | 638 WHITE PINE RD | TOCCOA | Stephens | 1270097 | 5 |  | 1996-07-31 |  | 1996-07-31 |  | Removed from Ground | Gas (Historical Use) | 10000 | Galvanic (STIP-3) | 1996-07-31 | Fiberglass Reinforced Plastic | Safe Suction (Euro)
MACS AUTO REPAIR | 190 MIZE RD | TOCCOA | Stephens | 1270099 | 1 | [5 empty] | Removed from Ground | Gas (Historical Use) | 6000 | Bare Steel | 1977-01-03 | Galvanized Steel
MACS AUTO REPAIR | 190 MIZE RD | TOCCOA | Stephens | 1270099 | 2 | [5 empty] | Removed from Ground | Gas (Historical Use) | 6000 | Bare Steel | 1977-01-03 | Galvanized Steel
MACS AUTO REPAIR | 190 MIZE RD | TOCCOA | Stephens | 1270099 | 3 | [5 empty] | Removed from Ground | Gas (Historical Use) | 4000 | Bare Steel | 1977-01-03 | Galvanized Steel
MACS AUTO REPAIR | 190 MIZE RD | TOCCOA | Stephens | 1270099 | 4 | [5 empty] | Removed from Ground | Diesel | 1000 | Bare Steel | 1977-01-03 | Galvanized Steel
CHARLES SHERIFF BIG A EXXON | 422 SOUTH BIG A RD | TOCCOA | Stephens | 1270102 | 1 | [5 empty] | Removed from Ground | Gas (Historical Use) | 6000 | Bare Steel | 1971-01-05 | Galvanized Steel
CHARLES SHERIFF BIG A EXXON | 422 SOUTH BIG A RD | TOCCOA | Stephens | 1270102 | 2 | [5 empty] | Removed from Ground | Gas (Historical Use) | 4000 | Bare Steel | 1971-01-05 | Galvanized Steel
CHARLES SHERIFF BIG A EXXON | 422 SOUTH BIG A RD | TOCCOA | Stephens | 1270102 | 3 | [5 empty] | Removed from Ground | Gas (Historical Use) | 2000 | Bare Steel | 1971-01-05 | Galvanized Steel
STEPHENS CO MIDDLE SCHOOL | EASTANOLLEE SCHOOL RD | EASTANOLLEE | Stephens | 1270103 | 5 | [5 empty] | Removed from Ground | Diesel | 3000 | Bare Steel | 1975-01-01 | Bare Steel
STEPHENS CO MIDDLE SCHOOL | EASTANOLLEE SCHOOL RD | EASTANOLLEE | Stephens | 1270103 | 6 | [5 empty] | Permanently Out of Use - historical purposes | Gas (Historical Use) | 10000 | Cathodically Protected Steel | 1987-01-01 | Galvanized Steel
FRONTIER MANOR COUNTRY STORE | 325 SWIFT ST | TOCCOA | Stephens | 1270104 | 1 | [5 empty] | Removed from Ground | Gas (Historical Use) | 1000 | Bare Steel | 1975-01-04 | Galvanized Steel
AMERICAN EAGLE 1 | 2690 S BIG A RD | TOCCOA | Stephens | 1270105 | 1 | Flapper Valve | 1986-09-01 | FALSE | 1998-04-28 | FALSE | Currently in Use | Regular | 8000 | Galvanic (STIP-3) | 1986-09-01 | Fiberglass Reinforced Plastic | Pressurized
AMERICAN EAGLE 1 | 2690 S BIG A RD | TOCCOA | Stephens | 1270105 | 2 | Flapper Valve | 1986-09-01 | FALSE | 1998-04-28 | FALSE | Currently in Use | Regular | 8000 | Galvanic (STIP-3) | 1986-09-01 | Fiberglass Reinforced Plastic | Pressurized
AMERICAN EAGLE 1 | 2690 S BIG A RD | TOCCOA | Stephens | 1270105 | 3 | Flapper Valve | 1986-09-01 | FALSE | 1998-04-28 | FALSE | Currently in Use | Premium | 6000 | Galvanic (STIP-3) | 1986-09-01 | Fiberglass Reinforced Plastic | Pressurized
AMERICAN EAGLE 1 | 2690 S BIG A RD | TOCCOA | Stephens | 1270105 | 4 | Flapper Valve | 1986-09-01 | FALSE | 1998-04-28 | FALSE | Currently in Use | Diesel | 2000 | Galvanic (STIP-3) | 1986-09-01 | Fiberglass Reinforced Plastic | Pressurized
TUGALO CONST CO | 769 PRATHER BRIDGE RD | TOCCOA | Stephens | 1272000 | 1 | [5 empty] | Removed from Ground | Gas (Historical Use) | 6000 | Bare Steel | 1968-11-08 | Unknown
TUGALO CONST CO | 769 PRATHER BRIDGE RD | TOCCOA | Stephens | 1272000 | 2 | [5 empty] | Removed from Ground | Gas (Historical Use) | 8000 | Bare Steel | 1968-11-08 | Unknown
FAST & FRIENDLY FOOD MART | 2117 ROCK CREEK RD (near Wendy Hill Dr) | TOCCOA | Stephens | 10001873 | 1 | Flapper Valve | 2007-06-01 | FALSE | 2007-06-01 | FALSE | Currently in Use | Regular | 10000 | Fiberglass | 2007-06-01 | Fiberglass Reinforced Plastic | Pressurized
FAST & FRIENDLY FOOD MART | 2117 ROCK CREEK RD (near Wendy Hill Dr) | TOCCOA | Stephens | 10001873 | 2 | Flapper Valve | 2007-06-01 | FALSE | 2007-06-01 | FALSE | Currently in Use | Premium | 8000 | Fiberglass | 2007-06-01 | Fiberglass Reinforced Plastic | Pressurized
FAST & FRIENDLY FOOD MART | 2117 ROCK CREEK RD (near Wendy Hill Dr) | TOCCOA | Stephens | 10001873 | 3 | Flapper Valve | 2007-06-01 | FALSE | 2007-06-01 | FALSE | Currently in Use | Diesel | 4000 | Fiberglass | 2007-06-01 | Fiberglass Reinforced Plastic | Pressurized
FAST & FRIENDLY FOOD MART | 2117 ROCK CREEK RD (near Wendy Hill Dr) | TOCCOA | Stephens | 10001873 | 4 | Flapper Valve | 2007-06-01 | FALSE | 2007-06-01 | FALSE | Temporarily out of use | Diesel | 2000 | Fiberglass | 2017-03-13 | Fiberglass Reinforced Plastic | Pressurized
FORMER INDUSTRIAL TANKS | SISK ROAD | EASTANOLLEE | Stephens | 10002151 | 1 |  |  | FALSE |  | FALSE | Removed from Ground | Diesel | 4000 | Bare Steel | 2012-08-28 | Bare Steel | Suction (American)
FORMER INDUSTRIAL TANKS | SISK ROAD | EASTANOLLEE | Stephens | 10002151 | 2 |  |  | FALSE |  | FALSE | Removed from Ground | Diesel | 4000 | Bare Steel | 2012-08-28 | Bare Steel | Suction (American)
CARTERS ROYAL DISPOS-ALL & SCRAP METAL | 198 MCJUNKIN ROAD | TOCCOA | Stephens | 10000794 | 1 |  | 2004-12-23 | FALSE | 2004-12-23 | FALSE | Removed from Ground | Diesel | 10000 | Fiberglass | 2004-12-23 | Fiberglass Reinforced Plastic | Safe Suction (Euro)
CARTERS ROYAL DISPOS-ALL & SCRAP METAL | 198 MCJUNKIN ROAD | TOCCOA | Stephens | 10000794 | 2 |  | 2004-12-23 | FALSE | 2004-12-23 | FALSE | Removed from Ground | Diesel | 2000 | Fiberglass | 2004-12-23 | Fiberglass Reinforced Plastic | Safe Suction (Euro)
MURPHY USA #7285 | 4040 GA HWY 17 RD | EASTANOLLEE | Stephens | 10001051 | 1 | Overfill Alarm | 2006-01-09 | FALSE | 2006-01-09 | FALSE | Currently in Use | Gas (Historical Use) | 20000 | Fiberglass Double Walled | 2005-12-16 | Double-Walled Fiberglass | Pressurized
MURPHY USA #7285 | 4040 GA HWY 17 RD | EASTANOLLEE | Stephens | 10001051 | 2A | Overfill Alarm | 2006-01-09 | FALSE | 2006-01-09 | FALSE | Currently in Use | Diesel | 12000 | Fiberglass Double Walled | 2005-12-16 | Double-Walled Fiberglass | Pressurized
MURPHY USA #7285 | 4040 GA HWY 17 RD | EASTANOLLEE | Stephens | 10001051 | 2B | Overfill Alarm | 2006-01-09 | FALSE | 2006-01-09 | FALSE | Currently in Use | Gas (Historical Use) | 8000 | Fiberglass Double Walled | 2005-12-16 | Double-Walled Fiberglass | Pressurized
HUFFMAN PROPERTY | 163 EAST TUGALOO STREET | TOCCOA | Stephens | 10001056 | 1 |  |  | FALSE |  | FALSE | Removed from Ground | Empty | 1200 | Bare Steel | 2005-09-27 | Bare Steel
HUFFMAN PROPERTY | 163 EAST TUGALOO STREET | TOCCOA | Stephens | 10001056 | 2 |  |  | FALSE |  | FALSE | Removed from Ground | Empty | 1200 | Bare Steel | 2005-09-27 | Bare Steel
HUFFMAN PROPERTY | 163 EAST TUGALOO STREET | TOCCOA | Stephens | 10001056 | 3 |  |  | FALSE |  | FALSE | Removed from Ground | Empty | 1200 | Bare Steel | 2005-09-27 | Bare Steel
HUFFMAN PROPERTY | 163 EAST TUGALOO STREET | TOCCOA | Stephens | 10001056 | 4 |  |  | FALSE |  | FALSE | Removed from Ground | Empty | 1200 | Bare Steel | 2005-09-27 | Bare Steel
FORMER GULF STATION | WEST DOYLE/ALEXANDER STREET | TOCCOA | Stephens | 10000555 | 1 |  |  | FALSE |  | FALSE | Removed from Ground | Not Marked | 500 | Unknown | 2003-12-18
FORMER GULF STATION | WEST DOYLE/ALEXANDER STREET | TOCCOA | Stephens | 10000555 | 2 |  |  | FALSE |  | FALSE | Removed from Ground | Not Marked | 500 | Unknown | 2003-12-18
RaceWay #947 - Toccoa MCD | 1092 SOUTH BIG A RD | TOCCOA | Stephens | 10000017 | 1 | Overfill Alarm | 2002-01-01 | FALSE | 2002-01-01 | FALSE | Currently in Use | Gas (Historical Use) | 15000 | Composite Double Walled | 2002-01-31 | Double-Walled Fiberglass | Pressurized
RaceWay #947 - Toccoa MCD | 1092 SOUTH BIG A RD | TOCCOA | Stephens | 10000017 | 2 | Overfill Alarm | 2002-01-31 | FALSE | 2002-01-31 | FALSE | Currently in Use | Gas (Historical Use) | 15000 | Composite Double Walled | 2002-01-31 | Double-Walled Fiberglass | Pressurized
FORMER FILLING STATION | 301 W CURRAHEE ST | TOCCOA | Stephens | 10002857 | 1 |  |  | FALSE |  | FALSE | Removed from Ground
FORMER FILLING STATION | 301 W CURRAHEE ST | TOCCOA | Stephens | 10002857 | 2 |  |  | FALSE |  | FALSE | Removed from Ground
FORMER FILLING STATION | 301 W CURRAHEE ST | TOCCOA | Stephens | 10002857 | 3 |  |  | FALSE |  | FALSE | Removed from Ground
INGLES MARKETS GAS EXPRESS #436 | 1197 BIG A RD | TOCCOA | Stephens | 10002322 | 1A | Flapper Valve | 2014-05-28 | FALSE | 2014-05-28 | FALSE | Currently in Use | Regular | 25000 | Fiberglass Double Walled | 2014-05-20 | Double-Walled Flex | Pressurized
INGLES MARKETS GAS EXPRESS #436 | 1197 BIG A RD | TOCCOA | Stephens | 10002322 | 1B | Flapper Valve | 2014-05-28 | FALSE | 2014-05-28 | FALSE | Currently in Use | Premium | 7000 | Fiberglass Double Walled | 2014-05-20 | Double-Walled Flex | Pressurized
INGLES MARKETS GAS EXPRESS #436 | 1197 BIG A RD | TOCCOA | Stephens | 10002322 | 2A | Flapper Valve | 2014-05-28 | FALSE | 2014-05-28 | FALSE | Currently in Use | Diesel | 5000 | Fiberglass Double Walled | 2014-05-20 | Double-Walled Flex | Pressurized
INGLES MARKETS GAS EXPRESS #436 | 1197 BIG A RD | TOCCOA | Stephens | 10002322 | 2B | Flapper Valve | 2014-05-28 | FALSE | 2014-05-28 | FALSE | Currently in Use | Diesel | 5000 | Fiberglass Double Walled | 2014-05-20 | Double-Walled Flex | Pressurized
BLACK MOUNTAIN FOOD MART INC | 3032 FALLS RD | TOCCOA | Stephens | 9127001 | 1 | Ball Float | 1992-05-18 | FALSE | 1992-05-18 | FALSE | Currently in Use | Regular | 8000 | Galvanic (STIP-3) | 1992-01-01 | Fiberglass Reinforced Plastic | Pressurized
BLACK MOUNTAIN FOOD MART INC | 3032 FALLS RD | TOCCOA | Stephens | 9127001 | 2 | [5 empty] | Removed from Ground | Gas (Historical Use) | 5000 | Marked Unknown | 1991-07-25 | Unknown
BLACK MOUNTAIN FOOD MART INC | 3032 FALLS RD | TOCCOA | Stephens | 9127001 | 3 | Ball Float | 1992-05-18 | FALSE | 1992-05-18 | FALSE | Currently in Use | Premium | 6000 | Galvanic (STIP-3) | 1992-01-01 | Fiberglass Reinforced Plastic | Pressurized
BLACK MOUNTAIN FOOD MART INC | 3032 FALLS RD | TOCCOA | Stephens | 9127001 | 4 | Ball Float | 1992-05-18 | FALSE | 1992-05-18 | FALSE | Currently in Use | E-0 | 6000 | Galvanic (STIP-3) | 1992-01-01 | Fiberglass Reinforced Plastic | Pressurized
MILLIKEN & CO | HUMPHREY PLANT | TOCCOA | Stephens | 9127002 | 1 | [5 empty] | Removed from Ground | Diesel | 250 | Not Marked/Unknown | 1991-08-12 | Not Marked
TOCCOA-CITY HALL | 203 NORTH ALEXANDER ST | TOCCOA | Stephens | 9127003 | 1 | [5 empty] | Removed from Ground | Other | 500 | Bare Steel | 1989-10-13 | Not Marked
ROYAS ENTERPRISES INC | 816 SOUTH BIG A RD | TOCCOA | Stephens | 9127004 | 1 | [5 empty] | Removed from Ground | Gas (Historical Use) | 8000 | Bare Steel | 1978-03-01 | Galvanized Steel | Pressurized
ROYAS ENTERPRISES INC | 816 SOUTH BIG A RD | TOCCOA | Stephens | 9127004 | 2 | [5 empty] | Removed from Ground | Gas (Historical Use) | 8000 | Bare Steel | 1978-03-01 | Galvanized Steel | Pressurized
ROYAS ENTERPRISES INC | 816 SOUTH BIG A RD | TOCCOA | Stephens | 9127004 | 3 | [5 empty] | Removed from Ground | Gas (Historical Use) | 8000 | Bare Steel | 1978-03-01 | Galvanized Steel | Pressurized
ROYAS ENTERPRISES INC | 816 SOUTH BIG A RD | TOCCOA | Stephens | 9127004 | 4 | [5 empty] | Removed from Ground | Kerosene | 8000 | Bare Steel | 1978-03-01 | Bare Steel | Safe Suction (Euro)
ROYAS ENTERPRISES INC | 816 SOUTH BIG A RD | TOCCOA | Stephens | 9127004 | 5 |  | 1999-10-01 | FALSE | 1999-10-01 | FALSE | Currently in Use | Gas (Historical Use) | 15000 | Composite | 1999-10-01 | Double-Walled Flex | Pressurized
ROYAS ENTERPRISES INC | 816 SOUTH BIG A RD | TOCCOA | Stephens | 9127004 | 6 |  | 1999-10-01 | FALSE | 1999-10-01 | FALSE | Currently in Use | Gas (Historical Use) | 10000 | Composite | 1999-10-01 | Double-Walled Flex | Pressurized
ROYAS ENTERPRISES INC | 816 SOUTH BIG A RD | TOCCOA | Stephens | 9127004 | 7A |  | 1999-10-01 | FALSE | 1999-10-01 | FALSE | Currently in Use | Diesel | 5000 | Composite | 1999-10-01 | Double-Walled Flex | Pressurized
ROYAS ENTERPRISES INC | 816 SOUTH BIG A RD | TOCCOA | Stephens | 9127004 | 7B |  | 1999-10-01 | FALSE | 1999-10-01 | FALSE | Currently in Use | Diesel | 3000 | Composite | 1999-10-01 | Double-Walled Flex | Pressurized
MIKES GAS | 1311 MIZE RD | TOCCOA | Stephens | 9127006 | 1 |  | 1997-02-21 |  | 1997-02-21 |  | Temporarily out of use | Diesel | 2000 | Steel-Impressed Current | 1985-01-01 | Steel (Impressed Current) | Suction (American)
MIKES GAS | 1311 MIZE RD | TOCCOA | Stephens | 9127006 | 2 |  | 1997-02-21 |  | 1997-02-21 |  | Temporarily out of use | Gas (Historical Use) | 4000 | Steel-Impressed Current | 1984-01-01 | Steel (Impressed Current) | Suction (American)
MIKES GAS | 1311 MIZE RD | TOCCOA | Stephens | 9127006 | 3 |  | 1997-02-21 |  | 1997-02-21 |  | Temporarily out of use | Gas (Historical Use) | 5000 | Steel-Impressed Current | 1984-01-01 | Steel (Impressed Current) | Suction (American)
MIKES GAS | 1311 MIZE RD | TOCCOA | Stephens | 9127006 | 4 |  | 1997-02-21 |  | 1997-02-21 |  | Temporarily out of use | Gas (Historical Use) | 8000 | Steel-Impressed Current | 1984-01-01 | Steel (Impressed Current) | Suction (American)
MIKES GAS | 1311 MIZE RD | TOCCOA | Stephens | 9127006 | 5 |  | 1997-02-21 |  | 1997-02-21 |  | Temporarily out of use | Kerosene | 3000 | Steel-Impressed Current | 1984-01-01 | Steel (Impressed Current) | Suction (American)
HUMPHREY PLANT | HWY 123 | TOCCOA | Stephens | 9127007 | 1 | [5 empty] | Removed from Ground | Diesel | 250 | Bare Steel | 1968-01-01 | Unknown
PEERLESS COATINGS (TOCCOA) INC | LIBERTY HILL RD | TOCCOA | Stephens | 9127008 | 1 | [5 empty] | Removed from Ground | Gas (Historical Use) | 3000 | Bare Steel | 1984-01-01 | Galvanized Steel
PEERLESS COATINGS (TOCCOA) INC | LIBERTY HILL RD | TOCCOA | Stephens | 9127008 | 2 | [5 empty] | Removed from Ground | Diesel | 6000 | Bare Steel | 1984-01-01 | Galvanized Steel
UARCO INC-TOCCOA PLANT | ONE INDUSTRIAL BLVD | TOCCOA | Stephens | 9127009 | 1 | [5 empty] | Removed from Ground | Diesel | 10000 | Bare Steel | 1974-01-01 | Galvanized Steel
FORMER FRED PAYNE GROCERY | PRATHER BRIDGE & JARRETT | TOCCOA | Stephens | 9127010 | 1 | [5 empty] | Closed in Ground | Gas (Historical Use) | 1000 | Bare Steel | 1992-01-28 | Bare Steel
FORMER FRED PAYNE GROCERY | PRATHER BRIDGE & JARRETT | TOCCOA | Stephens | 9127010 | 2 | [5 empty] | Closed in Ground | Gas (Historical Use) | 1000 | Bare Steel | 1992-01-28 | Bare Steel
TUGALO CONST CO | ROCK QUARRY RD | TOCCOA | Stephens | 9127011 | 1 | [5 empty] | Removed from Ground | Diesel | 500 | Bare Steel |  | Unknown
WHITMAN ST COMMUNITY CENTER | WHITMAN ST | TOCCOA | Stephens | 9127012 | 1 | [5 empty] | Removed from Ground | Diesel | 2000 | Bare Steel | 1955-01-01 | Bare Steel
POWELL & SON BP | 145 E CURRAHEE ST | TOCCOA | Stephens | 9127013 | 1 |  |  | FALSE |  | FALSE | Removed from Ground |  | 1000 | Bare Steel | 1974-04-24 | Galvanized Steel
POWELL & SON BP | 145 E CURRAHEE ST | TOCCOA | Stephens | 9127013 | 2 |  |  | FALSE |  | FALSE | Removed from Ground |  | 1000 | Bare Steel | 1974-04-24 | Galvanized Steel
POWELL & SON BP | 145 E CURRAHEE ST | TOCCOA | Stephens | 9127013 | 3 |  |  | FALSE |  | FALSE | Removed from Ground |  | 1000 | Bare Steel | 1974-04-24 | Galvanized Steel
POWELL & SON BP | 145 E CURRAHEE ST | TOCCOA | Stephens | 9127013 | 4 |  |  | FALSE |  | FALSE | Removed from Ground |  | 1000 | Bare Steel | 1974-04-24 | Galvanized Steel
POWELL & SON BP | 145 E CURRAHEE ST | TOCCOA | Stephens | 9127013 | 5 | Flapper Valve | 1993-05-01 | FALSE | 1993-05-01 | FALSE | Currently in Use | Regular | 6000 | Galvanic (STIP-3) | 1993-05-01 | Fiberglass Reinforced Plastic | Safe Suction (Euro)
POWELL & SON BP | 145 E CURRAHEE ST | TOCCOA | Stephens | 9127013 | 6 | Flapper Valve | 1993-05-01 | FALSE | 1993-04-01 | FALSE | Currently in Use | Premium | 6000 | Galvanic (STIP-3) | 1993-05-01 | Fiberglass Reinforced Plastic | Safe Suction (Euro)
POWELL & SON BP | 145 E CURRAHEE ST | TOCCOA | Stephens | 9127013 | 7 | Flapper Valve | 1993-05-01 | FALSE | 1993-05-01 | FALSE | Currently in Use | E-0 | 6000 | Galvanic (STIP-3) | 1993-05-01 | Fiberglass Reinforced Plastic | Safe Suction (Euro)
POWELL & SON BP | 145 E CURRAHEE ST | TOCCOA | Stephens | 9127013 | 8 | Flapper Valve | 1993-05-01 | FALSE | 1993-05-01 | FALSE | Currently in Use | Diesel | 8000 | Galvanic (STIP-3) | 1993-05-01 | Fiberglass Reinforced Plastic | Safe Suction (Euro)
FORMER ROBO CARWASH | US 123 & HWY 17 | TOCCOA | Stephens | 9127014 | 1 | [5 empty] | Removed from Ground | Empty | 3000 | Bare Steel | 1974-05-08 | Galvanized Steel | Safe Suction (Euro)
FORMER ROBO CARWASH | US 123 & HWY 17 | TOCCOA | Stephens | 9127014 | 2 | [5 empty] | Removed from Ground | Empty | 3000 | Bare Steel | 1974-05-08 | Galvanized Steel
WHITLOCK MORTUARY INC | 120 ROSE LANE | TOCCOA | Stephens | 9127015 | 1 | [5 empty] | Removed from Ground | Gas (Historical Use) | 1000 | Bare Steel | 1976-06-01 | Galvanized Steel | Suction (American)
WHITLOCK MORTUARY INC | 120 ROSE LANE | TOCCOA | Stephens | 9127015 | 2 | Flapper Valve | 2001-07-14 | FALSE | 2001-07-14 | FALSE | Currently in Use | Regular | 2000 | Composite | 2001-07-14 | Fiberglass Reinforced Plastic | Safe Suction (Euro)
STEPHENS CO RD DEPT | 1597 SCENIC DR | TOCCOA | Stephens | 9127016 | 1 | Flapper Valve | 2012-06-27 | FALSE | 2012-06-27 | FALSE | Currently in Use | Gas (Historical Use) | 10000 | Fiberglass Double Walled | 2012-06-18 | Double-Walled Flex | Safe Suction (Euro)
STEPHENS CO RD DEPT | 1597 SCENIC DR | TOCCOA | Stephens | 9127016 | 2 | Flapper Valve | 2012-06-27 | FALSE | 2012-06-27 | FALSE | Currently in Use | Diesel | 10000 | Fiberglass Double Walled | 2012-06-18 | Double-Walled Flex | Safe Suction (Euro)
STEPHENS CO RD DEPT | 1597 SCENIC DR | TOCCOA | Stephens | 9127016 | 1R | Flapper Valve | 1993-06-29 |  | 1993-06-29 |  | Removed from Ground | Diesel | 10000 | Galvanic (STIP-3) | 1993-06-29 | Fiberglass Reinforced Plastic | Safe Suction (Euro)
STEPHENS CO RD DEPT | 1597 SCENIC DR | TOCCOA | Stephens | 9127016 | 2R | Flapper Valve | 1993-06-29 |  | 1993-06-29 |  | Removed from Ground | Gas (Historical Use) | 10000 | Galvanic (STIP-3) | 1989-06-18 | Fiberglass Reinforced Plastic | Safe Suction (Euro)
STEPHENS COUNTY LANDFILL | LIBERTY HILL RD | TOCCOA | Stephens | 9127018 | 2 | [5 empty] | Removed from Ground | Diesel | 2000 | Not Marked/Unknown | 2001-07-20 | Not Marked
STEPHENS COUNTY LANDFILL | LIBERTY HILL RD | TOCCOA | Stephens | 9127018 | 3 | [5 empty] | Removed from Ground | Diesel | 2000 | Not Marked/Unknown | 2001-07-20 | Not Marked
STEPHENS COUNTY LANDFILL | LIBERTY HILL RD | TOCCOA | Stephens | 9127018 | 4 | [5 empty] | Removed from Ground | Diesel | 2000 | Not Marked/Unknown | 2001-07-20 | Not Marked
STEPHENS COUNTY | COUNTY FARM RD | TOCCOA | Stephens | 9127019 | 1J | [5 empty] | Removed from Ground | Gas (Historical Use) | 10000 | Bare Steel | 2001-08-07 | Galvanized Steel | Safe Suction (Euro)
MOUNTAIN MART #3 | 18 HWY 123 | TOCCOA | Stephens | 9127020 | 1 | Ball Float | 1999-03-01 | FALSE | 1999-03-01 | FALSE | Currently in Use | Regular | 6000 | Steel-Impressed Current | 1986-01-01 | Steel (Impressed Current) | Pressurized
MOUNTAIN MART #3 | 18 HWY 123 | TOCCOA | Stephens | 9127020 | 2 | Ball Float | 1999-03-01 | FALSE | 1999-03-01 | FALSE | Currently in Use | Regular | 6000 | Steel-Impressed Current | 1986-01-01 | Steel (Impressed Current) | Pressurized
MOUNTAIN MART #3 | 18 HWY 123 | TOCCOA | Stephens | 9127020 | 3 | Ball Float | 1999-03-01 | FALSE | 1999-03-01 | FALSE | Currently in Use | Premium | 6000 | Steel-Impressed Current | 1986-01-01 | Steel (Impressed Current) | Pressurized
MOUNTAIN MART #3 | 18 HWY 123 | TOCCOA | Stephens | 9127020 | 4 |  |  | FALSE |  | FALSE | Closed in Ground | Diesel | 1000 | Bare Steel | 1999-03-01
MOUNTAIN MART #3 | 18 HWY 123 | TOCCOA | Stephens | 9127020 | 5 |  |  | FALSE |  | FALSE | Closed in Ground | Kerosene | 560 | Bare Steel | 1999-03-01
MOUNTAIN MART #3 | 18 HWY 123 | TOCCOA | Stephens | 9127020 | 6A | Flapper Valve | 1999-03-01 | FALSE | 1999-03-01 | FALSE | Currently in Use | Diesel | 6000 | STIP-3/Impressed Current | 1999-03-01 | Fiberglass Reinforced Plastic | Safe Suction (Euro)
MOUNTAIN MART #3 | 18 HWY 123 | TOCCOA | Stephens | 9127020 | 6B | Flapper Valve | 1999-03-01 | FALSE | 1999-03-01 | FALSE | Currently in Use | Diesel Off Road | 2000 | STIP-3/Impressed Current | 1999-03-01 | Fiberglass Reinforced Plastic | Safe Suction (Euro)
ROYAL FOOD STORE #12 | RT 1 HWY 17 S | EASTANOLLEE | Stephens | 9127021 | 1 |  | 1998-07-01 |  | 1998-07-01 |  | Removed from Ground | Gas (Historical Use) | 6000 | Steel-Impressed Current | 1967-01-01 | Cathodically Protected | Suction (American)
ROYAL FOOD STORE #12 | RT 1 HWY 17 S | EASTANOLLEE | Stephens | 9127021 | 2 |  | 1998-07-01 |  | 1998-07-01 |  | Removed from Ground | Gas (Historical Use) | 4000 | Steel-Impressed Current | 1967-01-01 | Cathodically Protected | Suction (American)
ROYAL FOOD STORE #12 | RT 1 HWY 17 S | EASTANOLLEE | Stephens | 9127021 | 3 |  | 1998-11-01 |  | 1998-11-01 |  | Removed from Ground | Gas (Historical Use) | 1000 | Steel-Impressed Current | 1967-01-01 | Cathodically Protected | Suction (American)
MAINTENANCE FACILITY | 130 HANSON RD | TOCCOA FALLS | Stephens | 9127022 | 1 | [5 empty] | Removed from Ground | Gas (Historical Use) | 1000 | Bare Steel | 1998-09-10 | Galvanized Steel
MAINTENANCE FACILITY | 130 HANSON RD | TOCCOA FALLS | Stephens | 9127022 | 2 | [5 empty] | Removed from Ground | Gas (Historical Use) | 1000 | Bare Steel | 1998-09-10 | Galvanized Steel | Suction (American)
MAINTENANCE FACILITY | 130 HANSON RD | TOCCOA FALLS | Stephens | 9127022 | 3 | [5 empty] | Removed from Ground | Diesel | 1000 | Bare Steel | 1998-09-10 | Galvanized Steel | Suction (American)
MAINTENANCE FACILITY | 130 HANSON RD | TOCCOA FALLS | Stephens | 9127022 | 4 | [5 empty] | Removed from Ground | Kerosene | 500 | Bare Steel | 1998-09-10 | Galvanized Steel | Suction (American)
MAINTENANCE FACILITY | 130 HANSON RD | TOCCOA FALLS | Stephens | 9127022 | 5 |  | 1999-05-15 |  | 1999-05-15 |  | Removed from Ground | Gas (Historical Use) | 2000 | Epoxy | 1999-05-15 | Fiberglass Reinforced Plastic | Suction (American)
MAINTENANCE FACILITY | 130 HANSON RD | TOCCOA FALLS | Stephens | 9127022 | 6 |  | 1999-05-15 |  | 1999-05-15 |  | Removed from Ground | Diesel | 1000 | Epoxy | 1999-05-15 | Fiberglass Reinforced Plastic | Suction (American)
CITY OF TOCCOA | 554 BRASWELL ST | TOCCOA | Stephens | 9127023 | DSL |  | 1998-03-01 | FALSE | 1998-03-01 | FALSE | Currently in Use | Diesel | 8000 | Steel-Impressed Current | 1980-03-01 | Steel (Impressed Current) | Safe Suction (Euro)
CITY OF TOCCOA | 554 BRASWELL ST | TOCCOA | Stephens | 9127023 | PU | Flapper Valve | 1998-03-01 | FALSE | 1998-03-01 | FALSE | Currently in Use | Regular | 10000 | Fiberglass | 1980-03-01 | Steel (Impressed Current) | Safe Suction (Euro)
CITY OF TOCCOA | 554 BRASWELL ST | TOCCOA | Stephens | 9127023 | RU | Flapper Valve | 1998-08-01 | FALSE | 1998-08-01 | FALSE | Currently in Use | Regular | 10000 | Fiberglass | 1980-03-01 | Steel (Impressed Current) | Safe Suction (Euro)
TUGALO GAS CO INC | 1450 COLLIER ROAD | TOCCOA | Stephens | 9127024 | 1 |  |  | FALSE |  | FALSE | Removed from Ground | Gas (Historical Use) | 10000 | Bare Steel | 1973-01-01 | Unknown
TUGALO GAS CO INC | 1450 COLLIER ROAD | TOCCOA | Stephens | 9127024 | 2 |  |  | FALSE |  | FALSE | Removed from Ground | Gas (Historical Use) | 10000 | Bare Steel | 1973-01-01 | Unknown
TUGALO GAS CO INC | 1450 COLLIER ROAD | TOCCOA | Stephens | 9127024 | 3 |  |  | FALSE |  | FALSE | Removed from Ground | Gas (Historical Use) | 10000 | Bare Steel | 1973-01-01 | Unknown
TUGALO GAS CO INC | 1450 COLLIER ROAD | TOCCOA | Stephens | 9127024 | 4 | [5 empty] | Removed from Ground | Gas (Historical Use) | 4000 | Bare Steel | 1999-05-12 | Galvanized Steel | Suction (American)
RLP INVESTMENTS LLC | 1363 SWIFT STREET | TOCCOA | Stephens | 9127026 | 1 | [5 empty] | Removed from Ground | Gas (Historical Use) | 1000 | Bare Steel | 1977-01-01 | Bare Steel | Suction (American)
RLP INVESTMENTS LLC | 1363 SWIFT STREET | TOCCOA | Stephens | 9127026 | 2 |  | 1998-06-02 |  | 1998-06-02 |  | Temporarily out of use | Gas (Historical Use) | 1061 | Composite | 1998-06-16 | Fiberglass Reinforced Plastic | Safe Suction (Euro)
RLP INVESTMENTS LLC | 1363 SWIFT STREET | TOCCOA | Stephens | 9127026 | 3 |  | 1998-08-01 |  | 1998-08-01 |  | Removed from Ground | Gas (Historical Use) | 1000 | Composite | 1998-08-01 | Fiberglass Reinforced Plastic | Safe Suction (Euro)
MOUNTAIN EXPRESS #22 | 169 MIZE RD | TOCCOA | Stephens | 9127027 | 1 | Flapper Valve | 1998-02-01 | FALSE | 1998-02-01 | FALSE | Temporarily out of use | Gas (Historical Use) | 8000 | Steel-Impressed Current | 1998-02-01 | Double-Walled Fiberglass | Pressurized
MOUNTAIN EXPRESS #22 | 169 MIZE RD | TOCCOA | Stephens | 9127027 | 2 | Flapper Valve | 1998-02-01 | FALSE | 1998-02-01 | FALSE | Temporarily out of use | Gas (Historical Use) | 8000 | Steel-Impressed Current | 1998-02-01 | Double-Walled Fiberglass | Pressurized
MOUNTAIN EXPRESS #22 | 169 MIZE RD | TOCCOA | Stephens | 9127027 | 3 |  | 1998-02-01 | FALSE | 1998-02-01 | FALSE | Temporarily out of use | Gas (Historical Use) | 8000 | Steel-Impressed Current | 1998-02-01 | Cathodically Protected | Pressurized
MOUNTAIN MART #1 | 4184 W CURRAHEE ST | TOCCOA | Stephens | 9127031 | 1 | Ball Float | 1998-11-10 | FALSE | 1998-11-10 | FALSE | Currently in Use | Regular | 12000 | Composite | 1998-11-10 | Fiberglass Reinforced Plastic | Pressurized
MOUNTAIN MART #1 | 4184 W CURRAHEE ST | TOCCOA | Stephens | 9127031 | 2 | Ball Float | 1998-11-10 | FALSE | 1998-11-10 | FALSE | Currently in Use | Plus | 10000 | Composite | 1998-11-10 | Fiberglass Reinforced Plastic | Pressurized
MOUNTAIN MART #1 | 4184 W CURRAHEE ST | TOCCOA | Stephens | 9127031 | 3 | Ball Float | 1998-11-10 | FALSE | 1998-11-10 | FALSE | Currently in Use | Diesel | 8000 | Composite | 1998-11-10 | Fiberglass Reinforced Plastic | Pressurized
MOUNTAIN MART #1 | 4184 W CURRAHEE ST | TOCCOA | Stephens | 9127031 | 4 | Flapper Valve | 1998-11-10 | FALSE | 1998-11-10 | FALSE | Currently in Use | Kerosene | 2000 | Composite | 1998-11-10 | Fiberglass Reinforced Plastic | Safe Suction (Euro)
OWENS FARM & HOME SUPPLY | 6414 MIZE RD | TOCCOA | Stephens | 9127032 | 1A | Ball Float | 1997-02-17 | FALSE | 1997-02-17 | FALSE | Currently in Use | Regular | 10000 | Composite | 1997-02-17 | Fiberglass Reinforced Plastic | Pressurized
OWENS FARM & HOME SUPPLY | 6414 MIZE RD | TOCCOA | Stephens | 9127032 | 1B | Ball Float | 1997-02-17 | FALSE | 1997-02-17 | FALSE | Currently in Use | E-0 | 2000 | Composite | 1997-02-17 | Fiberglass Reinforced Plastic | Pressurized
OWENS FARM & HOME SUPPLY | 6414 MIZE RD | TOCCOA | Stephens | 9127032 | 2A |  |  | FALSE |  | FALSE | Currently in Use | Diesel | 10000 | Composite | 1997-02-17 | Fiberglass Reinforced Plastic | Pressurized
OWENS FARM & HOME SUPPLY | 6414 MIZE RD | TOCCOA | Stephens | 9127032 | 2B | Flapper Valve | 1997-02-17 | FALSE | 1997-02-17 | FALSE | Currently in Use | Diesel Off Road | 2000 | Composite | 1997-02-17 | Fiberglass Reinforced Plastic | Pressurized
BUDDYS KWIK STOP | 474 BIG A ROAD SOUTH | TOCCOA | Stephens | 9127033 | 1 | Flapper Valve | 1999-07-15 | FALSE | 1999-07-15 | FALSE | Currently in Use | Regular | 10000 | Composite | 1999-07-15 | Fiberglass Reinforced Plastic | Pressurized
BUDDYS KWIK STOP | 474 BIG A ROAD SOUTH | TOCCOA | Stephens | 9127033 | 2 | Flapper Valve | 1999-07-15 | FALSE | 1999-07-15 | FALSE | Currently in Use | Premium | 10000 | Composite | 1999-07-15 | Fiberglass Reinforced Plastic | Pressurized
BUDDYS KWIK STOP | 474 BIG A ROAD SOUTH | TOCCOA | Stephens | 9127033 | 3A | Flapper Valve | 1999-07-15 | FALSE | 1999-07-15 | FALSE | Currently in Use | Diesel | 8000 | Composite | 1999-07-15 | Fiberglass Reinforced Plastic | Pressurized
BUDDYS KWIK STOP | 474 BIG A ROAD SOUTH | TOCCOA | Stephens | 9127033 | 3B | Flapper Valve | 1999-07-15 | FALSE | 1999-07-15 | FALSE | Currently in Use | E-0 | 2000 | Composite | 1999-07-15 | Fiberglass Reinforced Plastic | Safe Suction (Euro)
GREEN FOOD MART | 5820 Brookhaven Circle | TOCCOA | Stephens | 9127034 | 1 | Ball Float | 1997-04-27 | FALSE | 1997-04-27 | FALSE | Currently in Use | Regular | 10000 | Composite | 1997-04-24 | Fiberglass Reinforced Plastic | Pressurized
GREEN FOOD MART | 5820 Brookhaven Circle | TOCCOA | Stephens | 9127034 | 2 | Ball Float | 1997-04-27 | FALSE | 1997-04-27 | FALSE | Currently in Use | E-0 | 8000 | Composite | 1997-04-24 | Fiberglass Reinforced Plastic | Pressurized
ROYAL FOOD STORE #28 | 6705 HWY 17 | EASTANOLLEE | Stephens | 9127035 | 1 | Ball Float | 1998-07-01 | FALSE | 1998-07-01 | FALSE | Currently in Use | Regular | 10000 | Composite | 1998-07-01 | Fiberglass Reinforced Plastic | Pressurized
ROYAL FOOD STORE #28 | 6705 HWY 17 | EASTANOLLEE | Stephens | 9127035 | 2 | Ball Float | 1998-07-01 | FALSE | 1998-07-01 | FALSE | Currently in Use | Premium | 10000 | Composite | 1998-07-01 | Fiberglass Reinforced Plastic | Pressurized
ROYAL FOOD STORE #28 | 6705 HWY 17 | EASTANOLLEE | Stephens | 9127035 | 3 | Ball Float | 1998-07-01 | FALSE | 1998-07-01 | FALSE | Currently in Use | Diesel | 10000 | Composite | 1998-07-01 | Fiberglass Reinforced Plastic | Pressurized
ROYAL FOOD STORE #32 | 2668 MIZE RD | TOCCOA | Stephens | 9127036 | 1 | Ball Float | 1999-07-01 | FALSE | 1999-07-01 | FALSE | Currently in Use | Regular | 10000 | Composite | 1999-07-01 | Fiberglass Reinforced Plastic | Pressurized
ROYAL FOOD STORE #32 | 2668 MIZE RD | TOCCOA | Stephens | 9127036 | 2 | Ball Float | 1999-07-01 | FALSE | 1999-07-01 | FALSE | Currently in Use | Premium | 10000 | Composite | 1999-07-01 | Fiberglass Reinforced Plastic | Pressurized
ROYAL FOOD STORE #32 | 2668 MIZE RD | TOCCOA | Stephens | 9127036 | 3 | Ball Float | 1999-07-01 | FALSE | 1999-07-01 | FALSE | Currently in Use | Diesel | 10000 | Composite | 1999-07-01 | Fiberglass Reinforced Plastic | Pressurized
STUMPYS | 46 SEVEN FORKS RD | MARTIN | Stephens | 9127037 | 1A | Ball Float | 1999-12-15 | FALSE | 1999-12-15 | FALSE | Currently in Use | Regular | 10000 | Epoxy | 1999-12-15 | Fiberglass Reinforced Plastic | Pressurized
STUMPYS | 46 SEVEN FORKS RD | MARTIN | Stephens | 9127037 | 1B | Ball Float | 1999-12-15 | FALSE | 1999-12-15 | FALSE | Currently in Use | Premium | 8000 | Epoxy | 1999-12-15 | Fiberglass Reinforced Plastic | Pressurized
STUMPYS | 46 SEVEN FORKS RD | MARTIN | Stephens | 9127037 | 2 | Flapper Valve | 1999-12-15 | FALSE | 1999-12-15 | FALSE | Currently in Use | Diesel | 1000 | Epoxy | 1999-12-15 | Fiberglass Reinforced Plastic | Safe Suction (Euro)
STEPHENS COUNTY HOSPITAL | 163 HOSPITAL DR | TOCCOA | Stephens | 9127038 | 1 | Flapper Valve | 2000-03-01 | FALSE | 2000-03-01 | FALSE | Currently in Use | Diesel | 2000 | Fiberglass Double Walled | 2000-03-01 | Double-Walled Flex | Safe Suction (Euro)
ROYAL FOODS #38 | 2344 East Currahee St. | TOCCOA | Stephens | 9127039 | 1 | Ball Float | 2001-08-01 | FALSE | 2001-08-01 | FALSE | Currently in Use | Regular | 10000 | Epoxy | 2001-07-01 | Fiberglass Reinforced Plastic | Pressurized
ROYAL FOODS #38 | 2344 East Currahee St. | TOCCOA | Stephens | 9127039 | 2 | Ball Float | 2001-08-01 | FALSE | 2001-08-01 | FALSE | Currently in Use | Premium | 10000 | Epoxy | 2001-07-01 | Fiberglass Reinforced Plastic | Pressurized
ROYAL FOODS #38 | 2344 East Currahee St. | TOCCOA | Stephens | 9127039 | 3 | Ball Float | 2001-08-01 | FALSE | 2001-08-01 | FALSE | Currently in Use | Diesel | 10000 | Epoxy | 2001-07-01 | Fiberglass Reinforced Plastic | Pressurized
MOUNTAIN EXPRESS OIL CO #37 | 2488 W CURRAHEE ST | TOCCOA | Stephens | 9127040 | 1 | Ball Float | 2000-12-01 | FALSE | 2000-12-01 | FALSE | Currently in Use | Gas (Historical Use) | 10000 | Epoxy | 2000-12-01 | Fiberglass Reinforced Plastic | Pressurized
MOUNTAIN EXPRESS OIL CO #37 | 2488 W CURRAHEE ST | TOCCOA | Stephens | 9127040 | 2 | Ball Float | 2000-12-01 | FALSE | 2000-12-01 | FALSE | Currently in Use | Gas (Historical Use) | 10000 | Epoxy | 2000-12-01 | Fiberglass Reinforced Plastic | Pressurized
MOUNTAIN EXPRESS OIL CO #37 | 2488 W CURRAHEE ST | TOCCOA | Stephens | 9127040 | 3 | Ball Float | 2000-12-01 | FALSE | 2000-12-01 | FALSE | Currently in Use | Diesel | 10000 | Epoxy | 2000-12-01 | Fiberglass Reinforced Plastic | Pressurized
STEPHENS COUNTY COURTHOUSE ANNEX | DOYLE ST & ALEXANDER ST | TOCCOA | Stephens | 9127041 | 1 | [5 empty] | Removed from Ground | Diesel | 0 | Not Marked/Unknown | 1999-11-08 | Not Marked
STEPHENS COUNTY COURTHOUSE ANNEX | DOYLE ST & ALEXANDER ST | TOCCOA | Stephens | 9127041 | 2 | [5 empty] | Removed from Ground | Gas (Historical Use) | 0 | Not Marked/Unknown | 1999-11-08 | Not Marked
WINDSTREAM TOCCOA CENTRAL OFFICE | 166 E TUGALOO | TOCCOA | Stephens | 9000471 | 1 | Overfill Alarm | 1989-09-01 | FALSE | 1989-09-01 | FALSE | Currently in Use | Diesel | 1000 | Fiberglass Double Walled | 1992-09-01 | Fiberglass Reinforced Plastic | Safe Suction (Euro)
WINDSTREAM TOCCOA CENTRAL OFFICE | 166 E TUGALOO | TOCCOA | Stephens | 9000471 | 353050-1 | [5 empty] | Removed from Ground | Other | 1000 | Bare Steel | 1983-03-07 | Galvanized Steel
BLDG 2 - ABANDONED AVIATION BEAC |  | LOUVALE | Stewart | 9026019 | 2 | [5 empty] | Removed from Ground | Gas (Historical Use) | 300 | Bare Steel | 1995-01-01 | Bare Steel
BLDG 2 - ABANDONED AVIATION BEAC |  | LOUVALE | Stewart | 9026019 | 2021-02-01 | [5 empty] | Removed from Ground | Gas (Historical Use) | 300 | Bare Steel | 1974-02-04 | Bare Steel | Safe Suction (Euro)
AT&T TOWER FACILITY #35 | DIRT RD | UNION | Stewart | 9128001 | 1 | [5 empty] | Removed from Ground | Diesel | 560 | Bare Steel | 1982-01-01 | Unknown
B&H GROCERY | 10 MAIN ST | OMAHA | Stewart | 9128002 | 1 | [5 empty] | Removed from Ground | Gas (Historical Use) | 560 | Bare Steel | 1994-06-16 | Galvanized Steel | Safe Suction (Euro)
B&H GROCERY | 10 MAIN ST | OMAHA | Stewart | 9128002 | 2 | [5 empty] | Removed from Ground | Gas (Historical Use) | 1000 | Bare Steel | 1994-06-16 | Galvanized Steel | Safe Suction (Euro)
FLORENCE MARINA STATE PARK | RT 1 BOX 36 | OMAHA | Stewart | 9128003 | 1 | [5 empty] | Removed from Ground | Gas (Historical Use) | 7000 | Bare Steel | 1968-01-01 | Galvanized Steel
FLORENCE MARINA STATE PARK | RT 1 BOX 36 | OMAHA | Stewart | 9128003 | 2 | Flapper Valve | 1998-02-10 | FALSE | 1998-02-10 | FALSE | Currently in Use | E-0 | 2500 | Fiberglass Double Walled | 1998-02-09 | Double-Walled Fiberglass | Pressurized
S-MART | 334 MAIN ST | LUMPKIN | Stewart | 9128004 | 1 | Flapper Valve | 1988-12-01 | FALSE | 1988-12-01 | FALSE | Temporarily out of use | Empty | 6000 | Galvanic (STIP-3) | 1988-12-01 | Fiberglass Reinforced Plastic | Pressurized
S-MART | 334 MAIN ST | LUMPKIN | Stewart | 9128004 | 2 | Flapper Valve | 1988-12-01 | FALSE | 1988-12-01 | FALSE | Temporarily out of use | Empty | 4000 | Galvanic (STIP-3) | 1988-12-01 | Fiberglass Reinforced Plastic | Pressurized
S-MART | 334 MAIN ST | LUMPKIN | Stewart | 9128004 | 3 | Flapper Valve | 1988-12-01 | FALSE | 1988-12-01 | FALSE | Temporarily out of use | Empty | 2000 | Galvanic (STIP-3) | 1988-12-01 | Fiberglass Reinforced Plastic | Pressurized
M-MART | 401 WALL ST | RICHLAND | Stewart | 9128005 | 1 | Ball Float | 1992-08-01 | FALSE | 1992-08-01 | FALSE | Currently in Use | Regular | 6000 | Galvanic (STIP-3) | 1992-08-01 | Fiberglass Reinforced Plastic | Pressurized
M-MART | 401 WALL ST | RICHLAND | Stewart | 9128005 | 2 | Ball Float | 1992-08-01 | FALSE | 1992-08-01 | FALSE | Currently in Use | Premium | 6000 | Galvanic (STIP-3) | 1992-08-01 | Fiberglass Reinforced Plastic | Pressurized
RICHLAND POLICE DEPT | 439 WALL STREET | RICHLAND | Stewart | 9128007 | 1 | [5 empty] | Removed from Ground | Gas (Historical Use) | 1000 | Bare Steel | 1973-01-01 | Bare Steel | Safe Suction (Euro)
RICHLAND POLICE DEPT | 439 WALL STREET | RICHLAND | Stewart | 9128007 | 2 | [5 empty] | Removed from Ground | Empty | 1000 | Bare Steel | 1997-10-01 | Bare Steel | Safe Suction (Euro)
RICHLAND POLICE DEPT | 439 WALL STREET | RICHLAND | Stewart | 9128007 | 3 | [5 empty] | Removed from Ground | Empty | 1000 | Bare Steel | 1997-10-01 | Bare Steel | Safe Suction (Euro)
RICHLAND POLICE DEPT | 439 WALL STREET | RICHLAND | Stewart | 9128007 | 4 | [5 empty] | Removed from Ground | Empty | 1000 | Bare Steel | 1997-10-01 | Bare Steel | Safe Suction (Euro)
AMMONS AUTO PARTS INC | US HWY 27 | LUMPKIN | Stewart | 9128008 | 1 | [5 empty] | Closed in Ground | Empty | 1000 | Not Marked/Unknown | 1997-12-23 | Not Marked
AMMONS AUTO PARTS INC | US HWY 27 | LUMPKIN | Stewart | 9128008 | 2 | [5 empty] | Closed in Ground | Empty | 1000 | Not Marked/Unknown | 1997-12-23 | Not Marked
AMMONS AUTO PARTS INC | US HWY 27 | LUMPKIN | Stewart | 9128008 | 3 | [5 empty] | Closed in Ground | Empty | 550 | Not Marked/Unknown | 1997-12-23 | Not Marked
AMMONS AUTO PARTS INC | US HWY 27 | LUMPKIN | Stewart | 9128008 | 4 | [5 empty] | Removed from Ground | Diesel | 550 | Not Marked/Unknown | 1997-12-23 | Not Marked
COTTON PATCH | 7192 GA HWY 520 | RICHLAND | Stewart | 9128009 | 1A | Ball Float | 1996-04-01 | FALSE | 1996-04-01 | TRUE | Currently in Use | Plus | 6000 | Composite | 1996-04-01 | Fiberglass Reinforced Plastic | Pressurized
COTTON PATCH | 7192 GA HWY 520 | RICHLAND | Stewart | 9128009 | 1B | Ball Float | 1996-04-01 | FALSE | 1996-04-01 | TRUE | Currently in Use | Regular | 3000 | Composite | 1996-04-01 | Fiberglass Reinforced Plastic | Pressurized
COTTON PATCH | 7192 GA HWY 520 | RICHLAND | Stewart | 9128009 | 1C | Ball Float | 1996-04-01 | FALSE | 1996-04-01 | TRUE | Currently in Use | Premium | 3000 | Composite | 1996-04-01 | Fiberglass Reinforced Plastic | Pressurized
COTTON PATCH | 7192 GA HWY 520 | RICHLAND | Stewart | 9128009 | 2 | Flapper Valve | 1997-08-08 | FALSE | 1997-08-08 | TRUE | Currently in Use | Diesel | 12000 | Composite | 1997-08-10 | Fiberglass Reinforced Plastic | Pressurized
FORT OIL CO CARD LOCK | 24 2ND AVE | OMAHA | Stewart | 9128010 | 1A | Ball Float | 1997-10-15 | FALSE | 1997-10-15 | FALSE | Currently in Use | Diesel | 12000 | Composite | 1997-10-15 | Fiberglass Reinforced Plastic | Pressurized
FORT OIL CO CARD LOCK | 24 2ND AVE | OMAHA | Stewart | 9128010 | 1B | Ball Float | 1997-10-15 | FALSE | 1997-10-15 | FALSE | Currently in Use | Regular | 3000 | Composite | 1997-10-15 | Fiberglass Reinforced Plastic | Pressurized
TERRY'S SPORT CENTER | 812 E BROAD ST | RICHLAND | Stewart | 9128011 | 1 | [5 empty] | Removed from Ground | Gas (Historical Use) | 1000 | Not Marked/Unknown | 1999-01-16 | Not Marked
TERRY'S SPORT CENTER | 812 E BROAD ST | RICHLAND | Stewart | 9128011 | 2 | [5 empty] | Removed from Ground | Gas (Historical Use) | 2000 | Not Marked/Unknown | 1999-01-16 | Not Marked
TERRY'S SPORT CENTER | 812 E BROAD ST | RICHLAND | Stewart | 9128011 | 3 | [5 empty] | Removed from Ground | Diesel | 2000 | Not Marked/Unknown | 1999-01-16 | Not Marked
TERRY'S SPORT CENTER | 812 E BROAD ST | RICHLAND | Stewart | 9128011 | 4 | [5 empty] | Removed from Ground | Gas (Historical Use) | 1000 | Not Marked/Unknown | 1999-01-16 | Not Marked
TERRY'S SPORT CENTER | 812 E BROAD ST | RICHLAND | Stewart | 9128011 | 5 | [5 empty] | Removed from Ground | Kerosene | 1000 | Not Marked/Unknown | 1999-01-16 | Not Marked
REDS PIZZA | 544 WALL ST | RICHLAND | Stewart | 9128012 | 1 | [5 empty] | Removed from Ground | Gas (Historical Use) | 2000 | Not Marked/Unknown | 1998-12-27 | Not Marked
REDS PIZZA | 544 WALL ST | RICHLAND | Stewart | 9128012 | 2 | [5 empty] | Removed from Ground | Gas (Historical Use) | 2000 | Not Marked/Unknown | 1998-12-27 | Not Marked
REDS PIZZA | 544 WALL ST | RICHLAND | Stewart | 9128012 | 3 | [5 empty] | Removed from Ground | Gas (Historical Use) | 2000 | Not Marked/Unknown | 1998-12-27 | Not Marked
REDS PIZZA | 544 WALL ST | RICHLAND | Stewart | 9128012 | 4 | [5 empty] | Removed from Ground | Kerosene | 1000 | Not Marked/Unknown | 1998-12-27 | Not Marked
SHOPPER STOP #253 | 42 NICHOLSON ST | RICHLAND | Stewart | 9128013 | 1 | Ball Float | 1999-11-01 | FALSE | 1999-11-01 | FALSE | Currently in Use | Premium | 12000 | Epoxy | 1999-11-01 | Double-Walled Flex | Pressurized
SHOPPER STOP #253 | 42 NICHOLSON ST | RICHLAND | Stewart | 9128013 | 2 | Ball Float | 1999-11-01 | FALSE | 1999-11-01 | FALSE | Currently in Use | Regular | 12000 | Epoxy | 1999-11-01 | Double-Walled Flex | Pressurized
SHOPPER STOP #253 | 42 NICHOLSON ST | RICHLAND | Stewart | 9128013 | 3 | Ball Float | 1999-11-01 | FALSE | 1999-11-01 | FALSE | Currently in Use | Diesel | 12000 | Epoxy | 1999-11-01 | Double-Walled Flex | Pressurized
STEWART COUNTY FARM | ROUTE 1 BOX 22 TROUTMAN RD | LUMPKIN | Stewart | 10000515 | 1 |  |  | FALSE |  | FALSE | Removed from Ground | Diesel | 1000 | Unknown | 2003-12-05
STEWART COUNTY FARM | ROUTE 1 BOX 22 TROUTMAN RD | LUMPKIN | Stewart | 10000515 | 2 |  |  | FALSE |  | FALSE | Removed from Ground | Gas (Historical Use) | 560 | Unknown | 2003-12-05
S MART | 101 NICHOLSON ST | RICHLAND | Stewart | 1280001 | REG1 | Flapper Valve | 1998-06-01 | FALSE | 1998-06-01 | FALSE | Currently in Use | Regular | 10000 | Steel-Impressed Current | 1981-05-02 | Steel (Impressed Current) | Pressurized
S MART | 101 NICHOLSON ST | RICHLAND | Stewart | 1280001 | SUL3 | Flapper Valve | 1998-06-01 | FALSE | 1998-06-01 | FALSE | Currently in Use | Premium | 8000 | Steel-Impressed Current | 1981-05-02 | Steel (Impressed Current) | Pressurized
S MART | 101 NICHOLSON ST | RICHLAND | Stewart | 1280001 | UNL2 | Flapper Valve | 1998-06-01 | FALSE | 1998-06-01 | FALSE | Currently in Use | Regular | 8000 | Steel-Impressed Current | 1981-05-02 | Steel (Impressed Current) | Pressurized
GA FC/STEWART CO UNIT | RT 1 BOX 172 | LUMPKIN | Stewart | 1280002 | 1 | [5 empty] | Removed from Ground | Gas (Historical Use) | 560 | Bare Steel | 1959-04-29 | Galvanized Steel | Safe Suction (Euro)
GA FC/STEWART CO UNIT | RT 1 BOX 172 | LUMPKIN | Stewart | 1280002 | 2 | [5 empty] | Removed from Ground | Gas (Historical Use) | 2000 | Bare Steel | 1976-04-24 | Galvanized Steel | Safe Suction (Euro)
GA FC/STEWART CO UNIT | RT 1 BOX 172 | LUMPKIN | Stewart | 1280002 | 3 | [5 empty] | Removed from Ground | Diesel | 560 | Bare Steel | 1972-04-25 | Galvanized Steel | Safe Suction (Euro)
GA FC/STEWART CO UNIT | RT 1 BOX 172 | LUMPKIN | Stewart | 1280002 | 4 |  | 1989-02-15 |  | 1985-02-15 |  | Removed from Ground | Gas (Historical Use) | 2000 | Galvanic (STIP-3) | 1989-02-15 | Cathodically Protected | Safe Suction (Euro)
GA FC/STEWART CO UNIT | RT 1 BOX 172 | LUMPKIN | Stewart | 1280002 | 5 |  | 1989-02-15 |  | 1989-02-15 |  | Removed from Ground | Diesel | 2000 | Galvanic (STIP-3) | 1989-02-15 | Cathodically Protected | Safe Suction (Euro)
STEWART CO SCHOOL BUS SHOP | SURLES ST | LUMPKIN | Stewart | 1280003 | 1 | Flapper Valve | 1997-12-19 |  | 1997-01-21 |  | Removed from Ground | Gas (Historical Use) | 12000 | Lined Interior | 1982-01-08 | Fiberglass Reinforced Plastic | Suction (American)
STEWART CO SCHOOL BUS SHOP | SURLES ST | LUMPKIN | Stewart | 1280003 | 2 | Flapper Valve | 1997-12-19 | FALSE | 1997-12-19 | FALSE | Currently in Use | Diesel | 10000 | Galvanic (STIP-3) | 1986-04-01 | Fiberglass Reinforced Plastic | Safe Suction (Euro)
WOODY SERVICE STATION | 602 WALL ST | RICHLAND | Stewart | 1280004 | 1 | [5 empty] | Currently in Use | Gas (Historical Use) | 0 | Marked Unknown | 1956-03-13 | Unknown
SASSER CHEVRON SERVICE CENTER | 552 WALL ST | RICHLAND | Stewart | 1280005 | 1 | [5 empty] | Removed from Ground | Gas (Historical Use) | 0 | Bare Steel | 1986-04-16 | Galvanized Steel
SASSER CHEVRON SERVICE CENTER | 552 WALL ST | RICHLAND | Stewart | 1280005 | 2 | [5 empty] | Removed from Ground | Gas (Historical Use) | 0 | Bare Steel | 1986-04-16 | Galvanized Steel
SASSER CHEVRON SERVICE CENTER | 552 WALL ST | RICHLAND | Stewart | 1280005 | 3 | [5 empty] | Removed from Ground | Gas (Historical Use) | 0 | Bare Steel | 1986-04-16 | Galvanized Steel
SASSER CHEVRON SERVICE CENTER | 552 WALL ST | RICHLAND | Stewart | 1280005 | 4 | [5 empty] | Removed from Ground | Gas (Historical Use) | 0 | Bare Steel | 1986-04-16 | Galvanized Steel
SASSER CHEVRON SERVICE CENTER | 552 WALL ST | RICHLAND | Stewart | 1280005 | 5 | [5 empty] | Removed from Ground | Diesel | 0 | Bare Steel | 1986-04-16 | Galvanized Steel
CHAMPION INT'L CORP | PO BOX 686 | LUMPKIN | Stewart | 1280006 | 50 | [5 empty] | Removed from Ground | Gas (Historical Use) | 2000 | Bare Steel | 1960-03-23 | Galvanized Steel
CHAMPION INT'L CORP | PO BOX 686 | LUMPKIN | Stewart | 1280006 | 51 | [5 empty] | Removed from Ground | Diesel | 2000 | Bare Steel | 1960-03-23 | Galvanized Steel
CHAMPION INT'L CORP | PO BOX 686 | LUMPKIN | Stewart | 1280006 | 52 | [5 empty] | Removed from Ground | Gas (Historical Use) | 2000 | Bare Steel | 1981-03-18 | Galvanized Steel
CHAMPION INT'L CORP | PO BOX 686 | LUMPKIN | Stewart | 1280006 | 53 | [5 empty] | Removed from Ground | Diesel | 2000 | Bare Steel | 1981-03-18 | Galvanized Steel
ADAMS CITY FOOD CENTER | GA 27 EAST | LUMPKIN | Stewart | 1280007 | 1 | [5 empty] | Removed from Ground | Gas (Historical Use) | 8000 | Bare Steel | 1982-05-02 | Galvanized Steel
ADAMS CITY FOOD CENTER | GA 27 EAST | LUMPKIN | Stewart | 1280007 | 2 | [5 empty] | Removed from Ground | Gas (Historical Use) | 8000 | Bare Steel | 1982-05-02 | Galvanized Steel
ADAMS CITY FOOD CENTER | GA 27 EAST | LUMPKIN | Stewart | 1280007 | 3 | [5 empty] | Removed from Ground | Gas (Historical Use) | 4000 | Bare Steel | 1982-05-02 | Galvanized Steel
RICHLAND SVC STATION/MATHIS SERV | 812 NICHOLSON ST | RICHLAND | Stewart | 1280008 | D1 | [5 empty] | Removed from Ground | Diesel | 4000 | Bare Steel | 1971-05-03 | Galvanized Steel
RICHLAND SVC STATION/MATHIS SERV | 812 NICHOLSON ST | RICHLAND | Stewart | 1280008 | N1 | [5 empty] | Removed from Ground | Gas (Historical Use) | 3000 | Bare Steel | 1966-05-04 | Galvanized Steel
RICHLAND SVC STATION/MATHIS SERV | 812 NICHOLSON ST | RICHLAND | Stewart | 1280008 | P1 | [5 empty] | Removed from Ground | Gas (Historical Use) | 4000 | Bare Steel | 1966-05-04 | Galvanized Steel
RICHLAND SVC STATION/MATHIS SERV | 812 NICHOLSON ST | RICHLAND | Stewart | 1280008 | R1 | [5 empty] | Removed from Ground | Gas (Historical Use) | 4000 | Bare Steel | 1966-05-04 | Galvanized Steel
LUMKIN RADIO RELAY STATION | NOT ENTERED | LUMPKIN | Stewart | 1280009 | 1 | [5 empty] | Removed from Ground | Diesel | 500 | Bare Steel | 1956-05-13 | Galvanized Steel
LUMKIN RADIO RELAY STATION | NOT ENTERED | LUMPKIN | Stewart | 1280009 | 2 | [5 empty] | Removed from Ground | Diesel | 2000 | Bare Steel | 1961-05-12 | Galvanized Steel
AT&T | CTY RD #35/HWY 39 | LUMPKIN | Stewart | 1280011 | 1 | [5 empty] | Removed from Ground | Diesel | 560 | Bare Steel | 1983-05-07 | Copper
BUTTS SHELL SERVICE STATION | GA 55 & US 280 | RICHLAND | Stewart | 1280012 | 1 |  | 1998-01-01 |  | 1998-01-01 |  | Removed from Ground | Gas (Historical Use) | 6000 | Steel-Impressed Current | 1986-05-08 | Cathodically Protected | Safe Suction (Euro)
BUTTS SHELL SERVICE STATION | GA 55 & US 280 | RICHLAND | Stewart | 1280012 | 2 |  | 1998-01-01 |  | 1998-01-01 |  | Removed from Ground | Gas (Historical Use) | 4000 | Steel-Impressed Current | 1986-05-08 | Cathodically Protected | Safe Suction (Euro)
BUTTS SHELL SERVICE STATION | GA 55 & US 280 | RICHLAND | Stewart | 1280012 | 3 |  | 1998-01-01 |  | 1998-01-01 |  | Removed from Ground | Gas (Historical Use) | 3000 | Steel-Impressed Current | 1986-05-08 | Cathodically Protected | Safe Suction (Euro)
BUTTS SHELL SERVICE STATION | GA 55 & US 280 | RICHLAND | Stewart | 1280012 | 4 |  | 1998-01-01 |  | 1998-01-01 |  | Removed from Ground | Diesel | 6000 | Steel-Impressed Current | 1986-05-08 | Cathodically Protected | Safe Suction (Euro)
BUTTS SHELL SERVICE STATION | GA 55 & US 280 | RICHLAND | Stewart | 1280012 | 5 | [5 empty] | Permanently Out Of Use | Kerosene | 1000 | Bare Steel | 1986-01-01 | Galvanized Steel
CHATTAHOOCHEE FOREST HQ | PROVIDENCE CANYON RD | LUMPKIN | Stewart | 1280013 | 50 | [5 empty] | Removed from Ground | Gas (Historical Use) | 2000 | Bare Steel | 1960-05-12 | Galvanized Steel
CHATTAHOOCHEE FOREST HQ | PROVIDENCE CANYON RD | LUMPKIN | Stewart | 1280013 | 51 | [5 empty] | Removed from Ground | Diesel | 2000 | Bare Steel | 1960-05-12 | Galvanized Steel
CHATTAHOOCHEE FOREST HQ | PROVIDENCE CANYON RD | LUMPKIN | Stewart | 1280013 | 52 | [5 empty] | Removed from Ground | Gas (Historical Use) | 2000 | Bare Steel | 1978-12-01 | Galvanized Steel
CHATTAHOOCHEE FOREST HQ | PROVIDENCE CANYON RD | LUMPKIN | Stewart | 1280013 | 53 | [5 empty] | Removed from Ground | Diesel | 2000 | Bare Steel | 1978-12-01 | Galvanized Steel
MEAD COATED BOARD | US HWY 27 | LUMPKIN | Stewart | 1280015 | 1 | [5 empty] | Removed from Ground | Diesel | 1000 | Bare Steel | 1980-05-09 | Galvanized Steel
MEAD COATED BOARD | US HWY 27 | LUMPKIN | Stewart | 1280015 | 2 | [5 empty] | Removed from Ground | Diesel | 0 | Not Marked/Unknown | 1988-12-01 | Not Marked
MEAD COATED BOARD | US HWY 27 | LUMPKIN | Stewart | 1280015 | 3 | [5 empty] | Removed from Ground | Diesel | 0 | Not Marked/Unknown | 1988-12-01 | Not Marked
CHAMPION INTERNATIONAL | CONYER RD | LUMPKIN | Stewart | 1280016 | 50 | [5 empty] | Removed from Ground | Gas (Historical Use) | 2000 | Bare Steel | 1986-05-06 | Galvanized Steel
CHAMPION INTERNATIONAL | CONYER RD | LUMPKIN | Stewart | 1280016 | 51 | [5 empty] | Removed from Ground | Diesel | 2000 | Bare Steel | 1986-05-06 | Galvanized Steel
TERRY SPORT CENTER | E BOND ST | RICHLAND | Stewart | 1280017 | 1 | [5 empty] | Removed from Ground | Gas (Historical Use) | 2000 | Bare Steel | 1976-05-08 | Galvanized Steel | Suction (American)
TERRY SPORT CENTER | E BOND ST | RICHLAND | Stewart | 1280017 | 2 | [5 empty] | Removed from Ground | Gas (Historical Use) | 2000 | Bare Steel | 1976-05-08 | Galvanized Steel | Suction (American)
TERRY SPORT CENTER | E BOND ST | RICHLAND | Stewart | 1280017 | 3 | [5 empty] | Removed from Ground | Gas (Historical Use) | 1000 | Bare Steel | 1976-05-08 | Galvanized Steel | Suction (American)
TERRY SPORT CENTER | E BOND ST | RICHLAND | Stewart | 1280017 | 4 | [5 empty] | Removed from Ground | Kerosene | 1000 | Bare Steel | 1974-05-09 | Galvanized Steel | Suction (American)
VALLEY LAND | GA 27 EAST | RICHLAND | Stewart | 1280018 | 1 | [5 empty] | Removed from Ground | Gas (Historical Use) | 1000 | Bare Steel | 1973-05-09 | Galvanized Steel | Safe Suction (Euro)
VALLEY LAND | GA 27 EAST | RICHLAND | Stewart | 1280018 | 2 | [5 empty] | Removed from Ground | Gas (Historical Use) | 1000 | Bare Steel | 1973-05-09 | Galvanized Steel | Safe Suction (Euro)
HESTER LOGGING CO | 10 OLD CHESTNUT ST | LUMPKIN | Stewart | 1280019 | 1 | [5 empty] | Removed from Ground | Gas (Historical Use) | 2000 | Bare Steel | 1981-05-07 | Galvanized Steel
HESTER LOGGING CO | 10 OLD CHESTNUT ST | LUMPKIN | Stewart | 1280019 | 2 | [5 empty] | Removed from Ground | Diesel | 8000 | Fiberglass | 1999-12-13 | Galvanized Steel
FORT OIL CO | 1102 CHESTNUT ST | LUMPKIN | Stewart | 1280020 | 1 | [5 empty] | Removed from Ground | Diesel | 20000 | Bare Steel | 1978-05-08 | Galvanized Steel | Pressurized
FORT OIL CO | 1102 CHESTNUT ST | LUMPKIN | Stewart | 1280020 | 2 | [5 empty] | Removed from Ground | Gas (Historical Use) | 20000 | Bare Steel | 1978-05-08 | Galvanized Steel | Pressurized
FORT OIL CO | 1102 CHESTNUT ST | LUMPKIN | Stewart | 1280020 | 3 | [5 empty] | Removed from Ground | Gas (Historical Use) | 20000 | Bare Steel | 1978-05-08 | Galvanized Steel | Pressurized
FORT OIL CO | 1102 CHESTNUT ST | LUMPKIN | Stewart | 1280020 | 4 | [5 empty] | Removed from Ground | Gas (Historical Use) | 14000 | Bare Steel | 1978-05-08 | Galvanized Steel | Pressurized
FORT OIL CO | 1102 CHESTNUT ST | LUMPKIN | Stewart | 1280020 | 5 | Ball Float | 1998-02-17 | FALSE | 1998-02-17 | FALSE | Currently in Use | Premium | 8000 | Composite | 1986-05-06 | Double-Walled Flex | Pressurized
FORT OIL CO | 1102 CHESTNUT ST | LUMPKIN | Stewart | 1280020 | 6 | Ball Float | 1998-02-17 | FALSE | 1998-02-17 | FALSE | Currently in Use | Regular | 10000 | Composite | 1999-02-17 | Double-Walled Flex | Pressurized
FORT OIL CO | 1102 CHESTNUT ST | LUMPKIN | Stewart | 1280020 | 7 | Ball Float | 1999-02-17 | FALSE | 1999-02-17 | FALSE | Currently in Use | Diesel | 10000 | Composite | 1999-02-17 | Double-Walled Flex | Pressurized
FORT OIL CO | 1102 CHESTNUT ST | LUMPKIN | Stewart | 1280020 | 8 | Ball Float | 1998-02-17 | FALSE | 1998-02-17 | FALSE | Currently in Use | Diesel | 15000 | Composite | 1999-02-17 | Double-Walled Flex | Pressurized
PATES GROCERY | US HWY 27 | LOUVALE | Stewart | 1280021 | 1 | [5 empty] | Removed from Ground | Gas (Historical Use) | 1000 | Bare Steel | 1974-05-09 | Galvanized Steel
PATES GROCERY | US HWY 27 | LOUVALE | Stewart | 1280021 | 2 | [5 empty] | Removed from Ground | Gas (Historical Use) | 1000 | Bare Steel | 1974-05-09 | Galvanized Steel
W C BRADLEY FARMS | GA HWY 39 SHOP | OMAHA | Stewart | 1280023 | 1 | [5 empty] | Removed from Ground | Gas (Historical Use) | 4000 | Bare Steel | 1982-05-07 | Galvanized Steel | Safe Suction (Euro)
C C MOORE | US HWY 280 | RICHLAND | Stewart | 1280024 | 1 | [5 empty] | Removed from Ground | Empty | 1000 | Bare Steel | 1986-05-06 | Galvanized Steel
C C MOORE | US HWY 280 | RICHLAND | Stewart | 1280024 | 2 | [5 empty] | Removed from Ground | Gas (Historical Use) | 1000 | Marked Unknown | 1986-05-06 | Unknown
C C MOORE | US HWY 280 | RICHLAND | Stewart | 1280024 | 3 | [5 empty] | Removed from Ground | Empty | 560 | Bare Steel | 1986-05-06 | Galvanized Steel
T & T SERVICE STATION | 1717 BROAD ST | LUMPKIN | Stewart | 1280026 | 1 | [5 empty] | Removed from Ground | Gas (Historical Use) | 6000 | Bare Steel | 1966-05-12 | Galvanized Steel
T & T SERVICE STATION | 1717 BROAD ST | LUMPKIN | Stewart | 1280026 | 10 | Flapper Valve | 1999-05-10 | FALSE | 1999-05-10 | FALSE | Temporarily out of use | Premium | 6000 | Composite | 1999-05-10 | Double-Walled Flex | Pressurized
T & T SERVICE STATION | 1717 BROAD ST | LUMPKIN | Stewart | 1280026 | 11 | Flapper Valve | 1999-05-10 | FALSE | 1999-05-10 | FALSE | Temporarily out of use | Regular | 6000 | Composite | 1999-05-10 | Double-Walled Flex | Pressurized
T & T SERVICE STATION | 1717 BROAD ST | LUMPKIN | Stewart | 1280026 | 12 | Flapper Valve | 1999-05-10 | FALSE | 1999-05-10 | FALSE | Temporarily out of use | Plus | 2000 | Composite | 1999-05-10 | Double-Walled Flex | Pressurized
T & T SERVICE STATION | 1717 BROAD ST | LUMPKIN | Stewart | 1280026 | 2 | [5 empty] | Removed from Ground | Gas (Historical Use) | 6000 | Bare Steel | 1966-05-12 | Galvanized Steel
T & T SERVICE STATION | 1717 BROAD ST | LUMPKIN | Stewart | 1280026 | 3 | [5 empty] | Removed from Ground | Gas (Historical Use) | 6000 | Bare Steel | 1966-05-12 | Galvanized Steel
T & T SERVICE STATION | 1717 BROAD ST | LUMPKIN | Stewart | 1280026 | 4 | [5 empty] | Removed from Ground | Diesel | 2000 | Bare Steel | 1958-05-14 | Galvanized Steel
T & T SERVICE STATION | 1717 BROAD ST | LUMPKIN | Stewart | 1280026 | 5 | [5 empty] | Removed from Ground | Empty | 2000 | Bare Steel | 1958-05-14 | Galvanized Steel
T & T SERVICE STATION | 1717 BROAD ST | LUMPKIN | Stewart | 1280026 | 6 | [5 empty] | Removed from Ground | Empty | 2000 | Bare Steel | 1958-05-14 | Galvanized Steel
T & T SERVICE STATION | 1717 BROAD ST | LUMPKIN | Stewart | 1280026 | 7 | [5 empty] | Removed from Ground | Empty | 550 | Bare Steel | 1958-05-14 | Galvanized Steel
T & T SERVICE STATION | 1717 BROAD ST | LUMPKIN | Stewart | 1280026 | 8 | [5 empty] | Removed from Ground | Kerosene | 550 | Bare Steel | 1958-05-14 | Galvanized Steel
T & T SERVICE STATION | 1717 BROAD ST | LUMPKIN | Stewart | 1280026 | 9 |  |  | TRUE |  | TRUE | Removed from Ground | Used Oil | 550 | Bare Steel | 1958-05-14 | Galvanized Steel
S-MART | 1530 BROAD ST | LUMPKIN | Stewart | 1280027 | 1 | Ball Float | 1998-09-01 | FALSE | 1998-09-01 | FALSE | Currently in Use | Regular | 8000 | Steel-Impressed Current | 1984-05-07 |  | Pressurized
S-MART | 1530 BROAD ST | LUMPKIN | Stewart | 1280027 | 2 | Ball Float | 1998-09-01 | FALSE | 1998-09-01 | TRUE | Currently in Use | Plus | 6000 | Steel-Impressed Current | 1984-05-07 |  | Pressurized
S-MART | 1530 BROAD ST | LUMPKIN | Stewart | 1280027 | 3 | Ball Float | 1998-09-01 | FALSE | 1998-09-01 | TRUE | Currently in Use | Premium | 6000 | Steel-Impressed Current | 1984-05-07 | Cathodically Protected | Pressurized
MOCCASIN GAP TRADING POST | RT 2 BOX 100 | LUMPKIN | Stewart | 1280029 | 1 | [5 empty] | Removed from Ground | Diesel | 4000 | Bare Steel | 1984-05-08 | Galvanized Steel
MOCCASIN GAP TRADING POST | RT 2 BOX 100 | LUMPKIN | Stewart | 1280029 | 2 | [5 empty] | Removed from Ground | Gas (Historical Use) | 6000 | Bare Steel | 1984-05-08 | Galvanized Steel
MOCCASIN GAP TRADING POST | RT 2 BOX 100 | LUMPKIN | Stewart | 1280029 | 3 | [5 empty] | Removed from Ground | Gas (Historical Use) | 6000 | Bare Steel | 1984-05-08 | Galvanized Steel
DOT 10328 STEWART CO MAINT HQ | SR 1 NORTH OF LUMPKIN | LUMPKIN | Stewart | 1280035 | 328G1 | [5 empty] | Removed from Ground | Gas (Historical Use) | 1060 | Bare Steel | 1972-09-01 | Galvanized Steel | Safe Suction (Euro)
MAIN SHOP AREA | 844 SPRING ST | AMERICUS | Sumter | 1290001 | 1 | [5 empty] | Removed from Ground | Gas (Historical Use) | 3000 | Bare Steel | 1974-03-01 | Galvanized Steel
MAIN SHOP AREA | 844 SPRING ST | AMERICUS | Sumter | 1290001 | 2 | [5 empty] | Removed from Ground | Gas (Historical Use) | 3000 | Bare Steel | 1974-03-01 | Galvanized Steel
MAIN SHOP AREA | 844 SPRING ST | AMERICUS | Sumter | 1290001 | 3 |  |  | TRUE |  | TRUE | Removed from Ground | Used Oil | 225 | Bare Steel | 1978-02-28 | Galvanized Steel
MAIN SHOP AREA | 844 SPRING ST | AMERICUS | Sumter | 1290001 | 4 |  |  | TRUE |  | TRUE | Removed from Ground | Used Oil | 225 | Bare Steel | 1978-02-28 | Galvanized Steel
MAIN SHOP AREA | 844 SPRING ST | AMERICUS | Sumter | 1290001 | 5 | [5 empty] | Removed from Ground | Gas (Historical Use) | 10000 | Bare Steel | 1979-02-28 | Galvanized Steel
MAIN SHOP AREA | 844 SPRING ST | AMERICUS | Sumter | 1290001 | 6 | [5 empty] | Removed from Ground | Diesel | 1000 | Bare Steel | 1986-02-26 | Galvanized Steel
MAIN SHOP AREA | 844 SPRING ST | AMERICUS | Sumter | 1290001 | 7 | [5 empty] | Removed from Ground | Gas (Historical Use) | 10000 | Bare Steel | 1986-02-26 | Galvanized Steel
AMERICUS WOODYARD | US HWY 280 WEST | AMERICUS | Sumter | 1290002 | 1 | [5 empty] | Removed from Ground | Diesel | 550 | Bare Steel | 1975-04-24 | Galvanized Steel
AMERICUS WOODYARD | US HWY 280 WEST | AMERICUS | Sumter | 1290002 | 2 | [5 empty] | Removed from Ground | Empty | 550 | Bare Steel | 1975-04-24 | Galvanized Steel
DAVIS CO INC/PET PROD OF SOUTH G | 202 COTTON AVE | AMERICUS | Sumter | 1290003 | 1 | [5 empty] | Removed from Ground | Gas (Historical Use) | 15000 | Marked Unknown | 1971-04-25 | Unknown
DAVIS CO INC/PET PROD OF SOUTH G | 202 COTTON AVE | AMERICUS | Sumter | 1290003 | 2 | [5 empty] | Removed from Ground | Gas (Historical Use) | 6000 | Marked Unknown | 1971-04-25 | Unknown
DAVIS CO INC/PET PROD OF SOUTH G | 202 COTTON AVE | AMERICUS | Sumter | 1290003 | 3 | [5 empty] | Removed from Ground | Gas (Historical Use) | 6000 | Marked Unknown | 1971-04-25 | Unknown
A & S #102 | 999 SOUTHERFIELD RD | AMERICUS | Sumter | 1290004 | 1 |  | 1998-08-27 | FALSE | 1998-08-27 | FALSE | Currently in Use | Premium | 8000 | Steel-Impressed Current | 1981-04-16 | Fiberglass Reinforced Plastic | Pressurized
A & S #102 | 999 SOUTHERFIELD RD | AMERICUS | Sumter | 1290004 | 2 | Flapper Valve | 1998-08-27 | FALSE | 1998-08-27 | FALSE | Currently in Use | E-10 | 8000 | Steel-Impressed Current | 1981-04-16 | Fiberglass Reinforced Plastic | Pressurized
A & S #102 | 999 SOUTHERFIELD RD | AMERICUS | Sumter | 1290004 | 3 | Flapper Valve | 1998-08-27 | FALSE | 1998-08-27 | FALSE | Currently in Use | E-10 | 8000 | Steel-Impressed Current | 1981-04-16 | Fiberglass Reinforced Plastic | Pressurized
A & S #102 | 999 SOUTHERFIELD RD | AMERICUS | Sumter | 1290004 | 4 | Flapper Valve | 1998-08-27 | FALSE | 1998-08-27 | FALSE | Currently in Use | Diesel | 8000 | Steel-Impressed Current | 1981-04-16 | Fiberglass Reinforced Plastic | Pressurized
SUNSHINE JR #432 | 1010 MEADOW BROOK DR | AMERICUS | Sumter | 1290005 | 1 | [5 empty] | Closed in Ground | Gas (Historical Use) | 3000 | Bare Steel | 1986-04-15 | Galvanized Steel
SUNSHINE JR #432 | 1010 MEADOW BROOK DR | AMERICUS | Sumter | 1290005 | 2 | [5 empty] | Closed in Ground | Gas (Historical Use) | 3000 | Bare Steel | 1986-04-15 | Galvanized Steel
SUNSHINE JR #432 | 1010 MEADOW BROOK DR | AMERICUS | Sumter | 1290005 | 3 | [5 empty] | Closed in Ground | Gas (Historical Use) | 3000 | Bare Steel | 1986-04-15 | Galvanized Steel
SUNSHINE JR #432 | 1010 MEADOW BROOK DR | AMERICUS | Sumter | 1290005 | 4 | [5 empty] | Removed from Ground | Gas (Historical Use) | 8068 | Bare Steel | 1982-04-16 | Galvanized Steel
SUNSHINE JR #432 | 1010 MEADOW BROOK DR | AMERICUS | Sumter | 1290005 | 5 | [5 empty] | Removed from Ground | Gas (Historical Use) | 8068 | Bare Steel | 1982-04-16 | Galvanized Steel
24-7 FUEL CENTER | 131 COTTON AVE | AMERICUS | Sumter | 1290006 | 1 |  | 1998-12-30 |  | 1998-12-30 |  | Removed from Ground | Gas (Historical Use) | 2000 | Steel-Impressed Current | 1973-04-18 | Cathodically Protected | Safe Suction (Euro)
24-7 FUEL CENTER | 131 COTTON AVE | AMERICUS | Sumter | 1290006 | 2 |  | 1998-12-30 |  | 1998-12-30 |  | Removed from Ground | Gas (Historical Use) | 3000 | Steel-Impressed Current | 1973-04-18 | Cathodically Protected | Safe Suction (Euro)
24-7 FUEL CENTER | 131 COTTON AVE | AMERICUS | Sumter | 1290006 | 3 |  | 1998-12-30 |  | 1998-12-30 |  | Removed from Ground | Gas (Historical Use) | 3000 | Steel-Impressed Current | 1973-04-18 | Cathodically Protected | Safe Suction (Euro)
PLANTERS HARDWARE | HWY 30 & MAGNOLIA ST | AMERICUS | Sumter | 1290007 | 1 | [5 empty] | Removed from Ground | Gas (Historical Use) | 6000 | Bare Steel | 1980-04-16 | Galvanized Steel | Suction (American)
PLANTERS HARDWARE | HWY 30 & MAGNOLIA ST | AMERICUS | Sumter | 1290007 | 2 | [5 empty] | Removed from Ground | Gas (Historical Use) | 6000 | Bare Steel | 1980-04-16 | Galvanized Steel | Suction (American)
PLANTERS HARDWARE | HWY 30 & MAGNOLIA ST | AMERICUS | Sumter | 1290007 | 3 | [5 empty] | Removed from Ground | Gas (Historical Use) | 6000 | Bare Steel | 1980-04-16 | Galvanized Steel | Suction (American)
DOC WILSON STATION | FELDER ST | AMERICUS | Sumter | 1290008 | 1 | [5 empty] | Removed from Ground | Empty | 550 | Bare Steel | 1986-04-15 | Unknown
DOC WILSON STATION | FELDER ST | AMERICUS | Sumter | 1290008 | 2 | [5 empty] | Removed from Ground | Empty | 550 | Bare Steel | 1986-04-15 | Unknown
WESTWOOD PLAZA | RT 2 | PLAINS | Sumter | 1290009 | 1 | [5 empty] | Removed from Ground | Gas (Historical Use) | 6000 | Bare Steel | 1981-04-16 | Galvanized Steel
WESTWOOD PLAZA | RT 2 | PLAINS | Sumter | 1290009 | 2 | [5 empty] | Removed from Ground | Gas (Historical Use) | 6000 | Bare Steel | 1981-04-16 | Galvanized Steel
WESTWOOD PLAZA | RT 2 | PLAINS | Sumter | 1290009 | 3 | [5 empty] | Removed from Ground | Gas (Historical Use) | 8000 | Bare Steel | 1981-04-16 | Galvanized Steel
EASTSIDE BP | 102 TRIPP ST | AMERICUS | Sumter | 1290010 | 1 |  | 1998-08-28 |  | 1998-08-28 |  | Removed from Ground | Gas (Historical Use) | 10000 | Steel-Impressed Current | 1974-04-18 | Cathodically Protected | Pressurized
EASTSIDE BP | 102 TRIPP ST | AMERICUS | Sumter | 1290010 | 2 |  | 1998-08-28 |  | 1998-08-28 |  | Removed from Ground | Gas (Historical Use) | 10000 | Steel-Impressed Current | 1974-04-18 | Cathodically Protected | Pressurized
EASTSIDE BP | 102 TRIPP ST | AMERICUS | Sumter | 1290010 | 3 |  | 1998-08-28 |  | 1998-08-28 |  | Removed from Ground | Gas (Historical Use) | 10000 | Steel-Impressed Current | 1974-04-18 | Cathodically Protected | Pressurized
EASTSIDE BP | 102 TRIPP ST | AMERICUS | Sumter | 1290010 | 4 |  | 1998-08-28 |  | 1998-08-28 |  | Removed from Ground | Diesel | 2000 | Steel-Impressed Current | 1985-04-15 | Cathodically Protected | Suction (American)
EASTSIDE BP | 102 TRIPP ST | AMERICUS | Sumter | 1290010 | 5 | [5 empty] | Removed from Ground | Used Oil | 500 | Not Marked/Unknown | 2000-05-29 | Not Marked
MULLITE CO OF AMERICA | PO BOX 57 | ANDERSONVILLE | Sumter | 1290011 | 1 | [5 empty] | Removed from Ground | Gas (Historical Use) | 2000 | Bare Steel | 1986-04-15 | Galvanized Steel
LESLIE BP | BAILEY ST | LESLIE | Sumter | 1290012 | 1 | [5 empty] | Temporarily out of use | Empty | 550 | Bare Steel | 1966-04-20 | Galvanized Steel | Suction (American)
LESLIE BP | BAILEY ST | LESLIE | Sumter | 1290012 | 2 | [5 empty] | Temporarily out of use | Empty | 1000 | Bare Steel | 1966-04-20 | Galvanized Steel | Suction (American)
LESLIE BP | BAILEY ST | LESLIE | Sumter | 1290012 | 3 | [5 empty] | Temporarily out of use | Empty | 1000 | Bare Steel | 1966-04-20 | Galvanized Steel | Suction (American)
DANFAIR EXPRESS | 129 HWY 27 EAST | AMERICUS | Sumter | 1290013 | 1 | Flapper Valve | 1998-10-28 | FALSE | 1998-10-28 | FALSE | Currently in Use | Premium | 4000 | Steel-Impressed Current | 1980-04-16 | Fiberglass Reinforced Plastic | Pressurized
DANFAIR EXPRESS | 129 HWY 27 EAST | AMERICUS | Sumter | 1290013 | 2 | Flapper Valve | 1998-10-28 | FALSE | 1998-10-28 | FALSE | Currently in Use | E-10 | 8000 | Steel-Impressed Current | 1980-04-16 | Fiberglass Reinforced Plastic | Pressurized
DANFAIR EXPRESS | 129 HWY 27 EAST | AMERICUS | Sumter | 1290013 | 3 | Flapper Valve | 1998-10-28 | FALSE | 1998-10-28 | FALSE | Currently in Use | Diesel | 8000 | Steel-Impressed Current | 1980-04-16 | Fiberglass Reinforced Plastic | Pressurized
PATELS SHOP RITE | 1036 E FORSYTH ST | AMERICUS | Sumter | 1290014 | 1 | [5 empty] | Removed from Ground | Gas (Historical Use) | 2000 | Bare Steel | 1981-04-16 | Galvanized Steel | Suction (American)
PATELS SHOP RITE | 1036 E FORSYTH ST | AMERICUS | Sumter | 1290014 | 2 | [5 empty] | Removed from Ground | Gas (Historical Use) | 4000 | Bare Steel | 1981-04-16 | Galvanized Steel | Suction (American)
PATELS SHOP RITE | 1036 E FORSYTH ST | AMERICUS | Sumter | 1290014 | 3 | [5 empty] | Removed from Ground | Gas (Historical Use) | 8000 | Bare Steel | 1981-04-16 | Bare Steel | Suction (American)
PATELS SHOP RITE | 1036 E FORSYTH ST | AMERICUS | Sumter | 1290014 | 4 |  | 1996-04-01 |  | 1996-04-01 |  | Removed from Ground | Gas (Historical Use) | 8084 | Epoxy | 1996-04-01 | Double Walled | Pressurized
PATELS SHOP RITE | 1036 E FORSYTH ST | AMERICUS | Sumter | 1290014 | 5 |  | 1996-04-01 |  | 1996-04-01 |  | Removed from Ground | Gas (Historical Use) | 4000 | Epoxy | 1996-04-01 | Double Walled | Pressurized
PATELS SHOP RITE | 1036 E FORSYTH ST | AMERICUS | Sumter | 1290014 | 6 |  | 1996-04-01 |  | 1996-04-01 |  | Removed from Ground | Diesel | 6000 | Epoxy | 1996-04-01 | Double Walled | Pressurized
DOUBLE D FAST FOODS | 1409 FELDER ST | AMERICUS | Sumter | 10000354 | 1A | Overfill Alarm | 2000-03-24 | FALSE | 2000-03-24 | FALSE | Currently in Use | E-10 | 10000 | Composite | 2000-03-24 | Double-Walled Flex | Pressurized
DOUBLE D FAST FOODS | 1409 FELDER ST | AMERICUS | Sumter | 10000354 | 1B | Overfill Alarm | 2000-03-24 | FALSE | 2000-03-24 | FALSE | Currently in Use | Premium | 5000 | Composite | 2000-03-24 | Double-Walled Flex | Pressurized
MICHAEL UNDERWOOD | 909 MARTIN LUTHER KING BLVD | AMERICUS | Sumter | 10000055 | 1 |  |  | FALSE |  | FALSE | Removed from Ground | Gas (Historical Use) | 1000 | Bare Steel | 1994-03-09 | Unknown
MICHAEL UNDERWOOD | 909 MARTIN LUTHER KING BLVD | AMERICUS | Sumter | 10000055 | 2 |  |  | FALSE |  | FALSE | Removed from Ground | Gas (Historical Use) | 1000 | Bare Steel | 1994-03-09 | Unknown
CITIZENS BANK OF AMERICUS | 1191 NORTH LEE STREET | AMERICUS | Sumter | 10001068 | 1 |  |  | FALSE |  | FALSE | Removed from Ground | Gas (Historical Use) | 10000 | Bare Steel | 2005-11-08 | Bare Steel
MARUTI FOOD MART | 1410 CRAWFORD ST | AMERICUS | Sumter | 10002275 | 1 | Ball Float | 2013-10-31 | FALSE | 2013-10-31 | FALSE | Currently in Use | Premium | 6000 | Tank Jacket | 2013-10-31 | Double-Walled Fiberglass | Pressurized
MARUTI FOOD MART | 1410 CRAWFORD ST | AMERICUS | Sumter | 10002275 | 2 | Ball Float | 2013-10-31 | FALSE | 2013-10-31 | FALSE | Currently in Use | E-10 | 14000 | Tank Jacket | 2013-10-31 | Double-Walled Fiberglass | Pressurized
SAMS COUNTRY STORE | 227 JENKINS RD | AMERICUS | Sumter | 10002237 | 1A | Flapper Valve | 2013-06-04 | FALSE | 2013-06-04 | FALSE | Currently in Use | E-10 | 12000 | Composite Double Walled | 2013-06-04 | Double-Walled Fiberglass | Pressurized
SAMS COUNTRY STORE | 227 JENKINS RD | AMERICUS | Sumter | 10002237 | 1B | Flapper Valve | 2013-06-04 | FALSE | 2013-06-04 | FALSE | Currently in Use | Premium | 4000 | Composite Double Walled | 2013-06-04 | Double-Walled Fiberglass | Pressurized
SAMS COUNTRY STORE | 227 JENKINS RD | AMERICUS | Sumter | 10002237 | 1C | Flapper Valve | 2013-06-04 | FALSE | 2013-06-04 | FALSE | Currently in Use | Diesel | 4000 | Composite Double Walled | 2013-06-04 | Double-Walled Fiberglass | Pressurized
PHOEBE SUMTER MEDICAL CENTER | 126 HWY 280 WEST | AMERICUS | Sumter | 10001983 | 1 | Overfill Alarm | 2011-01-10 | FALSE | 2011-01-10 | FALSE | Currently in Use | Diesel | 10000 | Fiberglass Double Walled | 2011-01-03 | Double-Walled Fiberglass | Pressurized
PHOEBE SUMTER MEDICAL CENTER | 126 HWY 280 WEST | AMERICUS | Sumter | 10001983 | 2 | Overfill Alarm | 2011-01-10 | FALSE | 2011-01-10 | FALSE | Currently in Use | Diesel | 10000 | Fiberglass Double Walled | 2011-01-03 | Double-Walled Fiberglass | Pressurized
JOHN OXFORD ESTATE | 500 -502 TRIPP STREET | AMERICUS | Sumter | 10001991 | 1 |  |  | FALSE |  | FALSE | Removed from Ground | Gas (Historical Use) | 1500 | Bare Steel | 1988-01-01
JOHN OXFORD ESTATE | 500 -502 TRIPP STREET | AMERICUS | Sumter | 10001991 | 2 |  |  | FALSE |  | FALSE | Removed from Ground | Gas (Historical Use) | 1500 | Bare Steel | 1988-01-01
MURPHY EXPRESS #8602 | 1698 E LAMAR ST | AMERICUS | Sumter | 10001843 | 1 | Overfill Alarm | 2010-05-11 | FALSE | 2010-04-15 | FALSE | Currently in Use | E-10 | 20000 | Fiberglass Double Walled | 2010-03-29 | Double-Walled Flex | Pressurized
MURPHY EXPRESS #8602 | 1698 E LAMAR ST | AMERICUS | Sumter | 10001843 | 2A | Overfill Alarm | 2010-05-11 | FALSE | 2010-04-15 | FALSE | Currently in Use | Premium | 12000 | Fiberglass Double Walled | 2010-03-29 | Double-Walled Flex | Pressurized
MURPHY EXPRESS #8602 | 1698 E LAMAR ST | AMERICUS | Sumter | 10001843 | 2B | Flapper Valve | 2010-05-11 | FALSE | 2010-04-15 | FALSE | Currently in Use | Diesel | 8000 | Fiberglass Double Walled | 2010-03-29 | Double-Walled Flex | Pressurized
AMERICUS GAS N GA | 202 HWY 19 S | AMERICUS | Sumter | 10001796 | 1 | Overfill Alarm | 2009-12-15 | FALSE | 2009-12-15 | FALSE | Currently in Use | Diesel | 15000 | Composite Double Walled | 2009-06-02 | Double-Walled Fiberglass | Pressurized
AMERICUS GAS N GA | 202 HWY 19 S | AMERICUS | Sumter | 10001796 | 2 | Overfill Alarm | 2009-12-15 | FALSE | 2009-12-15 | FALSE | Currently in Use | Premium | 5000 | Composite Double Walled | 2009-06-02 | Double-Walled Fiberglass | Pressurized
AMERICUS GAS N GA | 202 HWY 19 S | AMERICUS | Sumter | 10001796 | 3 | Overfill Alarm | 2009-12-15 | FALSE | 2009-12-15 | FALSE | Currently in Use | E-10 | 15000 | Composite Double Walled | 2009-06-02 | Double-Walled Fiberglass | Pressurized
AMERICUS GAS N GA | 202 HWY 19 S | AMERICUS | Sumter | 10001796 | 4 | Flapper Valve | 2009-12-15 | FALSE | 2009-12-15 | FALSE | Currently in Use | E-85 | 4000 | Composite Double Walled | 2009-06-02 | Double-Walled Fiberglass | Pressurized
PERRY BROTHERS BULK PLANT | 125 HWY 280 W | AMERICUS | Sumter | 10001797 | 1 | Overfill Alarm | 2009-12-15 | FALSE | 2009-12-15 | FALSE | Currently in Use | Diesel | 30000 | Composite Double Walled | 2009-12-15 | Aboveground | Pressurized
PERRY BROTHERS BULK PLANT | 125 HWY 280 W | AMERICUS | Sumter | 10001797 | 2 | Overfill Alarm | 2009-12-15 | FALSE | 2009-12-15 | FALSE | Currently in Use | Diesel Off Road | 30000 | Composite Double Walled | 2009-12-15 | Aboveground | Pressurized
PERRY BROTHERS BULK PLANT | 125 HWY 280 W | AMERICUS | Sumter | 10001797 | 3 |  | 2009-12-15 | FALSE | 2009-12-15 | FALSE | Currently in Use | Diesel | 30000 | Composite Double Walled | 2009-12-15 | Aboveground | Pressurized
PERRY BROTHERS BULK PLANT | 125 HWY 280 W | AMERICUS | Sumter | 10001797 | 4 | Overfill Alarm | 2009-12-15 | FALSE | 2009-12-15 | FALSE | Currently in Use | Diesel Off Road | 30000 | Composite Double Walled | 2009-12-15 | Aboveground | Pressurized
PERRY BROTHERS BULK PLANT | 125 HWY 280 W | AMERICUS | Sumter | 10001797 | 5 | Overfill Alarm | 2009-12-15 | FALSE | 2009-12-15 | FALSE | Currently in Use | Premium | 30000 | Composite Double Walled | 2009-12-15 | Aboveground | Pressurized
PERRY BROTHERS BULK PLANT | 125 HWY 280 W | AMERICUS | Sumter | 10001797 | 6 | Overfill Alarm | 2009-12-15 | FALSE | 2009-12-15 | FALSE | Currently in Use | E-10 | 30000 | Composite Double Walled | 2009-12-15 | Aboveground | Pressurized
PERRY BROTHERS BULK PLANT | 125 HWY 280 W | AMERICUS | Sumter | 10001797 | 7 | Overfill Alarm | 2009-12-15 | FALSE | 2009-12-15 | FALSE | Currently in Use | E-0 | 30000 | Composite Double Walled | 2009-12-15 | Aboveground | Pressurized
AMERICUS/SUMTER COUNTY AIRPORT AUTHORITY | 223 AIRPORT ROAD | AMERICUS | Sumter | 10001145 | 1-EAST |  |  | FALSE |  | FALSE | Removed from Ground | Jet Fuel | 8000 | Bare Steel | 2006-02-02 | Bare Steel
THE SHUBH CORNER | 1505 MARTIN LUTHER KING JR BLVD | AMERICUS | Sumter | 10001425 | 1 |  | 2009-09-01 | FALSE | 2006-09-01 | FALSE | Currently in Use | Gas (Historical Use) | 12000 | Fiberglass | 2006-09-11 | Fiberglass Reinforced Plastic | Pressurized
THE SHUBH CORNER | 1505 MARTIN LUTHER KING JR BLVD | AMERICUS | Sumter | 10001425 | 2A |  | 2006-09-01 | FALSE | 2006-09-01 | FALSE | Currently in Use | Gas (Historical Use) | 6000 | Fiberglass | 2006-09-01 | Fiberglass Reinforced Plastic | Pressurized
THE SHUBH CORNER | 1505 MARTIN LUTHER KING JR BLVD | AMERICUS | Sumter | 10001425 | 2B |  | 2006-09-01 | FALSE | 2006-09-01 | FALSE | Currently in Use | Diesel | 6000 | Fiberglass | 2006-09-01 | Fiberglass Reinforced Plastic | Pressurized
UNKNOWN | 606 N LEE STREET | AMERICUS | Sumter | 10002874 | 1 |  |  | FALSE |  | FALSE | Removed from Ground | Diesel | 1000
UNKNOWN | 606 N LEE STREET | AMERICUS | Sumter | 10002874 | 2 |  |  | FALSE |  | FALSE | Removed from Ground |  | 1000
FLASH FOODS #209 | 1409 CRAWFORD ST | AMERICUS | Sumter | 470253 | 1 | Flapper Valve | 1996-06-01 |  | 1996-06-01 |  | Removed from Ground | Gas (Historical Use) | 8000 | Steel-Impressed Current | 1972-05-11 | Steel (Impressed Current) | Pressurized
FLASH FOODS #209 | 1409 CRAWFORD ST | AMERICUS | Sumter | 470253 | 2 | Flapper Valve | 1996-06-01 |  | 1996-06-01 |  | Removed from Ground | Gas (Historical Use) | 8000 | Steel-Impressed Current | 1972-05-11 | Steel (Impressed Current) | Pressurized
DOT ROW/DAVIS GULF | 1502 MCARRAH ST | AMERICUS | Sumter | 1290016 | 1 | [5 empty] | Removed from Ground | Gas (Historical Use) | 10000 | Bare Steel | 1976-04-17 | Galvanized Steel
DOT ROW/DAVIS GULF | 1502 MCARRAH ST | AMERICUS | Sumter | 1290016 | 2 | [5 empty] | Removed from Ground | Gas (Historical Use) | 3000 | Bare Steel | 1966-04-20 | Galvanized Steel
DOT ROW/DAVIS GULF | 1502 MCARRAH ST | AMERICUS | Sumter | 1290016 | 3 | [5 empty] | Removed from Ground | Gas (Historical Use) | 3000 | Bare Steel | 1966-04-20 | Galvanized Steel
RYDER TS #0162 | US HWY 280 EAST | AMERICUS | Sumter | 1290017 | 1 |  | 1998-12-01 |  | 1998-12-01 |  | Removed from Ground | Diesel | 10000 | Steel-Impressed Current | 1974-03-23 | Cathodically Protected | Pressurized
RYDER TS #0162 | US HWY 280 EAST | AMERICUS | Sumter | 1290017 | 2 | [5 empty] | Removed from Ground | Diesel | 4000 | Bare Steel | 1986-03-20 | Galvanized Steel
RYDER TS #0162 | US HWY 280 EAST | AMERICUS | Sumter | 1290017 | 3 | [5 empty] | Removed from Ground | Gas (Historical Use) | 4000 | Bare Steel | 1986-03-20 | Galvanized Steel
RYDER TS #0162 | US HWY 280 EAST | AMERICUS | Sumter | 1290017 | OIL |  |  | TRUE |  | TRUE | Removed from Ground | Used Oil | 4000 | Bare Steel | 1986-03-20 | Galvanized Steel
RYDER TS #0162 | US HWY 280 EAST | AMERICUS | Sumter | 1290017 | WASTE#OIL |  |  | TRUE |  | TRUE | Removed from Ground | Used Oil | 250 | Bare Steel | 1981-03-21 | Galvanized Steel
GA SOUTHWESTERN COLLEGE PHYSICAL | 800 WHEATLEY ST | AMERICUS | Sumter | 1290019 | 1 | [5 empty] | Removed from Ground | Gas (Historical Use) | 1000 | Bare Steel | 1976-01-18 | Galvanized Steel
GA SOUTHWESTERN COLLEGE PHYSICAL | 800 WHEATLEY ST | AMERICUS | Sumter | 1290019 | 2 | [5 empty] | Removed from Ground | Gas (Historical Use) | 500 | Bare Steel | 1966-01-20 | Galvanized Steel
GA SOUTHWESTERN COLLEGE PHYSICAL | 800 WHEATLEY ST | AMERICUS | Sumter | 1290019 | 3 |  |  | TRUE |  | TRUE | Removed from Ground | Used Oil | 120 | Bare Steel | 1972-01-19 | Unknown | Gravity Fed
H B ARNOLD INC | HWY 19 SOUTH | AMERICUS | Sumter | 1290021 | 1 | [5 empty] | Removed from Ground | Diesel | 6000 | Bare Steel | 1966-03-08 | Galvanized Steel
H B ARNOLD INC | HWY 19 SOUTH | AMERICUS | Sumter | 1290021 | 2 | [5 empty] | Removed from Ground | Diesel | 3000 | Bare Steel | 1976-03-05 | Galvanized Steel
H B ARNOLD INC | HWY 19 SOUTH | AMERICUS | Sumter | 1290021 | 3 | [5 empty] | Removed from Ground | Gas (Historical Use) | 550 | Bare Steel | 1976-03-05 | Galvanized Steel
SOUTHEAST TERMINAL | PLAINS RD US HWY 280 | AMERICUS | Sumter | 1290022 | 1 | [5 empty] | Removed from Ground | Diesel | 560 | Bare Steel | 1982-03-04 | Galvanized Steel
SOUTHEAST TERMINAL | PLAINS RD US HWY 280 | AMERICUS | Sumter | 1290022 | 1R1 | [5 empty] | Currently in Use | Other | 2000 | Fiberglass | 1988-11-22 | Galvanized Steel | Suction (American)
SOUTHEAST TERMINAL | PLAINS RD US HWY 280 | AMERICUS | Sumter | 1290022 | 2 | [5 empty] | Removed from Ground | Diesel | 2000 | Bare Steel | 1973-03-06 | Galvanized Steel
SOUTHEAST TERMINAL | PLAINS RD US HWY 280 | AMERICUS | Sumter | 1290022 | 2R1 | [5 empty] | Currently in Use | Other | 550 | Fiberglass | 1988-11-14 | Galvanized Steel | Suction (American)
SOUTHEAST TERMINAL | PLAINS RD US HWY 280 | AMERICUS | Sumter | 1290022 | 3 | [5 empty] | Removed from Ground | Empty | 7000 | Bare Steel | 1975-03-06 | Galvanized Steel
SUMTER EMC | 1120 FELDER ST | AMERICUS | Sumter | 1290023 | 1 |  | 1991-11-25 |  | 1991-11-25 |  | Removed from Ground | Gas (Historical Use) | 10000 | Bare Steel | 1973-03-07 | Galvanized Steel | Safe Suction (Euro)
SUMTER EMC | 1120 FELDER ST | AMERICUS | Sumter | 1290023 | 2 |  | 1991-11-25 |  | 1991-11-25 |  | Removed from Ground | Diesel | 6600 | Bare Steel | 1973-03-07 | Galvanized Steel | Safe Suction (Euro)
SUMTER EMC | 1120 FELDER ST | AMERICUS | Sumter | 1290023 | 3 | [5 empty] | Removed from Ground | Gas (Historical Use) | 100 | Bare Steel | 1982-03-05 | Copper | Safe Suction (Euro)
SUMTER EMC | 1120 FELDER ST | AMERICUS | Sumter | 1290023 | 4 | Ball Float | 2007-04-05 | FALSE | 2007-04-05 | FALSE | Currently in Use | Diesel | 12000 | Fiberglass Double Walled | 2007-04-05 | Double-Walled Fiberglass | Pressurized
SUMTER EMC | 1120 FELDER ST | AMERICUS | Sumter | 1290023 | 5 | Ball Float | 2007-04-05 | FALSE | 2007-04-05 | FALSE | Currently in Use | Regular | 6000 | Fiberglass Double Walled | 2007-04-05 | Double-Walled Fiberglass | Pressurized
MRS W C LAMB JR | RT 1 BOX 1B | PLAINS | Sumter | 1290026 | 1 | [5 empty] | Closed in Ground | Gas (Historical Use) | 6000 | Bare Steel | 1976-02-23 | Galvanized Steel | Suction (American)
MRS W C LAMB JR | RT 1 BOX 1B | PLAINS | Sumter | 1290026 | 2 | [5 empty] | Closed in Ground | Gas (Historical Use) | 6000 | Bare Steel | 1976-02-23 | Galvanized Steel | Suction (American)
MRS W C LAMB JR | RT 1 BOX 1B | PLAINS | Sumter | 1290026 | 3 | [5 empty] | Closed in Ground | Gas (Historical Use) | 1000 | Bare Steel | 1961-02-26 | Galvanized Steel | Suction (American)
MRS W C LAMB JR | RT 1 BOX 1B | PLAINS | Sumter | 1290026 | 4 | [5 empty] | Closed in Ground | Diesel | 1000 | Bare Steel | 1961-02-26 | Galvanized Steel | Suction (American)
MRS W C LAMB JR | RT 1 BOX 1B | PLAINS | Sumter | 1290026 | 5 |  |  | TRUE |  | TRUE | Closed in Ground | Used Oil | 350 | Bare Steel | 1961-02-26 | Galvanized Steel | Gravity Fed
SOUTH GEORGIA TECHNICAL COLLEGE | 900 SOUTH GA TECH PKWY | AMERICUS | Sumter | 1290028 | 1 |  | 2013-08-11 | FALSE | 1990-08-01 | FALSE | Removed from Ground | Gas (Historical Use) | 500 | Bare Steel |  | Galvanized Steel
SOUTH GEORGIA TECHNICAL COLLEGE | 900 SOUTH GA TECH PKWY | AMERICUS | Sumter | 1290028 | 2 |  | 2012-09-03 | FALSE | 1990-08-01 | FALSE | Removed from Ground | Gas (Historical Use) | 500 | Bare Steel |  | Galvanized Steel
SOUTH GEORGIA TECHNICAL COLLEGE | 900 SOUTH GA TECH PKWY | AMERICUS | Sumter | 1290028 | 3 | Flapper Valve | 1998-07-02 | FALSE | 1998-07-02 | FALSE | Currently in Use | E-0 | 2500 | Fiberglass Double Walled | 1998-07-01 | Fiberglass Reinforced Plastic | Safe Suction (Euro)
SOUTH GEORGIA TECHNICAL COLLEGE | 900 SOUTH GA TECH PKWY | AMERICUS | Sumter | 1290028 | 4 | Flapper Valve | 1998-07-02 | FALSE | 1998-07-02 | FALSE | Currently in Use | Diesel | 2500 | Fiberglass Double Walled | 1998-07-01 | Fiberglass Reinforced Plastic | Safe Suction (Euro)
SOUTH GEORGIA TECHNICAL COLLEGE | 900 SOUTH GA TECH PKWY | AMERICUS | Sumter | 1290028 | A |  | 1998-07-02 |  | 1990-08-01 |  | Removed from Ground | Other | 0 | Bare Steel | 2013-02-26 | Not Marked
SOUTH GEORGIA TECHNICAL COLLEGE | 900 SOUTH GA TECH PKWY | AMERICUS | Sumter | 1290028 | B |  | 1998-07-02 | FALSE | 1990-08-01 | FALSE | Removed from Ground |  | 0 | Bare Steel | 2012-10-18 | Not Marked
SOUTH GEORGIA TECHNICAL COLLEGE | 900 SOUTH GA TECH PKWY | AMERICUS | Sumter | 1290028 | D1 | [5 empty] | Removed from Ground | Gas (Historical Use) | 2000 | Bare Steel | 1990-08-01 | Fiberglass Reinforced Plastic | Suction (American)
SOUTH GEORGIA TECHNICAL COLLEGE | 900 SOUTH GA TECH PKWY | AMERICUS | Sumter | 1290028 | D2 | [5 empty] | Removed from Ground | Diesel | 2000 | Bare Steel | 1990-08-01 | Fiberglass Reinforced Plastic | Suction (American)
SOUTH GEORGIA TECHNICAL COLLEGE | 900 SOUTH GA TECH PKWY | AMERICUS | Sumter | 1290028 | F |  | 1998-07-02 |  | 1990-08-01 |  | Temporarily out of use | Other | 500 | Bare Steel |  | Not Marked
SOUTH GEORGIA TECHNICAL COLLEGE | 900 SOUTH GA TECH PKWY | AMERICUS | Sumter | 1290028 | G |  | 1998-07-02 |  | 1990-08-01 |  | Removed from Ground | Other | 0 | Marked Unknown | 2016-08-26 | Not Marked
WESTSIDE BP | 910 MLK JR BLVD | AMERICUS | Sumter | 1290029 | 1 |  | 1998-08-12 | FALSE | 1998-08-12 | FALSE | Removed from Ground | Gas (Historical Use) | 6000 | Steel-Impressed Current | 1986-04-18 |  | Safe Suction (Euro)
WESTSIDE BP | 910 MLK JR BLVD | AMERICUS | Sumter | 1290029 | 2 |  | 1998-08-12 | FALSE | 1998-08-12 | FALSE | Removed from Ground | Gas (Historical Use) | 6000 | Steel-Impressed Current | 1986-04-18 |  | Safe Suction (Euro)
WESTSIDE BP | 910 MLK JR BLVD | AMERICUS | Sumter | 1290029 | 3 |  | 1998-08-12 | FALSE | 1998-08-12 | FALSE | Removed from Ground | Gas (Historical Use) | 6000 | Steel-Impressed Current | 1986-04-18 |  | Safe Suction (Euro)
WESTSIDE BP | 910 MLK JR BLVD | AMERICUS | Sumter | 1290029 | 4 |  | 1998-08-12 | FALSE | 1998-08-12 | FALSE | Removed from Ground | Diesel | 6000 | Steel-Impressed Current | 1986-04-18 |  | Safe Suction (Euro)
WESTSIDE BP | 910 MLK JR BLVD | AMERICUS | Sumter | 1290029 | 5 |  | 1998-08-12 | FALSE | 1998-08-12 | FALSE | Removed from Ground | Gas (Historical Use) | 3000 | Steel-Impressed Current | 1998-04-21 |  | Safe Suction (Euro)
SHAKTI FOOD MART | 137 S LEE ST | AMERICUS | Sumter | 1290030 | 1 | Flapper Valve | 1998-12-16 | FALSE | 1998-12-16 | FALSE | Currently in Use | E-10 | 6000 | Galvanic (STIP-3) | 1986-04-21 | Fiberglass Reinforced Plastic | Pressurized
SHAKTI FOOD MART | 137 S LEE ST | AMERICUS | Sumter | 1290030 | 2 | Flapper Valve | 1998-12-16 | FALSE | 1998-12-16 | FALSE | Currently in Use | Plus | 6000 | Galvanic (STIP-3) | 1986-04-21 | Fiberglass Reinforced Plastic | Pressurized
SHAKTI FOOD MART | 137 S LEE ST | AMERICUS | Sumter | 1290030 | 3 | Flapper Valve | 1998-12-16 | FALSE | 1998-12-16 | FALSE | Currently in Use | Premium | 6000 | Galvanic (STIP-3) | 1986-04-21 | Fiberglass Reinforced Plastic | Pressurized
LAKESHORE MARINE INC | 4262 HWY 280 E | COBB | Sumter | 1290031 | 1 |  | 1998-11-20 | FALSE | 1998-11-20 | FALSE | Removed from Ground | Gas (Historical Use) | 3000 | Steel-Impressed Current | 1976-04-19 |  | Safe Suction (Euro)
LAKESHORE MARINE | 4620 HWY 280 E | COBB | Sumter | 1290033 | 1 |  | 1999-01-22 | FALSE | 1999-01-22 | FALSE | Removed from Ground | Gas (Historical Use) | 10000 | Steel-Impressed Current | 1979-04-19 |  | Safe Suction (Euro)
LAKESHORE MARINE | 4620 HWY 280 E | COBB | Sumter | 1290033 | 2 |  | 1999-01-22 | FALSE | 1999-01-22 | FALSE | Removed from Ground | Gas (Historical Use) | 4000 | Steel-Impressed Current | 1980-04-18 |  | Safe Suction (Euro)
LAKESHORE MARINE | 4620 HWY 280 E | COBB | Sumter | 1290033 | 3 |  | 1999-01-22 | FALSE | 1999-01-22 | FALSE | Removed from Ground | Diesel | 4000 | Steel-Impressed Current | 1980-04-18 |  | Safe Suction (Euro)
CITIZENS TELEPHONE CO INC | 134 N BAILEY AVE | LESLIE | Sumter | 1290035 | 1 | Overfill Alarm | 1998-11-20 | FALSE | 1998-11-20 | FALSE | Removed from Ground | Diesel | 500 | Steel-Impressed Current | 1979-04-19 | Steel (Impressed Current) | Suction (American)
GA FC | SOUTHER FIELD RD | AMERICUS | Sumter | 1290036 | 1 | [5 empty] | Removed from Ground | Other | 2000 | Bare Steel | 1981-04-23 | Galvanized Steel | Safe Suction (Euro)
GA FC | SOUTHER FIELD RD | AMERICUS | Sumter | 1290036 | 21662 |  | 1993-04-08 |  | 1993-04-08 |  | Removed from Ground | Other | 2000 | Galvanic (STIP-3) | 1993-04-08 | Cathodically Protected | Safe Suction (Euro)
GA FC/AMERICUS DIST OFC | 243 US HWY 19 NORTH | AMERICUS | Sumter | 1290037 | 1 | [5 empty] | Removed from Ground | Gas (Historical Use) | 560 | Bare Steel | 1959-04-29 | Galvanized Steel | Safe Suction (Euro)
GA FC/AMERICUS DIST OFC | 243 US HWY 19 NORTH | AMERICUS | Sumter | 1290037 | 211672 |  | 1993-03-29 |  | 1993-03-29 |  | Removed from Ground | Gas (Historical Use) | 1000 | Galvanic (STIP-3) | 1993-03-29 | Cathodically Protected | Safe Suction (Euro)
GA FC/SUMTER CO UNIT | 178 BUMPHEAD RD | AMERICUS | Sumter | 1290038 | 1 |  | 1989-01-01 |  | 1989-01-01 |  | Removed from Ground | Gas (Historical Use) | 2000 | Galvanic (STIP-3) | 1989-01-01 | Cathodically Protected
GA FC/SUMTER CO UNIT | 178 BUMPHEAD RD | AMERICUS | Sumter | 1290038 | 12769 | [5 empty] | Removed from Ground | Diesel | 560 | Bare Steel | 1962-04-28 | Bare Steel | Safe Suction (Euro)
GA FC/SUMTER CO UNIT | 178 BUMPHEAD RD | AMERICUS | Sumter | 1290038 | 14702 | [5 empty] | Removed from Ground | Gas (Historical Use) | 2000 | Bare Steel | 1975-04-25 | Bare Steel | Safe Suction (Euro)
GA FC/SUMTER CO UNIT | 178 BUMPHEAD RD | AMERICUS | Sumter | 1290038 | 2 |  | 1989-01-01 |  | 1989-01-01 |  | Removed from Ground | Diesel | 1000 | Galvanic (STIP-3) | 1989-01-01 | Cathodically Protected | Safe Suction (Euro)
GEORGIA DEPARTMENT OF TRANSPORTA | 1557 E LAMAR ST SR 27 | AMERICUS | Sumter | 1290041 | 10334-1 | [5 empty] | Removed from Ground | Gas (Historical Use) | 1000 | Bare Steel | 1980-04-30 | Galvanized Steel | Suction (American)
GEORGIA DEPARTMENT OF TRANSPORTA | 1557 E LAMAR ST SR 27 | AMERICUS | Sumter | 1290041 | 10334-2 | [5 empty] | Removed from Ground | Diesel | 500 | Bare Steel | 1978-05-01 | Galvanized Steel | Suction (American)
GEORGIA DEPARTMENT OF TRANSPORTA | 1557 E LAMAR ST SR 27 | AMERICUS | Sumter | 1290041 | 10334-3 | [5 empty] | Removed from Ground | Other | 250 | Bare Steel | 1972-06-01 | Galvanized Steel | Suction (American)
GEORGIA DEPARTMENT OF TRANSPORTA | 1557 E LAMAR ST SR 27 | AMERICUS | Sumter | 1290041 | 10334-4 | [5 empty] | Closed in Ground | Other | 1 | Bare Steel | 1972-06-01 | Galvanized Steel | Suction (American)
GEORGIA DEPARTMENT OF TRANSPORTA | 1557 E LAMAR ST SR 27 | AMERICUS | Sumter | 1290041 | 10334-5 | [5 empty] | Permanently Out Of Use | Other | 250 | Bare Steel | 1993-05-10 | Galvanized Steel | Suction (American)
GEORGIA DEPARTMENT OF TRANSPORTA | 1557 E LAMAR ST SR 27 | AMERICUS | Sumter | 1290041 | 334D1 | [5 empty] | Removed from Ground | Diesel | 2000 | Bare Steel | 1990-06-01 | Galvanized Steel | Suction (American)
GEORGIA DEPARTMENT OF TRANSPORTA | 1557 E LAMAR ST SR 27 | AMERICUS | Sumter | 1290041 | 334G1 | [5 empty] | Removed from Ground | Gas (Historical Use) | 2000 | Bare Steel | 1990-06-01 | Galvanized Steel | Suction (American)
CLARK BASS SERVICE STATION | 2697 US HWY 280 E | DESOTO | Sumter | 1290043 | 1 | Flapper Valve | 1997-10-01 |  | 1997-10-01 |  | Currently in Use | Gas (Historical Use) | 1000 | Steel-Impressed Current | 1966-04-28 | Steel (Impressed Current) | Suction (American)
CLARK BASS SERVICE STATION | 2697 US HWY 280 E | DESOTO | Sumter | 1290043 | 2 | Flapper Valve | 1997-10-01 |  | 1997-10-01 |  | Currently in Use | Gas (Historical Use) | 1000 | Steel-Impressed Current | 1966-04-28 | Steel (Impressed Current) | Suction (American)
CLARK BASS SERVICE STATION | 2697 US HWY 280 E | DESOTO | Sumter | 1290043 | 3 | Flapper Valve | 1997-10-01 |  | 1997-10-01 |  | Currently in Use | Diesel | 1000 | Steel-Impressed Current | 1966-04-28 | Steel (Impressed Current) | Suction (American)
CLARK BASS SERVICE STATION | 2697 US HWY 280 E | DESOTO | Sumter | 1290043 | 4 | [5 empty] | Removed from Ground | Diesel | 4000 | Bare Steel | 1971-04-27 | Galvanized Steel | Suction (American)
CLARK BASS SERVICE STATION | 2697 US HWY 280 E | DESOTO | Sumter | 1290043 | 5 | [5 empty] | Removed from Ground | Gas (Historical Use) | 3000 | Bare Steel | 1971-04-27 | Galvanized Steel | Suction (American)
SHARP SYSTEMS INC | US HWY 280 | LESLIE | Sumter | 1290044 | 1 | [5 empty] | Removed from Ground | Diesel | 3000 | Bare Steel | 1983-05-01 | Galvanized Steel
PEPOS FOOD MART #4 | 540 TRIPP ST | AMERICUS | Sumter | 1290045 | 1 | [5 empty] | Removed from Ground | Gas (Historical Use) | 6000 | Bare Steel | 1982-04-08 | Galvanized Steel
PEPOS FOOD MART #4 | 540 TRIPP ST | AMERICUS | Sumter | 1290045 | 2 | [5 empty] | Removed from Ground | Gas (Historical Use) | 6000 | Bare Steel | 1982-04-08 | Galvanized Steel
PEPOS FOOD MART #4 | 540 TRIPP ST | AMERICUS | Sumter | 1290045 | 3A | Flapper Valve | 1999-06-01 | FALSE | 1999-06-01 | FALSE | Currently in Use | E-10 | 8000 | Composite | 1993-06-01 |  | Pressurized
PEPOS FOOD MART #4 | 540 TRIPP ST | AMERICUS | Sumter | 1290045 | 3B |  | 1999-06-01 | FALSE | 1999-06-01 | FALSE | Currently in Use | Premium | 4000 | Composite | 1993-06-01 |  | Pressurized
SU ELLENS FOOD STORE | HWY 280 | AMERICUS | Sumter | 1290046 | 1 | [5 empty] | Permanently Out of Use - historical purposes | Gas (Historical Use) | 5000 | Bare Steel | 1983-04-08 | Galvanized Steel
SU ELLENS FOOD STORE | HWY 280 | AMERICUS | Sumter | 1290046 | 2 | [5 empty] | Removed from Ground | Gas (Historical Use) | 5000 | Bare Steel | 1983-04-08 | Galvanized Steel
BOSS'S CORNER STORE | SOUTHERFIELD RD | AMERICUS | Sumter | 1290047 | 1 | [5 empty] | Removed from Ground | Gas (Historical Use) | 4000 | Bare Steel | 1983-04-08 | Galvanized Steel
BOSS'S CORNER STORE | SOUTHERFIELD RD | AMERICUS | Sumter | 1290047 | 2 | [5 empty] | Removed from Ground | Gas (Historical Use) | 4000 | Bare Steel | 1983-04-08 | Galvanized Steel
BOSS'S CORNER STORE | SOUTHERFIELD RD | AMERICUS | Sumter | 1290047 | 3 | [5 empty] | Removed from Ground | Diesel | 3000 | Bare Steel | 1983-04-08 | Galvanized Steel
HALSTEAD CHEVROLET INC | 108 E. LAMAR ST. | AMERICUS | Sumter | 1290048 | 1 |  |  | TRUE |  | TRUE | Removed from Ground | Used Oil | 250 | Bare Steel | 1966-03-31 | Galvanized Steel
HALSTEAD CHEVROLET INC | 108 E. LAMAR ST. | AMERICUS | Sumter | 1290048 | 2 | [5 empty] | Removed from Ground | Kerosene | 250 | Bare Steel | 1966-03-31 | Galvanized Steel
HALSTEAD CHEVROLET INC | 108 E. LAMAR ST. | AMERICUS | Sumter | 1290048 | 3 | [5 empty] | Removed from Ground | Other | 250 | Bare Steel | 1966-03-31 | Galvanized Steel
PEACOCK TIRE CO INC | HWY 280 EAST | AMERICUS | Sumter | 1290049 | 1 | [5 empty] | Removed from Ground | Empty | 500 | Bare Steel | 1970-04-04 | Unknown
PEACOCK TIRE CO INC | HWY 280 EAST | AMERICUS | Sumter | 1290049 | 3 | [5 empty] | Removed from Ground | Empty | 500 | Bare Steel | 1970-04-04 | Unknown
WAYNES INC | 1043 E. FORSYTH ST. | AMERICUS | Sumter | 1290050 | 1 | [5 empty] | Removed from Ground | Gas (Historical Use) | 8000 | Bare Steel | 1974-03-29 | Galvanized Steel | Suction (American)
WAYNES INC | 1043 E. FORSYTH ST. | AMERICUS | Sumter | 1290050 | 2 | [5 empty] | Removed from Ground | Gas (Historical Use) | 8000 | Bare Steel | 1972-03-31 | Galvanized Steel | Suction (American)
WAYNES INC | 1043 E. FORSYTH ST. | AMERICUS | Sumter | 1290050 | 3 | [5 empty] | Removed from Ground | Gas (Historical Use) | 8000 | Bare Steel | 1972-03-31 | Galvanized Steel | Suction (American)
WAYNES INC | 1043 E. FORSYTH ST. | AMERICUS | Sumter | 1290050 | 4 | [5 empty] | Removed from Ground | Kerosene | 8000 | Bare Steel | 1972-03-31 | Galvanized Steel | Suction (American)
WAYNES INC | 1043 E. FORSYTH ST. | AMERICUS | Sumter | 1290050 | 5 | [5 empty] | Removed from Ground | Diesel | 8000 | Bare Steel | 1972-03-31 | Galvanized Steel | Suction (American)
WAYNES INC | 1043 E. FORSYTH ST. | AMERICUS | Sumter | 1290050 | 6 | Ball Float | 1997-01-01 | FALSE | 1997-01-01 | FALSE | Currently in Use | E-0 | 15000 | Composite | 1997-01-01 | Fiberglass Reinforced Plastic | Pressurized
WAYNES INC | 1043 E. FORSYTH ST. | AMERICUS | Sumter | 1290050 | 7 | Ball Float | 1997-01-01 | FALSE | 1997-01-01 | FALSE | Currently in Use | Diesel | 8000 | Composite | 1997-01-01 | Fiberglass Reinforced Plastic | Pressurized
WAYNES INC | 1043 E. FORSYTH ST. | AMERICUS | Sumter | 1290050 | 8 | Ball Float | 1997-01-01 | FALSE | 1997-01-01 | FALSE | Currently in Use | Kerosene | 8000 | Composite | 1997-01-01 | Fiberglass Reinforced Plastic | Pressurized
WAYNES INC | 1043 E. FORSYTH ST. | AMERICUS | Sumter | 1290050 | 9 | Ball Float | 1997-01-01 | FALSE | 1997-01-01 | FALSE | Currently in Use | Premium | 15000 | Composite | 1997-01-01 | Fiberglass Reinforced Plastic | Pressurized
DANFAIR EXPRESS #3 | 402 W FORSYTH ST | AMERICUS | Sumter | 1290051 | 1 |  | 1998-12-10 |  | 1998-12-10 |  | Removed from Ground | Gas (Historical Use) | 6000 | Cathodically Protected Steel | 1971-04-05 | Galvanized Steel | Pressurized
DANFAIR EXPRESS #3 | 402 W FORSYTH ST | AMERICUS | Sumter | 1290051 | 2 |  | 1998-12-10 |  | 1998-12-10 |  | Removed from Ground | Gas (Historical Use) | 2000 | Cathodically Protected Steel | 1971-04-05 | Galvanized Steel | Pressurized
DANFAIR EXPRESS #3 | 402 W FORSYTH ST | AMERICUS | Sumter | 1290051 | 3 |  | 1998-12-10 |  | 1998-12-10 |  | Removed from Ground | Diesel | 1000 | Cathodically Protected Steel | 1971-04-05 | Galvanized Steel | Pressurized
DANFAIR EXPRESS #3 | 402 W FORSYTH ST | AMERICUS | Sumter | 1290051 | 4A | Flapper Valve | 1992-01-31 | FALSE | 1992-01-31 | FALSE | Currently in Use | Diesel | 1000 | Fiberglass | 1992-01-31 | Fiberglass Reinforced Plastic | Pressurized
DANFAIR EXPRESS #3 | 402 W FORSYTH ST | AMERICUS | Sumter | 1290051 | 4B | Flapper Valve | 1992-01-31 | FALSE | 1992-01-31 | FALSE | Temporarily out of use | Kerosene | 1000 | Fiberglass | 1992-01-31 | Fiberglass Reinforced Plastic | Suction (American)
DANFAIR EXPRESS #3 | 402 W FORSYTH ST | AMERICUS | Sumter | 1290051 | 5A |  | 2009-06-11 | FALSE | 2009-06-11 | FALSE | Currently in Use | E-10 | 6000 | Fiberglass Double Walled | 2009-06-11 | Double-Walled Flex | Pressurized
DANFAIR EXPRESS #3 | 402 W FORSYTH ST | AMERICUS | Sumter | 1290051 | 5B |  | 2009-06-11 | FALSE | 2009-06-11 | FALSE | Currently in Use | Premium | 2000 | Fiberglass Double Walled | 2009-06-11 | Fiberglass Reinforced Plastic | Pressurized
DANFAIR EXPRESS #3 | 402 W FORSYTH ST | AMERICUS | Sumter | 1290051 | 6 | [5 empty] | Removed from Ground | Gas (Historical Use) | 550 | Bare Steel | 1971-04-05 | Galvanized Steel
DANFAIR EXPRESS #3 | 402 W FORSYTH ST | AMERICUS | Sumter | 1290051 | 7 | [5 empty] | Removed from Ground | Diesel | 550 | Bare Steel | 1971-04-05 | Galvanized Steel
C-E MINERALS-(MULCOA) | P.O. BOX 37-HIGHWAY 49 | ANDERSONVILLE | Sumter | 1290053 | 1-G | [5 empty] | Removed from Ground | Gas (Historical Use) | 2100 | Bare Steel | 1974-05-02 | Galvanized Steel
C-E MINERALS-(MULCOA) | P.O. BOX 37-HIGHWAY 49 | ANDERSONVILLE | Sumter | 1290053 | 2-D | [5 empty] | Removed from Ground | Diesel | 16000 | Bare Steel | 1981-04-30 | Galvanized Steel
C-E MINERALS-(MULCOA) | P.O. BOX 37-HIGHWAY 49 | ANDERSONVILLE | Sumter | 1290053 | 2-G | [5 empty] | Removed from Ground | Gas (Historical Use) | 10000 | Bare Steel | 1980-04-30 | Galvanized Steel
LESLIE PEANUT CO (CARGILL) | COMMERCE | LESLIE | Sumter | 1290054 | 1 | [5 empty] | Removed from Ground | Gas (Historical Use) | 4000 | Bare Steel | 1986-04-30 | Unknown
FLASH FOODS #208/ | 1533 SOUTH LEE ST | AMERICUS | Sumter | 1290055 | 1 | [5 empty] | Removed from Ground | Gas (Historical Use) | 10000 | Bare Steel | 1973-05-03 | Galvanized Steel | Pressurized
FLASH FOODS #208/ | 1533 SOUTH LEE ST | AMERICUS | Sumter | 1290055 | 2 | [5 empty] | Removed from Ground | Gas (Historical Use) | 10000 | Bare Steel | 1973-05-03 | Galvanized Steel | Pressurized
FLASH FOODS #208/ | 1533 SOUTH LEE ST | AMERICUS | Sumter | 1290055 | 3 | [5 empty] | Removed from Ground | Gas (Historical Use) | 10000 | Bare Steel | 1973-05-03 | Galvanized Steel | Pressurized
FLASH FOODS #208/ | 1533 SOUTH LEE ST | AMERICUS | Sumter | 1290055 | 4 |  | 1997-09-22 |  | 1997-09-22 |  | Currently in Use | Gas (Historical Use) | 15000 | Double Walled | 1997-09-22 | Double-Walled Flex | Pressurized
FLASH FOODS #208/ | 1533 SOUTH LEE ST | AMERICUS | Sumter | 1290055 | 5 |  | 1997-09-22 |  | 1997-09-22 |  | Currently in Use | Gas (Historical Use) | 10000 | Double Walled | 1997-09-22 | Double-Walled Flex | Pressurized
AT&T ANDERSONVILLE RADIO RELAY S | STATE HWY 228 | ANDERSONVILLE | Sumter | 1290060 | 1 | [5 empty] | Removed from Ground | Diesel | 1500 | Bare Steel | 1974-05-09 | Galvanized Steel
GA SEED DEV COMM PLAINS | PLAIN HWY | PLAINS | Sumter | 1290061 | 1 | [5 empty] | Removed from Ground | Gas (Historical Use) | 1000 | Bare Steel | 1976-05-07 | Galvanized Steel
LESLIE CITY GROCERY | 144 HWY 280 E | LESLIE | Sumter | 1290063 | 1 | Flapper Valve | 1998-01-01 | FALSE | 1998-01-01 | FALSE | Currently in Use | E-0 | 6000 | Steel-Impressed Current | 1982-05-09 | Steel (Impressed Current) | Pressurized
LESLIE CITY GROCERY | 144 HWY 280 E | LESLIE | Sumter | 1290063 | 2 | Flapper Valve | 1998-01-01 | FALSE | 1998-01-01 | FALSE | Currently in Use | E-10 | 6000 | Steel-Impressed Current | 1982-05-02 | Steel (Impressed Current) | Pressurized
LESLIE CITY GROCERY | 144 HWY 280 E | LESLIE | Sumter | 1290063 | 3 | Flapper Valve | 1998-01-01 | FALSE | 1998-01-01 | FALSE | Currently in Use | Diesel | 6000 | Steel-Impressed Current | 1982-05-09 | Steel (Impressed Current) | Pressurized
WESCO WAREHOUSE | 405 WEST RUCKER ST | AMERICUS | Sumter | 1290065 | 1 | [5 empty] | Removed from Ground | Diesel | 2000 | Bare Steel | 1972-05-11 | Galvanized Steel
GOLD KIST COMPLEX | RT 5 BOX 124-B | AMERICUS | Sumter | 1290066 | 1 | [5 empty] | Removed from Ground | Gas (Historical Use) | 1000 | Bare Steel | 1969-05-12 | Galvanized Steel
GOLD KIST COMPLEX | RT 5 BOX 124-B | AMERICUS | Sumter | 1290066 | 2 | [5 empty] | Removed from Ground | Diesel | 5000 | Bare Steel | 1976-05-10 | Galvanized Steel
GOLDEN PEANUT CO | SOUTH BOND ST | PLAINS | Sumter | 1290067 | 1 | [5 empty] | Removed from Ground | Gas (Historical Use) | 1000 | Bare Steel | 1984-05-06 | Galvanized Steel
GOLDEN PEANUT CO | SOUTH BOND ST | PLAINS | Sumter | 1290067 | 2 | [5 empty] | Removed from Ground | Diesel | 1000 | Bare Steel | 1974-05-09 | Unknown
USA FOOD MART | 205 E CHURCH ST | PLAINS | Sumter | 1290069 | 1 | Flapper Valve | 1998-12-21 | FALSE | 1998-12-21 | FALSE | Currently in Use | E-10 | 5000 | Steel-Impressed Current | 1983-05-09 | Steel (Impressed Current) | Safe Suction (Euro)
USA FOOD MART | 205 E CHURCH ST | PLAINS | Sumter | 1290069 | 2 | Flapper Valve | 1998-12-21 | FALSE | 1998-12-21 | FALSE | Currently in Use | E-10 | 5000 | Steel-Impressed Current | 1983-05-09 | Steel (Impressed Current) | Safe Suction (Euro)
USA FOOD MART | 205 E CHURCH ST | PLAINS | Sumter | 1290069 | 3 | Flapper Valve | 1998-12-21 | FALSE | 1998-12-21 | FALSE | Temporarily out of use | E-0 | 2000 | Steel-Impressed Current | 1983-05-09 | Steel (Impressed Current) | Safe Suction (Euro)
SPECTRUM | 311 TRIPP ST | AMERICUS | Sumter | 1290071 | 1 | [5 empty] | Removed from Ground | Gas (Historical Use) | 10000 | Bare Steel | 1975-05-10 | Galvanized Steel
SPECTRUM | 311 TRIPP ST | AMERICUS | Sumter | 1290071 | 2 | [5 empty] | Removed from Ground | Gas (Historical Use) | 10000 | Bare Steel | 1975-05-10 | Galvanized Steel
SPECTRUM | 311 TRIPP ST | AMERICUS | Sumter | 1290071 | 3 | Flapper Valve | 1992-09-12 | FALSE | 1992-09-12 | FALSE | Currently in Use | E-10 | 10000 | Fiberglass | 1990-06-25 | Fiberglass Reinforced Plastic | Pressurized
SPECTRUM | 311 TRIPP ST | AMERICUS | Sumter | 1290071 | 4 | Flapper Valve | 1992-09-12 | FALSE | 1992-09-12 | FALSE | Currently in Use | Premium | 10000 | Fiberglass | 1990-06-25 | Fiberglass Reinforced Plastic | Pressurized
KITCHENS MACH SHOP | SOUTHERFIELD RD | AMERICUS | Sumter | 1290076 | 1 | [5 empty] | Removed from Ground | Empty | 560 | Bare Steel | 1966-05-13 | Galvanized Steel
KATE'S COUNTRY STORE, LLC | 4038 US HWY 280 W | COBB | Sumter | 1290077 | 1 | [5 empty] | Removed from Ground | Gas (Historical Use) | 1000 | Bare Steel | 1971-05-12 | Galvanized Steel | Pressurized
KATE'S COUNTRY STORE, LLC | 4038 US HWY 280 W | COBB | Sumter | 1290077 | 2 | [5 empty] | Removed from Ground | Gas (Historical Use) | 2000 | Bare Steel | 1971-05-12 | Galvanized Steel | Pressurized
KATE'S COUNTRY STORE, LLC | 4038 US HWY 280 W | COBB | Sumter | 1290077 | 3 | [5 empty] | Removed from Ground | Gas (Historical Use) | 3000 | Bare Steel | 1978-05-10 | Galvanized Steel | Pressurized
KATE'S COUNTRY STORE, LLC | 4038 US HWY 280 W | COBB | Sumter | 1290077 | 4 | [5 empty] | Removed from Ground | Diesel | 2000 | Bare Steel | 1982-05-09 | Galvanized Steel | Suction (American)
KATE'S COUNTRY STORE, LLC | 4038 US HWY 280 W | COBB | Sumter | 1290077 | 5A | Flapper Valve | 1998-11-27 | FALSE | 1998-11-27 | FALSE | Currently in Use | Regular | 2000 | Composite | 1998-11-01 | Fiberglass Reinforced Plastic | Safe Suction (Euro)
KATE'S COUNTRY STORE, LLC | 4038 US HWY 280 W | COBB | Sumter | 1290077 | 5B | Flapper Valve | 1998-11-27 | FALSE | 1998-11-27 | FALSE | Temporarily out of use | Diesel | 1000 | Composite | 1998-11-01 | Fiberglass Reinforced Plastic | Safe Suction (Euro)
GOODYEAR ACS | 225 N LEE ST | AMERICUS | Sumter | 1290078 | 1 |  |  | TRUE |  | TRUE | Removed from Ground | Used Oil | 250 | Fiberglass | 1972-05-08 | Bare Steel
BST/ R2411 | 127 FORREST ST | AMERICUS | Sumter | 1290079 | 1 | [5 empty] | Removed from Ground | Gas (Historical Use) | 12000 | Bare Steel | 1978-01-03 | Galvanized Steel | Pressurized
BST/AMERICUS CO/R2321 | 127 FORREST ST | AMERICUS | Sumter | 1290080 | 1 | [5 empty] | Removed from Ground | Kerosene | 5000 | Bare Steel | 1971-01-05 | Copper | Suction (American)
BST/AMERICUS CO/R2321 | 127 FORREST ST | AMERICUS | Sumter | 1290080 | 2 | [5 empty] | Closed in Ground | Other | 12000 | Not Marked/Unknown |  | Not Marked
BST/AMERICUS CO/R2321 | 127 FORREST ST | AMERICUS | Sumter | 1290080 | 3 |  | 1998-02-26 |  | 1998-02-26 |  | Currently in Use | Diesel | 2500 | Double Walled | 1995-05-18 | Copper | Suction (American)
CITGO SHOP 49 | 1516 CRAWFORD RD | AMERICUS | Sumter | 1290081 | 1 | Flapper Valve | 1998-07-24 | FALSE | 1998-07-24 | FALSE | Currently in Use | E-10 | 6000 | Galvanic (STIP-3) | 1987-01-01 | Double-Walled Fiberglass | Pressurized
CITGO SHOP 49 | 1516 CRAWFORD RD | AMERICUS | Sumter | 1290081 | 2 | Flapper Valve | 1998-07-24 | FALSE | 1998-07-24 | FALSE | Currently in Use | E-10 | 6000 | Galvanic (STIP-3) | 1987-01-01 | Double-Walled Fiberglass | Pressurized
CITGO SHOP 49 | 1516 CRAWFORD RD | AMERICUS | Sumter | 1290081 | 3 | Flapper Valve | 1998-07-24 | FALSE | 1998-07-24 | FALSE | Currently in Use | Premium | 6000 | Galvanic (STIP-3) | 1987-01-01 | Double-Walled Fiberglass | Pressurized
MTD #5 PEPOS FOODMART #2 | 1011 MLK JR BLVD | AMERICUS | Sumter | 1290083 | 1 | [5 empty] | Removed from Ground | Gas (Historical Use) | 3000 | Bare Steel | 1966-05-13 | Galvanized Steel
MTD #5 PEPOS FOODMART #2 | 1011 MLK JR BLVD | AMERICUS | Sumter | 1290083 | 2 | [5 empty] | Removed from Ground | Empty | 4000 | Bare Steel | 1981-05-09 | Galvanized Steel
MTD #5 PEPOS FOODMART #2 | 1011 MLK JR BLVD | AMERICUS | Sumter | 1290083 | 3 | [5 empty] | Removed from Ground | Gas (Historical Use) | 3000 | Bare Steel | 1981-05-09 | Galvanized Steel
MTD #5 PEPOS FOODMART #2 | 1011 MLK JR BLVD | AMERICUS | Sumter | 1290083 | 4 |  |  | TRUE |  | TRUE | Removed from Ground | Used Oil | 550 | Bare Steel | 1966-05-13 | Galvanized Steel
MTD #5 PEPOS FOODMART #2 | 1011 MLK JR BLVD | AMERICUS | Sumter | 1290083 | 5 | Ball Float | 1996-01-01 | FALSE | 1996-01-01 | TRUE | Currently in Use | Diesel | 12000 | Composite | 1996-01-01 | Fiberglass Reinforced Plastic | Pressurized
MTD #5 PEPOS FOODMART #2 | 1011 MLK JR BLVD | AMERICUS | Sumter | 1290083 | 6A | Ball Float | 1996-01-01 | FALSE | 1996-01-01 | TRUE | Currently in Use | Premium | 8000 | Composite | 1996-01-01 | Fiberglass Reinforced Plastic | Pressurized
MTD #5 PEPOS FOODMART #2 | 1011 MLK JR BLVD | AMERICUS | Sumter | 1290083 | 6B | Ball Float | 1996-01-01 | FALSE | 1996-01-01 | TRUE | Currently in Use | E-0 | 4000 | Composite | 1996-01-01 | Fiberglass Reinforced Plastic | Pressurized
FELKERS GROCERY | HWY 30 | AMERICUS | Sumter | 1290084 | 1 | [5 empty] | Removed from Ground | Empty | 1000 | Bare Steel | 1976-05-10 | Galvanized Steel
FELKERS GROCERY | HWY 30 | AMERICUS | Sumter | 1290084 | 2 | [5 empty] | Removed from Ground | Empty | 550 | Bare Steel | 1976-05-10 | Galvanized Steel
WARREN SCOTT CONTRACTLY | P.O. BOX 946 | AMERICUS | Sumter | 1290086 | 1 | [5 empty] | Removed from Ground | Empty | 2000 | Bare Steel | 1985-05-08 | Galvanized Steel
FRANKS BAIT SHOP | UNKNOWN | DESOTO | Sumter | 1290087 | 1 | [5 empty] | Removed from Ground | Empty | 1000 | Bare Steel | 1983-05-09 | Galvanized Steel
FRANKS BAIT SHOP | UNKNOWN | DESOTO | Sumter | 1290087 | 2 | [5 empty] | Removed from Ground | Empty | 500 | Bare Steel | 1976-05-10 | Galvanized Steel
FRANKS BAIT SHOP | UNKNOWN | DESOTO | Sumter | 1290087 | 3AST | [5 empty] | Removed from Ground | Hazardous Substance | 6000 | Bare Steel | 1976-05-10 | Galvanized Steel
DIXIE #288 | 916 MCGARRAH ST | AMERICUS | Sumter | 1290088 | 1 | [5 empty] | Removed from Ground | Gas (Historical Use) | 4000 | Bare Steel | 1968-05-17 | Galvanized Steel | Suction (American)
DIXIE #288 | 916 MCGARRAH ST | AMERICUS | Sumter | 1290088 | 2 | [5 empty] | Removed from Ground | Gas (Historical Use) | 3000 | Bare Steel | 1968-05-17 | Galvanized Steel | Suction (American)
DIXIE #288 | 916 MCGARRAH ST | AMERICUS | Sumter | 1290088 | 3 | [5 empty] | Removed from Ground | Gas (Historical Use) | 4000 | Bare Steel | 1968-05-17 | Galvanized Steel | Suction (American)
DIXIE #288 | 916 MCGARRAH ST | AMERICUS | Sumter | 1290088 | 4 | [5 empty] | Removed from Ground | Diesel | 4000 | Bare Steel | 1968-05-17 | Galvanized Steel | Suction (American)
DIXIE #288 | 916 MCGARRAH ST | AMERICUS | Sumter | 1290088 | 5 | [5 empty] | Removed from Ground | Gas (Historical Use) | 3000 | Bare Steel | 1968-05-17 | Galvanized Steel | Suction (American)
DIXIE #288 | 916 MCGARRAH ST | AMERICUS | Sumter | 1290088 | 6 | [5 empty] | Removed from Ground | Diesel | 4000 | Bare Steel | 1968-05-17 | Galvanized Steel | Safe Suction (Euro)
PHILLIPS 66/THRIFTY GAS | 1012 CRAWFORD ST | AMERICUS | Sumter | 1290089 | 3 | [5 empty] | Permanently Out of Use - historical purposes | Gas (Historical Use) | 4000 | Bare Steel | 1978-05-10 | Galvanized Steel | Safe Suction (Euro)
PHILLIPS 66/THRIFTY GAS | 1012 CRAWFORD ST | AMERICUS | Sumter | 1290089 | 4 | [5 empty] | Permanently Out of Use - historical purposes | Gas (Historical Use) | 4000 | Bare Steel | 1978-05-10 | Galvanized Steel | Safe Suction (Euro)
PHILLIPS 66/THRIFTY GAS | 1012 CRAWFORD ST | AMERICUS | Sumter | 1290090 | 1 | [5 empty] | Permanently Out Of Use | Diesel | 4000 | Bare Steel | 1979-05-10 | Galvanized Steel | Safe Suction (Euro)
PHILLIPS 66/THRIFTY GAS | 1012 CRAWFORD ST | AMERICUS | Sumter | 1290090 | 2 | [5 empty] | Permanently Out Of Use | Gas (Historical Use) | 4000 | Bare Steel | 1979-05-10 | Galvanized Steel | Safe Suction (Euro)
SUMTER COUNTY CORRECTIONAL INSTI | 360 MCMATH MILL RD | AMERICUS | Sumter | 1290094 | 1 | [5 empty] | Removed from Ground | Gas (Historical Use) | 10000 | Bare Steel | 1985-01-01 | Galvanized Steel
SUMTER COUNTY CORRECTIONAL INSTI | 360 MCMATH MILL RD | AMERICUS | Sumter | 1290094 | 2 | [5 empty] | Removed from Ground | Diesel | 10000 | Bare Steel | 1987-01-01 | Galvanized Steel
SUMTER COUNTY CORRECTIONAL INSTI | 360 MCMATH MILL RD | AMERICUS | Sumter | 1290094 | 3 |  | 1998-10-25 |  | 1998-10-28 |  | Removed from Ground | Gas (Historical Use) | 0 | Composite | 1998-10-25 | Double-Walled Flex | Pressurized
SUMTER COUNTY CORRECTIONAL INSTI | 360 MCMATH MILL RD | AMERICUS | Sumter | 1290094 | 4 |  | 1998-10-25 |  | 1998-10-28 |  | Removed from Ground | Diesel | 0 | Composite | 1998-10-25 | Double-Walled Flex | Pressurized
SUMTER COUNTY SHERIFF DEPARTMENT | RTE HOUSE LAMAR ST | AMERICUS | Sumter | 1290095 | 1 | [5 empty] | Closed in Ground | Gas (Historical Use) | 1000 | Bare Steel | 1982-01-02 | Galvanized Steel
DEPOT CAR WASH | US HWY 280 E | AMERICUS | Sumter | 1290096 | 1 | [5 empty] | Removed from Ground | Gas (Historical Use) | 2000 | Bare Steel | 1984-04-07 | Galvanized Steel
DEPOT CAR WASH | US HWY 280 E | AMERICUS | Sumter | 1290096 | 2 | [5 empty] | Removed from Ground | Gas (Historical Use) | 6000 | Bare Steel | 1984-04-07 | Galvanized Steel
DEPOT CAR WASH | US HWY 280 E | AMERICUS | Sumter | 1290096 | 3 | [5 empty] | Removed from Ground | Gas (Historical Use) | 4000 | Bare Steel | 1984-04-07 | Galvanized Steel
DEPOT CAR WASH | US HWY 280 E | AMERICUS | Sumter | 1290096 | 4 | [5 empty] | Removed from Ground | Diesel | 2000 | Bare Steel | 1984-04-07 | Galvanized Steel
QUIK STOP FOOD MART | HWY 19 NORTH & GA 40 | AMERICUS | Sumter | 1290097 | 1 | [5 empty] | Removed from Ground | Gas (Historical Use) | 6000 | Bare Steel | 1985-04-07 | Galvanized Steel
QUIK STOP FOOD MART | HWY 19 NORTH & GA 40 | AMERICUS | Sumter | 1290097 | 2 | [5 empty] | Removed from Ground | Gas (Historical Use) | 8000 | Bare Steel | 1985-04-07 | Galvanized Steel
QUIK STOP FOOD MART | HWY 19 NORTH & GA 40 | AMERICUS | Sumter | 1290097 | 3 | [5 empty] | Removed from Ground | Gas (Historical Use) | 8000 | Bare Steel | 1985-04-07 | Galvanized Steel
QUIK STOP FOOD MART | HWY 19 NORTH & GA 40 | AMERICUS | Sumter | 1290097 | 4 | [5 empty] | Removed from Ground | Diesel | 2000 | Bare Steel | 1985-04-07 | Galvanized Steel
QUIK STOP FOOD MART | HWY 19 NORTH & GA 40 | AMERICUS | Sumter | 1290097 | 5 | [5 empty] | Removed from Ground | Diesel | 2000 | Bare Steel | 1985-04-07 | Galvanized Steel
BASS/CHEVRON | 201 E FORSYTH ST | AMERICUS | Sumter | 1290098 | 1 |  | 1998-08-15 | FALSE | 1998-08-15 | FALSE | Removed from Ground | Gas (Historical Use) | 5000 | Steel-Impressed Current | 1985-04-07 |  | Pressurized
BASS/CHEVRON | 201 E FORSYTH ST | AMERICUS | Sumter | 1290098 | 2 |  | 1998-08-15 | FALSE | 1998-08-15 | FALSE | Removed from Ground | Gas (Historical Use) | 10000 | Steel-Impressed Current | 1985-04-07 |  | Pressurized
BASS/CHEVRON | 201 E FORSYTH ST | AMERICUS | Sumter | 1290098 | 3 |  | 1998-08-15 | FALSE | 1998-08-15 | FALSE | Removed from Ground | Gas (Historical Use) | 10000 | Steel-Impressed Current | 1985-04-07 |  | Pressurized
BASS/CHEVRON | 201 E FORSYTH ST | AMERICUS | Sumter | 1290098 | 4 |  | 1998-08-15 | FALSE | 1998-08-15 | FALSE | Removed from Ground | Diesel | 2000 | Steel-Impressed Current | 1985-04-07 |  | Pressurized
BASS/CHEVRON | 201 E FORSYTH ST | AMERICUS | Sumter | 1290098 | 5 |  | 1998-08-15 | FALSE | 1998-08-15 | FALSE | Removed from Ground | Diesel | 1000 | Steel-Impressed Current | 1985-04-07 |  | Safe Suction (Euro)
BASS/CHEVRON | 201 E FORSYTH ST | AMERICUS | Sumter | 1290098 | 6 |  | 1998-12-31 | TRUE | 1997-04-21 | TRUE | Removed from Ground | Used Oil | 550 |  | 1985-04-07
FLASH FOODS #270 | 1101 CRAWFORD ST | AMERICUS | Sumter | 1290099 | 1 |  | 1997-05-21 |  | 1997-05-21 |  | Removed from Ground | Gas (Historical Use) | 8000 | Steel-Impressed Current | 1981-05-01 | Cathodically Protected | Pressurized
FLASH FOODS #270 | 1101 CRAWFORD ST | AMERICUS | Sumter | 1290099 | 2 |  | 1997-05-21 |  | 1997-05-21 |  | Removed from Ground | Gas (Historical Use) | 8000 | Steel-Impressed Current | 1981-05-01 | Cathodically Protected | Pressurized
FLASH FOODS #270 | 1101 CRAWFORD ST | AMERICUS | Sumter | 1290099 | 3 |  | 1997-05-21 |  | 1997-05-21 |  | Removed from Ground | Gas (Historical Use) | 8000 | Steel-Impressed Current | 1981-05-01 | Cathodically Protected | Pressurized
FLASH FOODS #270 | 1101 CRAWFORD ST | AMERICUS | Sumter | 1290099 | 4 |  | 1997-05-21 |  | 1997-05-21 |  | Removed from Ground | Diesel | 8000 | Steel-Impressed Current | 1981-05-01 | Cathodically Protected | Pressurized
FLASH FOODS #270 | 1101 CRAWFORD ST | AMERICUS | Sumter | 1290099 | 5 | Flapper Valve | 2005-03-01 | FALSE | 2005-03-01 | FALSE | Currently in Use | E-10 | 15000 | Composite Double Walled | 2005-03-01 | Double-Walled Fiberglass | Pressurized
FLASH FOODS #270 | 1101 CRAWFORD ST | AMERICUS | Sumter | 1290099 | 6 | Flapper Valve | 2005-03-01 | FALSE | 2005-03-01 | FALSE | Currently in Use | Premium | 8000 | Composite Double Walled | 2005-03-01 | Double-Walled Fiberglass | Pressurized
FLASH FOODS #270 | 1101 CRAWFORD ST | AMERICUS | Sumter | 1290099 | 7 | Flapper Valve | 2005-03-01 | FALSE | 2005-03-01 | FALSE | Currently in Use | Diesel | 8000 | Composite Double Walled | 2005-03-01 | Double-Walled Fiberglass | Pressurized
FLASH FOODS #270 | 1101 CRAWFORD ST | AMERICUS | Sumter | 1290099 | 8 | Flapper Valve | 2005-03-01 | FALSE | 2005-03-01 | FALSE | Currently in Use | Kerosene | 4000 | Composite Double Walled | 2005-03-01 | Double-Walled Fiberglass | Pressurized
Meadowbrook's | 1104 S Martin Luther King Jr Blvd | Americus | Sumter | 1290100 | 1 | Ball Float | 1997-02-18 |  | 1997-02-18 |  | Temporarily out of use | Gas (Historical Use) | 6000 | Steel-Impressed Current | 1956-05-07 | Steel/FG Secondary containment | Pressurized
Meadowbrook's | 1104 S Martin Luther King Jr Blvd | Americus | Sumter | 1290100 | 2 | Flapper Valve | 1997-02-18 | FALSE | 1997-02-18 | FALSE | Currently in Use | Gas (Historical Use) | 6000 | Steel-Impressed Current | 1956-05-07 | Steel/FG Secondary containment | Pressurized
Meadowbrook's | 1104 S Martin Luther King Jr Blvd | Americus | Sumter | 1290100 | 3 | Flapper Valve | 1997-02-18 | FALSE | 1997-02-18 | FALSE | Currently in Use | E-10 | 6000 | Steel-Impressed Current | 1966-05-05 | Steel/FG Secondary containment | Pressurized
Meadowbrook's | 1104 S Martin Luther King Jr Blvd | Americus | Sumter | 1290100 | 4 | Flapper Valve | 1997-02-18 | FALSE | 1997-02-18 | FALSE | Currently in Use | Premium | 6000 | Steel-Impressed Current | 1976-05-02 | Steel/FG Secondary containment | Pressurized
STOP BUY STORE #11 | 1702 MLK JR BLVD | AMERICUS | Sumter | 1290102 | 1 | Ball Float | 1997-02-18 |  | 1997-02-18 |  | Currently in Use | Gas (Historical Use) | 6000 | Steel-Impressed Current | 1974-05-03 | Cathodically Protected | Suction (American)
STOP BUY STORE #11 | 1702 MLK JR BLVD | AMERICUS | Sumter | 1290102 | 3 |  | 1997-02-18 |  | 1997-02-18 |  | Currently in Use | Gas (Historical Use) | 6000 | Steel-Impressed Current | 1974-05-03 | Cathodically Protected | Suction (American)
STOP BUY STORE #11 | 1702 MLK JR BLVD | AMERICUS | Sumter | 1290102 | 4 | Ball Float | 1997-02-18 |  | 1997-02-18 |  | Currently in Use | Diesel | 3000 | Steel-Impressed Current | 1979-05-02 | Cathodically Protected | Suction (American)
STOP BUY STORE #11 | 1702 MLK JR BLVD | AMERICUS | Sumter | 1290102 | b | Ball Float | 1997-02-18 |  | 1997-02-18 |  | Currently in Use | Gas (Historical Use) | 6000 | Steel-Impressed Current | 1974-05-03 | Cathodically Protected | Suction (American)
FORMER UNION HIGH SCHOOL | HOLLEY ST | LESLIE | Sumter | 1290103 | 1 | [5 empty] | Removed from Ground | Gas (Historical Use) | 6000 | Bare Steel | 1966-05-10 | Bare Steel | Safe Suction (Euro)
FORMER UNION HIGH SCHOOL | HOLLEY ST | LESLIE | Sumter | 1290103 | 2 | [5 empty] | Removed from Ground | Gas (Historical Use) | 6000 | Bare Steel | 1976-05-07 | Bare Steel | Safe Suction (Euro)
SUMTER CO BUS MAINT SHOP | MCMATH MILL RD | AMERICUS | Sumter | 1290108 | 1 | [5 empty] | Removed from Ground | Gas (Historical Use) | 500 | Bare Steel | 1982-05-06 | Bare Steel
GA DEPT PUBLIC SAFETY/GA STATE P | 506 WEST LAMAR ST | AMERICUS | Sumter | 1290110 | 1 | [5 empty] | Removed from Ground | Gas (Historical Use) | 6000 | Bare Steel | 1971-03-10 | Unknown
GA DEPT PUBLIC SAFETY/GA STATE P | 506 WEST LAMAR ST | AMERICUS | Sumter | 1290110 | 2 | [5 empty] | Removed from Ground | Gas (Historical Use) | 850 | Bare Steel | 1961-03-12 | Unknown
FOX INTERNATIONAL INC | HWY 19 S | AMERICUS | Sumter | 1290112 | 1 | [5 empty] | Removed from Ground | Gas (Historical Use) | 1000 | Bare Steel | 1977-01-03 | Galvanized Steel
FOX INTERNATIONAL INC | HWY 19 S | AMERICUS | Sumter | 1290112 | 2 | [5 empty] | Removed from Ground | Empty | 1000 | Bare Steel | 1977-01-03 | Galvanized Steel
ROCK-TENN CO | SWEAT AVE | AMERICUS | Sumter | 1290113 | 1 | [5 empty] | Removed from Ground | Gas (Historical Use) | 1000 | Bare Steel | 1971-05-18 | Galvanized Steel
ROCK-TENN CO | SWEAT AVE | AMERICUS | Sumter | 1290113 | 2 | [5 empty] | Removed from Ground | Diesel | 1000 | Bare Steel | 1971-05-18 | Galvanized Steel
WOODGRAIN MOULDINGS INC | SOUTHERFIELD IND PARK | AMERICUS | Sumter | 1290114 | 1 | [5 empty] | Removed from Ground | Gas (Historical Use) | 8000 | Bare Steel | 1984-01-02 | Galvanized Steel
CHAMPION HOME BUILDERS | HWY 280 | PLAINS | Sumter | 9129001 | 1 | [5 empty] | Removed from Ground | Gas (Historical Use) | 500 | Not Marked/Unknown | 1990-12-05 | Not Marked
FORMER JAMES POOLE INSURANCE AGE | 110 WEST FORSYTH | AMERICUS | Sumter | 9129002 | 1 | [5 empty] | Closed in Ground | Empty | 5000 | Marked Unknown | 1991-09-01 | Unknown
FORMER JAMES POOLE INSURANCE AGE | 110 WEST FORSYTH | AMERICUS | Sumter | 9129002 | 2 | [5 empty] | Closed in Ground | Empty | 5000 | Marked Unknown | 1991-09-01 | Unknown
FORMER JAMES POOLE INSURANCE AGE | 110 WEST FORSYTH | AMERICUS | Sumter | 9129002 | 3 | [5 empty] | Closed in Ground | Empty | 5000 | Marked Unknown | 1991-09-01 | Unknown
AMERICUS ENGINEERING & CONSTRUCT | NORTH MAYO AND EAST JEFFERSON | AMERICUS | Sumter | 9129003 | 1 | [5 empty] | Removed from Ground | Diesel | 500 | Bare Steel | 1991-12-04 | Galvanized Steel | Suction (American)
AMERICUS ENGINEERING & CONSTRUCT | NORTH MAYO AND EAST JEFFERSON | AMERICUS | Sumter | 9129003 | 2 | [5 empty] | Removed from Ground | Diesel | 2000 | Bare Steel | 1991-12-04 | Galvanized Steel | Suction (American)
CITY OF AMERICUS MAINT SHOP | 229 RAILROAD ST | AMERICUS | Sumter | 9129004 | 1 | [5 empty] | Removed from Ground | Gas (Historical Use) | 10000 | Bare Steel | 1977-01-01 | Galvanized Steel | Safe Suction (Euro)
CITY OF AMERICUS MAINT SHOP | 229 RAILROAD ST | AMERICUS | Sumter | 9129004 | 2 | [5 empty] | Removed from Ground | Diesel | 4000 | Bare Steel | 1977-01-01 | Galvanized Steel | Safe Suction (Euro)
CSX TRANSPORTATION | 908 ELM AVE | AMERICUS | Sumter | 9129005 | 1 | [5 empty] | Removed from Ground | Gas (Historical Use) | 500 | Bare Steel | 1992-04-10 | Galvanized Steel | Suction (American)
CSX TRANSPORTATION | 908 ELM AVE | AMERICUS | Sumter | 9129005 | 2 | [5 empty] | Removed from Ground | Gas (Historical Use) | 500 | Bare Steel | 1992-04-10 | Galvanized Steel | Suction (American)
AMERICUS DIST OPER HQ | 1126 EAST LAMAR ST | AMERICUS | Sumter | 9129007 | 1 | [5 empty] | Removed from Ground | Gas (Historical Use) | 10000 | Bare Steel | 1980-01-01 | Bare Steel
AMERICUS DIST OPER HQ | 1126 EAST LAMAR ST | AMERICUS | Sumter | 9129007 | 2 | [5 empty] | Removed from Ground | Diesel | 6000 | Bare Steel | 1960-01-01 | Bare Steel
Gas N Go Express | 110 HWY 280 W | AMERICUS | Sumter | 9129008 | 1 | Flapper Valve | 1988-01-01 | FALSE | 1988-01-01 | FALSE | Currently in Use | Regular | 8000 | Galvanic (STIP-3) | 1988-01-01 | Fiberglass Reinforced Plastic | Pressurized
Gas N Go Express | 110 HWY 280 W | AMERICUS | Sumter | 9129008 | 2 | Flapper Valve | 1988-01-01 | FALSE | 1988-01-01 | FALSE | Currently in Use | Premium | 8000 | Galvanic (STIP-3) | 1988-01-01 | Fiberglass Reinforced Plastic | Pressurized
Gas N Go Express | 110 HWY 280 W | AMERICUS | Sumter | 9129008 | 3 |  | 1988-01-01 |  | 1988-01-01 |  | Closed in Ground | Gas (Historical Use) | 6000 | Cathodically Protected Steel | 1988-01-01 | Fiberglass Reinforced Plastic | Pressurized
Gas N Go Express | 110 HWY 280 W | AMERICUS | Sumter | 9129008 | 4 | Flapper Valve | 1988-01-01 | FALSE | 1988-01-01 | FALSE | Currently in Use | Diesel | 6000 | Galvanic (STIP-3) | 1988-01-01 | Fiberglass Reinforced Plastic | Pressurized
WILLIAMS WAREHOUSE INC | 115 S BOND ST | PLAINS | Sumter | 9129009 | 1 | [5 empty] | Removed from Ground | Gas (Historical Use) | 10000 | Bare Steel | 1979-03-20 | Galvanized Steel | Safe Suction (Euro)
WILLIAMS WAREHOUSE INC | 115 S BOND ST | PLAINS | Sumter | 9129009 | 2 | [5 empty] | Removed from Ground | Diesel | 2000 | Not Marked/Unknown | 1999-02-06 | Not Marked
WILLIAMS WAREHOUSE INC | 115 S BOND ST | PLAINS | Sumter | 9129009 | 3 | Flapper Valve | 1999-02-16 | FALSE | 1999-02-16 | FALSE | Currently in Use | E-0 | 4000 | Composite | 1999-02-16 | Fiberglass Reinforced Plastic | Safe Suction (Euro)
WILLIAMS WAREHOUSE INC | 115 S BOND ST | PLAINS | Sumter | 9129009 | 4A | Flapper Valve | 1999-02-16 | FALSE | 1999-02-16 | FALSE | Currently in Use | Diesel Off Road | 1000 | Composite | 1999-02-16 | Fiberglass Reinforced Plastic | Safe Suction (Euro)
WILLIAMS WAREHOUSE INC | 115 S BOND ST | PLAINS | Sumter | 9129009 | 4B | Flapper Valve | 1999-02-16 | FALSE | 1999-02-16 | FALSE | Currently in Use | Diesel | 1000 | Composite | 1999-02-16 | Fiberglass Reinforced Plastic | Safe Suction (Euro)
FOOD MART #1 GAS N GO | 1402 MARTIN LUTHER KING JR BLVD | AMERICUS | Sumter | 9129010 | 1A |  | 1991-12-30 |  | 1991-12-30 |  | Currently in Use | Gas (Historical Use) | 8000 | Composite | 1991-01-01 | Fiberglass Reinforced Plastic | Pressurized
FOOD MART #1 GAS N GO | 1402 MARTIN LUTHER KING JR BLVD | AMERICUS | Sumter | 9129010 | 1B |  | 1991-12-30 | FALSE | 1991-12-30 | FALSE | Currently in Use | Gas (Historical Use) | 5000 | Composite | 1991-01-01 | Fiberglass Reinforced Plastic | Pressurized
FOOD MART #1 GAS N GO | 1402 MARTIN LUTHER KING JR BLVD | AMERICUS | Sumter | 9129010 | 1C |  | 1991-12-30 | FALSE | 1991-12-30 | FALSE | Currently in Use | Gas (Historical Use) | 12000 | Composite | 1991-01-01 | Fiberglass Reinforced Plastic | Pressurized
FOOD MART #1 GAS N GO | 1402 MARTIN LUTHER KING JR BLVD | AMERICUS | Sumter | 9129010 | 2 |  | 1991-12-30 |  | 1991-12-30 |  | Currently in Use | Diesel | 12000 | Composite | 1991-01-01 | Fiberglass Reinforced Plastic | Pressurized
FOOD MART #1 GAS N GO | 1402 MARTIN LUTHER KING JR BLVD | AMERICUS | Sumter | 9129010 | 3 |  | 1991-12-30 |  | 1991-12-30 |  | Temporarily out of use | Diesel | 2000 | Composite | 1991-01-01 | Fiberglass Reinforced Plastic | Pressurized
GA POWER/AMERICUS DIST OPER HQ | 1020 SOUTHERFIELD | AMERICUS | Sumter | 9129011 | 298-309 | Flapper Valve | 1995-07-20 | FALSE | 1995-07-20 | FALSE | Currently in Use | Diesel | 10000 | Fiberglass Double Walled | 1988-01-01 | Double-Walled Fiberglass | Pressurized
GA POWER/AMERICUS DIST OPER HQ | 1020 SOUTHERFIELD | AMERICUS | Sumter | 9129011 | 531-535 | Flapper Valve | 1995-07-20 | FALSE | 1995-07-20 | FALSE | Currently in Use | E-10 | 10000 | Fiberglass Double Walled | 1988-01-01 | Double-Walled Fiberglass | Pressurized
PLAINS CITY HALL | PO BOX 190 | PLAINS | Sumter | 9129013 | 1 | [5 empty] | Removed from Ground | Empty | 500 | Not Marked/Unknown | 1997-12-04 | Not Marked
PLAINS CITY HALL | PO BOX 190 | PLAINS | Sumter | 9129013 | 2 | [5 empty] | Removed from Ground | Empty | 500 | Not Marked/Unknown | 1997-12-04 | Not Marked
CITY OF AMERICUS PUBLIC SAFETY B | 119 SOUTH LEE ST | AMERICUS | Sumter | 9129014 | 1 | [5 empty] | Removed from Ground | Empty | 10000 | Bare Steel | 1993-03-01 | Bare Steel
CITY OF AMERICUS PUBLIC SAFETY B | 119 SOUTH LEE ST | AMERICUS | Sumter | 9129014 | 2 | [5 empty] | Removed from Ground | Empty | 10000 | Bare Steel | 1993-03-01 | Bare Steel
FLAV-O-RICH INC | 620 ELM AVE | AMERICUS | Sumter | 9129017 | 1 | [5 empty] | Removed from Ground | Gas (Historical Use) | 1000 | Marked Unknown | 1993-06-09 | Unknown | Safe Suction (Euro)
JIMMY CARTER NATIONAL HISTORIC S | BOND ST | PLAINS | Sumter | 9129019 | 1 | [5 empty] | Removed from Ground | Other | 4000 | Not Marked/Unknown | 1992-08-06 | Not Marked
JIMMY CARTER NATIONAL HISTORIC S | BOND ST | PLAINS | Sumter | 9129019 | 2 | [5 empty] | Removed from Ground | Other | 6000 | Not Marked/Unknown | 1992-08-06 | Not Marked
LAST OPERATED @ SPUR | COTTON AVE @ JEFFERSON | AMERICUS | Sumter | 9129020 | 1 | [5 empty] | Removed from Ground | Gas (Historical Use) | 0 | Bare Steel | 1994-02-07 | Bare Steel | Suction (American)
LAST OPERATED @ SPUR | COTTON AVE @ JEFFERSON | AMERICUS | Sumter | 9129020 | 2 | [5 empty] | Removed from Ground | Gas (Historical Use) | 0 | Bare Steel | 1994-02-07 | Bare Steel | Suction (American)
GET N GO | 506 US HWY 280 E | AMERICUS | Sumter | 9129021 | 1 | Overfill Alarm | 1994-07-01 | FALSE | 1994-07-01 | FALSE | Currently in Use | Diesel | 2000 | Composite | 1997-07-01 | Double-Walled Fiberglass | Pressurized
GET N GO | 506 US HWY 280 E | AMERICUS | Sumter | 9129021 | 2 | [5 empty] | Removed from Ground | Gas (Historical Use) | 6000 | Not Marked/Unknown | 1994-06-01 | Not Marked
GET N GO | 506 US HWY 280 E | AMERICUS | Sumter | 9129021 | 3 | [5 empty] | Removed from Ground | Gas (Historical Use) | 8000 | Not Marked/Unknown | 1994-06-01 | Not Marked
GET N GO | 506 US HWY 280 E | AMERICUS | Sumter | 9129021 | 4A | Overfill Alarm | 1994-07-01 | FALSE | 1994-07-01 | FALSE | Currently in Use | E-10 | 8000 | Composite | 1994-07-01 | Double-Walled Flex | Pressurized
GET N GO | 506 US HWY 280 E | AMERICUS | Sumter | 9129021 | 4B | Overfill Alarm | 1994-07-01 | FALSE | 1994-07-01 | FALSE | Currently in Use | Plus | 6000 | Composite | 1994-07-01 | Double-Walled Flex | Pressurized
GET N GO | 506 US HWY 280 E | AMERICUS | Sumter | 9129021 | 4C | Overfill Alarm | 1994-07-01 | FALSE | 1994-07-01 | FALSE | Currently in Use | Premium | 6000 | Composite | 1994-07-01 | Double-Walled Flex | Pressurized
GET N GO | 506 US HWY 280 E | AMERICUS | Sumter | 9129021 | 5 | [5 empty] | Removed from Ground | Gas (Historical Use) | 4000 | Not Marked/Unknown | 1994-06-01 | Not Marked
CHEVRON FOOD MART #2 WHITAKER EX | 1301 E LAMAR ST | AMERICUS | Sumter | 9129022 | 1 | [5 empty] | Removed from Ground | Gas (Historical Use) | 6000 | Not Marked/Unknown | 1991-08-01 | Not Marked
CHEVRON FOOD MART #2 WHITAKER EX | 1301 E LAMAR ST | AMERICUS | Sumter | 9129022 | 2 | [5 empty] | Removed from Ground | Gas (Historical Use) | 6000 | Not Marked/Unknown | 1991-08-01 | Not Marked
CHEVRON FOOD MART #2 WHITAKER EX | 1301 E LAMAR ST | AMERICUS | Sumter | 9129022 | 3 | [5 empty] | Removed from Ground | Diesel | 3000 | Not Marked/Unknown | 1991-08-01 | Not Marked
CHEVRON FOOD MART #2 WHITAKER EX | 1301 E LAMAR ST | AMERICUS | Sumter | 9129022 | 4 | [5 empty] | Removed from Ground | Diesel | 1000 | Not Marked/Unknown | 1991-08-01 | Not Marked
CHEVRON FOOD MART #2 WHITAKER EX | 1301 E LAMAR ST | AMERICUS | Sumter | 9129022 | 5 | Overfill Alarm | 1992-08-01 | FALSE | 1992-08-01 | FALSE | Currently in Use | E-10 | 20000 | Composite | 1992-08-01 | Fiberglass Reinforced Plastic | Pressurized
CHEVRON FOOD MART #2 WHITAKER EX | 1301 E LAMAR ST | AMERICUS | Sumter | 9129022 | 6A | Overfill Alarm | 1994-10-01 | FALSE | 1994-10-01 | FALSE | Currently in Use | E-10 | 10000 | Composite | 1992-08-01 | Fiberglass Reinforced Plastic | Pressurized
CHEVRON FOOD MART #2 WHITAKER EX | 1301 E LAMAR ST | AMERICUS | Sumter | 9129022 | 6B | Overfill Alarm | 1994-10-01 | FALSE | 1994-10-01 | FALSE | Temporarily out of use | Diesel | 10000 | Composite | 1992-08-01 | Fiberglass Reinforced Plastic | Pressurized
CHEVRON FOOD MART #2 WHITAKER EX | 1301 E LAMAR ST | AMERICUS | Sumter | 9129022 | 7 | Flapper Valve | 1994-10-01 | FALSE | 1994-10-01 | FALSE | Currently in Use | Premium | 6000 | Composite | 1992-08-01 | Fiberglass Reinforced Plastic | Pressurized
CHARLES WHEATLEY ESTATE | 804 OGLETHORPE AVE | AMERICUS | Sumter | 9129023 | 1 | [5 empty] | Removed from Ground | Gas (Historical Use) | 1 | Not Marked/Unknown | 1991-12-03 | Not Marked
SW BRANCH EXPERIMENT STATION | 108 EXPERIMENT STATION RD | PLAINS | Sumter | 9129025 | 1 | [5 empty] | Removed from Ground | Diesel | 500 | Epoxy | 1998-07-10 | Galvanized Steel | Safe Suction (Euro)
SW BRANCH EXPERIMENT STATION | 108 EXPERIMENT STATION RD | PLAINS | Sumter | 9129025 | 3 | [5 empty] | Removed from Ground | Gas (Historical Use) | 500 | Epoxy | 1998-07-10 | Galvanized Steel | Safe Suction (Euro)
US POSTAL SVC | 128 EAST FORSYTH ST | AMERICUS | Sumter | 9129026 | 1 | [5 empty] | Removed from Ground | Diesel | 3000 | Bare Steel | 1978-07-17 | Bare Steel | Pressurized
SUMTER CO SCHOOL BUS PARKING LOT | INDUSTRIAL WAY | AMERICUS | Sumter | 9129027 | 1 | [5 empty] | Removed from Ground | Gas (Historical Use) | 10000 | Bare Steel | 1982-06-30 | Bare Steel | Safe Suction (Euro)
LESLIE QUICK STOP | 101 FEDERAL ST | LESLIE | Sumter | 9129028 | 1 |  | 1998-07-07 |  | 1998-07-07 |  | Removed from Ground | Gas (Historical Use) | 3000 | Steel-Impressed Current | 1979-05-22 | Cathodically Protected | Suction (American)
LESLIE QUICK STOP | 101 FEDERAL ST | LESLIE | Sumter | 9129028 | 2 |  | 1998-07-07 |  | 1998-07-07 |  | Removed from Ground | Gas (Historical Use) | 3000 | Steel-Impressed Current | 1979-05-22 | Cathodically Protected | Suction (American)
LESLIE QUICK STOP | 101 FEDERAL ST | LESLIE | Sumter | 9129028 | 3 |  | 1998-07-07 |  | 1998-07-07 |  | Removed from Ground | Diesel | 3000 | Steel-Impressed Current | 1979-05-22 | Cathodically Protected | Suction (American)
BRENDA BUTLER | R W JONES RD | LESLIE | Sumter | 9129029 | 1 | [5 empty] | Removed from Ground | Gas (Historical Use) | 5000 | Bare Steel | 1974-01-01 | Unknown | Suction (American)
BRENDA BUTLER | R W JONES RD | LESLIE | Sumter | 9129029 | 2 | [5 empty] | Removed from Ground | Gas (Historical Use) | 5000 | Bare Steel | 1974-01-01 | Unknown | Suction (American)
BRENDA BUTLER | R W JONES RD | LESLIE | Sumter | 9129029 | 3 | [5 empty] | Removed from Ground | Gas (Historical Use) | 3000 | Bare Steel | 1974-01-01 | Unknown | Suction (American)
BO'S STATION | HWY 280 WEST | PLAINS | Sumter | 9129030 | 1 | [5 empty] | Removed from Ground | Gas (Historical Use) | 4000 | Bare Steel | 1972-01-01 | Galvanized Steel | Safe Suction (Euro)
BO'S STATION | HWY 280 WEST | PLAINS | Sumter | 9129030 | 2 | [5 empty] | Removed from Ground | Gas (Historical Use) | 4000 | Bare Steel | 1972-01-01 | Galvanized Steel | Safe Suction (Euro)
HUGH CARTER'S ANTIQUES | MAIN ST | PLAINS | Sumter | 9129031 | 1 | [5 empty] | Removed from Ground | Gas (Historical Use) | 550 | Marked Unknown | 1995-07-22 | Unknown
HUGH CARTER'S ANTIQUES | MAIN ST | PLAINS | Sumter | 9129031 | 2 | [5 empty] | Removed from Ground | Gas (Historical Use) | 550 | Marked Unknown | 1995-07-22 | Unknown
CALHOUN OIL CO WILLIAMS WAREHOUS | S BOND ST | PLAINS | Sumter | 9129032 | 1 | [5 empty] | Removed from Ground | Gas (Historical Use) | 550 | Marked Unknown | 1996-03-05 | Unknown
CALHOUN OIL CO WILLIAMS WAREHOUS | S BOND ST | PLAINS | Sumter | 9129032 | 2 | [5 empty] | Removed from Ground | Gas (Historical Use) | 550 | Not Marked/Unknown | 1996-03-05 | Not Marked
MUCKALEE PUMP STATION | VALLEY DR | AMERICUS | Sumter | 9129033 | 1 | Flapper Valve | 1999-10-15 | FALSE | 1999-10-15 | FALSE | Currently in Use | Diesel | 550 | Galvanic (STIP-3) | 2001-09-10 | Copper/Secondry Containment | Safe Suction (Euro)
MILL CREEK WASTEWATER TREATMENT | S LEE ST & MILL CREEK RD | AMERICUS | Sumter | 9129034 | 1 | Flapper Valve | 1999-10-15 | FALSE | 1999-10-15 | FALSE | Currently in Use | Diesel | 500 | Galvanic (STIP-3) | 2001-09-10 | Copper/Secondry Containment | Safe Suction (Euro)
ANDERSONVILLE ONE STOP | 211 E ELLAVILLE ST | ANDERSONVILLE | Sumter | 9129035 | 1 | Flapper Valve | 1998-07-01 | FALSE | 1998-07-01 | FALSE | Temporarily out of use | Diesel | 8000 | Steel-Impressed Current | 1984-06-01 | Steel (Impressed Current) | Safe Suction (Euro)
ANDERSONVILLE ONE STOP | 211 E ELLAVILLE ST | ANDERSONVILLE | Sumter | 9129035 | 2 | Flapper Valve | 1998-07-30 | FALSE | 1998-07-30 | FALSE | Temporarily out of use | Regular | 6000 | Steel-Impressed Current | 1984-06-01 | Steel (Impressed Current) | Safe Suction (Euro)
SHANNON AKIN | 2564 -C LAMAR RD | COBB | Sumter | 9129036 | 1 | [5 empty] | Removed from Ground | Diesel | 4000 | Bare Steel | 1980-01-01 | Galvanized Steel | Suction (American)
SHANNON AKIN | 2564 -C LAMAR RD | COBB | Sumter | 9129036 | 2 | [5 empty] | Removed from Ground | Diesel | 4000 | Bare Steel | 1980-01-01 | Galvanized Steel | Suction (American)
SHANNON AKIN | 2564 -C LAMAR RD | COBB | Sumter | 9129036 | 3 | [5 empty] | Removed from Ground | Gas (Historical Use) | 4000 | Bare Steel | 1980-01-01 | Galvanized Steel | Suction (American)
SUMTER REG HOSPITAL | 100 WHEATLEY DR | AMERICUS | Sumter | 9129037 | 1 | [5 empty] | Removed from Ground | Hazardous Substance | 10000 | Bare Steel | 1998-01-01 | Copper | Suction (American)
SUMTER REG HOSPITAL | 100 WHEATLEY DR | AMERICUS | Sumter | 9129037 | 2 | [5 empty] | Closed in Ground | Diesel | 3000 | Bare Steel | 1975-01-01 | Copper | Suction (American)
PLAINS DANFAIR EXPRESS | 114 HWY 45 NORTH | PLAINS | Sumter | 9129038 | 1 | Flapper Valve | 1998-11-16 | FALSE | 1998-11-16 | FALSE | Currently in Use | E-10 | 8000 | Steel-Impressed Current | 1976-05-15 | Steel (Impressed Current) | Safe Suction (Euro)
PLAINS DANFAIR EXPRESS | 114 HWY 45 NORTH | PLAINS | Sumter | 9129038 | 2 | Flapper Valve | 1998-11-16 | FALSE | 1998-11-16 | FALSE | Currently in Use | Diesel | 8000 | Steel-Impressed Current | 1976-05-15 | Steel (Impressed Current) | Safe Suction (Euro)
PHILLIPS 66 SERVICE STATION | 143 S JACKSON STREET | AMERICUS | Sumter | 9129039 | 1 | [5 empty] | Removed from Ground | Gas (Historical Use) | 6000 | Bare Steel | 2000-05-19 | Galvanized Steel | Suction (American)
PHILLIPS 66 SERVICE STATION | 143 S JACKSON STREET | AMERICUS | Sumter | 9129039 | 2 | [5 empty] | Removed from Ground | Gas (Historical Use) | 6000 | Bare Steel | 2000-05-19 | Galvanized Steel | Suction (American)
PHILLIPS 66 SERVICE STATION | 143 S JACKSON STREET | AMERICUS | Sumter | 9129039 | 3 | [5 empty] | Removed from Ground | Gas (Historical Use) | 1000 | Bare Steel | 2000-05-19 | Galvanized Steel | Suction (American)
SOUTH EAST LEASED FARM INC | INTERSECTION GEORGIA 195 & PEANU | AMERICUS | Sumter | 9129040 | 1 |  | 1990-02-01 |  | 1990-02-01 |  | Removed from Ground | Diesel | 12000 | Fiberglass | 1990-02-01 | Fiberglass Reinforced Plastic | Safe Suction (Euro)
KOINONIA PARTNERS | 1324 GEORGIA HWY 49 S | AMERICUS | Sumter | 9129041 | 3 | [5 empty] | Removed from Ground | Diesel | 1800 | Bare Steel | 1983-01-01 | Bare Steel | Suction (American)
HWY 280 FUEL CENTER | 207 HWY 280 WEST | AMERICUS | Sumter | 9129042 | 1 | Overfill Alarm | 1995-06-30 | FALSE | 1995-06-30 | FALSE | Currently in Use | Diesel | 15000 | Fiberglass | 1995-08-30 | Fiberglass Reinforced Plastic | Pressurized
HWY 280 FUEL CENTER | 207 HWY 280 WEST | AMERICUS | Sumter | 9129042 | 2 | Overfill Alarm | 1995-06-30 | FALSE | 1995-06-30 | FALSE | Currently in Use | Diesel | 4000 | Fiberglass | 1995-08-30 | Fiberglass Reinforced Plastic | Safe Suction (Euro)
HWY 280 FUEL CENTER | 207 HWY 280 WEST | AMERICUS | Sumter | 9129042 | 3A | Overfill Alarm | 2000-02-01 | FALSE | 2000-02-01 | FALSE | Currently in Use | Premium | 6000 | Composite | 2000-02-01 | Double-Walled Flex | Pressurized
HWY 280 FUEL CENTER | 207 HWY 280 WEST | AMERICUS | Sumter | 9129042 | 3B | Overfill Alarm | 2000-02-01 | FALSE | 2000-02-01 | FALSE | Currently in Use | E-0 | 4000 | Composite | 2000-02-01 | Double-Walled Flex | Pressurized
GOLD KIST | 125 LUKE ST | DESOTO | Sumter | 9129043 | 1 | [5 empty] | Removed from Ground | Gas (Historical Use) | 550 | Bare Steel | 1995-09-20 | Bare Steel
GOLD KIST | 125 LUKE ST | DESOTO | Sumter | 9129043 | 2 | [5 empty] | Removed from Ground | Diesel | 2000 | Bare Steel | 1995-09-20 | Bare Steel
SMITH COUNTRY STORE | 1619 HWY 27 E | LESLIE | Sumter | 9129044 | 1 | [5 empty] | Removed from Ground | Gas (Historical Use) | 0 | Bare Steel | 1996-07-31 | Bare Steel | Safe Suction (Euro)
SMITH COUNTRY STORE | 1619 HWY 27 E | LESLIE | Sumter | 9129044 | 2 | [5 empty] | Removed from Ground | Gas (Historical Use) | 0 | Bare Steel | 1996-07-31 | Bare Steel | Safe Suction (Euro)
SMITH COUNTRY STORE | 1619 HWY 27 E | LESLIE | Sumter | 9129044 | 3 | [5 empty] | Removed from Ground | Gas (Historical Use) | 0 | Bare Steel | 1996-07-31 | Bare Steel | Safe Suction (Euro)
SMITH COUNTRY STORE | 1619 HWY 27 E | LESLIE | Sumter | 9129044 | 4 |  | 1996-07-31 |  | 1996-07-31 |  | Currently in Use | Gas (Historical Use) | 1000 | Fiberglass | 1996-07-31 | Fiberglass Reinforced Plastic | Suction (American)
SMITH COUNTRY STORE | 1619 HWY 27 E | LESLIE | Sumter | 9129044 | 5 |  | 1996-07-31 |  | 1996-07-31 |  | Permanently Out Of Use | Gas (Historical Use) | 3000 | Fiberglass | 1996-07-31 | Fiberglass Reinforced Plastic | Suction (American)
SUMTER COUNTY BOARD OF EDUCATION | 100 LEARNING LN | AMERICUS | Sumter | 9129045 | 1 | Ball Float | 1990-10-20 | FALSE | 1990-10-20 | FALSE | Currently in Use | Diesel | 12000 | Composite | 1990-10-12 | Double-Walled Flex | Pressurized
SHILOTT DUSTING SERVICE INC | 1793 HOOKS MILL RD | LESLIE | Sumter | 9129046 | 1 | [5 empty] | Removed from Ground | Kerosene | 10000 | Bare Steel | 1998-08-01 | Galvanized Steel
GRANT STEPP EQUIPMENT CO | HWY 280 EAST | AMERICUS | Sumter | 9129051 | 1 |  |  | TRUE |  | TRUE | Removed from Ground | Used Oil | 0 | Bare Steel |  | Galvanized Steel | Gravity Fed
INLAND #819 | 1204 S MLK (US 19) | AMERICUS | Sumter | 9129052 | 1A | Ball Float | 1996-06-09 |  | 1996-06-09 |  | Currently in Use | Gas (Historical Use) | 25000 | Galvanic (STIP-3) | 1997-05-28 | Double-Walled Flex | Pressurized
INLAND #819 | 1204 S MLK (US 19) | AMERICUS | Sumter | 9129052 | 1B | Ball Float | 1996-06-09 |  | 1996-06-09 |  | Currently in Use | Gas (Historical Use) | 12000 | Galvanic (STIP-3) | 1997-05-28 | Double-Walled Flex | Pressurized
INLAND #819 | 1204 S MLK (US 19) | AMERICUS | Sumter | 9129052 | 2 | Ball Float | 1996-06-09 |  | 1996-06-09 |  | Currently in Use | Diesel | 8000 | Galvanic (STIP-3) | 1997-05-28 | Double-Walled Flex | Pressurized
SAMS DE | 1101 MLK JR BLVD | AMERICUS | Sumter | 9129053 | 1 | Flapper Valve | 1998-04-08 | FALSE | 1998-04-08 | FALSE | Currently in Use | Premium | 6000 | Galvanic (STIP-3) | 1986-04-18 | Fiberglass Reinforced Plastic | Pressurized
SAMS DE | 1101 MLK JR BLVD | AMERICUS | Sumter | 9129053 | 2 | Flapper Valve | 1998-04-08 | FALSE | 1998-04-08 | FALSE | Currently in Use | E-10 | 6000 | Galvanic (STIP-3) | 1986-04-18 | Fiberglass Reinforced Plastic | Pressurized
SAMS DE | 1101 MLK JR BLVD | AMERICUS | Sumter | 9129053 | 3 | Flapper Valve | 1998-04-08 | FALSE | 1998-04-08 | FALSE | Currently in Use | Plus | 6000 | Galvanic (STIP-3) | 1986-04-18 | Fiberglass Reinforced Plastic | Pressurized
SAMS DE | 1101 MLK JR BLVD | AMERICUS | Sumter | 9129053 | 4 | Flapper Valve | 1998-04-08 | FALSE | 1998-04-08 | FALSE | Currently in Use | Diesel | 2000 | Galvanic (STIP-3) | 1986-04-18 | Fiberglass Reinforced Plastic | Pressurized
PETE CRAFT AVIATION SERVICES INC | 1032 YOUNGS MILL RD | PLAINS | Sumter | 9129055 | 1 | [5 empty] | Permanently Out Of Use | Empty | 0 | Not Marked/Unknown | 1973-12-31 | Not Marked
PETE CRAFT AVIATION SERVICES INC | 1032 YOUNGS MILL RD | PLAINS | Sumter | 9129055 | 2 | [5 empty] | Permanently Out Of Use | Empty | 0 | Not Marked/Unknown | 1973-12-31 | Not Marked
SPRING CREEK MARINA | 3077 LAMAR RD | COBB | Sumter | 9129056 | 1 |  | 1999-06-01 | FALSE | 1999-06-01 | FALSE | Temporarily out of use | Regular | 4000 | Composite | 1999-09-01 | Double-Walled Flex | Pressurized
S & T FARMS | 1004 COBB-CREEK ROAD | COBB | Sumter | 9047174 | 1 | [5 empty] | Removed from Ground | Diesel | 0 | Marked Unknown |  | Unknown | Pressurized
STOP & SHOP | 704 N LEE ST | AMERICUS | Sumter | 9065033 | 1 | Flapper Valve | 1998-12-04 | FALSE | 1998-12-04 | FALSE | Currently in Use | Regular | 4000 | Galvanic (STIP-3) | 1999-01-01 | Fiberglass Reinforced Plastic | Pressurized
STOP & SHOP | 704 N LEE ST | AMERICUS | Sumter | 9065033 | 2 | Flapper Valve | 1998-12-04 | FALSE | 1998-12-04 | FALSE | Currently in Use | Regular | 3000 | Galvanic (STIP-3) | 1999-01-01 | Fiberglass Reinforced Plastic | Pressurized
STOP & SHOP | 704 N LEE ST | AMERICUS | Sumter | 9065033 | 3 | Flapper Valve | 1998-12-04 | FALSE | 1998-12-04 | FALSE | Currently in Use | Plus | 3000 | Galvanic (STIP-3) | 1999-01-01 | Fiberglass Reinforced Plastic | Pressurized
STOP & SHOP | 704 N LEE ST | AMERICUS | Sumter | 9065033 | 4 | Flapper Valve | 1998-12-04 | FALSE | 1998-12-04 | FALSE | Currently in Use | Premium | 3000 | Galvanic (STIP-3) | 1999-01-01 | Fiberglass Reinforced Plastic | Pressurized
MILLER PETRO 173 | 519 WEST FORSYTH AVE SE | AMERICUS | Sumter | 9000236 | 1 | [5 empty] | Removed from Ground | Gas (Historical Use) | 14000 | Bare Steel | 1958-02-10 | Bare Steel | Pressurized
MILLER PETRO 173 | 519 WEST FORSYTH AVE SE | AMERICUS | Sumter | 9000236 | 2 | [5 empty] | Removed from Ground | Gas (Historical Use) | 4000 | Bare Steel | 1958-02-10 | Bare Steel | Pressurized
MILLER PETRO 173 | 519 WEST FORSYTH AVE SE | AMERICUS | Sumter | 9000236 | 3 | [5 empty] | Removed from Ground | Gas (Historical Use) | 4000 | Bare Steel | 1958-02-10 | Bare Steel | Pressurized
MILLER PETRO 173 | 519 WEST FORSYTH AVE SE | AMERICUS | Sumter | 9000236 | 4 | Ball Float | 1997-02-01 | FALSE | 1997-02-01 | FALSE | Currently in Use | E-10 | 12000 | Epoxy | 1997-02-01 | Double-Walled Flex | Pressurized
MILLER PETRO 173 | 519 WEST FORSYTH AVE SE | AMERICUS | Sumter | 9000236 | 5 | Ball Float | 1997-02-01 | FALSE | 1997-02-01 | FALSE | Currently in Use | Premium | 8000 | Epoxy | 1997-02-01 | Double-Walled Flex | Pressurized
FULLERS GROCERY | US HWY 80 | GENEVA | Talbot | 9130001 | 1 | [5 empty] | Removed from Ground | Gas (Historical Use) | 2000 | Bare Steel | 1984-01-01 | Galvanized Steel
FULLERS GROCERY | US HWY 80 | GENEVA | Talbot | 9130001 | 2 | [5 empty] | Removed from Ground | Gas (Historical Use) | 2000 | Bare Steel | 1984-01-01 | Galvanized Steel
FULLERS GROCERY | US HWY 80 | GENEVA | Talbot | 9130001 | 3 | [5 empty] | Removed from Ground | Gas (Historical Use) | 1000 | Bare Steel | 1984-01-01 | Galvanized Steel
DOT 10381/WOODLAND MAINT HQ | RT 1 CT RD 20 | WOODLAND | Talbot | 9130002 | 10381-1 | [5 empty] | Removed from Ground | Gas (Historical Use) | 1060 | Bare Steel | 1993-06-03 | Galvanized Steel | Suction (American)
MAGIC HILL DISCOUNT GROCERY/HUFF | HWY 41 & GA HWY 85 | MANCHESTER | Talbot | 9130003 | 1 | [5 empty] | Removed from Ground | Gas (Historical Use) | 2000 | Bare Steel | 1986-05-08 | Galvanized Steel
MAGIC HILL DISCOUNT GROCERY/HUFF | HWY 41 & GA HWY 85 | MANCHESTER | Talbot | 9130003 | 2 | [5 empty] | Removed from Ground | Gas (Historical Use) | 1000 | Bare Steel | 1986-05-08 | Galvanized Steel
MAGIC HILL DISCOUNT GROCERY/HUFF | HWY 41 & GA HWY 85 | MANCHESTER | Talbot | 9130003 | 3 | [5 empty] | Removed from Ground | Gas (Historical Use) | 1000 | Bare Steel | 1986-05-08 | Galvanized Steel
BROWN BRO SAND CO | GA 96 | HOWARD | Talbot | 9130008 | 1A |  | 1999-01-15 |  | 1999-01-15 |  | Removed from Ground | Gas (Historical Use) | 1000 | Galvanic (STIP-3) | 1999-01-15 | Fiberglass Reinforced Plastic | Safe Suction (Euro)
BROWN BRO SAND CO | GA 96 | HOWARD | Talbot | 9130008 | 1B |  | 1999-01-15 |  | 1999-01-15 |  | Removed from Ground | Diesel | 2000 | Galvanic (STIP-3) | 1999-01-15 | Fiberglass Reinforced Plastic | Safe Suction (Euro)
JUNIPER JUNCTION GROCER | INTERSECTION US 80 & 267 | BOX SPRINGS | Talbot | 9130009 | 1 | [5 empty] | Permanently Out Of Use | Gas (Historical Use) | 3000 | Bare Steel | 1986-01-01 | Galvanized Steel | Safe Suction (Euro)
GENEVA QUICK STOP | US HWY 80 | GENEVA | Talbot | 9130010 | 1 |  | 1998-12-28 |  | 1998-12-28 |  | Temporarily out of use | Gas (Historical Use) | 6000 | Galvanic (STIP-3) | 1989-01-01 | Cathodically Protected | Suction (American)
GENEVA QUICK STOP | US HWY 80 | GENEVA | Talbot | 9130010 | 2 |  | 1998-12-28 |  | 1998-12-28 |  | Temporarily out of use | Gas (Historical Use) | 6000 | Galvanic (STIP-3) | 1989-01-01 | Cathodically Protected | Suction (American)
GENEVA QUICK STOP | US HWY 80 | GENEVA | Talbot | 9130010 | 3 |  | 1998-12-28 |  | 1998-12-28 |  | Temporarily out of use | Gas (Historical Use) | 6000 | Galvanic (STIP-3) | 1989-01-01 | Cathodically Protected | Suction (American)
GENEVA QUICK STOP | US HWY 80 | GENEVA | Talbot | 9130010 | 4 |  | 1998-12-28 |  | 1998-12-28 |  | Temporarily out of use | Diesel | 5000 | Galvanic (STIP-3) | 1989-01-01 | Cathodically Protected | Suction (American)
RUSSELL PROPERTY | HWY 41 NORTH | WOODLAND | Talbot | 9130011 | 1 | [5 empty] | Removed from Ground | Gas (Historical Use) | 1000 | Bare Steel | 1999-11-17 | Bare Steel | Safe Suction (Euro)
RUSSELL PROPERTY | HWY 41 NORTH | WOODLAND | Talbot | 9130011 | 2 | [5 empty] | Removed from Ground | Gas (Historical Use) | 1500 | Bare Steel | 1999-11-17 | Bare Steel | Safe Suction (Euro)
RUSSELL PROPERTY | HWY 41 NORTH | WOODLAND | Talbot | 9130011 | 3 | [5 empty] | Removed from Ground | Diesel | 1000 | Bare Steel | 1999-11-17 | Bare Steel | Safe Suction (Euro)
RUSSELL PROPERTY | HWY 41 NORTH | WOODLAND | Talbot | 9130011 | 4 | [5 empty] | Removed from Ground | Kerosene | 500 | Bare Steel | 1999-11-17 | Bare Steel | Safe Suction (Euro)
BOX SPRINGS COUNTRY STORE | 7281 COLUMBUS HWY | BOX SPRINGS | Talbot | 9130012 | 1 | Flapper Valve | 1993-05-12 |  | 1993-05-12 |  | Currently in Use | Gas (Historical Use) | 6000 | Galvanic (STIP-3) | 1993-05-12 | Fiberglass Reinforced Plastic | Safe Suction (Euro)
BOX SPRINGS COUNTRY STORE | 7281 COLUMBUS HWY | BOX SPRINGS | Talbot | 9130012 | 2 | Flapper Valve | 1993-05-12 |  | 1993-05-12 |  | Currently in Use | Diesel | 4000 | Galvanic (STIP-3) | 1993-05-12 | Fiberglass Reinforced Plastic | Safe Suction (Euro)
TALBOT COUNTY FUELING FACILITY | 35 W MADISON ST | TALBOTTON | Talbot | 10002550 | 1A |  | 1999-12-01 | FALSE | 1999-12-01 | FALSE | Temporarily out of use | Gas (Historical Use) | 2000 | Composite | 1999-12-22 | Fiberglass Reinforced Plastic | Safe Suction (Euro)
TALBOT COUNTY FUELING FACILITY | 35 W MADISON ST | TALBOTTON | Talbot | 10002550 | 1B |  | 1999-12-01 | FALSE | 1999-12-01 | FALSE | Temporarily out of use | Diesel | 2000 | Composite | 1998-01-22 | Fiberglass Reinforced Plastic | Safe Suction (Euro)
PEPOS #5 | 98 S WASHINGTON ST | TALBOTTON | Talbot | 10000834 | 1A |  | 2004-12-01 | FALSE | 2004-12-01 | FALSE | Currently in Use | Gas (Historical Use) | 12000 | Epoxy | 2004-12-01 | Fiberglass Reinforced Plastic | Pressurized
PEPOS #5 | 98 S WASHINGTON ST | TALBOTTON | Talbot | 10000834 | 1B |  | 2004-12-01 | FALSE | 2004-12-01 | FALSE | Currently in Use | Gas (Historical Use) | 8000 | Epoxy | 2004-12-01 | Fiberglass Reinforced Plastic | Pressurized
TALBOTTON QUICK SPOT | 390 N WASHINGTON AVE | TALBOTTON | Talbot | 10000470 | 1 | Flapper Valve | 2003-10-25 | FALSE | 2003-10-25 | FALSE | Currently in Use | Gas (Historical Use) | 12000 | Epoxy | 2003-10-25 | Fiberglass Reinforced Plastic | Pressurized
TALBOTTON QUICK SPOT | 390 N WASHINGTON AVE | TALBOTTON | Talbot | 10000470 | 2 | Flapper Valve | 2003-10-25 | FALSE | 2003-10-25 | FALSE | Currently in Use | Gas (Historical Use) | 8000 | Epoxy | 2003-10-25 | Fiberglass Reinforced Plastic | Pressurized
TALBOTTON QUICK SPOT | 390 N WASHINGTON AVE | TALBOTTON | Talbot | 10000470 | 3 | Flapper Valve | 2003-10-25 | FALSE | 2003-10-25 | FALSE | Currently in Use | Diesel | 6000 | Epoxy | 2003-10-25 | Fiberglass Reinforced Plastic | Pressurized
TALBOTTON QUICK SPOT | 390 N WASHINGTON AVE | TALBOTTON | Talbot | 10000470 | 4 | Flapper Valve | 2003-10-25 | FALSE | 2003-10-25 | FALSE | Currently in Use | Diesel | 6000 | Epoxy | 2003-10-25 | Fiberglass Reinforced Plastic | Pressurized
TALBOTTON QUICK SPOT | 390 N WASHINGTON AVE | TALBOTTON | Talbot | 10000470 | 5 | Flapper Valve | 2003-10-25 | FALSE | 2003-10-25 | FALSE | Currently in Use | Kerosene | 2000 | Epoxy | 2003-10-25 | Fiberglass Reinforced Plastic | Pressurized
GA FC | HWY 80 S RT 2 BOX 209 | TALBOTTON | Talbot | 1300005 | 1 | [5 empty] | Removed from Ground | Diesel | 560 | Bare Steel | 1961-04-28 | Galvanized Steel | Safe Suction (Euro)
GA FC | HWY 80 S RT 2 BOX 209 | TALBOTTON | Talbot | 1300005 | 2 | [5 empty] | Removed from Ground | Gas (Historical Use) | 2000 | Bare Steel | 1979-04-24 | Galvanized Steel | Safe Suction (Euro)
GA FC | HWY 80 S RT 2 BOX 209 | TALBOTTON | Talbot | 1300005 | 3 |  | 1989-05-01 |  | 1989-05-01 |  | Removed from Ground | Diesel | 2000 | Galvanic (STIP-3) | 1989-05-01 | Cathodically Protected | Safe Suction (Euro)
GA FC | HWY 80 S RT 2 BOX 209 | TALBOTTON | Talbot | 1300005 | 4 |  | 1989-05-01 |  | 1989-05-01 |  | Removed from Ground | Gas (Historical Use) | 550 | Galvanic (STIP-3) | 1989-05-01 | Cathodically Protected | Safe Suction (Euro)
DOT 10324/TALBOT CO MAINT HQ | GA HWY 41 SOUTH/BOX 208I | TALBOTTON | Talbot | 1300006 | 324G1 | [5 empty] | Removed from Ground | Gas (Historical Use) | 1060 | Bare Steel | 1972-05-02 | Galvanized Steel | Safe Suction (Euro)
GENEVA | PO BOX 165 | GENEVA | Talbot | 1300007 | 1 | [5 empty] | Removed from Ground | Other | 5000 | Bare Steel | 1980-04-11 | Unknown
GENEVA | PO BOX 165 | GENEVA | Talbot | 1300007 | 2 | [5 empty] | Removed from Ground | Other | 3000 | Bare Steel | 1980-04-11 | Unknown
HAMPS INC | GA HWY 85 | MANCHESTER | Talbot | 1300012 | 1 |  | 1998-10-23 |  | 1991-07-11 |  | Removed from Ground | Gas (Historical Use) | 4000 | Steel-Impressed Current | 1986-05-08 | Steel (Impressed Current) | Safe Suction (Euro)
HAMPS INC | GA HWY 85 | MANCHESTER | Talbot | 1300012 | 2 |  | 1998-10-23 |  | 1991-07-11 |  | Removed from Ground | Gas (Historical Use) | 4000 | Steel-Impressed Current | 1986-05-08 | Steel (Impressed Current) | Safe Suction (Euro)
HAMPS INC | GA HWY 85 | MANCHESTER | Talbot | 1300012 | 3 |  | 1998-10-23 |  | 1991-07-11 |  | Removed from Ground | Gas (Historical Use) | 4000 | Steel-Impressed Current | 1986-05-08 | Steel (Impressed Current) | Safe Suction (Euro)
HAMPS INC | GA HWY 85 | MANCHESTER | Talbot | 1300012 | 4 |  | 1997-10-23 |  | 1991-07-11 |  | Removed from Ground | Gas (Historical Use) | 4000 | Steel-Impressed Current | 1986-05-08 | Steel (Impressed Current) | Safe Suction (Euro)
HAMPS INC | GA HWY 85 | MANCHESTER | Talbot | 1300012 | 5 |  | 1998-10-23 |  | 1991-07-11 |  | Removed from Ground | Diesel | 4000 | Steel-Impressed Current | 1986-05-08 | Steel (Impressed Current) | Safe Suction (Euro)
HESTERS GRO INC | BROAD ST | JUNCTION CITY | Talbot | 1300013 | 1 | [5 empty] | Removed from Ground | Gas (Historical Use) | 1000 | Bare Steel | 1986-05-08 | Galvanized Steel
HESTERS GRO INC | BROAD ST | JUNCTION CITY | Talbot | 1300013 | 2 | [5 empty] | Removed from Ground | Gas (Historical Use) | 560 | Bare Steel | 1986-05-08 | Galvanized Steel
HESTERS GRO INC | BROAD ST | JUNCTION CITY | Talbot | 1300013 | 3 | [5 empty] | Removed from Ground | Gas (Historical Use) | 560 | Bare Steel | 1986-05-08 | Galvanized Steel
HESTERS GRO INC | BROAD ST | JUNCTION CITY | Talbot | 1300013 | 4 | [5 empty] | Removed from Ground | Kerosene | 287 | Bare Steel | 1986-05-08 | Galvanized Steel
GEO FOOD MART #66 | 8188 HWY 41 | WOODLAND | Talbot | 1300014 | 1 | [5 empty] | Closed in Ground | Gas (Historical Use) | 4000 | Bare Steel | 1980-01-01 | Galvanized Steel | Safe Suction (Euro)
GEO FOOD MART #66 | 8188 HWY 41 | WOODLAND | Talbot | 1300014 | 2 | Flapper Valve | 1998-05-01 | FALSE | 1998-05-01 | FALSE | Currently in Use | Regular | 4000 | Steel-Impressed Current | 1980-01-01 | Steel (Impressed Current) | Safe Suction (Euro)
GEO FOOD MART #66 | 8188 HWY 41 | WOODLAND | Talbot | 1300014 | 3 | Flapper Valve | 1998-05-01 | FALSE | 1998-05-01 | FALSE | Currently in Use | Premium | 4000 | Steel-Impressed Current | 1980-01-01 | Steel (Impressed Current) | Safe Suction (Euro)
GEO FOOD MART #66 | 8188 HWY 41 | WOODLAND | Talbot | 1300014 | 4 | Flapper Valve | 1998-05-01 | FALSE | 1998-05-01 | FALSE | Currently in Use | Diesel | 4000 | Steel-Impressed Current | 1980-01-01 | Steel (Impressed Current) | Safe Suction (Euro)
GEO FOOD MART #66 | 8188 HWY 41 | WOODLAND | Talbot | 1300014 | 5 | Flapper Valve | 1998-05-01 | FALSE | 1998-05-01 | FALSE | Temporarily out of use | Kerosene | 1000 | Steel-Impressed Current | 1986-01-01 | Steel (Impressed Current) | Safe Suction (Euro)
W EUGENE HUDDLESTONS GULF | STATE HWY 41 | WOODLAND | Talbot | 1300018 | 1 | [5 empty] | Removed from Ground | Gas (Historical Use) | 560 | Bare Steel | 1986-05-08 | Galvanized Steel
W EUGENE HUDDLESTONS GULF | STATE HWY 41 | WOODLAND | Talbot | 1300018 | 2 | [5 empty] | Removed from Ground | Gas (Historical Use) | 560 | Bare Steel | 1986-05-08 | Galvanized Steel
RACERS GAS | HWY US41 | TALBOTTON | Talbot | 1300020 | 1 | Flapper Valve | 1998-01-01 | FALSE | 1998-01-01 | FALSE | Currently in Use | Plus | 6000 | Steel-Impressed Current | 1978-05-07 | Steel (Impressed Current) | Safe Suction (Euro)
RACERS GAS | HWY US41 | TALBOTTON | Talbot | 1300020 | 2 | Flapper Valve | 1998-01-01 | FALSE | 1998-01-01 | FALSE | Currently in Use | Regular | 6000 | Steel-Impressed Current | 1978-05-07 | Steel (Impressed Current) | Safe Suction (Euro)
RACERS GAS | HWY US41 | TALBOTTON | Talbot | 1300020 | 3 | Flapper Valve | 1998-01-01 | FALSE | 1998-01-01 | FALSE | Currently in Use | Premium | 6000 | Steel-Impressed Current | 1978-05-07 | Steel (Impressed Current) | Safe Suction (Euro)
HUDDLESTONS GARAGE INC | HWY 41 | WOODLAND | Talbot | 1300023 | 1 | [5 empty] | Removed from Ground | Gas (Historical Use) | 560 | Marked Unknown | 1986-05-08 | Unknown
HUDDLESTONS GARAGE INC | HWY 41 | WOODLAND | Talbot | 1300023 | 2 | [5 empty] | Removed from Ground | Gas (Historical Use) | 560 | Marked Unknown | 1974-05-11 | Unknown
HUDDLESTONS GARAGE INC | HWY 41 | WOODLAND | Talbot | 1300023 | 3 | [5 empty] | Removed from Ground | Gas (Historical Use) | 560 | Marked Unknown | 1986-05-08 | Unknown
HAMPS INC (CONV STORE) # 1 | 999 GEO WEST TOWNS AVE HWY 80 EA | TALBOTTON | Talbot | 1300025 | 1 |  | 1997-11-10 |  | 1997-11-10 |  | Removed from Ground | Gas (Historical Use) | 4000 | Steel-Impressed Current | 1978-05-18 | Steel (Impressed Current) | Safe Suction (Euro)
HAMPS INC (CONV STORE) # 1 | 999 GEO WEST TOWNS AVE HWY 80 EA | TALBOTTON | Talbot | 1300025 | 2 |  | 1997-11-10 |  | 1997-11-10 |  | Removed from Ground | Gas (Historical Use) | 6000 | Steel-Impressed Current | 1978-05-18 | Steel (Impressed Current) | Safe Suction (Euro)
HAMPS INC (CONV STORE) # 1 | 999 GEO WEST TOWNS AVE HWY 80 EA | TALBOTTON | Talbot | 1300025 | 3 |  | 1997-11-10 |  | 1997-11-10 |  | Removed from Ground | Gas (Historical Use) | 6000 | Steel-Impressed Current | 1978-05-18 | Steel (Impressed Current) | Suction (American)
HAMPS INC (CONV STORE) # 1 | 999 GEO WEST TOWNS AVE HWY 80 EA | TALBOTTON | Talbot | 1300025 | 4 |  | 1997-11-10 |  | 1997-11-10 |  | Removed from Ground | Diesel | 8000 | Steel-Impressed Current | 1982-05-17 | Steel (Impressed Current) | Safe Suction (Euro)
HAMPS INC (CONV STORE) # 1 | 999 GEO WEST TOWNS AVE HWY 80 EA | TALBOTTON | Talbot | 1300025 | 5 |  | 1997-11-10 |  | 1997-11-10 |  | Removed from Ground | Kerosene | 500 | Steel-Impressed Current | 1986-05-16 | Steel (Impressed Current) | Suction (American)
TALBOT CO RD DEPT | 174 W TYLER ST | TALBOTTON | Talbot | 130003 | 1 |  | 1999-12-01 | FALSE | 1999-12-01 | FALSE | Removed from Ground | Diesel | 1000 | Galvanic (STIP-3) | 1986-02-24 | Galvanized Steel | Safe Suction (Euro)
TALBOT CO RD DEPT | 174 W TYLER ST | TALBOTTON | Talbot | 130003 | 2 |  | 1999-12-01 | FALSE | 1999-12-01 | FALSE | Removed from Ground | Gas (Historical Use) | 1000 | Galvanic (STIP-3) | 1986-02-24 | Galvanized Steel | Safe Suction (Euro)
MITCHELLS | US HWY 80 | TALBOTTON | Talbot | 130008 | 1 | [5 empty] | Removed from Ground | Diesel | 1000 | Bare Steel | 1986-05-08 | Galvanized Steel
MITCHELLS | US HWY 80 | TALBOTTON | Talbot | 130008 | 2 | [5 empty] | Removed from Ground | Gas (Historical Use) | 1000 | Bare Steel | 1986-05-08 | Galvanized Steel
MITCHELLS | US HWY 80 | TALBOTTON | Talbot | 130008 | 3 | [5 empty] | Removed from Ground | Gas (Historical Use) | 6000 | Bare Steel | 1986-05-08 | Galvanized Steel
ATL-TOWING TIRES & RIMS | 60 WASHINGTON AVE | TALBOTTON | Talbot | 130010 | 1 | [5 empty] | Removed from Ground | Gas (Historical Use) | 1000 | Bare Steel | 1986-05-08 | Galvanized Steel
ATL-TOWING TIRES & RIMS | 60 WASHINGTON AVE | TALBOTTON | Talbot | 130010 | 2 | [5 empty] | Removed from Ground | Gas (Historical Use) | 560 | Bare Steel | 1986-05-08 | Galvanized Steel
ATL-TOWING TIRES & RIMS | 60 WASHINGTON AVE | TALBOTTON | Talbot | 130010 | 3 | [5 empty] | Removed from Ground | Gas (Historical Use) | 560 | Bare Steel | 1986-05-08 | Galvanized Steel
ATL-TOWING TIRES & RIMS | 60 WASHINGTON AVE | TALBOTTON | Talbot | 130010 | 4 | [5 empty] | Removed from Ground | Diesel | 535 | Bare Steel | 1986-05-08 | Galvanized Steel
ATL-TOWING TIRES & RIMS | 60 WASHINGTON AVE | TALBOTTON | Talbot | 130010 | 5 | Flapper Valve | 2000-01-01 |  | 2000-01-01 |  | Temporarily out of use | Gas (Historical Use) | 1000 | Epoxy | 2000-01-01 | Double Walled | Safe Suction (Euro)
ATL-TOWING TIRES & RIMS | 60 WASHINGTON AVE | TALBOTTON | Talbot | 130010 | 6 | Flapper Valve | 2000-01-01 |  | 2000-01-01 |  | Temporarily out of use | Gas (Historical Use) | 1000 | Epoxy | 2000-01-01 | Double Walled | Safe Suction (Euro)
ATL-TOWING TIRES & RIMS | 60 WASHINGTON AVE | TALBOTTON | Talbot | 130010 | 7 | Flapper Valve | 2000-01-01 |  | 2000-01-01 |  | Temporarily out of use | Gas (Historical Use) | 550 | Epoxy | 2000-01-01 | Double Walled | Safe Suction (Euro)
ATL-TOWING TIRES & RIMS | 60 WASHINGTON AVE | TALBOTTON | Talbot | 130010 | 8 | Flapper Valve | 2000-01-01 |  | 2000-01-01 |  | Temporarily out of use | Diesel | 550 | Epoxy | 2000-01-01 | Double Walled | Safe Suction (Euro)
PCA III | GA 96 & US 80 | GENEVA | Talbot | 130015 | 1 |  | 1998-01-01 |  | 1998-01-01 |  | Removed from Ground | Gas (Historical Use) | 3000 | Steel-Impressed Current | 1977-05-10 | Cathodically Protected | Safe Suction (Euro)
PCA III | GA 96 & US 80 | GENEVA | Talbot | 130015 | 2 |  | 1998-01-01 |  | 1998-01-01 |  | Removed from Ground | Gas (Historical Use) | 4000 | Steel-Impressed Current | 1977-05-10 | Cathodically Protected | Safe Suction (Euro)
PCA III | GA 96 & US 80 | GENEVA | Talbot | 130015 | 3 |  | 1998-01-01 |  | 1998-01-01 |  | Removed from Ground | Gas (Historical Use) | 3000 | Steel-Impressed Current | 1977-05-10 | Cathodically Protected | Safe Suction (Euro)
PCA III | GA 96 & US 80 | GENEVA | Talbot | 130015 | 4 | [5 empty] | Removed from Ground | Diesel | 2000 | Concrete | 1977-05-10 | Galvanized Steel
PCA III | GA 96 & US 80 | GENEVA | Talbot | 130015 | 5A | Flapper Valve | 1999-03-01 |  | 1999-03-01 |  | Currently in Use | Diesel | 4000 | Composite | 1999-03-01 | Steel (Impressed Current) | Safe Suction (Euro)
PCA III | GA 96 & US 80 | GENEVA | Talbot | 130015 | 5B | Flapper Valve | 1999-03-01 | FALSE | 1999-03-01 | FALSE | Currently in Use | Diesel | 2000 | Composite | 1999-03-01 | Steel (Impressed Current) | Safe Suction (Euro)
PCA III | GA 96 & US 80 | GENEVA | Talbot | 130015 | 5C | Flapper Valve | 1999-03-01 | FALSE | 1999-03-01 | FALSE | Currently in Use | Kerosene | 2000 | Composite | 1999-03-01 | Fiberglass Reinforced Plastic | Safe Suction (Euro)
PCA III | GA 96 & US 80 | GENEVA | Talbot | 130015 | 6A | Flapper Valve | 2001-02-13 | FALSE | 2001-02-13 | FALSE | Currently in Use | Gas (Historical Use) | 8000 | Composite | 2001-02-13 | Fiberglass Reinforced Plastic | Pressurized
PCA III | GA 96 & US 80 | GENEVA | Talbot | 130015 | 6B | Flapper Valve | 2001-02-13 | FALSE | 2001-02-13 | FALSE | Currently in Use | Gas (Historical Use) | 4000 | Composite | 2001-02-13 | Fiberglass Reinforced Plastic | Pressurized
BAILEY GROCERY | US HWY 80 | BOX SPRINGS | Talbot | 130016 | 1 | [5 empty] | Removed from Ground | Gas (Historical Use) | 1000 | Bare Steel | 1974-05-11 | Galvanized Steel
BAILEY GROCERY | US HWY 80 | BOX SPRINGS | Talbot | 130016 | 2 | [5 empty] | Removed from Ground | Gas (Historical Use) | 560 | Bare Steel | 1974-05-11 | Galvanized Steel
PRENELL AUTOCARE | US HWY 80 @ GA HWY 41 | TALBOTTON | Talbot | 130017 | 1 |  | 1997-06-12 |  | 1997-06-12 |  | Removed from Ground | Gas (Historical Use) | 2000 | Steel-Impressed Current | 1986-05-08 | Cathodically Protected
PRENELL AUTOCARE | US HWY 80 @ GA HWY 41 | TALBOTTON | Talbot | 130017 | 2 |  | 1997-06-12 |  | 1997-06-12 |  | Removed from Ground | Gas (Historical Use) | 2000 | Steel-Impressed Current | 1986-05-08 | Cathodically Protected
PRENELL AUTOCARE | US HWY 80 @ GA HWY 41 | TALBOTTON | Talbot | 130017 | 3 |  | 1997-06-12 |  | 1997-06-12 |  | Removed from Ground | Gas (Historical Use) | 2000 | Steel-Impressed Current | 1986-05-08 | Cathodically Protected
J F LUCAS-LUCAS GROCERY | HWY 208 | TALBOTTON | Talbot | 130019 | 1 | [5 empty] | Removed from Ground | Gas (Historical Use) | 250 | Bare Steel |  | Galvanized Steel
J F LUCAS-LUCAS GROCERY | HWY 208 | TALBOTTON | Talbot | 130019 | 2 | [5 empty] | Removed from Ground | Gas (Historical Use) | 250 | Bare Steel |  | Galvanized Steel
J F LUCAS-LUCAS GROCERY | HWY 208 | TALBOTTON | Talbot | 130019 | 3 | [5 empty] | Removed from Ground | Kerosene | 287 | Bare Steel |  | Galvanized Steel
TALBOT COUNTY BD OF ED | 405 E W TYLER ST | TALBOTTON | Talbot | 130022 | 1 | Flapper Valve | 1990-05-09 | FALSE | 1990-05-09 | FALSE | Removed from Ground | Diesel | 6000 | Galvanic (STIP-3) | 1990-05-09 | Fiberglass Reinforced Plastic | Suction (American)
TALBOT COUNTY BD OF ED | 405 E W TYLER ST | TALBOTTON | Talbot | 130022 | 2 | Flapper Valve | 1990-05-09 | FALSE | 1990-05-09 | FALSE | Removed from Ground | Gas (Historical Use) | 1000 | Galvanic (STIP-3) | 1990-05-09 | Fiberglass Reinforced Plastic | Suction (American)
C & C CONVENIENCE STORE | WASHINGTON AVE & HARRISON ST | TALBOTTON | Talbot | 1060016 | 1 | [5 empty] | Removed from Ground | Diesel | 500 | Fiberglass | 1985-05-13 | Galvanized Steel
C & C CONVENIENCE STORE | WASHINGTON AVE & HARRISON ST | TALBOTTON | Talbot | 1060016 | 2 | [5 empty] | Removed from Ground | Other | 3000 | Bare Steel | 1985-05-13 | Galvanized Steel
C & C CONVENIENCE STORE | WASHINGTON AVE & HARRISON ST | TALBOTTON | Talbot | 1060016 | 3 | [5 empty] | Removed from Ground | Other | 3000 | Bare Steel | 1985-05-13 | Galvanized Steel
C & C CONVENIENCE STORE | WASHINGTON AVE & HARRISON ST | TALBOTTON | Talbot | 1060016 | 4 | [5 empty] | Removed from Ground | Other | 3000 | Bare Steel | 1985-05-13 | Galvanized Steel
C & C CONVENIENCE STORE | WASHINGTON AVE & HARRISON ST | TALBOTTON | Talbot | 1060016 | 5 | [5 empty] | Removed from Ground | Other | 500 | Bare Steel | 1985-05-13 | Galvanized Steel
SENIOR CITIZEN BLDG | PARK ST | CRAWFORDVILLE | Taliaferro | 1310001 | 1 | [5 empty] | Removed from Ground | Gas (Historical Use) | 3000 | Bare Steel | 1976-04-12 | Galvanized Steel
TALIAFERRO CO UNIT GA FORESTRY C | RT 1 BOX 33 | CRAWFORDVILLE | Taliaferro | 1310002 | 1 | [5 empty] | Removed from Ground | Gas (Historical Use) | 560 | Bare Steel | 1984-04-22 | Galvanized Steel | Safe Suction (Euro)
TALIAFERRO CO UNIT GA FORESTRY C | RT 1 BOX 33 | CRAWFORDVILLE | Taliaferro | 1310002 | 2 |  | 1991-03-20 |  | 1991-03-20 |  | Removed from Ground | Gas (Historical Use) | 1000 | Galvanic (STIP-3) | 1991-03-20 | Cathodically Protected | Safe Suction (Euro)
TALIAFERRO CO UNIT GA FORESTRY C | RT 1 BOX 33 | CRAWFORDVILLE | Taliaferro | 1310002 | 3 |  | 1991-03-20 |  | 1991-03-20 |  | Removed from Ground | Diesel | 1000 | Galvanic (STIP-3) | 1991-03-20 | Cathodically Protected | Safe Suction (Euro)
MIDWAY TRUCK STOP | 113 HELLO RD | CRAWFORDVILLE | Taliaferro | 1310003 | 1 | Flapper Valve | 1998-02-01 |  | 1998-02-01 |  | Removed from Ground | Diesel | 20000 | Steel-Impressed Current | 1979-12-01 | Fiberglass Reinforced Plastic | Pressurized
MIDWAY TRUCK STOP | 113 HELLO RD | CRAWFORDVILLE | Taliaferro | 1310003 | 2 | Flapper Valve | 1998-01-15 |  | 1998-01-15 |  | Removed from Ground | Gas (Historical Use) | 10000 | Steel-Impressed Current | 1979-12-01 | Fiberglass Reinforced Plastic | Pressurized
MIDWAY TRUCK STOP | 113 HELLO RD | CRAWFORDVILLE | Taliaferro | 1310003 | 3 | Flapper Valve | 1998-01-15 |  | 1998-01-15 |  | Removed from Ground | Gas (Historical Use) | 8000 | Steel-Impressed Current | 1979-12-01 | Fiberglass Reinforced Plastic | Pressurized
MIDWAY TRUCK STOP | 113 HELLO RD | CRAWFORDVILLE | Taliaferro | 1310003 | 4 | Flapper Valve | 1998-01-15 |  | 1998-01-15 |  | Removed from Ground | Gas (Historical Use) | 8000 | Steel-Impressed Current | 1979-12-01 | Fiberglass Reinforced Plastic | Pressurized
MIDWAY TRUCK STOP | 113 HELLO RD | CRAWFORDVILLE | Taliaferro | 1310003 | 5 | [5 empty] | Removed from Ground | Gas (Historical Use) | 5000 | Bare Steel | 1979-12-01 | Galvanized Steel | Pressurized
A H STEPHENS STATE PARK | 456 ALEXANDER STREET | CRAWFORDVILLE | Taliaferro | 1310004 | 1 |  |  | FALSE |  | FALSE | Permanently Out of Use - historical purposes |  | 500 | Bare Steel | 1948-02-01
A H STEPHENS STATE PARK | 456 ALEXANDER STREET | CRAWFORDVILLE | Taliaferro | 1310004 | 2 |  |  | FALSE |  | FALSE | Permanently Out of Use - historical purposes |  | 500 | Bare Steel | 1952-01-31
A H STEPHENS STATE PARK | 456 ALEXANDER STREET | CRAWFORDVILLE | Taliaferro | 1310004 | 3 |  | 2006-04-01 | FALSE | 2006-04-01 | FALSE | Temporarily out of use | Regular | 2500 | Fiberglass Double Walled | 2006-04-01 | Fiberglass Reinforced Plastic | Safe Suction (Euro)
A H STEPHENS STATE PARK | 456 ALEXANDER STREET | CRAWFORDVILLE | Taliaferro | 1310004 | 4 |  | 2006-04-01 | FALSE | 2006-04-01 | FALSE | Temporarily out of use | Diesel | 2500 | Fiberglass Double Walled | 2006-04-01 | Fiberglass Reinforced Plastic | Safe Suction (Euro)
GA DOT #10287 OLD TALIAFERRO CO | SR GA HWY 12/EAST OF SR 22 | CRAWFORDVILLE | Taliaferro | 1310005 | 10287-1 | [5 empty] | Removed from Ground | Gas (Historical Use) | 1020 | Bare Steel | 1986-04-29 | Unknown
GA DOT #10255 TALIAFERRO CO MAIN | NEW HOPE CHURCH RD/ 1 1/2 MI WES | CRAWFORDVILLE | Taliaferro | 1310006 | 255D1 | [5 empty] | Removed from Ground | Diesel | 1020 | Bare Steel | 1971-05-03 | Galvanized Steel | Suction (American)
GA DOT #10255 TALIAFERRO CO MAIN | NEW HOPE CHURCH RD/ 1 1/2 MI WES | CRAWFORDVILLE | Taliaferro | 1310006 | 255G1 | [5 empty] | Removed from Ground | Gas (Historical Use) | 1020 | Bare Steel | 1979-05-01 | Galvanized Steel | Suction (American)
GA DOT #10255 TALIAFERRO CO MAIN | NEW HOPE CHURCH RD/ 1 1/2 MI WES | CRAWFORDVILLE | Taliaferro | 1310006 | 255G2 | [5 empty] | Removed from Ground | Gas (Historical Use) | 1060 | Bare Steel | 1984-04-29 | Galvanized Steel | Suction (American)
DARDENS GROCERY | HWY 47 | SHARON | Taliaferro | 1310007 | 1 | [5 empty] | Removed from Ground | Gas (Historical Use) | 1000 | Bare Steel | 1966-05-12 | Galvanized Steel
DARDENS GROCERY | HWY 47 | SHARON | Taliaferro | 1310007 | 2 | [5 empty] | Removed from Ground | Gas (Historical Use) | 1000 | Bare Steel | 1966-05-12 | Galvanized Steel
BP | 1210 SPARTA RD SE | CRAWFORDVILLE | Taliaferro | 1310008 | 1 | Flapper Valve | 1994-04-01 |  | 1994-04-01 |  | Currently in Use | Gas (Historical Use) | 10000 | Lined Interior | 1976-05-09 | Galvanized Steel | Pressurized
BP | 1210 SPARTA RD SE | CRAWFORDVILLE | Taliaferro | 1310008 | 2 | Flapper Valve | 1994-04-01 |  | 1994-04-01 |  | Currently in Use | Gas (Historical Use) | 10000 | Lined Interior | 1976-05-09 | Galvanized Steel | Pressurized
BP | 1210 SPARTA RD SE | CRAWFORDVILLE | Taliaferro | 1310008 | 3 | Flapper Valve | 1994-04-01 |  | 1994-04-01 |  | Closed in Ground | Gas (Historical Use) | 10000 | Lined Interior | 1976-05-09 | Galvanized Steel | Pressurized
BP | 1210 SPARTA RD SE | CRAWFORDVILLE | Taliaferro | 1310008 | 4 | Flapper Valve | 1994-04-01 |  | 1994-04-01 |  | Closed in Ground | Diesel | 10000 | Lined Interior | 1976-05-09 | Galvanized Steel | Pressurized
TALIFERRO COUNTY COURTHOUSE | MAIN ST | CRAWFORDVILLE | Taliaferro | 1310009 | 1 | [5 empty] | Removed from Ground | Gas (Historical Use) | 1000 | Bare Steel | 1966-05-12 | Galvanized Steel | Suction (American)
ANSLEY AMOCO | HWY 278 EAST | CRAWFORDVILLE | Taliaferro | 1310010 | 1 | [5 empty] | Permanently Out of Use - historical purposes | Empty | 550 | Bare Steel | 1956-05-14 | Galvanized Steel
ANSLEY AMOCO | HWY 278 EAST | CRAWFORDVILLE | Taliaferro | 1310010 | 2 | [5 empty] | Permanently Out of Use - historical purposes | Empty | 550 | Bare Steel | 1956-05-14 | Galvanized Steel
CHAPMANS AMOCO | HWY 278 | CRAWFORDVILLE | Taliaferro | 1310011 | 1 | [5 empty] | Removed from Ground | Empty | 1000 | Bare Steel | 1966-05-12 | Galvanized Steel
CHAPMANS AMOCO | HWY 278 | CRAWFORDVILLE | Taliaferro | 1310011 | 2 | [5 empty] | Removed from Ground | Empty | 1000 | Bare Steel | 1966-05-12 | Galvanized Steel
TALIAFERRO COUNTY RD DEPARTMENT | HWY 278 | CRAWFORDVILLE | Taliaferro | 1310012 | 1 | [5 empty] | Removed from Ground | Diesel | 1000 | Bare Steel | 1971-05-11 | Galvanized Steel | Suction (American)
TALIAFERRO COUNTY RD DEPARTMENT | HWY 278 | CRAWFORDVILLE | Taliaferro | 1310012 | 2 | [5 empty] | Removed from Ground | Gas (Historical Use) | 550 | Bare Steel | 1971-05-11 | Galvanized Steel | Suction (American)
CRAWFORDVILLE MART | 248 BROAD ST | CRAWFORDVILLE | Taliaferro | 1310014 | 1 | [5 empty] | Removed from Ground | Empty | 1000 | Cathodically Protected Steel | 1986-06-02 | Galvanized Steel | Safe Suction (Euro)
CRAWFORDVILLE MART | 248 BROAD ST | CRAWFORDVILLE | Taliaferro | 1310014 | 2 | [5 empty] | Removed from Ground | Empty | 1000 | Cathodically Protected Steel | 1986-06-02 | Galvanized Steel | Safe Suction (Euro)
CRAWFORDVILLE MART | 248 BROAD ST | CRAWFORDVILLE | Taliaferro | 1310014 | 3 |  | 1996-11-01 |  | 1996-11-01 |  | Currently in Use | Gas (Historical Use) | 4000 | Composite | 1996-11-01 | Fiberglass Reinforced Plastic | Safe Suction (Euro)
CRAWFORDVILLE MART | 248 BROAD ST | CRAWFORDVILLE | Taliaferro | 1310014 | 4 |  | 1996-11-01 |  | 1996-11-01 |  | Currently in Use | Gas (Historical Use) | 1000 | Composite | 1996-11-01 | Fiberglass Reinforced Plastic | Safe Suction (Euro)
A&P STORE | 150 BROAD ST | CRAWFORDVILLE | Taliaferro | 1310015 | 1 |  | 1998-04-15 | FALSE | 1998-04-15 | FALSE | Temporarily out of use | Gas (Historical Use) | 4000 | Steel-Impressed Current | 1980-05-29 |  | Safe Suction (Euro)
A&P STORE | 150 BROAD ST | CRAWFORDVILLE | Taliaferro | 1310015 | 2 |  | 1998-04-15 | FALSE | 1998-04-15 | FALSE | Temporarily out of use | Gas (Historical Use) | 4000 | Steel-Impressed Current | 1980-05-29 |  | Safe Suction (Euro)
A&P STORE | 150 BROAD ST | CRAWFORDVILLE | Taliaferro | 1310015 | 3 |  | 1998-04-15 | FALSE | 1998-04-15 | FALSE | Temporarily out of use | Gas (Historical Use) | 2000 | Steel-Impressed Current | 1980-05-29 |  | Safe Suction (Euro)
TALIAFERRO CO SCHOOL | 557 BROAD ST | CRAWFORDVILLE | Taliaferro | 1310016 | 1 | Flapper Valve | 2001-11-15 | FALSE | 2001-11-15 | FALSE | Currently in Use | Diesel | 10000 | Composite | 2001-11-15 | Fiberglass Reinforced Plastic | Safe Suction (Euro)
C&M QUICK STOP | 167 SPARTA RD | CRAWFORDVILLE | Taliaferro | 9131002 | 1 |  | 1998-03-19 | FALSE | 1998-03-19 | FALSE | Temporarily out of use | Gas (Historical Use) | 2000 | Galvanic (STIP-3) | 1987-08-01 | Galvanized Steel | Suction (American)
C&M QUICK STOP | 167 SPARTA RD | CRAWFORDVILLE | Taliaferro | 9131002 | 2 |  | 1998-03-19 | FALSE | 1998-03-19 | FALSE | Temporarily out of use | Gas (Historical Use) | 2000 | Galvanic (STIP-3) | 1987-08-01 | Galvanized Steel | Suction (American)
C&M QUICK STOP | 167 SPARTA RD | CRAWFORDVILLE | Taliaferro | 9131002 | 3 |  | 1998-03-19 | FALSE | 1998-03-19 | FALSE | Temporarily out of use | Gas (Historical Use) | 2000 | Galvanic (STIP-3) | 1987-08-01 | Galvanized Steel | Suction (American)
RHODES AUTO PARTS | 2274 BETHANY CHURCH RD SW | CRAWFORDVILLE | Taliaferro | 9131003 | 1 |  | 1987-12-01 |  | 1987-12-01 |  | Removed from Ground | Gas (Historical Use) | 6000 | Galvanic (STIP-3) | 1987-12-01 | Cathodically Protected | Pressurized
RHODES AUTO PARTS | 2274 BETHANY CHURCH RD SW | CRAWFORDVILLE | Taliaferro | 9131003 | 2 |  | 1987-12-01 |  | 1987-12-01 |  | Removed from Ground | Gas (Historical Use) | 6000 | Galvanic (STIP-3) | 1987-12-01 | Cathodically Protected | Pressurized
RHODES AUTO PARTS | 2274 BETHANY CHURCH RD SW | CRAWFORDVILLE | Taliaferro | 9131003 | 3 |  | 1987-12-01 |  | 1987-12-01 |  | Removed from Ground | Gas (Historical Use) | 6000 | Galvanic (STIP-3) | 1987-12-01 | Cathodically Protected | Pressurized
SHOP N GO MART LLC | 102 NORTH VETERANS BLVD | GLENNVILLE | Tattnall | 9132001 | 1 |  | 1997-03-01 | FALSE | 1988-06-01 | FALSE | Removed from Ground |  | 8300 | Composite | 2016-11-16 | Fiberglass Reinforced Plastic | Pressurized
SHOP N GO MART LLC | 102 NORTH VETERANS BLVD | GLENNVILLE | Tattnall | 9132001 | 2 |  | 1997-03-01 | FALSE | 1988-06-01 | FALSE | Removed from Ground |  | 8300 | Composite | 2016-11-16 | Fiberglass Reinforced Plastic | Pressurized
SHOP N GO MART LLC | 102 NORTH VETERANS BLVD | GLENNVILLE | Tattnall | 9132001 | 3 |  | 1997-03-01 | FALSE | 1988-06-01 | FALSE | Removed from Ground |  | 8300 | Composite | 2016-11-16 | Fiberglass Reinforced Plastic | Pressurized
SHOP N GO MART LLC | 102 NORTH VETERANS BLVD | GLENNVILLE | Tattnall | 9132001 | 4 |  | 1997-03-01 | FALSE | 1988-06-01 | FALSE | Removed from Ground | Diesel | 4000 | Composite | 2016-11-16 | Fiberglass Reinforced Plastic | Pressurized
ENK745 | HWY 57 & 121 | COBBTOWN | Tattnall | 9132002 | 1 | Ball Float | 1987-01-01 | FALSE | 1987-01-01 | FALSE | Currently in Use | Regular | 6000 | Galvanic (STIP-3) | 1987-01-01 | Fiberglass Reinforced Plastic | Pressurized
ENK745 | HWY 57 & 121 | COBBTOWN | Tattnall | 9132002 | 2 | Ball Float | 1987-01-01 | FALSE | 1987-01-01 | FALSE | Currently in Use | E-0 | 4000 | Galvanic (STIP-3) | 1987-01-01 | Fiberglass Reinforced Plastic | Pressurized
ENK745 | HWY 57 & 121 | COBBTOWN | Tattnall | 9132002 | 3 | Ball Float | 1987-01-01 | FALSE | 1987-01-01 | FALSE | Currently in Use | Regular | 6000 | Galvanic (STIP-3) | 1987-01-01 | Fiberglass Reinforced Plastic | Pressurized
ENK745 | HWY 57 & 121 | COBBTOWN | Tattnall | 9132002 | 4 | Ball Float | 1987-01-01 | FALSE | 1987-01-01 | FALSE | Currently in Use | Diesel | 4000 | Galvanic (STIP-3) | 1987-01-01 | Fiberglass Reinforced Plastic | Pressurized
MCI/REIDSVILLE JUNCTION #546 | 174 LYNNTOWN RD | REIDSVILLE | Tattnall | 9132003 | 1 | [5 empty] | Removed from Ground | Diesel | 1000 | Bare Steel | 1982-01-01 | Galvanized Steel
MCI/REIDSVILLE JUNCTION #546 | 174 LYNNTOWN RD | REIDSVILLE | Tattnall | 9132003 | 2 | [5 empty] | Removed from Ground | Diesel | 500 | Not Marked/Unknown | 1991-09-28 | Not Marked
TIMESAVER #62 | RT 2 | GLENNVILLE | Tattnall | 9132005 | 1 |  | 1995-04-06 |  | 1995-04-06 |  | Removed from Ground | Gas (Historical Use) | 3000 | Steel-Impressed Current | 1988-01-01 | Steel (Impressed Current) | Safe Suction (Euro)
TIMESAVER #62 | RT 2 | GLENNVILLE | Tattnall | 9132005 | 2 |  | 1995-04-06 |  | 1995-04-06 |  | Removed from Ground | Gas (Historical Use) | 3000 | Steel-Impressed Current | 1988-01-01 | Steel (Impressed Current) | Safe Suction (Euro)
TIMESAVER #62 | RT 2 | GLENNVILLE | Tattnall | 9132005 | 3 |  | 1995-04-06 |  | 1995-04-06 |  | Removed from Ground | Gas (Historical Use) | 4000 | Steel-Impressed Current | 1988-01-01 | Steel (Impressed Current) | Safe Suction (Euro)
ENK754 | 301 SOUTH MAIN ST | GLENNVILLE | Tattnall | 9132007 | 1 | [5 empty] | Removed from Ground | Gas (Historical Use) | 6000 | Bare Steel | 1979-01-01 | Galvanized Steel
ENK754 | 301 SOUTH MAIN ST | GLENNVILLE | Tattnall | 9132007 | 2 | [5 empty] | Removed from Ground | Gas (Historical Use) | 4000 | Bare Steel | 1983-01-01 | Galvanized Steel
ENK754 | 301 SOUTH MAIN ST | GLENNVILLE | Tattnall | 9132007 | 3 | [5 empty] | Removed from Ground | Gas (Historical Use) | 4000 | Bare Steel | 1979-01-01 | Galvanized Steel
ENK754 | 301 SOUTH MAIN ST | GLENNVILLE | Tattnall | 9132007 | 4 | [5 empty] | Closed in Ground | Gas (Historical Use) | 4000 | Bare Steel | 1979-01-01 | Galvanized Steel
ENK754 | 301 SOUTH MAIN ST | GLENNVILLE | Tattnall | 9132007 | 5 | Ball Float | 1992-09-21 | FALSE | 1992-09-21 | FALSE | Currently in Use | Regular | 8000 | Composite | 1992-09-21 | Fiberglass Reinforced Plastic | Pressurized
ENK754 | 301 SOUTH MAIN ST | GLENNVILLE | Tattnall | 9132007 | 6 | Ball Float | 1992-09-21 | FALSE | 1992-09-21 | FALSE | Currently in Use | Premium | 6000 | Composite | 1992-09-21 | Fiberglass Reinforced Plastic | Pressurized
ENK754 | 301 SOUTH MAIN ST | GLENNVILLE | Tattnall | 9132007 | 7 | Ball Float | 1992-09-21 | FALSE | 1992-09-21 | FALSE | Currently in Use | Diesel | 4000 | Composite | 1992-09-21 | Fiberglass Reinforced Plastic | Pressurized
FAST TRACK | 2485 GA HWY 196 | GLENNVILLE | Tattnall | 9132008 | 1 |  | 1992-02-28 |  | 1992-02-28 |  | Temporarily out of use | Gas (Historical Use) | 8000 | Galvanic (STIP-3) | 1992-02-14 | Galvanized Steel | Safe Suction (Euro)
FAST TRACK | 2485 GA HWY 196 | GLENNVILLE | Tattnall | 9132008 | 2 |  | 1992-02-28 |  | 1992-02-28 |  | Temporarily out of use | Gas (Historical Use) | 4000 | Galvanic (STIP-3) | 1992-02-14 | Galvanized Steel | Safe Suction (Euro)
ALLTEL/GTE/REIDSVILLE CENTRAL OF | 110 COLLEGE ST | REIDSVILLE | Tattnall | 9132009 | 1 | [5 empty] | Removed from Ground | Other | 250 | Cathodically Protected Steel | 1994-09-15 | Copper | Suction (American)
SMITH STATE PRISON | HWY 301 NORTH | GLENNVILLE | Tattnall | 9132010 | 1 | [5 empty] | Removed from Ground | Diesel | 2500 | Fiberglass | 1993-06-01 | Unknown | Pressurized
SMITH STATE PRISON | HWY 301 NORTH | GLENNVILLE | Tattnall | 9132010 | 2 | [5 empty] | Removed from Ground | Gas (Historical Use) | 10000 | Fiberglass | 1993-06-01 | Unknown | Pressurized
SMITH STATE PRISON | HWY 301 NORTH | GLENNVILLE | Tattnall | 9132010 | 3 | [5 empty] | Removed from Ground | Diesel | 2500 | Fiberglass | 1998-09-25 | Unknown | Pressurized
SMITH STATE PRISON | HWY 301 NORTH | GLENNVILLE | Tattnall | 9132010 | 4 | Flapper Valve | 1998-10-06 | FALSE | 1998-10-06 | FALSE | Currently in Use | Diesel | 1000 | Fiberglass | 1998-09-28 | Double-Walled Fiberglass | Safe Suction (Euro)
SMITH STATE PRISON | HWY 301 NORTH | GLENNVILLE | Tattnall | 9132010 | 5 | Flapper Valve | 1998-10-06 | FALSE | 1998-10-06 | FALSE | Currently in Use | Regular | 2500 | Fiberglass | 1998-09-28 | Double-Walled Fiberglass | Safe Suction (Euro)
SMITH STATE PRISON | HWY 301 NORTH | GLENNVILLE | Tattnall | 9132010 | 6 | Flapper Valve | 1998-10-06 | FALSE | 1998-10-06 | FALSE | Currently in Use | Regular | 15000 | Fiberglass | 1998-10-06 | Double-Walled Fiberglass | Safe Suction (Euro)
SOUTHFORK LIQUOR STORE | 154 SOUTH MAIN ST | REIDSVILLE | Tattnall | 9132011 | 1 | [5 empty] | Closed in Ground | Gas (Historical Use) | 1000 | Bare Steel | 1994-09-14 | Bare Steel
SOUTHFORK LIQUOR STORE | 154 SOUTH MAIN ST | REIDSVILLE | Tattnall | 9132011 | 2 | [5 empty] | Closed in Ground | Gas (Historical Use) | 1000 | Bare Steel | 1994-09-14 | Bare Steel
PYES COUNTRY STORE | HWY 178 | GLENNVILLE | Tattnall | 9132012 | 1 |  | 1998-06-19 |  | 1998-06-19 |  | Closed in Ground | Gas (Historical Use) | 2000 | Steel-Impressed Current | 1998-06-19 | Galvanized Steel | Safe Suction (Euro)
PYES COUNTRY STORE | HWY 178 | GLENNVILLE | Tattnall | 9132012 | 2 |  | 1998-06-19 |  | 1998-06-19 |  | Closed in Ground | Gas (Historical Use) | 2000 | Steel-Impressed Current | 1998-06-19 | Galvanized Steel | Safe Suction (Euro)
PYES COUNTRY STORE | HWY 178 | GLENNVILLE | Tattnall | 9132012 | 3 | [5 empty] | Removed from Ground | Gas (Historical Use) | 500 | Bare Steel | 1998-06-22 | Galvanized Steel | Suction (American)
PYES COUNTRY STORE | HWY 178 | GLENNVILLE | Tattnall | 9132012 | 4 | [5 empty] | Removed from Ground | Diesel | 500 | Bare Steel | 1998-06-22 | Galvanized Steel | Suction (American)
COWFORDS BAIT & TACKLE/ONE STOP | HWY 178 | GLENNVILLE | Tattnall | 9132013 | 1 | [5 empty] | Removed from Ground | Gas (Historical Use) | 4000 | Bare Steel | 1999-12-27 | Galvanized Steel | Safe Suction (Euro)
COWFORDS BAIT & TACKLE/ONE STOP | HWY 178 | GLENNVILLE | Tattnall | 9132013 | 2 | [5 empty] | Removed from Ground | Gas (Historical Use) | 6000 | Bare Steel | 1999-12-27 | Galvanized Steel | Safe Suction (Euro)
ASA MAUND PROPERTY | 303 N MAIN STREET | GLENNVILLE | Tattnall | 9132015 | 1 | [5 empty] | Removed from Ground | Gas (Historical Use) | 1000 | Marked Unknown | 1992-12-12 | Unknown
ASA MAUND PROPERTY | 303 N MAIN STREET | GLENNVILLE | Tattnall | 9132015 | 2 | [5 empty] | Removed from Ground | Gas (Historical Use) | 1000 | Marked Unknown | 1992-12-12 | Unknown
ASA MAUND PROPERTY | 303 N MAIN STREET | GLENNVILLE | Tattnall | 9132015 | 3 | [5 empty] | Removed from Ground | Gas (Historical Use) | 1000 | Marked Unknown | 1992-12-12 | Unknown
SCOTTS SERVICE STATION | 314 BRAZELL ST | REIDSVILLE | Tattnall | 9132016 | T1 | [5 empty] | Closed in Ground | Gas (Historical Use) | 1000 | Bare Steel | 1967-01-01 | Not Marked
SCOTTS SERVICE STATION | 314 BRAZELL ST | REIDSVILLE | Tattnall | 9132016 | T2 | [5 empty] | Closed in Ground | Gas (Historical Use) | 1000 | Bare Steel | 1967-01-01 | Galvanized Steel | Suction (American)
JACKIES FOOD STORE | HWY 57 | REIDSVILLE | Tattnall | 9132017 | 1 |  | 1997-04-01 | FALSE | 1997-04-01 | FALSE | Currently in Use | Regular | 6000 | Galvanic (STIP-3) | 1997-04-01 | Double Walled | Pressurized
JACKIES FOOD STORE | HWY 57 | REIDSVILLE | Tattnall | 9132017 | 2 |  | 1997-04-01 | FALSE | 1997-04-01 | FALSE | Currently in Use | Regular | 6000 | Galvanic (STIP-3) | 1997-04-01 | Cathodically Protected | Pressurized
JACKIES FOOD STORE | HWY 57 | REIDSVILLE | Tattnall | 9132017 | 3 |  | 1997-04-01 | FALSE | 1997-04-01 | FALSE | Currently in Use | Premium | 6000 | Galvanic (STIP-3) | 1997-04-01 | Double Walled | Pressurized
JACKIES FOOD STORE | HWY 57 | REIDSVILLE | Tattnall | 9132017 | 4 |  | 1997-04-01 |  | 1997-04-01 |  | Currently in Use | Diesel | 2000 | Galvanic (STIP-3) | 1997-04-01 | Double Walled | Safe Suction (Euro)
REIDSVILLE BP | 217 N Main St | REIDSVILLE | Tattnall | 9132019 | 1 | Flapper Valve | 1998-10-15 | FALSE | 1998-10-15 | FALSE | Currently in Use | Plus | 10000 | Steel-Impressed Current | 1987-01-01 | Steel (Impressed Current) | Pressurized
REIDSVILLE BP | 217 N Main St | REIDSVILLE | Tattnall | 9132019 | 2 | Flapper Valve | 1998-10-15 | FALSE | 1998-10-15 | FALSE | Currently in Use | Regular | 10000 | Steel-Impressed Current | 1987-01-01 | Steel (Impressed Current) | Pressurized
REIDSVILLE BP | 217 N Main St | REIDSVILLE | Tattnall | 9132019 | 3 | Flapper Valve | 1998-10-15 | FALSE | 1998-10-15 | FALSE | Currently in Use | Premium | 10000 | Steel-Impressed Current | 1987-01-01 | Steel (Impressed Current) | Pressurized
REIDSVILLE BP | 217 N Main St | REIDSVILLE | Tattnall | 9132019 | 4 | Flapper Valve | 1998-10-15 | FALSE | 1998-10-15 | FALSE | Currently in Use | Diesel | 10000 | Steel-Impressed Current | 1987-01-01 | Steel (Impressed Current) | Pressurized
REIDSVILLE BP | 217 N Main St | REIDSVILLE | Tattnall | 9132019 | 5 | [5 empty] | Removed from Ground | Kerosene | 2000 | Bare Steel | 1987-01-01 | Galvanized Steel | Suction (American)
REIDSVILLE BP | 217 N Main St | REIDSVILLE | Tattnall | 9132019 | 6 | [5 empty] | Removed from Ground | Other | 2000 | Not Marked/Unknown | 2001-07-20 | Not Marked
REIDSVILLE BP | 217 N Main St | REIDSVILLE | Tattnall | 9132019 | 7 | [5 empty] | Removed from Ground | Other | 2000 | Not Marked/Unknown | 2001-08-20 | Not Marked
JET FOODS STORE #79 | 502 S MAIN ST | GLENNVILLE | Tattnall | 9132020 | 1A | Flapper Valve | 2006-04-18 | FALSE | 2006-04-18 | FALSE | Currently in Use | Premium | 4000 | Composite | 2006-11-16 | Double-Walled Flex | Pressurized
JET FOODS STORE #79 | 502 S MAIN ST | GLENNVILLE | Tattnall | 9132020 | 1B | Flapper Valve | 2006-04-18 | FALSE | 2006-04-18 | FALSE | Currently in Use | Diesel | 4000 | Composite | 2006-11-16 | Double-Walled Flex | Pressurized
JET FOODS STORE #79 | 502 S MAIN ST | GLENNVILLE | Tattnall | 9132020 | 2 | Flapper Valve | 2006-04-18 | FALSE | 2006-04-18 | FALSE | Currently in Use | Regular | 16000 | Composite | 2006-11-16 | Double-Walled Flex | Pressurized
JET FOODS STORE #79 | 502 S MAIN ST | GLENNVILLE | Tattnall | 9132020 | PLUS |  | 1990-10-01 |  | 1990-10-01 |  | Removed from Ground | Gas (Historical Use) | 4000 | Cathodically Protected Steel | 1990-10-01 | Cathodically Protected | Pressurized
JET FOODS STORE #79 | 502 S MAIN ST | GLENNVILLE | Tattnall | 9132020 | PREM |  | 1990-10-01 |  | 1990-10-01 |  | Removed from Ground | Gas (Historical Use) | 8000 | Cathodically Protected Steel | 1990-10-01 | Cathodically Protected | Pressurized
JET FOODS STORE #79 | 502 S MAIN ST | GLENNVILLE | Tattnall | 9132020 | UL |  | 1990-10-01 |  | 1990-10-01 |  | Removed from Ground | Gas (Historical Use) | 8000 | Cathodically Protected Steel | 1990-10-01 | Cathodically Protected | Pressurized
ENK759 | 649 WEST BARNARD ST | GLENNVILLE | Tattnall | 9132021 | 5A | Ball Float | 1999-03-01 | FALSE | 1999-03-01 | FALSE | Currently in Use | Regular | 12000 | Composite | 1999-03-01 | Double-Walled Flex | Pressurized
ENK759 | 649 WEST BARNARD ST | GLENNVILLE | Tattnall | 9132021 | 5B | Ball Float | 1999-03-01 | FALSE | 1999-03-01 | FALSE | Currently in Use | Premium | 8000 | Composite | 1999-03-01 | Double-Walled Flex | Pressurized
ENK759 | 649 WEST BARNARD ST | GLENNVILLE | Tattnall | 9132021 | PLUS |  | 1987-10-01 |  | 1987-10-01 |  | Removed from Ground | Gas (Historical Use) | 4000 | Cathodically Protected Steel | 1998-12-09 | Galvanized Steel | Pressurized
ENK759 | 649 WEST BARNARD ST | GLENNVILLE | Tattnall | 9132021 | PREM |  | 1987-10-01 |  | 1987-10-01 |  | Removed from Ground | Gas (Historical Use) | 4000 | Cathodically Protected Steel | 1998-12-09 | Galvanized Steel | Pressurized
ENK759 | 649 WEST BARNARD ST | GLENNVILLE | Tattnall | 9132021 | UL-1 |  | 1987-10-01 |  | 1987-10-01 |  | Removed from Ground | Gas (Historical Use) | 4000 | Cathodically Protected Steel | 1998-12-09 | Galvanized Steel | Pressurized
ENK759 | 649 WEST BARNARD ST | GLENNVILLE | Tattnall | 9132021 | UL-2 | [5 empty] | Removed from Ground | Gas (Historical Use) | 4000 | Cathodically Protected Steel | 1998-12-09 | Galvanized Steel | Pressurized
DIXIE WHOLESALE OIL CO | RT 2 BOX 2075 | GLENNVILLE | Tattnall | 9132022 | FUEL-14 | Flapper Valve | 1994-12-01 | FALSE | 1994-12-01 | FALSE | Currently in Use | Diesel | 10000 | Steel-Impressed Current | 1994-12-01 | Steel (Impressed Current) | Pressurized
DIXIE WHOLESALE OIL CO | RT 2 BOX 2075 | GLENNVILLE | Tattnall | 9132022 | FUEL-L | Flapper Valve | 1994-12-01 | FALSE | 1994-12-01 | FALSE | Currently in Use | Diesel | 8000 | Steel-Impressed Current | 1994-12-01 | Steel (Impressed Current) | Pressurized
DIXIE WHOLESALE OIL CO | RT 2 BOX 2075 | GLENNVILLE | Tattnall | 9132022 | PREM | Flapper Valve | 1994-12-01 | FALSE | 1994-12-01 | FALSE | Currently in Use | Premium | 8000 | Steel-Impressed Current | 1994-12-01 | Steel (Impressed Current) | Pressurized
DIXIE WHOLESALE OIL CO | RT 2 BOX 2075 | GLENNVILLE | Tattnall | 9132022 | UL | Flapper Valve | 1994-12-01 | FALSE | 1994-12-01 | FALSE | Currently in Use | Regular | 8000 | Steel-Impressed Current | 1994-12-01 | Steel (Impressed Current) | Pressurized
VIP STORE #7 | 207 NE PEARL STREET | COLLINS | Tattnall | 9132023 | 1 | [5 empty] | Removed from Ground | Gas (Historical Use) | 1000 | Bare Steel | 1997-10-15 | Galvanized Steel | Suction (American)
VIP STORE #7 | 207 NE PEARL STREET | COLLINS | Tattnall | 9132023 | 2 | [5 empty] | Removed from Ground | Gas (Historical Use) | 500 | Bare Steel | 1997-10-15 | Galvanized Steel | Suction (American)
VIP STORE #7 | 207 NE PEARL STREET | COLLINS | Tattnall | 9132023 | 3 | Flapper Valve | 1997-10-15 | FALSE | 1997-10-15 | FALSE | Temporarily out of use | Gas (Historical Use) | 1500 | Composite | 1997-10-14 | Fiberglass Reinforced Plastic | Safe Suction (Euro)
VIP STORE #7 | 207 NE PEARL STREET | COLLINS | Tattnall | 9132023 | 4 | Flapper Valve | 1997-10-15 | FALSE | 1997-10-15 | FALSE | Temporarily out of use | Gas (Historical Use) | 500 | Composite | 1997-10-14 | Fiberglass Reinforced Plastic | Safe Suction (Euro)
FRIES FARMS LLC | 1002 VETERANS BLVD | GLENNVILLE | Tattnall | 9132024 | 1 | [5 empty] | Permanently Out of Use - historical purposes | Diesel | 10000 | Bare Steel | 1978-06-05 | Galvanized Steel | Suction (American)
FRIES FARMS LLC | 1002 VETERANS BLVD | GLENNVILLE | Tattnall | 9132024 | 2 | [5 empty] | Permanently Out of Use - historical purposes | Diesel | 4000 | Bare Steel | 1976-05-10 | Galvanized Steel | Suction (American)
FRIES FARMS LLC | 1002 VETERANS BLVD | GLENNVILLE | Tattnall | 9132024 | 3 | [5 empty] | Permanently Out of Use - historical purposes | Gas (Historical Use) | 4000 | Bare Steel | 1978-06-05 | Galvanized Steel | Safe Suction (Euro)
FRIES FARMS LLC | 1002 VETERANS BLVD | GLENNVILLE | Tattnall | 9132024 | 4 | Ball Float | 1998-06-18 | FALSE | 1998-06-18 | FALSE | Currently in Use | Regular | 10000 | Epoxy | 1998-06-15 | Fiberglass Reinforced Plastic | Pressurized
FRIES FARMS LLC | 1002 VETERANS BLVD | GLENNVILLE | Tattnall | 9132024 | 5 | Ball Float | 1998-06-18 | FALSE | 1998-06-18 | FALSE | Currently in Use | Diesel | 10000 | Epoxy | 1998-06-15 | Fiberglass Reinforced Plastic | Pressurized
301 STORE | 1105 A MAIN ST | GLENNVILLE | Tattnall | 9132025 | 1REG | Flapper Valve | 1998-03-01 |  | 1998-03-01 |  | Currently in Use | Gas (Historical Use) | 6000 | Steel-Impressed Current | 1997-09-18 | Fiberglass Reinforced Plastic | Pressurized
301 STORE | 1105 A MAIN ST | GLENNVILLE | Tattnall | 9132025 | 2PLUS | Flapper Valve | 1998-03-01 |  | 1998-03-01 |  | Currently in Use | Gas (Historical Use) | 6000 | Steel-Impressed Current | 1997-09-18 | Fiberglass Reinforced Plastic | Pressurized
301 STORE | 1105 A MAIN ST | GLENNVILLE | Tattnall | 9132025 | 3PREM | Flapper Valve | 1998-03-01 |  | 1998-03-01 |  | Currently in Use | Gas (Historical Use) | 6000 | Steel-Impressed Current | 1997-09-18 | Fiberglass Reinforced Plastic | Pressurized
FUTCH CONVIENCE STORE | HWY 121 S | REIDSVILLE | Tattnall | 9132026 | 1 | [5 empty] | Removed from Ground | Gas (Historical Use) | 500 | Not Marked/Unknown | 1975-01-01 | Not Marked
GDC Rogers | 206 Rogers Rd | Reidsville | Tattnall | UST-SLOC-1320056 | 2 | [5 empty] | Removed from Ground | Gas (Historical Use) | 6000 | Bare Steel | 1966-06-01 | Galvanized Steel | Suction (American)
GDC Rogers | 206 Rogers Rd | Reidsville | Tattnall | UST-SLOC-1320056 | 4 | [5 empty] | Removed from Ground | Gas (Historical Use) | 1000 | Bare Steel | 1966-06-01 | Galvanized Steel | Suction (American)
GDC Rogers | 206 Rogers Rd | Reidsville | Tattnall | UST-SLOC-1320057 | 1 | [5 empty] | Removed from Ground | Empty | 3000 | Bare Steel | 1959-01-08 | Bare Steel
GDC Rogers | 206 Rogers Rd | Reidsville | Tattnall | UST-SLOC-1320057 | 2 | [5 empty] | Removed from Ground | Empty | 1000 | Bare Steel | 1956-01-09 | Bare Steel
GDC State | 300 1st Ave S | Reidsville | Tattnall | UST-SLOC-9132034 | 1 | [5 empty] | Removed from Ground | Diesel | 8000 | Fiberglass | 1997-01-07 | Unknown
GDC State | 300 1st Ave S | Reidsville | Tattnall | UST-SLOC-9132035 | 2 |  | 1997-04-08 | FALSE | 1997-04-08 | FALSE | Currently in Use | Diesel | 1000 | Fiberglass Double Walled | 1997-04-09 | Double-Walled Flex | Safe Suction (Euro)
GDC State | 300 1st Ave S | Reidsville | Tattnall | UST-SLOC-9132037 | 1 | [5 empty] | Removed from Ground | Diesel | 1500 | Bare Steel | 1983-01-02 | Bare Steel
GDC State | 300 1st Ave S | Reidsville | Tattnall | UST-SLOC-9132037 | 2 |  | 1997-04-08 |  | 1997-04-08 |  | Currently in Use | Diesel | 1000 | Fiberglass Double Walled | 1997-04-08 | Double-Walled Flex | Safe Suction (Euro)
GDC Rogers | 206 Rogers Rd | Reidsville | Tattnall | UST-SLOC-9132038 | 1 | [5 empty] | Removed from Ground | Diesel | 20000 | Bare Steel | 1987-01-01 | Galvanized Steel
GDC Rogers | 206 Rogers Rd | Reidsville | Tattnall | UST-SLOC-9132039 | 1 | [5 empty] | Removed from Ground | Empty | 1000 | Bare Steel | 1957-01-08 | Bare Steel
GDC Rogers | 206 Rogers Rd | Reidsville | Tattnall | UST-SLOC-9132040 | 1 | Ball Float | 1997-01-18 | FALSE | 1997-01-18 | FALSE | Currently in Use | Diesel | 8000 | Fiberglass | 1997-01-18 | Double-Walled Fiberglass | Pressurized
GDC Rogers | 206 Rogers Rd | Reidsville | Tattnall | UST-SLOC-9132040 | 2 | Ball Float | 1997-01-18 | FALSE | 1997-01-18 | FALSE | Currently in Use | Gas (Historical Use) | 10000 | Fiberglass | 1997-01-18 | Double-Walled Fiberglass | Pressurized
GDC State | 300 1st Ave S | Reidsville | Tattnall | UST-SLOC-9132041 | 1 | [5 empty] | Removed from Ground | Gas (Historical Use) | 3000 | Bare Steel | 1959-01-18 | Bare Steel | Safe Suction (Euro)
GDC State | 300 1st Ave S | Reidsville | Tattnall | UST-SLOC-9132044 | 1 | [5 empty] | Removed from Ground | Diesel | 3000 | Double Walled | 2000-02-29 | Bare Steel | Suction (American)
GDC State | 300 1st Ave S | Reidsville | Tattnall | UST-SLOC-9132044 | 2 | Flapper Valve | 2000-03-30 | TRUE | 2000-03-30 | FALSE | Currently in Use | Diesel | 1000 | Fiberglass Double Walled | 2000-03-30 | Copper | Safe Suction (Euro)
THE CURRY COMPANY | HIGHWAY 280 | REIDSVILLE | Tattnall | 9132030 | 1 | [5 empty] | Removed from Ground | Gas (Historical Use) | 1000 | Not Marked/Unknown | 1996-03-27 | Not Marked
THE CURRY COMPANY | HIGHWAY 280 | REIDSVILLE | Tattnall | 9132030 | 10 | [5 empty] | Removed from Ground | Other | 250 | Not Marked/Unknown | 1996-03-27 | Not Marked
THE CURRY COMPANY | HIGHWAY 280 | REIDSVILLE | Tattnall | 9132030 | 2 | [5 empty] | Removed from Ground | Gas (Historical Use) | 1000 | Not Marked/Unknown | 1996-03-27 | Not Marked
THE CURRY COMPANY | HIGHWAY 280 | REIDSVILLE | Tattnall | 9132030 | 3 | [5 empty] | Removed from Ground | Gas (Historical Use) | 6000 | Not Marked/Unknown | 1996-03-27 | Not Marked
THE CURRY COMPANY | HIGHWAY 280 | REIDSVILLE | Tattnall | 9132030 | 4 | [5 empty] | Removed from Ground | Empty | 3500 | Not Marked/Unknown | 1996-03-27 | Not Marked
THE CURRY COMPANY | HIGHWAY 280 | REIDSVILLE | Tattnall | 9132030 | 5 | [5 empty] | Removed from Ground | Empty | 3500 | Not Marked/Unknown | 1996-03-27 | Not Marked
THE CURRY COMPANY | HIGHWAY 280 | REIDSVILLE | Tattnall | 9132030 | 6 | [5 empty] | Removed from Ground | Empty | 3000 | Not Marked/Unknown | 1996-03-27 | Not Marked
THE CURRY COMPANY | HIGHWAY 280 | REIDSVILLE | Tattnall | 9132030 | 7 | [5 empty] | Removed from Ground | Empty | 3000 | Not Marked/Unknown | 1996-03-27 | Not Marked
THE CURRY COMPANY | HIGHWAY 280 | REIDSVILLE | Tattnall | 9132030 | 8 | [5 empty] | Removed from Ground | Used Oil | 6000 | Not Marked/Unknown | 1996-03-27 | Not Marked
THE CURRY COMPANY | HIGHWAY 280 | REIDSVILLE | Tattnall | 9132030 | 9 | [5 empty] | Removed from Ground | Diesel | 6000 | Not Marked/Unknown | 1996-03-27 | Not Marked
FLASH FOODS | HWY 280 WEST | REIDSVILLE | Tattnall | 9132031 | 1 | [5 empty] | Removed from Ground | Diesel | 10000 | Not Marked/Unknown | 1996-09-24 | Not Marked
FLASH FOODS | HWY 280 WEST | REIDSVILLE | Tattnall | 9132031 | 2 | [5 empty] | Removed from Ground | Gas (Historical Use) | 1000 | Not Marked/Unknown | 1996-09-24 | Not Marked
FLASH FOODS | HWY 280 WEST | REIDSVILLE | Tattnall | 9132031 | 3 | [5 empty] | Removed from Ground | Gas (Historical Use) | 1000 | Not Marked/Unknown | 1996-09-24 | Not Marked
FLASH FOODS | HWY 280 WEST | REIDSVILLE | Tattnall | 9132031 | 4 | [5 empty] | Removed from Ground | Gas (Historical Use) | 1000 | Not Marked/Unknown | 1996-09-24 | Not Marked
FLASH FOODS | HWY 280 WEST | REIDSVILLE | Tattnall | 9132031 | 5 | [5 empty] | Removed from Ground | Gas (Historical Use) | 4000 | Not Marked/Unknown | 1996-09-24 | Not Marked
FLASH FOODS | HWY 280 WEST | REIDSVILLE | Tattnall | 9132031 | 6 |  |  | TRUE |  | TRUE | Removed from Ground | Used Oil | 600 | Not Marked/Unknown | 1996-09-24 | Not Marked
VILLAGE CO STORE | 279 W BRAZELL ST | REIDSVILLE | Tattnall | 9132032 | 1 |  | 1996-05-02 |  | 1996-05-02 |  | Temporarily out of use | Diesel | 10000 | Composite | 1996-04-30 | Fiberglass Reinforced Plastic | Pressurized
VILLAGE CO STORE | 279 W BRAZELL ST | REIDSVILLE | Tattnall | 9132032 | 2 |  | 1996-05-02 |  | 1996-05-02 |  | Temporarily out of use | Gas (Historical Use) | 10000 | Composite | 1996-04-30 | Fiberglass Reinforced Plastic | Pressurized
VILLAGE CO STORE | 279 W BRAZELL ST | REIDSVILLE | Tattnall | 9132032 | 3 |  | 1996-05-02 |  | 1996-05-02 |  | Temporarily out of use | Gas (Historical Use) | 8000 | Composite | 1996-04-10 | Fiberglass Reinforced Plastic | Pressurized
ONE STOP | 264 WEST BRAZELL ST | REIDSVILLE | Tattnall | 9132033 | 1 | Ball Float | 1997-02-20 | FALSE | 1997-02-20 | FALSE | Currently in Use | Premium | 10000 | Composite | 1997-02-20 | Fiberglass Reinforced Plastic | Pressurized
ONE STOP | 264 WEST BRAZELL ST | REIDSVILLE | Tattnall | 9132033 | 2 | Ball Float | 1997-02-20 | FALSE | 1997-02-20 | FALSE | Currently in Use | Regular | 12000 | Composite | 1997-02-20 | Fiberglass Reinforced Plastic | Pressurized
ONE STOP | 264 WEST BRAZELL ST | REIDSVILLE | Tattnall | 9132033 | 3 | Ball Float | 1997-02-20 | FALSE | 1997-02-20 | FALSE | Currently in Use | Diesel | 10000 | Composite | 1997-02-20 | Fiberglass Reinforced Plastic | Pressurized
THE DOCTORS HOSPITAL OF TATTNALL | 247 S MAIN STREET | REIDSVILLE | Tattnall | 9132042 | 1 | [5 empty] | Removed from Ground | Diesel | 3000 | Bare Steel | 1999-04-06 | Bare Steel
THE DOCTORS HOSPITAL OF TATTNALL | 247 S MAIN STREET | REIDSVILLE | Tattnall | 9132042 | 2 |  | 1999-04-01 |  | 1999-04-01 |  | Removed from Ground | Diesel | 1000 | Composite | 1999-04-16 | Fiberglass Reinforced Plastic | Suction (American)
CLAXTON OIL CO CARDLOCK #2 | 1008 S DOWNING MUSGROVE HWY | GLENNVILLE | Tattnall | 9132043 | 1A | Flapper Valve | 1999-07-06 | FALSE | 1999-07-06 | FALSE | Currently in Use | E-10 | 4000 | Composite | 1999-02-22 | Double-Walled Fiberglass | Pressurized
CLAXTON OIL CO CARDLOCK #2 | 1008 S DOWNING MUSGROVE HWY | GLENNVILLE | Tattnall | 9132043 | 1B | Flapper Valve | 1999-07-06 | FALSE | 1999-07-06 | FALSE | Currently in Use | Diesel | 4000 | Composite | 1999-02-22 | Double-Walled Fiberglass | Pressurized
CLAXTON OIL CO CARDLOCK #2 | 1008 S DOWNING MUSGROVE HWY | GLENNVILLE | Tattnall | 9132043 | 2 | Flapper Valve | 1999-07-06 | FALSE | 1999-07-06 | FALSE | Currently in Use | Regular | 8000 | Composite | 1999-02-22 | Double-Walled Fiberglass | Pressurized
CLAXTON OIL CO CARDLOCK #2 | 1008 S DOWNING MUSGROVE HWY | GLENNVILLE | Tattnall | 9132043 | 3 | Flapper Valve | 1999-07-06 | FALSE | 1999-07-06 | FALSE | Currently in Use | Diesel | 10000 | Composite | 1999-02-22 | Double-Walled Fiberglass | Pressurized
COBBTOWN MALL | HWY 121 N / 37065 HWY 23 | COBBTOWN | Tattnall | 9132045 | 1A | Ball Float | 2001-04-01 | FALSE | 2001-04-01 | FALSE | Currently in Use | Regular | 8000 | Composite | 2001-04-01 | Double-Walled Flex | Pressurized
COBBTOWN MALL | HWY 121 N / 37065 HWY 23 | COBBTOWN | Tattnall | 9132045 | 1B | Ball Float | 2001-04-01 | FALSE | 2001-04-01 | FALSE | Currently in Use | Gas (Historical Use) | 4000 | Composite | 2001-04-01 | Double-Walled Flex | Pressurized
GORDONIA-ALATAMAHA STATE PARK | HWY 280 | REIDSVILLE | Tattnall | 9132046 | 1 |  | 2001-07-01 | FALSE | 2001-07-01 | FALSE | Currently in Use | Gas (Historical Use) | 2500 | Fiberglass Double Walled | 2001-07-01 | Fiberglass Reinforced Plastic | Suction (American)
GORDONIA-ALATAMAHA STATE PARK | HWY 280 | REIDSVILLE | Tattnall | 9132046 | 2 |  | 2001-07-01 | FALSE | 2001-07-01 | FALSE | Currently in Use | Gas (Historical Use) | 2500 | Fiberglass Double Walled | 2001-07-01 | Fiberglass Reinforced Plastic | Suction (American)
ENK771 | 11223 HWY 23 | GLENNVILLE | Tattnall | 9132047 | 1A | Ball Float | 2001-09-25 | FALSE | 2001-09-25 | FALSE | Currently in Use | Regular | 10000 | Composite | 2001-09-25 | Double-Walled Fiberglass | Pressurized
ENK771 | 11223 HWY 23 | GLENNVILLE | Tattnall | 9132047 | 1B | Ball Float | 2001-09-25 | FALSE | 2001-09-25 | FALSE | Currently in Use | Premium | 5000 | Composite | 2001-09-25 | Double-Walled Fiberglass | Pressurized
ENK771 | 11223 HWY 23 | GLENNVILLE | Tattnall | 9132047 | 2 | Ball Float | 2001-09-25 | FALSE | 2001-09-25 | FALSE | Currently in Use | Diesel | 5000 | Composite | 2001-09-25 | Fiberglass Reinforced Plastic | Pressurized
OLEN WATERS GARAGE | RT 4 | GLENNVILLE | Tattnall | 1320001 | 1 | [5 empty] | Removed from Ground | Gas (Historical Use) | 560 | Bare Steel | 1966-03-22 | Galvanized Steel | Suction (American)
OLEN WATERS GARAGE | RT 4 | GLENNVILLE | Tattnall | 1320001 | 2 | [5 empty] | Removed from Ground | Gas (Historical Use) | 560 | Bare Steel | 1971-03-21 | Galvanized Steel | Suction (American)
ANDERSON GROCERY | RT 4 BOX 92 HWY 169 | GLENNVILLE | Tattnall | 1320003 | 1 | [5 empty] | Removed from Ground | Gas (Historical Use) | 1065 | Bare Steel | 1961-03-04 | Galvanized Steel | Suction (American)
ANDERSON GROCERY | RT 4 BOX 92 HWY 169 | GLENNVILLE | Tattnall | 1320003 | 2 | [5 empty] | Removed from Ground | Gas (Historical Use) | 1065 | Bare Steel | 1984-02-27 | Galvanized Steel | Suction (American)
ANDERSON GROCERY | RT 4 BOX 92 HWY 169 | GLENNVILLE | Tattnall | 1320003 | 3 | [5 empty] | Removed from Ground | Empty | 500 | Bare Steel | 1986-02-26 | Galvanized Steel | Suction (American)
CANOOCHEE ELECTRIC MEMBERSHIP CO | PO BOX 497/HWY 280 EAST | REIDSVILLE | Tattnall | 1320004 | 1 | [5 empty] | Removed from Ground | Gas (Historical Use) | 10000 | Bare Steel | 1970-03-08 | Bare Steel | Pressurized
CANOOCHEE ELECTRIC MEMBERSHIP CO | PO BOX 497/HWY 280 EAST | REIDSVILLE | Tattnall | 1320004 | 2 | [5 empty] | Removed from Ground | Gas (Historical Use) | 1000 | Cathodically Protected Steel | 1970-03-08 | Galvanized Steel | Safe Suction (Euro)
GA DEPT PUBLIC SAFETY/GA STATE P | STAR ROUTE BOX 25-A | REIDSVILLE | Tattnall | 1320005 | 1 | [5 empty] | Removed from Ground | Gas (Historical Use) | 3000 | Bare Steel | 1969-03-10 | Galvanized Steel
TATTNALL COUNTY SHOP | 177 S MAIN ST | REIDSVILLE | Tattnall | 1320007 | 1 |  | 1999-12-01 |  | 1999-12-01 |  | Removed from Ground | Diesel | 10000 | Steel-Impressed Current | 1977-03-10 | Cathodically Protected | Pressurized
TATTNALL COUNTY SHOP | 177 S MAIN ST | REIDSVILLE | Tattnall | 1320007 | 2 |  | 1999-12-01 |  | 1999-12-01 |  | Removed from Ground | Gas (Historical Use) | 10000 | Steel-Impressed Current | 1977-03-10 | Cathodically Protected | Pressurized
COLLINS JUNIOR HIGH SCHOOL | RT 2 BOX 1 (HWY 121) | COLLINS | Tattnall | 1320009 | 1 | [5 empty] | Removed from Ground | Gas (Historical Use) | 2000 | Bare Steel | 1971-01-17 | Galvanized Steel
COLLINS JUNIOR HIGH SCHOOL | RT 2 BOX 1 (HWY 121) | COLLINS | Tattnall | 1320009 | 2 | [5 empty] | Removed from Ground | Diesel | 550 | Bare Steel | 1983-01-14 | Galvanized Steel
GLENNVILLE MIDDLE SCHOOL | 211 SOUTH TILLMAN ST | GLENNVILLE | Tattnall | 1320010 | 1 | [5 empty] | Removed from Ground | Gas (Historical Use) | 2000 | Bare Steel | 1971-01-17 | Galvanized Steel
GLENNVILLE MIDDLE SCHOOL | 211 SOUTH TILLMAN ST | GLENNVILLE | Tattnall | 1320010 | 2 | [5 empty] | Removed from Ground | Diesel | 1000 | Bare Steel | 1983-01-14 | Galvanized Steel | Suction (American)
REIDSVILLE HIGH SCHOOL | 403 SOUTH BRAZELL ST | REIDSVILLE | Tattnall | 1320011 | 3 | [5 empty] | Removed from Ground | Gas (Historical Use) | 2000 | Bare Steel | 1971-01-17 | Galvanized Steel
REIDSVILLE HIGH SCHOOL | 403 SOUTH BRAZELL ST | REIDSVILLE | Tattnall | 1320011 | 4 | [5 empty] | Removed from Ground | Diesel | 1000 | Cathodically Protected Steel | 1987-01-01 | Galvanized Steel | Suction (American)
DISCOUNT FOOD STORE | 3204 HWY 147 | REIDSVILLE | Tattnall | 1320013 | 1 | [5 empty] | Removed from Ground | Gas (Historical Use) | 6000 | Bare Steel | 1986-03-17 | Galvanized Steel | Safe Suction (Euro)
DISCOUNT FOOD STORE | 3204 HWY 147 | REIDSVILLE | Tattnall | 1320013 | 2 | [5 empty] | Removed from Ground | Gas (Historical Use) | 6000 | Bare Steel | 1986-03-17 | Galvanized Steel | Safe Suction (Euro)
DISCOUNT FOOD STORE | 3204 HWY 147 | REIDSVILLE | Tattnall | 1320013 | 3 | [5 empty] | Removed from Ground | Gas (Historical Use) | 1 | Bare Steel | 1986-03-17 | Galvanized Steel
DISCOUNT FOOD STORE | 3204 HWY 147 | REIDSVILLE | Tattnall | 1320013 | 4A | Flapper Valve | 1996-03-10 | FALSE | 1996-03-10 | FALSE | Currently in Use | Regular | 6000 | Composite | 1996-03-08 | Fiberglass Reinforced Plastic | Pressurized
DISCOUNT FOOD STORE | 3204 HWY 147 | REIDSVILLE | Tattnall | 1320013 | 4B | Flapper Valve | 1996-03-10 | FALSE | 1996-03-10 | FALSE | Currently in Use | Premium | 6000 | Composite | 1996-03-08 | Fiberglass Reinforced Plastic | Pressurized
EVER-READY MART | SOUTH MAIN ST & WEST BARNARD ST | GLENNVILLE | Tattnall | 1320014 | 1 | [5 empty] | Removed from Ground | Gas (Historical Use) | 4000 | Bare Steel | 1979-03-19 | Galvanized Steel
EVER-READY MART | SOUTH MAIN ST & WEST BARNARD ST | GLENNVILLE | Tattnall | 1320014 | 2 | [5 empty] | Removed from Ground | Gas (Historical Use) | 4000 | Bare Steel | 1973-03-20 | Galvanized Steel
EVER-READY MART | SOUTH MAIN ST & WEST BARNARD ST | GLENNVILLE | Tattnall | 1320014 | 3 | [5 empty] | Removed from Ground | Gas (Historical Use) | 4000 | Bare Steel | 1973-03-20 | Galvanized Steel
EVER-READY MART | SOUTH MAIN ST & WEST BARNARD ST | GLENNVILLE | Tattnall | 1320014 | 4 | [5 empty] | Removed from Ground | Gas (Historical Use) | 4000 | Bare Steel | 1973-03-20 | Galvanized Steel
EVER-READY MART | SOUTH MAIN ST & WEST BARNARD ST | GLENNVILLE | Tattnall | 1320014 | 5 | [5 empty] | Removed from Ground | Diesel | 1000 | Bare Steel | 1979-03-19 | Galvanized Steel
SIKES BODY SHOP/GLENNVILLE GULF | 402 SOUTH MAIN ST | GLENNVILLE | Tattnall | 1320015 | 1 | [5 empty] | Removed from Ground | Gas (Historical Use) | 4000 | Bare Steel | 1961-03-23 | Galvanized Steel
SIKES BODY SHOP/GLENNVILLE GULF | 402 SOUTH MAIN ST | GLENNVILLE | Tattnall | 1320015 | 2 | [5 empty] | Removed from Ground | Gas (Historical Use) | 4000 | Bare Steel | 1961-03-23 | Galvanized Steel
SIKES BODY SHOP/GLENNVILLE GULF | 402 SOUTH MAIN ST | GLENNVILLE | Tattnall | 1320015 | 3 | [5 empty] | Removed from Ground | Gas (Historical Use) | 4000 | Bare Steel | 1961-03-23 | Galvanized Steel
SIKES BODY SHOP/GLENNVILLE GULF | 402 SOUTH MAIN ST | GLENNVILLE | Tattnall | 1320015 | 4 |  |  | TRUE |  | TRUE | Removed from Ground | Used Oil | 0 | Bare Steel | 1961-03-23 | Galvanized Steel
SIKES BODY SHOP/GLENNVILLE GULF | 402 SOUTH MAIN ST | GLENNVILLE | Tattnall | 1320015 | 5 | [5 empty] | Removed from Ground | Diesel | 0 | Bare Steel | 1961-03-23 | Galvanized Steel
LLOYD DAVIS | 126 SOUTH MAIN ST | GLENNVILLE | Tattnall | 1320016 | 1 | [5 empty] | Removed from Ground | Empty | 1000 | Bare Steel | 1967-03-29 | Unknown | Safe Suction (Euro)
LLOYD DAVIS | 126 SOUTH MAIN ST | GLENNVILLE | Tattnall | 1320016 | 2 | [5 empty] | Removed from Ground | Empty | 500 | Bare Steel | 1986-03-24 | Unknown | Safe Suction (Euro)
LLOYD DAVIS | 126 SOUTH MAIN ST | GLENNVILLE | Tattnall | 1320016 | 3 | [5 empty] | Removed from Ground | Empty | 1 | Bare Steel | 1986-03-24 | Unknown
BLOCKER STATION | 13598 HWY 301 N | GLENNVILLE | Tattnall | 1320017 | 1 | [5 empty] | Removed from Ground | Gas (Historical Use) | 4000 | Bare Steel | 1980-04-16 | Galvanized Steel | Safe Suction (Euro)
BLOCKER STATION | 13598 HWY 301 N | GLENNVILLE | Tattnall | 1320017 | 2 | [5 empty] | Removed from Ground | Gas (Historical Use) | 4000 | Bare Steel | 1978-04-17 | Galvanized Steel | Safe Suction (Euro)
BLOCKER STATION | 13598 HWY 301 N | GLENNVILLE | Tattnall | 1320017 | 3 | [5 empty] | Removed from Ground | Gas (Historical Use) | 1060 | Bare Steel | 1966-04-20 | Galvanized Steel | Safe Suction (Euro)
BLOCKER STATION | 13598 HWY 301 N | GLENNVILLE | Tattnall | 1320017 | 4 | [5 empty] | Removed from Ground | Gas (Historical Use) | 1060 | Bare Steel | 1966-04-20 | Galvanized Steel
BLOCKER STATION | 13598 HWY 301 N | GLENNVILLE | Tattnall | 1320017 | 5A | Flapper Valve | 1998-08-01 | FALSE | 1998-08-01 | FALSE | Currently in Use | Diesel | 2000 | Composite | 1998-08-01 | Fiberglass Reinforced Plastic | Safe Suction (Euro)
BLOCKER STATION | 13598 HWY 301 N | GLENNVILLE | Tattnall | 1320017 | 5B | Flapper Valve | 1998-08-01 | FALSE | 1998-08-01 | FALSE | Currently in Use | E-0 | 2000 | Composite | 1998-08-01 | Fiberglass Reinforced Plastic | Safe Suction (Euro)
BLOCKER STATION | 13598 HWY 301 N | GLENNVILLE | Tattnall | 1320017 | 6 |  | 1998-08-01 | FALSE | 1998-08-01 | FALSE | Currently in Use | Regular | 4000 | Composite | 1998-08-01 | Fiberglass Reinforced Plastic | Safe Suction (Euro)
DURRENCE FINA | US HWY 301 NORTH | GLENNVILLE | Tattnall | 1320018 | 1 | [5 empty] | Removed from Ground | Gas (Historical Use) | 1060 | Bare Steel | 1979-04-17 | Galvanized Steel
DURRENCE FINA | US HWY 301 NORTH | GLENNVILLE | Tattnall | 1320018 | 2 | [5 empty] | Removed from Ground | Gas (Historical Use) | 4000 | Bare Steel | 1979-04-17 | Galvanized Steel
DURRENCE FINA | US HWY 301 NORTH | GLENNVILLE | Tattnall | 1320018 | 3 | [5 empty] | Removed from Ground | Diesel | 4000 | Bare Steel | 1979-04-17 | Galvanized Steel
DURRENCE FINA | US HWY 301 NORTH | GLENNVILLE | Tattnall | 1320018 | 4 | [5 empty] | Removed from Ground | Gas (Historical Use) | 4000 | Bare Steel | 1971-04-19 | Galvanized Steel
GLENNVILLE TRUCK & TRAILER | HWY 301 SOUTH | GLENNVILLE | Tattnall | 1320020 | 1 | [5 empty] | Removed from Ground | Gas (Historical Use) | 3000 | Bare Steel | 1971-04-19 | Galvanized Steel
GLENNVILLE TRUCK & TRAILER | HWY 301 SOUTH | GLENNVILLE | Tattnall | 1320020 | 2 | [5 empty] | Removed from Ground | Gas (Historical Use) | 3000 | Bare Steel | 1971-04-19 | Galvanized Steel
GLENNVILLE TRUCK & TRAILER | HWY 301 SOUTH | GLENNVILLE | Tattnall | 1320020 | 3 | [5 empty] | Removed from Ground | Gas (Historical Use) | 3000 | Bare Steel | 1971-04-19 | Galvanized Steel
COWARTS TEXACO | CEDAR AVE | REIDSVILLE | Tattnall | 1320021 | 1 | [5 empty] | Removed from Ground | Gas (Historical Use) | 2000 | Bare Steel | 1978-04-17 | Galvanized Steel | Suction (American)
COWARTS TEXACO | CEDAR AVE | REIDSVILLE | Tattnall | 1320021 | 2 | [5 empty] | Removed from Ground | Gas (Historical Use) | 2000 | Bare Steel | 1978-04-17 | Galvanized Steel | Suction (American)
COWARTS TEXACO | CEDAR AVE | REIDSVILLE | Tattnall | 1320021 | 3 | [5 empty] | Removed from Ground | Gas (Historical Use) | 2000 | Bare Steel | 1978-04-17 | Galvanized Steel | Suction (American)
COWARTS TEXACO | CEDAR AVE | REIDSVILLE | Tattnall | 1320021 | 4 | [5 empty] | Removed from Ground | Gas (Historical Use) | 1060 | Bare Steel | 1966-04-20 | Cathodically Protected
COWARTS TEXACO | CEDAR AVE | REIDSVILLE | Tattnall | 1320021 | 5 | [5 empty] | Removed from Ground | Gas (Historical Use) | 560 | Bare Steel | 1966-04-20 | Galvanized Steel
GA FC-TATTNALL CO UNIT | CHANDLER AVE BEHIND HOSPITAL | REIDSVILLE | Tattnall | 1320022 | 1 | [5 empty] | Removed from Ground | Diesel | 2000 | Bare Steel | 1983-04-23 | Galvanized Steel | Safe Suction (Euro)
GA FC-TATTNALL CO UNIT | CHANDLER AVE BEHIND HOSPITAL | REIDSVILLE | Tattnall | 1320022 | 2 | [5 empty] | Removed from Ground | Gas (Historical Use) | 560 | Bare Steel | 1983-04-23 | Galvanized Steel | Safe Suction (Euro)
GA FC-TATTNALL CO UNIT | CHANDLER AVE BEHIND HOSPITAL | REIDSVILLE | Tattnall | 1320022 | 3 |  | 1990-01-01 |  | 1990-01-01 |  | Removed from Ground | Diesel | 1000 | Galvanic (STIP-3) | 1990-01-01 | Cathodically Protected | Safe Suction (Euro)
GA FC-TATTNALL CO UNIT | CHANDLER AVE BEHIND HOSPITAL | REIDSVILLE | Tattnall | 1320022 | 4 |  | 1990-01-01 |  | 1990-01-01 |  | Removed from Ground | Gas (Historical Use) | 1000 | Galvanic (STIP-3) | 1990-01-01 | Cathodically Protected | Safe Suction (Euro)
GA DOT TATTNALL CO MAINT HQ | 0 .5 MI S OF US 280 ON SR 23 AT W | REIDSVILLE | Tattnall | 1320023 | 535G1 |  |  | FALSE |  | FALSE | Removed from Ground | Gas (Historical Use) | 1000 | Bare Steel | 1966-05-04 | Galvanized Steel | Safe Suction (Euro)
GA DOT 10502 GLENNVILLE MOTORPOO | 737 EAST BARNARD ST HWY 144 | GLENNVILLE | Tattnall | 1320024 | 1 |  |  | TRUE |  | TRUE | Removed from Ground | Used Oil | 560 | Bare Steel | 1998-12-01 | Galvanized Steel | Safe Suction (Euro)
GA DOT 10502 GLENNVILLE MOTORPOO | 737 EAST BARNARD ST HWY 144 | GLENNVILLE | Tattnall | 1320024 | 10502-1 | [5 empty] | Removed from Ground | Gas (Historical Use) | 2000 | Bare Steel | 1976-05-01 | Galvanized Steel | Safe Suction (Euro)
GA DOT 10502 GLENNVILLE MOTORPOO | 737 EAST BARNARD ST HWY 144 | GLENNVILLE | Tattnall | 1320024 | 10502-2 | [5 empty] | Removed from Ground | Gas (Historical Use) | 1000 | Bare Steel | 1976-05-01 | Galvanized Steel | Safe Suction (Euro)
GA DOT 10502 GLENNVILLE MOTORPOO | 737 EAST BARNARD ST HWY 144 | GLENNVILLE | Tattnall | 1320024 | 2 | Ball Float | 1998-06-04 | FALSE | 1998-06-04 | FALSE | Currently in Use | Regular | 4000 | Fiberglass Double Walled | 1998-06-04 | Double-Walled Fiberglass | Pressurized
GA DOT 10502 GLENNVILLE MOTORPOO | 737 EAST BARNARD ST HWY 144 | GLENNVILLE | Tattnall | 1320024 | 3 | Ball Float | 1998-06-04 | FALSE | 1998-06-04 | FALSE | Currently in Use | Diesel | 4000 | Fiberglass Double Walled | 1998-06-04 | Double-Walled Fiberglass | Pressurized
GA DOT 10502 GLENNVILLE MOTORPOO | 737 EAST BARNARD ST HWY 144 | GLENNVILLE | Tattnall | 1320024 | 502D1 | [5 empty] | Removed from Ground | Diesel | 2000 | Bare Steel | 1976-05-01 | Galvanized Steel | Safe Suction (Euro)
GA DOT 10502 GLENNVILLE MOTORPOO | 737 EAST BARNARD ST HWY 144 | GLENNVILLE | Tattnall | 1320024 | 502G1 | [5 empty] | Removed from Ground | Gas (Historical Use) | 2000 | Bare Steel | 1976-05-01 | Galvanized Steel | Safe Suction (Euro)
ANDERSON STORE | HWY 169 | GLENNVILLE | Tattnall | 1320026 | 1 | [5 empty] | Removed from Ground | Gas (Historical Use) | 1000 | Bare Steel | 1970-05-03 | Unknown
ANDERSON STORE | HWY 169 | GLENNVILLE | Tattnall | 1320026 | 2 | [5 empty] | Removed from Ground | Gas (Historical Use) | 1000 | Bare Steel | 1984-04-29 | Unknown
AT&T REIDSVILLE RADIO TOWER | HWY 169 NORTH/8 MI SE OF REIDSVI | REIDSVILLE | Tattnall | 1320027 | 1 | [5 empty] | Removed from Ground | Diesel | 1500 | Bare Steel | 1972-01-01 | Copper | Suction (American)
WALKER NURSERY | STAR RT/GA HWY 178/2 MI SOUTH OF | REIDSVILLE | Tattnall | 1320028 | 1 | [5 empty] | Removed from Ground | Gas (Historical Use) | 560 | Bare Steel | 1961-04-28 | Galvanized Steel | Safe Suction (Euro)
WALKER NURSERY | STAR RT/GA HWY 178/2 MI SOUTH OF | REIDSVILLE | Tattnall | 1320028 | 2 | [5 empty] | Removed from Ground | Other | 600 | Bare Steel | 1961-04-28 | Galvanized Steel | Safe Suction (Euro)
WALKER NURSERY | STAR RT/GA HWY 178/2 MI SOUTH OF | REIDSVILLE | Tattnall | 1320028 | 217842 |  | 1994-11-10 |  | 1994-11-10 |  | Removed from Ground | Gas (Historical Use) | 1000 | Galvanic (STIP-3) | 1994-11-10 | Cathodically Protected | Safe Suction (Euro)
WALKER NURSERY | STAR RT/GA HWY 178/2 MI SOUTH OF | REIDSVILLE | Tattnall | 1320028 | 221768 |  | 1994-11-10 |  | 1994-11-10 |  | Removed from Ground | Diesel | 1000 | Galvanic (STIP-3) | 1994-11-10 | Cathodically Protected | Safe Suction (Euro)
WALKER NURSERY | STAR RT/GA HWY 178/2 MI SOUTH OF | REIDSVILLE | Tattnall | 1320028 | 3 | [5 empty] | Removed from Ground | Diesel | 560 | Bare Steel | 1984-04-22 | Galvanized Steel | Safe Suction (Euro)
SHIRLEY NURSERY | STAR RT | REIDSVILLE | Tattnall | 1320029 | 1 | [5 empty] | Removed from Ground | Diesel | 2000 | Bare Steel | 1984-04-22 | Bare Steel | Safe Suction (Euro)
GLENNVILLE CREW HQ | 620 HOWARD ST | GLENNVILLE | Tattnall | 1320030 | 1 | [5 empty] | Removed from Ground | Gas (Historical Use) | 6000 | Fiberglass | 1985-01-01 | Galvanized Steel
GLENNVILLE CREW HQ | 620 HOWARD ST | GLENNVILLE | Tattnall | 1320030 | 2 | [5 empty] | Removed from Ground | Diesel | 6000 | Fiberglass | 1985-01-01 | Galvanized Steel
CLYDES MARKET #63 | US HWY 301 @ HENCART RD | GLENNVILLE | Tattnall | 1320032 | 1 | [5 empty] | Removed from Ground | Gas (Historical Use) | 1000 | Galvanic (STIP-3) | 1960-05-11 | Galvanized Steel
CLYDES MARKET #63 | US HWY 301 @ HENCART RD | GLENNVILLE | Tattnall | 1320032 | 2 | [5 empty] | Removed from Ground | Gas (Historical Use) | 5000 | Galvanic (STIP-3) | 1960-05-11 | Galvanized Steel
CLYDES MARKET #63 | US HWY 301 @ HENCART RD | GLENNVILLE | Tattnall | 1320032 | 3 | [5 empty] | Removed from Ground | Gas (Historical Use) | 2000 | Galvanic (STIP-3) | 1971-05-09 | Galvanized Steel
CLYDES MARKET #63 | US HWY 301 @ HENCART RD | GLENNVILLE | Tattnall | 1320032 | 4 |  | 1998-10-01 |  | 1998-10-01 |  | Removed from Ground | Gas (Historical Use) | 6000 | Galvanic (STIP-3) | 1986-05-05 | Fiberglass Reinforced Plastic | Pressurized
CLYDES MARKET #63 | US HWY 301 @ HENCART RD | GLENNVILLE | Tattnall | 1320032 | 5 |  | 1998-10-01 |  | 1998-10-01 |  | Removed from Ground | Gas (Historical Use) | 6000 | Galvanic (STIP-3) | 1986-05-05 | Fiberglass Reinforced Plastic | Pressurized
CLYDES MARKET #63 | US HWY 301 @ HENCART RD | GLENNVILLE | Tattnall | 1320032 | 6 |  | 1998-10-01 |  | 1998-10-01 |  | Removed from Ground | Gas (Historical Use) | 6000 | Galvanic (STIP-3) | 1986-05-05 | Fiberglass Reinforced Plastic | Pressurized
EL CHEAPO #75 SERVICE CENTER | 805 N MAIN ST | GLENNVILLE | Tattnall | 1320033 | 1 |  | 1998-10-01 |  | 1998-10-01 |  | Removed from Ground | Gas (Historical Use) | 3000 | Steel-Impressed Current | 1998-11-15 | Fiberglass Reinforced Plastic | Pressurized
EL CHEAPO #75 SERVICE CENTER | 805 N MAIN ST | GLENNVILLE | Tattnall | 1320033 | 2 |  | 1998-10-01 |  | 1998-10-01 |  | Removed from Ground | Gas (Historical Use) | 3000 | Steel-Impressed Current | 1998-11-15 | Fiberglass Reinforced Plastic
EL CHEAPO #75 SERVICE CENTER | 805 N MAIN ST | GLENNVILLE | Tattnall | 1320033 | 3 |  | 1998-10-01 |  | 1998-10-01 |  | Removed from Ground | Gas (Historical Use) | 3000 | Steel-Impressed Current | 1998-11-15 | Fiberglass Reinforced Plastic
EL CHEAPO #75 SERVICE CENTER | 805 N MAIN ST | GLENNVILLE | Tattnall | 1320033 | 4 |  | 1998-10-01 |  | 1998-10-01 |  | Removed from Ground | Gas (Historical Use) | 3000 | Steel-Impressed Current | 1998-11-15 | Fiberglass Reinforced Plastic | Pressurized
EL CHEAPO #75 SERVICE CENTER | 805 N MAIN ST | GLENNVILLE | Tattnall | 1320033 | 5 |  | 1998-10-01 |  | 1998-10-01 |  | Removed from Ground | Gas (Historical Use) | 4000 | Steel-Impressed Current | 1998-11-15 | Fiberglass Reinforced Plastic | Pressurized
EL CHEAPO #75 SERVICE CENTER | 805 N MAIN ST | GLENNVILLE | Tattnall | 1320033 | 6 | Ball Float | 1993-11-01 | FALSE | 1993-11-01 | FALSE | Currently in Use | Diesel | 10000 | Steel-Impressed Current | 1993-11-01 | Fiberglass Reinforced Plastic
EL CHEAPO #75 SERVICE CENTER | 805 N MAIN ST | GLENNVILLE | Tattnall | 1320033 | 7A | Ball Float | 2000-09-01 | FALSE | 2000-09-01 | FALSE | Currently in Use | Premium | 12000 | Fiberglass | 2000-09-01 | Fiberglass Reinforced Plastic | Pressurized
EL CHEAPO #75 SERVICE CENTER | 805 N MAIN ST | GLENNVILLE | Tattnall | 1320033 | 7B | Ball Float | 2000-09-01 | FALSE | 2000-09-01 | FALSE | Currently in Use | Regular | 3000 | Fiberglass | 2000-09-01 | Fiberglass Reinforced Plastic | Pressurized
EL CHEAPO #75 SERVICE CENTER | 805 N MAIN ST | GLENNVILLE | Tattnall | 1320033 | T-1 |  |  | TRUE |  | TRUE | Removed from Ground | Used Oil | 500 | Not Marked/Unknown | 1996-06-26 | Not Marked
EL CHEAPO #75 SERVICE CENTER | 805 N MAIN ST | GLENNVILLE | Tattnall | 1320033 | T-2 | [5 empty] | Removed from Ground | Diesel | 500 | Not Marked/Unknown | 1996-06-26 | Not Marked
EL CHEAPO #75 SERVICE CENTER | 805 N MAIN ST | GLENNVILLE | Tattnall | 1320033 | T-3 | [5 empty] | Removed from Ground | Kerosene | 500 | Not Marked/Unknown | 1996-06-26 | Not Marked
SPIKES EXXON | HWY 280 WEST | REIDSVILLE | Tattnall | 1320034 | 1 | [5 empty] | Removed from Ground | Gas (Historical Use) | 0 | Bare Steel | 1986-05-06 | Cathodically Protected
SPIKES EXXON | HWY 280 WEST | REIDSVILLE | Tattnall | 1320034 | 2 | [5 empty] | Removed from Ground | Gas (Historical Use) | 0 | Bare Steel | 1986-05-06 | Galvanized Steel
SPIKES EXXON | HWY 280 WEST | REIDSVILLE | Tattnall | 1320034 | 3 | [5 empty] | Removed from Ground | Gas (Historical Use) | 0 | Bare Steel | 1986-05-06 | Galvanized Steel
CHARLIES | 350 N W MAIN | COLLINS | Tattnall | 1320035 | 1 | Flapper Valve | 1994-09-01 | FALSE | 1994-09-01 | FALSE | Currently in Use | Diesel | 8000 | Galvanic (STIP-3) | 1986-05-06 | Double-Walled Flex | Pressurized
CHARLIES | 350 N W MAIN | COLLINS | Tattnall | 1320035 | 2 | Flapper Valve | 1994-09-01 | FALSE | 1994-09-01 | FALSE | Currently in Use | Premium | 6000 | Galvanic (STIP-3) | 1986-05-06 | Double-Walled Flex | Pressurized
CHARLIES | 350 N W MAIN | COLLINS | Tattnall | 1320035 | 3 |  | 1994-09-01 | FALSE | 1994-09-01 | FALSE | Currently in Use | Regular | 6000 | Galvanic (STIP-3) | 1986-05-06 | Double-Walled Flex | Pressurized
CHARLIES | 350 N W MAIN | COLLINS | Tattnall | 1320035 | 4 | Flapper Valve | 1994-09-01 | FALSE | 1994-09-01 | FALSE | Currently in Use | Diesel | 4000 | Galvanic (STIP-3) | 1986-05-06 | Double-Walled Flex | Pressurized
DERST BAKING CO | MARKET ST | GLENNVILLE | Tattnall | 1320036 | 1 | [5 empty] | Removed from Ground | Empty | 500 | Bare Steel | 1965-05-13 | Unknown | Suction (American)
ON THE GO #13 | 5117 GA HWY 196 E | GLENNVILLE | Tattnall | 1320037 | 1 | [5 empty] | Removed from Ground | Gas (Historical Use) | 2000 | Bare Steel | 1974-05-11 | Galvanized Steel | Suction (American)
ON THE GO #13 | 5117 GA HWY 196 E | GLENNVILLE | Tattnall | 1320037 | 2 | [5 empty] | Removed from Ground | Gas (Historical Use) | 2000 | Bare Steel | 1974-05-11 | Galvanized Steel | Suction (American)
ON THE GO #13 | 5117 GA HWY 196 E | GLENNVILLE | Tattnall | 1320037 | 3A |  | 1998-08-01 | FALSE | 1998-08-01 | FALSE | Removed from Ground | Gas (Historical Use) | 6000 | Composite | 1998-08-01 | Fiberglass Reinforced Plastic | Pressurized
ON THE GO #13 | 5117 GA HWY 196 E | GLENNVILLE | Tattnall | 1320037 | 3B |  | 1998-08-01 | FALSE | 1998-08-01 | FALSE | Removed from Ground | Gas (Historical Use) | 2000 | Composite | 1998-08-01 | Fiberglass Reinforced Plastic | Pressurized
ENK773 | 701 W BARNARD ST | GLENNVILLE | Tattnall | 1320039 | 1 |  | 1998-03-01 |  | 1998-03-01 |  | Removed from Ground | Gas (Historical Use) | 5000 | Bare Steel | 1971-05-12 | Fiberglass Reinforced Plastic | Pressurized
ENK773 | 701 W BARNARD ST | GLENNVILLE | Tattnall | 1320039 | 2 | [5 empty] | Removed from Ground | Gas (Historical Use) | 5000 | Bare Steel | 1971-05-12 | Galvanized Steel | Pressurized
ENK773 | 701 W BARNARD ST | GLENNVILLE | Tattnall | 1320039 | 3 | [5 empty] | Removed from Ground | Gas (Historical Use) | 5000 | Bare Steel | 1971-05-12 | Galvanized Steel | Pressurized
ENK773 | 701 W BARNARD ST | GLENNVILLE | Tattnall | 1320039 | 4 | [5 empty] | Removed from Ground | Diesel | 4000 | Bare Steel | 1986-06-01 | Bare Steel | Pressurized
ENK773 | 701 W BARNARD ST | GLENNVILLE | Tattnall | 1320039 | 5A |  | 1998-03-01 | FALSE | 1998-03-01 | FALSE | Temporarily out of use | Gas (Historical Use) | 8000 | Composite | 1998-01-01 | Fiberglass Reinforced Plastic | Pressurized
ENK773 | 701 W BARNARD ST | GLENNVILLE | Tattnall | 1320039 | 5B |  | 1998-03-01 | FALSE | 1998-03-01 | FALSE | Temporarily out of use | Gas (Historical Use) | 4000 | Composite | 1998-01-01 | Fiberglass Reinforced Plastic | Pressurized
ENK773 | 701 W BARNARD ST | GLENNVILLE | Tattnall | 1320039 | 6 |  | 2003-07-29 | FALSE | 2003-07-29 | FALSE | Temporarily out of use | Diesel | 4000 | Steel-Impressed Current | 2003-07-29 | Fiberglass Reinforced Plastic | Pressurized
DISCOUNT BEVERAGE | 191 SOUTH MAIN ST | REIDSVILLE | Tattnall | 1320040 | 1 | Flapper Valve | 1998-11-01 | FALSE | 1998-11-01 | FALSE | Currently in Use | Premium | 4000 | Steel-Impressed Current | 2016-03-23 | Steel (Impressed Current) | Suction (American)
DISCOUNT BEVERAGE | 191 SOUTH MAIN ST | REIDSVILLE | Tattnall | 1320040 | 2 | Flapper Valve | 1998-11-01 | FALSE | 1998-11-01 | FALSE | Currently in Use | Regular | 6000 | Steel-Impressed Current | 1998-12-21 | Steel (Impressed Current) | Suction (American)
DISCOUNT BEVERAGE | 191 SOUTH MAIN ST | REIDSVILLE | Tattnall | 1320040 | 3 | Flapper Valve | 1998-11-01 | FALSE | 1998-11-01 | FALSE | Currently in Use | Diesel | 8000 | Steel-Impressed Current | 1998-12-21 | Steel (Impressed Current) | Suction (American)
BUDDY SVC STATION | HWY 121 NORTH & HWY 152 SW CORNE | COBBTOWN | Tattnall | 1320041 | 1 | [5 empty] | Removed from Ground | Gas (Historical Use) | 4500 | Not Marked/Unknown | 1956-05-15 | Not Marked
BUDDY SVC STATION | HWY 121 NORTH & HWY 152 SW CORNE | COBBTOWN | Tattnall | 1320041 | 2 | [5 empty] | Removed from Ground | Gas (Historical Use) | 4500 | Not Marked/Unknown | 1956-05-15 | Not Marked
BUDDY SVC STATION | HWY 121 NORTH & HWY 152 SW CORNE | COBBTOWN | Tattnall | 1320041 | 3 | [5 empty] | Removed from Ground | Gas (Historical Use) | 280 | Not Marked/Unknown | 1956-05-15 | Not Marked
BUDDY SVC STATION | HWY 121 NORTH & HWY 152 SW CORNE | COBBTOWN | Tattnall | 1320041 | 4 | [5 empty] | Removed from Ground | Gas (Historical Use) | 6000 | Not Marked/Unknown | 1993-10-01 | Not Marked
BUDDY SVC STATION | HWY 121 NORTH & HWY 152 SW CORNE | COBBTOWN | Tattnall | 1320041 | 5 | [5 empty] | Removed from Ground | Gas (Historical Use) | 6000 | Not Marked/Unknown | 1993-10-01 | Not Marked
BUDDY SVC STATION | HWY 121 NORTH & HWY 152 SW CORNE | COBBTOWN | Tattnall | 1320041 | 6 | [5 empty] | Removed from Ground | Gas (Historical Use) | 6000 | Not Marked/Unknown | 1993-10-01 | Not Marked
FAST STOP | 316 NORTH MAIN ST | GLENNVILLE | Tattnall | 1320042 | 1 |  | 1991-07-01 |  | 1991-07-01 |  | Removed from Ground | Gas (Historical Use) | 8000 | Unknown | 1983-05-08 | Bare Steel | Pressurized
FAST STOP | 316 NORTH MAIN ST | GLENNVILLE | Tattnall | 1320042 | 2 |  | 1991-07-01 |  | 1991-07-01 |  | Removed from Ground | Gas (Historical Use) | 8000 | Unknown | 1983-05-08 | Bare Steel | Pressurized
FAST STOP | 316 NORTH MAIN ST | GLENNVILLE | Tattnall | 1320042 | 3 |  | 1991-07-01 |  | 1991-07-01 |  | Removed from Ground | Gas (Historical Use) | 4000 | Unknown | 1983-05-08 | Bare Steel | Pressurized
FAST STOP | 316 NORTH MAIN ST | GLENNVILLE | Tattnall | 1320042 | 4 |  | 1991-07-01 |  | 1991-07-01 |  | Removed from Ground | Diesel | 6000 | Unknown | 1983-05-08 | Bare Steel | Pressurized
FAST STOP | 316 NORTH MAIN ST | GLENNVILLE | Tattnall | 1320042 | 5A | Ball Float | 2006-11-29 | FALSE | 2006-11-29 | FALSE | Currently in Use | Regular | 8000 | Composite | 2006-11-28 | Fiberglass Reinforced Plastic | Pressurized
FAST STOP | 316 NORTH MAIN ST | GLENNVILLE | Tattnall | 1320042 | 5B | Ball Float | 2006-11-29 | FALSE | 2006-11-29 | FALSE | Currently in Use | Premium | 4000 | Composite | 2006-11-28 | Fiberglass Reinforced Plastic | Pressurized
#034 EL CHEAPO | 203 WEST - BRAZELL ST | REIDSVILLE | Tattnall | 1320044 | 1 | Flapper Valve | 1994-01-01 | FALSE | 1994-01-01 | FALSE | Currently in Use | Regular | 8000 | Steel-Impressed Current | 1984-05-08 | Fiberglass Reinforced Plastic | Pressurized
#034 EL CHEAPO | 203 WEST - BRAZELL ST | REIDSVILLE | Tattnall | 1320044 | 2 | Flapper Valve | 1994-01-01 | FALSE | 1994-01-01 | FALSE | Currently in Use | Plus | 8000 | Steel-Impressed Current | 1984-05-08 | Fiberglass Reinforced Plastic | Pressurized
#034 EL CHEAPO | 203 WEST - BRAZELL ST | REIDSVILLE | Tattnall | 1320044 | 3 | Flapper Valve | 1994-01-01 | FALSE | 1994-01-01 | FALSE | Currently in Use | Premium | 8000 | Steel-Impressed Current | 1984-05-08 | Fiberglass Reinforced Plastic | Pressurized
#034 EL CHEAPO | 203 WEST - BRAZELL ST | REIDSVILLE | Tattnall | 1320044 | 4 | Flapper Valve | 1994-01-01 | FALSE | 1994-01-01 | FALSE | Currently in Use | Diesel On Road | 8000 | Steel-Impressed Current | 1984-05-08 | Fiberglass Reinforced Plastic | Pressurized
#034 EL CHEAPO | 203 WEST - BRAZELL ST | REIDSVILLE | Tattnall | 1320044 | 5 | Flapper Valve | 1994-01-01 | FALSE | 1994-01-01 | FALSE | Currently in Use | Diesel Off Road | 4000 | Steel-Impressed Current | 1984-05-08 | Fiberglass Reinforced Plastic | Pressurized
TANK CAR SERVICE STATION | MAIN ST | GLENNVILLE | Tattnall | 1320045 | 1 | [5 empty] | Permanently Out of Use - historical purposes | Empty | 4000 | Bare Steel | 1976-05-10 | Galvanized Steel
TANK CAR SERVICE STATION | MAIN ST | GLENNVILLE | Tattnall | 1320045 | 2 | [5 empty] | Permanently Out of Use - historical purposes | Empty | 4000 | Bare Steel | 1976-05-10 | Galvanized Steel
TANK CAR SERVICE STATION | MAIN ST | GLENNVILLE | Tattnall | 1320045 | 3 | [5 empty] | Permanently Out of Use - historical purposes | Empty | 4000 | Bare Steel | 1976-05-10 | Galvanized Steel
ENK743 | 256 BRUMBY ST | REIDSVILLE | Tattnall | 1320047 | 1 | [5 empty] | Removed from Ground | Empty | 6000 | Bare Steel | 1974-05-11 | Galvanized Steel
ENK743 | 256 BRUMBY ST | REIDSVILLE | Tattnall | 1320047 | 2 | [5 empty] | Removed from Ground | Empty | 4000 | Bare Steel | 1974-05-11 | Galvanized Steel
ENK743 | 256 BRUMBY ST | REIDSVILLE | Tattnall | 1320047 | 3 | [5 empty] | Removed from Ground | Empty | 4000 | Bare Steel | 1974-05-11 | Galvanized Steel
ENK743 | 256 BRUMBY ST | REIDSVILLE | Tattnall | 1320047 | 4A | Ball Float | 1998-11-10 | FALSE | 1998-11-10 | FALSE | Currently in Use | Regular | 12000 | Composite | 1998-11-10 | Double-Walled Flex | Pressurized
ENK743 | 256 BRUMBY ST | REIDSVILLE | Tattnall | 1320047 | 4B | Ball Float | 1998-11-10 | FALSE | 1998-11-10 | FALSE | Currently in Use | Premium | 8000 | Composite | 1998-11-10 | Double-Walled Flex | Pressurized
J H PARKER CO INC | 649 BARNARD ST | GLENNVILLE | Tattnall | 1320048 | 1 | [5 empty] | Removed from Ground | Diesel | 2000 | Bare Steel | 1970-05-12 | Galvanized Steel
GLENNVILLE TIRE & PERFORMANCE TIRE | 125 E BARNARD ST | GLENNVILLE | Tattnall | 1320049 | 1 | [5 empty] | Removed from Ground | Empty | 3000 | Bare Steel | 1974-05-11 | Galvanized Steel
GLENNVILLE TIRE & PERFORMANCE TIRE | 125 E BARNARD ST | GLENNVILLE | Tattnall | 1320049 | 2 | [5 empty] | Removed from Ground | Empty | 3000 | Bare Steel | 1974-05-11 | Galvanized Steel
GLENNVILLE TIRE & PERFORMANCE TIRE | 125 E BARNARD ST | GLENNVILLE | Tattnall | 1320049 | 3 | [5 empty] | Removed from Ground | Gas (Historical Use) | 1000 | Bare Steel | 1970-05-12 | Galvanized Steel
GLENNVILLE TIRE & PERFORMANCE TIRE | 125 E BARNARD ST | GLENNVILLE | Tattnall | 1320049 | 4 | [5 empty] | Removed from Ground | Empty | 1000 | Bare Steel | 1970-05-12 | Galvanized Steel
GLENNVILLE TIRE & PERFORMANCE TIRE | 125 E BARNARD ST | GLENNVILLE | Tattnall | 1320049 | 5 |  | 1994-10-20 | FALSE | 1994-10-20 | FALSE | Removed from Ground | Gas (Historical Use) | 6110 | Galvanic (STIP-3) | 1994-10-20 | Fiberglass Reinforced Plastic | Pressurized
GLENNVILLE TIRE & PERFORMANCE TIRE | 125 E BARNARD ST | GLENNVILLE | Tattnall | 1320049 | 6 |  | 1997-10-20 | FALSE | 1994-10-20 | FALSE | Removed from Ground | Diesel | 2005 | Galvanic (STIP-3) | 1994-10-20 | Fiberglass Reinforced Plastic | Suction (American)
GLENNVILLE TIRE & PERFORMANCE TIRE | 125 E BARNARD ST | GLENNVILLE | Tattnall | 1320049 | 7 |  | 1994-10-20 | FALSE | 1994-10-20 | FALSE | Removed from Ground | Gas (Historical Use) | 4136 | Galvanic (STIP-3) | 1994-10-20 | Fiberglass Reinforced Plastic | Pressurized
FAIRCLOTH GRAIN CO | HENCART RD | GLENNVILLE | Tattnall | 1320052 | 1 | [5 empty] | Closed in Ground | Diesel | 7000 | Fiberglass | 1979-05-10 | Galvanized Steel
ROGERS COUNTRY STORE | 947 A HWY 144 E ROGERS RD | GLENNVILLE | Tattnall | 1320053 | 1 |  | 1998-12-20 |  | 1998-12-20 |  | Currently in Use | Gas (Historical Use) | 3000 | Galvanic (STIP-3) | 1987-01-01 | Fiberglass Reinforced Plastic | Safe Suction (Euro)
ROGERS COUNTRY STORE | 947 A HWY 144 E ROGERS RD | GLENNVILLE | Tattnall | 1320053 | 2 | Flapper Valve | 1998-12-20 | FALSE | 1998-12-20 | FALSE | Currently in Use | Regular | 3000 | Galvanic (STIP-3) | 1987-01-01 | Fiberglass Reinforced Plastic | Safe Suction (Euro)
ALLTEL | WILLIAMS & WARD ST | COLLINS | Tattnall | 1320054 | 1 | [5 empty] | Removed from Ground | Diesel | 250 | Bare Steel | 1986-01-01 | Bare Steel | Suction (American)
GTE/GLENNVILLE CO/CTC OF THE SOU | 102 CROSS ST | GLENNVILLE | Tattnall | 1320055 | 1 | [5 empty] | Removed from Ground | Diesel | 560 | Bare Steel | 1984-01-02 | Bare Steel
SIMIS DISCOUNT | 514 N MAIN | GLENNVILLE | Tattnall | 1322000 | 1 |  | 1998-11-15 |  | 1998-11-15 |  | Removed from Ground | Gas (Historical Use) | 2000 | Steel-Impressed Current | 1978-01-01 | Cathodically Protected | Safe Suction (Euro)
SIMIS DISCOUNT | 514 N MAIN | GLENNVILLE | Tattnall | 1322000 | 2 |  | 1998-11-15 |  | 1998-11-15 |  | Removed from Ground | Gas (Historical Use) | 2000 | Steel-Impressed Current | 1978-01-01 | Cathodically Protected | Safe Suction (Euro)
PAGE NURSERY | HCOQ BOX 217 | JOHNSON CORNER | Tattnall | 1322001 | 1 |  |  | TRUE |  | TRUE | Removed from Ground | Used Oil | 560 | Bare Steel | 1961-04-28 | Galvanized Steel | Safe Suction (Euro)
PAGE NURSERY | HCOQ BOX 217 | JOHNSON CORNER | Tattnall | 1322001 | 2 | [5 empty] | Removed from Ground | Other | 6000 | Bare Steel | 1961-04-28 | Galvanized Steel | Safe Suction (Euro)
PAGE NURSERY | HCOQ BOX 217 | JOHNSON CORNER | Tattnall | 1322001 | 3 | [5 empty] | Removed from Ground | Diesel | 560 | Bare Steel | 1984-04-22 | Galvanized Steel | Safe Suction (Euro)
TISON'S CORNER | 6068 HWY 169 | GLENNVILLE | Tattnall | 10000462 | 1 |  | 2003-10-01 | FALSE | 2003-10-01 | FALSE | Currently in Use | Gas (Historical Use) | 12000 | Composite | 2003-10-01 | Fiberglass Reinforced Plastic | Pressurized
TISON'S CORNER | 6068 HWY 169 | GLENNVILLE | Tattnall | 10000462 | 2 |  | 2003-10-01 | FALSE | 2003-10-01 | FALSE | Currently in Use | Gas (Historical Use) | 4000 | Composite | 2003-10-01 | Fiberglass Reinforced Plastic | Pressurized
ENK751 | 115 W BRAZELL ST | REIDSVILLE | Tattnall | 10000008 | 1A | Ball Float | 2002-01-23 | FALSE | 2002-01-16 | FALSE | Currently in Use | E-0 | 12000 | Composite | 2002-01-16 | Double-Walled Flex | Pressurized
ENK751 | 115 W BRAZELL ST | REIDSVILLE | Tattnall | 10000008 | 1B | Ball Float | 2002-01-23 | FALSE | 2002-01-16 | FALSE | Currently in Use | Regular | 8000 | Composite | 2002-01-16 | Double-Walled Flex | Pressurized
SUNSHINE GROCERY (DOT PARCEL 44) | US HWY 301 | GLENNVILLE | Tattnall | 10000738 | 1 |  |  | FALSE |  | FALSE | Removed from Ground | Empty | 1000 | Bare Steel | 1997-07-12
SUNSHINE GROCERY (DOT PARCEL 44) | US HWY 301 | GLENNVILLE | Tattnall | 10000738 | 2 |  |  | FALSE |  | FALSE | Removed from Ground | Gas (Historical Use) | 1000 | Bare Steel | 1997-07-12
COUNTRY STORE & GAS STATION | INTERSECTION OF US 301 & CR 369 | GLENNVILLE | Tattnall | 10000739 | 1 |  |  | FALSE |  | FALSE | Removed from Ground | Gas (Historical Use) | 550 | Bare Steel | 1997-07-12
COUNTRY STORE & GAS STATION | INTERSECTION OF US 301 & CR 369 | GLENNVILLE | Tattnall | 10000739 | 2 |  |  | FALSE |  | FALSE | Removed from Ground | Gas (Historical Use) | 250 | Bare Steel | 1997-07-12
GEORGIA VETERANS MEMORIAL CEMETARY | 8819 US HIGHWAY 301 | GLENNVILLE | Tattnall | 10001290 | 1 |  |  | FALSE |  | FALSE | Removed from Ground | Diesel | 1500 | Unknown | 1986-01-01 | Unknown
BLAND FARMS LLC | 1126 RAYMOND BLAND RD | GLENNVILLE | Tattnall | 10001855 | 1 | Flapper Valve | 2007-03-01 | FALSE | 2007-03-01 | FALSE | Currently in Use | Diesel Off Road | 6000 | Composite Double Walled | 2007-03-01 | Steel/FG Secondary containment | Safe Suction (Euro)
BLAND FARMS LLC | 1126 RAYMOND BLAND RD | GLENNVILLE | Tattnall | 10001855 | 2 |  | 2007-03-01 | FALSE | 2007-03-01 | FALSE | Currently in Use | Diesel | 6000 | Composite Double Walled | 2007-03-01 | Steel/FG Secondary containment | Safe Suction (Euro)
BLAND FARMS LLC | 1126 RAYMOND BLAND RD | GLENNVILLE | Tattnall | 10001855 | 3 | Flapper Valve | 2007-03-01 | FALSE | 2007-03-01 | FALSE | Currently in Use | Diesel On Road | 2000 | Composite Double Walled | 2007-03-01 | Steel/FG Secondary containment | Safe Suction (Euro)
CLOSED GAS STATION | 133 BRAZELL STREET | REIDSVILLE | Tattnall | 10001934 | 1 |  |  | FALSE |  | FALSE | Removed from Ground | Gas (Historical Use) | 500 | Bare Steel | 2010-10-21 | Bare Steel | Suction (American)
CLOSED GAS STATION | 133 BRAZELL STREET | REIDSVILLE | Tattnall | 10001934 | 2 |  |  | FALSE |  | FALSE | Removed from Ground | Gas (Historical Use) | 500 | Bare Steel | 2010-10-21 | Bare Steel | Suction (American)
CLOSED GAS STATION | 133 BRAZELL STREET | REIDSVILLE | Tattnall | 10001934 | 3 |  |  | FALSE |  | FALSE | Removed from Ground | Gas (Historical Use) | 500 | Bare Steel | 2010-10-21 | Bare Steel
CLOSED GAS STATION | 133 BRAZELL STREET | REIDSVILLE | Tattnall | 10001934 | 4 |  |  | FALSE |  | FALSE | Removed from Ground | Gas (Historical Use) | 3000 | Bare Steel | 2010-10-21 | Bare Steel | Suction (American)
COWFORD COUNTRY STORE | 4073 HWY 178 | GLENNVILLE | Tattnall | 10002531 | 1 | Flapper Valve | 2013-03-15 | FALSE | 2013-03-15 | FALSE | Currently in Use | Regular | 6000 | Composite Double Walled | 2013-03-15 | Double-Walled Flex | Pressurized
PARKERS #65 | 110 N VETERANS Boulevard | GLENNVILLE | Tattnall | 10002719 | 1 | Flapper Valve | 2017-08-01 | FALSE | 2017-08-01 | FALSE | Currently in Use | Gas (Historical Use) | 20000 | Composite Double Walled | 2017-08-01 | Double-Walled Fiberglass | Pressurized
PARKERS #65 | 110 N VETERANS Boulevard | GLENNVILLE | Tattnall | 10002719 | 2 | Flapper Valve | 2017-08-01 | FALSE | 2017-08-01 | FALSE | Currently in Use | Diesel | 15000 | Composite Double Walled | 2017-08-01 | Double-Walled Fiberglass | Pressurized
UNKNOWN | 302 N VETERAN Boulevard | GLENNVILLE | Tattnall | 10002742 | 1 |  |  | FALSE |  | FALSE | Removed from Ground | Gas (Historical Use) | 3000 | Bare Steel |  | Bare Steel
UNKNOWN | 302 N VETERAN Boulevard | GLENNVILLE | Tattnall | 10002742 | 2 |  |  | FALSE |  | FALSE | Removed from Ground | Gas (Historical Use) | 3000 | Bare Steel |  | Bare Steel
UNKNOWN | 302 N VETERAN Boulevard | GLENNVILLE | Tattnall | 10002742 | 3 |  |  | FALSE |  | FALSE | Removed from Ground | Gas (Historical Use) | 5000 | Bare Steel |  | Bare Steel
REIDSVILLE COUNTRY STORE | 116 BRONCO DR | REIDSVILLE | Tattnall | 10002671 | 1 | Flapper Valve | 2017-02-24 | FALSE | 2017-02-24 | FALSE | Currently in Use | Regular | 8000 | Composite Double Walled | 2017-02-24 | Double-Walled Flex | Pressurized
RAYS TEXACO\AUTO WATCH TEXACO | US HWY 301 SOUTH | GLENNVILLE | Tattnall | 7000021 | 1 | [5 empty] | Removed from Ground | Gas (Historical Use) | 3000 | Bare Steel | 1971-04-19 | Galvanized Steel
RAYS TEXACO\AUTO WATCH TEXACO | US HWY 301 SOUTH | GLENNVILLE | Tattnall | 7000021 | 2 | [5 empty] | Removed from Ground | Gas (Historical Use) | 3000 | Bare Steel | 1971-04-19 | Galvanized Steel
RAYS TEXACO\AUTO WATCH TEXACO | US HWY 301 SOUTH | GLENNVILLE | Tattnall | 7000021 | 3 | [5 empty] | Removed from Ground | Gas (Historical Use) | 1060 | Bare Steel | 1976-04-17 | Galvanized Steel
RAYS TEXACO\AUTO WATCH TEXACO | US HWY 301 SOUTH | GLENNVILLE | Tattnall | 7000021 | 4 | [5 empty] | Removed from Ground | Diesel | 4000 | Bare Steel | 1976-04-17 | Galvanized Steel
FLINT ENERGIES | 19 RACETRACK RD | REYNOLDS | Taylor | 10002485 | 1 |  | 2015-07-01 | FALSE | 2015-07-01 | FALSE | Currently in Use | Gas (Historical Use) | 10000 | Composite Double Walled | 2015-07-01 | Double-Walled Fiberglass | Pressurized
FLINT ENERGIES | 19 RACETRACK RD | REYNOLDS | Taylor | 10002485 | 2 |  | 2015-07-01 | FALSE | 2015-07-01 | FALSE | Currently in Use | Diesel | 10000 | Composite Double Walled | 2015-07-01 | Double-Walled Fiberglass | Pressurized
FLINT ENERGIES | 19 RACETRACK RD | REYNOLDS | Taylor | 10002485 | 3 |  | 2015-07-01 | FALSE | 2015-07-01 | FALSE | Currently in Use | Diesel | 10000 | Composite Double Walled | 2015-07-01 | Double-Walled Fiberglass | Pressurized
H & J TRAVEL CENTER | 191 AMERICUS HWY | BUTLER | Taylor | 10001253 | 1 | Flapper Valve | 2006-12-01 | FALSE | 2006-12-01 | FALSE | Currently in Use | Regular | 15000 | Composite | 2006-11-01 | Fiberglass Reinforced Plastic | Pressurized
H & J TRAVEL CENTER | 191 AMERICUS HWY | BUTLER | Taylor | 10001253 | 2 | Flapper Valve | 2006-12-01 | FALSE | 2006-12-01 | FALSE | Currently in Use | Premium | 5000 | Composite | 2006-11-01 | Fiberglass Reinforced Plastic | Pressurized
H & J TRAVEL CENTER | 191 AMERICUS HWY | BUTLER | Taylor | 10001253 | 3 |  | 2006-12-01 | FALSE | 2006-12-01 | FALSE | Currently in Use | Diesel | 16000 | Composite | 2006-11-01 | Fiberglass Reinforced Plastic | Pressurized
H & J TRAVEL CENTER | 191 AMERICUS HWY | BUTLER | Taylor | 10001253 | 4 | Flapper Valve | 2006-12-01 | FALSE | 2006-12-01 | FALSE | Currently in Use | Diesel | 4000 | Composite | 2006-11-01 | Fiberglass Reinforced Plastic | Pressurized
SAURIN INC | 125 E MAIN ST | BUTLER | Taylor | 10001419 | 1 | Flapper Valve | 2007-07-01 | FALSE | 2007-07-01 | FALSE | Currently in Use | Premium | 8000 | Composite Double Walled | 2007-07-01 |  | Pressurized
SAURIN INC | 125 E MAIN ST | BUTLER | Taylor | 10001419 | 2 | Flapper Valve | 2007-07-01 | FALSE | 2007-07-01 | FALSE | Currently in Use | Regular | 4000 | Composite Double Walled | 2007-07-01 |  | Pressurized
WATSON OIL | 410 LEWIS WATSON JR DR | BUTLER | Taylor | 10000452 | 1 | Ball Float | 2003-05-05 | FALSE | 2003-05-05 | FALSE | Currently in Use | Diesel | 15000 | Composite | 2003-05-05 | Fiberglass Reinforced Plastic | Pressurized
8 POINT REST STOP | HWY 195 | BUTLER | Taylor | 1330001 | 1 | [5 empty] | Removed from Ground | Gas (Historical Use) | 4000 | Bare Steel | 1956-03-27 | Unknown
8 POINT REST STOP | HWY 195 | BUTLER | Taylor | 1330001 | 2 | [5 empty] | Removed from Ground | Gas (Historical Use) | 4000 | Bare Steel | 1956-03-27 | Unknown
8 POINT REST STOP | HWY 195 | BUTLER | Taylor | 1330001 | 3 | [5 empty] | Removed from Ground | Diesel | 4000 | Bare Steel | 1956-03-27 | Unknown
8 POINT REST STOP | HWY 195 | BUTLER | Taylor | 1330001 | 4 | [5 empty] | Removed from Ground | Gas (Historical Use) | 4000 | Bare Steel | 1956-03-27 | Unknown
CROOKS AMOCO STATION | WINSTON ST/GA HWY 96 @ GA HWY 12 | REYNOLDS | Taylor | 1330002 | 1 | [5 empty] | Removed from Ground | Empty | 3000 | Bare Steel | 1970-01-01 | Galvanized Steel
CROOKS AMOCO STATION | WINSTON ST/GA HWY 96 @ GA HWY 12 | REYNOLDS | Taylor | 1330002 | 2 | [5 empty] | Removed from Ground | Empty | 1000 | Bare Steel | 1970-01-01 | Galvanized Steel
CROOKS AMOCO STATION | WINSTON ST/GA HWY 96 @ GA HWY 12 | REYNOLDS | Taylor | 1330002 | 3 | [5 empty] | Removed from Ground | Empty | 1000 | Bare Steel | 1970-01-01 | Galvanized Steel
FLINT ELECTRIC MEMBERSHIP CORP | MARION ST | REYNOLDS | Taylor | 1330003 | 1 | [5 empty] | Removed from Ground | Gas (Historical Use) | 10000 | Bare Steel | 1969-12-17 | Galvanized Steel
FLINT ELECTRIC MEMBERSHIP CORP | MARION ST | REYNOLDS | Taylor | 1330003 | 10 | [5 empty] | Removed from Ground | Empty | 500 | Bare Steel | 1960-12-19 | Galvanized Steel
FLINT ELECTRIC MEMBERSHIP CORP | MARION ST | REYNOLDS | Taylor | 1330003 | 2 | [5 empty] | Removed from Ground | Gas (Historical Use) | 10000 | Bare Steel | 1979-12-15 | Galvanized Steel
FLINT ELECTRIC MEMBERSHIP CORP | MARION ST | REYNOLDS | Taylor | 1330003 | 3 | [5 empty] | Removed from Ground | Diesel | 1000 | Bare Steel | 1952-12-21 | Galvanized Steel
FLINT ELECTRIC MEMBERSHIP CORP | MARION ST | REYNOLDS | Taylor | 1330003 | 4 |  |  | TRUE |  | TRUE | Removed from Ground | Used Oil | 500 | Bare Steel | 1960-12-19 | Galvanized Steel
FLINT ELECTRIC MEMBERSHIP CORP | MARION ST | REYNOLDS | Taylor | 1330003 | 5 |  |  | TRUE |  | TRUE | Removed from Ground | Used Oil | 500 | Bare Steel | 1960-12-19 | Galvanized Steel
FLINT ELECTRIC MEMBERSHIP CORP | MARION ST | REYNOLDS | Taylor | 1330003 | 6 | [5 empty] | Removed from Ground | Empty | 500 | Bare Steel | 1960-12-19 | Galvanized Steel
FLINT ELECTRIC MEMBERSHIP CORP | MARION ST | REYNOLDS | Taylor | 1330003 | 7 |  |  | TRUE |  | TRUE | Removed from Ground | Used Oil | 500 | Bare Steel | 1960-12-19 | Galvanized Steel
FLINT ELECTRIC MEMBERSHIP CORP | MARION ST | REYNOLDS | Taylor | 1330003 | 8 |  |  | TRUE |  | TRUE | Removed from Ground | Used Oil | 500 | Bare Steel | 1960-12-19 | Galvanized Steel
FLINT ELECTRIC MEMBERSHIP CORP | MARION ST | REYNOLDS | Taylor | 1330003 | 9 | [5 empty] | Removed from Ground | Empty | 500 | Bare Steel | 1960-12-19 | Galvanized Steel
FLINT ELECTRIC MEMBERSHIP CORP | 102 S LIBERTY ST | REYNOLDS | Taylor | 1330005 | 11 |  | 1989-04-17 |  | 1989-06-01 |  | Removed from Ground | Gas (Historical Use) | 10000 | Steel-Impressed Current | 1983-12-14 | Cathodically Protected | Pressurized
FLINT ELECTRIC MEMBERSHIP CORP | 102 S LIBERTY ST | REYNOLDS | Taylor | 1330005 | 12 |  | 1989-04-17 |  | 1989-06-01 |  | Removed from Ground | Diesel | 10000 | Steel-Impressed Current | 1983-12-14 | Cathodically Protected | Pressurized
FLINT ELECTRIC MEMBERSHIP CORP | 102 S LIBERTY ST | REYNOLDS | Taylor | 1330005 | 13 |  | 1989-04-17 |  | 1989-06-01 |  | Removed from Ground | Diesel | 6000 | Steel-Impressed Current | 1983-12-14 | Cathodically Protected | Pressurized
JARRELLS GROCERY | HWY 208 WEST | BUTLER | Taylor | 1330011 | 1 | [5 empty] | Removed from Ground | Gas (Historical Use) | 550 | Bare Steel | 1986-04-10 | Galvanized Steel | Suction (American)
TAYLOR CO MAINT H Q BUTLER | 204 CHARING RD | BUTLER | Taylor | 1330013 | 1 |  |  | FALSE |  | FALSE | Removed from Ground | Gas (Historical Use) | 1000 | Bare Steel | 2005-03-09
TAYLOR CO MAINT H Q BUTLER | 204 CHARING RD | BUTLER | Taylor | 1330013 | 353D1 | [5 empty] | Removed from Ground | Diesel | 1000 | Bare Steel | 1972-05-02 | Galvanized Steel
TAYLOR CO MAINT H Q BUTLER | 204 CHARING RD | BUTLER | Taylor | 1330013 | 353D2 | [5 empty] | Removed from Ground | Diesel | 1000 | Bare Steel | 1972-05-02 | Galvanized Steel
TAYLOR CO MAINT H Q BUTLER | 204 CHARING RD | BUTLER | Taylor | 1330013 | 353D3 |  | 1998-07-01 |  | 1998-07-01 |  | Currently in Use | Diesel | 10000 | Fiberglass | 1998-07-01 | Double-Walled Fiberglass | Pressurized
TAYLOR CO MAINT H Q BUTLER | 204 CHARING RD | BUTLER | Taylor | 1330013 | 353G1 | [5 empty] | Removed from Ground | Gas (Historical Use) | 1000 | Bare Steel | 1972-05-02 | Galvanized Steel
TAYLOR CO MAINT H Q BUTLER | 204 CHARING RD | BUTLER | Taylor | 1330013 | 353G2 | [5 empty] | Removed from Ground | Gas (Historical Use) | 1000 | Bare Steel | 1972-05-02 | Galvanized Steel
TAYLOR CO MAINT H Q BUTLER | 204 CHARING RD | BUTLER | Taylor | 1330013 | 353G3 |  | 1998-07-01 |  | 1998-07-01 |  | Currently in Use | Gas (Historical Use) | 6000 | Fiberglass | 1998-07-01 | Double-Walled Fiberglass | Pressurized
EUBANKS SERVICE STATION | HWY 19 (22 S BROAD ST) | BUTLER | Taylor | 1330015 | 1 | [5 empty] | Removed from Ground | Gas (Historical Use) | 4000 | Bare Steel | 1985-04-07 | Galvanized Steel | Suction (American)
EUBANKS SERVICE STATION | HWY 19 (22 S BROAD ST) | BUTLER | Taylor | 1330015 | 2 | [5 empty] | Removed from Ground | Gas (Historical Use) | 4000 | Bare Steel | 1985-04-07 | Galvanized Steel | Suction (American)
EUBANKS SERVICE STATION | HWY 19 (22 S BROAD ST) | BUTLER | Taylor | 1330015 | 3 | [5 empty] | Removed from Ground | Gas (Historical Use) | 6000 | Bare Steel | 1985-04-07 | Galvanized Steel | Suction (American)
EUBANKS SERVICE STATION | HWY 19 (22 S BROAD ST) | BUTLER | Taylor | 1330015 | 4 | [5 empty] | Removed from Ground | Gas (Historical Use) | 3000 | Bare Steel | 1985-04-07 | Galvanized Steel | Suction (American)
EUBANKS SERVICE STATION | HWY 19 (22 S BROAD ST) | BUTLER | Taylor | 1330015 | 5 |  | 1999-04-01 | FALSE | 1999-04-01 | FALSE | Temporarily out of use | Premium | 10000 | Composite | 1999-04-01 |  | Pressurized
EUBANKS SERVICE STATION | HWY 19 (22 S BROAD ST) | BUTLER | Taylor | 1330015 | 6 |  | 1999-04-01 | FALSE | 1999-04-01 | FALSE | Temporarily out of use | Regular | 12000 | Composite | 1999-04-01 |  | Pressurized
PAPAS PLACE | 8 W WILLIAM WAINWRIGHT ST | REYNOLDS | Taylor | 1330016 | 1 |  | 1998-12-21 |  | 1998-12-21 |  | Removed from Ground | Gas (Historical Use) | 10000 | Steel-Impressed Current | 1984-04-07 | Fiberglass Reinforced Plastic | Pressurized
PAPAS PLACE | 8 W WILLIAM WAINWRIGHT ST | REYNOLDS | Taylor | 1330016 | 2 |  | 1998-12-21 |  | 1998-12-21 |  | Removed from Ground | Gas (Historical Use) | 4000 | Steel-Impressed Current | 1984-04-07 | Fiberglass Reinforced Plastic | Pressurized
PAPAS PLACE | 8 W WILLIAM WAINWRIGHT ST | REYNOLDS | Taylor | 1330016 | 3 |  | 1998-12-21 |  | 1998-12-21 |  | Removed from Ground | Diesel | 3000 | Steel-Impressed Current | 1984-04-07 | Cathodically Protected | Suction (American)
PAPAS PLACE | 8 W WILLIAM WAINWRIGHT ST | REYNOLDS | Taylor | 1330016 | 4 |  | 1998-12-21 |  | 1998-12-21 |  | Removed from Ground | Gas (Historical Use) | 3000 | Steel-Impressed Current | 1984-04-07 | Fiberglass Reinforced Plastic | Pressurized
PAPAS PLACE | 8 W WILLIAM WAINWRIGHT ST | REYNOLDS | Taylor | 1330016 | 5 |  | 1998-12-21 |  | 1998-12-21 |  | Removed from Ground | Gas (Historical Use) | 3000 | Steel-Impressed Current | 1984-04-07 | Fiberglass Reinforced Plastic | Pressurized
PAPAS PLACE | 8 W WILLIAM WAINWRIGHT ST | REYNOLDS | Taylor | 1330016 | 6 |  | 1998-12-21 |  | 1998-12-21 |  | Removed from Ground | Diesel | 3000 | Steel-Impressed Current | 1984-04-07 | Fiberglass Reinforced Plastic | Suction (American)
PAPAS PLACE | 8 W WILLIAM WAINWRIGHT ST | REYNOLDS | Taylor | 1330016 | 7A | Ball Float | 2014-02-28 | FALSE | 2014-02-28 | FALSE | Currently in Use | Regular | 10000 | Tank Jacket | 2014-02-28 | Double-Walled Fiberglass | Pressurized
PAPAS PLACE | 8 W WILLIAM WAINWRIGHT ST | REYNOLDS | Taylor | 1330016 | 7B | Ball Float | 2014-02-28 | FALSE | 2014-02-28 | FALSE | Currently in Use | Premium | 5000 | Tank Jacket | 2014-02-28 | Double-Walled Fiberglass | Pressurized
PAPAS PLACE | 8 W WILLIAM WAINWRIGHT ST | REYNOLDS | Taylor | 1330016 | 7C | Ball Float | 2014-02-28 | FALSE | 2014-02-28 | FALSE | Currently in Use | Diesel | 5000 | Tank Jacket | 2014-02-28 | Double-Walled Fiberglass | Pressurized
REYNOLDS GARAGE | 106 TOLBAT ST | REYNOLDS | Taylor | 1330017 | 1AST | [5 empty] | Currently in Use | Diesel | 1 | Bare Steel |  | Bare Steel
REYNOLDS GARAGE | 106 TOLBAT ST | REYNOLDS | Taylor | 1330017 | DUMMY | [5 empty] | Permanently Out of Use - historical purposes | Other | 550 | Bare Steel |  | Bare Steel
AUMS FOOD STORE | 401 E MARION ST | REYNOLDS | Taylor | 1330018 | 1 |  | 1994-01-01 |  | 1994-01-01 |  | Removed from Ground | Gas (Historical Use) | 6000 | Steel-Impressed Current | 1978-05-07 | Cathodically Protected | Suction (American)
AUMS FOOD STORE | 401 E MARION ST | REYNOLDS | Taylor | 1330018 | 2 |  | 1994-01-01 |  | 1994-01-01 |  | Removed from Ground | Gas (Historical Use) | 6000 | Steel-Impressed Current | 1978-05-07 | Cathodically Protected | Suction (American)
AUMS FOOD STORE | 401 E MARION ST | REYNOLDS | Taylor | 1330018 | 3 |  | 1994-01-01 |  | 1994-01-01 |  | Removed from Ground | Gas (Historical Use) | 6000 | Steel-Impressed Current | 1987-01-01 | Cathodically Protected | Suction (American)
SUWANNEE SWIFTY | HWY 19 SOUTH BROAD | BUTLER | Taylor | 1330020 | 1 | [5 empty] | Removed from Ground | Gas (Historical Use) | 6000 | Bare Steel | 1978-05-07 | Galvanized Steel
SUWANNEE SWIFTY | HWY 19 SOUTH BROAD | BUTLER | Taylor | 1330020 | 2 | [5 empty] | Removed from Ground | Gas (Historical Use) | 6000 | Bare Steel | 1978-05-07 | Galvanized Steel
SUWANNEE SWIFTY | HWY 19 SOUTH BROAD | BUTLER | Taylor | 1330020 | 3 | [5 empty] | Removed from Ground | Gas (Historical Use) | 6000 | Bare Steel | 1978-05-07 | Galvanized Steel
CIRCLE K STORES # 2075 | 711 E MAIN ST | BUTLER | Taylor | 1330023 | 1 |  | 1994-05-31 |  | 1994-05-31 |  | Removed from Ground | Gas (Historical Use) | 8000 | Steel-Impressed Current | 1983-03-01 | Cathodically Protected | Pressurized
CIRCLE K STORES # 2075 | 711 E MAIN ST | BUTLER | Taylor | 1330023 | 2 |  | 1994-05-31 |  | 1994-05-31 |  | Removed from Ground | Gas (Historical Use) | 6000 | Steel-Impressed Current | 1983-03-01 | Cathodically Protected | Pressurized
CIRCLE K STORES # 2075 | 711 E MAIN ST | BUTLER | Taylor | 1330023 | 3 |  | 1994-05-31 |  | 1994-05-31 |  | Removed from Ground | Gas (Historical Use) | 8000 | Steel-Impressed Current | 1983-03-01 | Cathodically Protected | Pressurized
DOT 10352/TAYLOR CO MAINT HQ | 607 SOUTH BROAD ST | BUTLER | Taylor | 1330025 | 10352-1 | [5 empty] | Removed from Ground | Empty | 1000 | Bare Steel | 1986-04-29 | Galvanized Steel
DOT 10352/TAYLOR CO MAINT HQ | 607 SOUTH BROAD ST | BUTLER | Taylor | 1330025 | 10352-2 | [5 empty] | Removed from Ground | Diesel | 1060 | Bare Steel | 1986-04-29 | Galvanized Steel
DOT 10352/TAYLOR CO MAINT HQ | 607 SOUTH BROAD ST | BUTLER | Taylor | 1330025 | 10352-3 |  |  | TRUE |  | TRUE | Removed from Ground | Empty | 1060 | Bare Steel | 1986-04-29 | Galvanized Steel
D & D PIT STOP | 22 N POPLAR | BUTLER | Taylor | 1330026 | 1 |  | 1998-12-04 | FALSE | 1998-12-04 | FALSE | Currently in Use | Regular | 10000 | Steel-Impressed Current | 1972-05-11 | Double-Walled Flex | Pressurized
D & D PIT STOP | 22 N POPLAR | BUTLER | Taylor | 1330026 | 2 |  | 1998-12-04 | FALSE | 1998-12-04 | FALSE | Currently in Use | Premium | 10000 | Steel-Impressed Current | 1972-05-11 | Double-Walled Flex | Pressurized
D & D PIT STOP | 22 N POPLAR | BUTLER | Taylor | 1330026 | 3 |  | 1998-12-04 | FALSE | 1998-12-04 | FALSE | Currently in Use | Diesel | 10000 | Steel-Impressed Current | 1972-05-11 | Double-Walled Flex | Pressurized
D & D PIT STOP | 22 N POPLAR | BUTLER | Taylor | 1330026 | 4 |  | 1998-12-04 |  | 1998-12-04 |  | Removed from Ground | Gas (Historical Use) | 10000 | Cathodically Protected Steel | 1975-05-11 | Cathodically Protected | Pressurized
D & D PIT STOP | 22 N POPLAR | BUTLER | Taylor | 1330026 | 5 | [5 empty] | Removed from Ground | Other | 4000 | Bare Steel | 1978-05-10 | Galvanized Steel | Pressurized
D & D PIT STOP | 22 N POPLAR | BUTLER | Taylor | 1330026 | 6 | [5 empty] | Removed from Ground | Kerosene | 4000 | Bare Steel | 1978-05-10 | Galvanized Steel | Suction (American)
D & D PIT STOP | 22 N POPLAR | BUTLER | Taylor | 1330026 | 7 | [5 empty] | Removed from Ground | Kerosene | 4000 | Bare Steel | 1978-05-10 | Galvanized Steel | Pressurized
D & D PIT STOP | 22 N POPLAR | BUTLER | Taylor | 1330026 | 8 | [5 empty] | Removed from Ground | Kerosene | 1000 | Bare Steel | 1978-05-10 | Galvanized Steel
GEORGIA RURAL ELECTRIC SERVICE C | HWY 96 E OF REYNOLDS | REYNOLDS | Taylor | 9133001 | 1 | Ball Float | 1989-09-20 | FALSE | 1989-09-20 | FALSE | Temporarily out of use | Diesel | 10000 | Steel-Impressed Current | 1989-09-20 | Fiberglass Reinforced Plastic | Pressurized
GEORGIA RURAL ELECTRIC SERVICE C | HWY 96 E OF REYNOLDS | REYNOLDS | Taylor | 9133001 | 2 | Ball Float | 1989-09-20 | FALSE | 1989-09-20 | FALSE | Temporarily out of use | Gas (Historical Use) | 4000 | Galvanic (STIP-3) | 1989-09-20 | Fiberglass Reinforced Plastic | Pressurized
WESTERN PDC PROBATION DENT CNTRE | 1019 BILLY BLVD | BUTLER | Taylor | 9133002 | 1 | [5 empty] | Removed from Ground | Gas (Historical Use) | 5000 | Composite | 1990-01-01 | Fiberglass Reinforced Plastic
DAN WILLIAMS GROCERY | 55 E HARRIS ST | REYNOLDS | Taylor | 9133003 | 1 | [5 empty] | Removed from Ground | Gas (Historical Use) | 2000 | Bare Steel | 1977-01-01 | Galvanized Steel | Safe Suction (Euro)
DAN WILLIAMS GROCERY | 55 E HARRIS ST | REYNOLDS | Taylor | 9133003 | 2 | [5 empty] | Removed from Ground | Gas (Historical Use) | 1000 | Bare Steel | 1977-01-01 | Galvanized Steel | Safe Suction (Euro)
PUBLIC SERVICE TELEPHONE CO | 42 NORTH CRAWFORD ST | REYNOLDS | Taylor | 9133004 | 1 |  | 1989-07-20 |  | 1989-07-20 |  | Removed from Ground | Gas (Historical Use) | 10000 | Bare Steel | 1975-01-01 | Galvanized Steel
PUBLIC SERVICE TELEPHONE CO | 42 NORTH CRAWFORD ST | REYNOLDS | Taylor | 9133004 | 2 | Flapper Valve | 1998-10-21 | FALSE | 1998-10-21 | FALSE | Currently in Use | Gas (Historical Use) | 10000 | Composite | 1998-10-15 | Double-Walled Flex | Safe Suction (Euro)
TAYLOR COUNTY SCHOOL BUS GARAGE | 715 COLUMBUS RD | BUTLER | Taylor | 9133005 | 1 | [5 empty] | Removed from Ground | Gas (Historical Use) | 4000 | Cathodically Protected Steel | 1988-08-01 | Galvanized Steel
TAYLOR COUNTY SCHOOL BUS GARAGE | 715 COLUMBUS RD | BUTLER | Taylor | 9133005 | 185672A | Flapper Valve | 1992-09-30 | FALSE | 1992-09-30 | FALSE | Currently in Use | Diesel | 8000 | Composite | 1992-09-30 | Fiberglass Reinforced Plastic | Safe Suction (Euro)
TAYLOR COUNTY SCHOOL BUS GARAGE | 715 COLUMBUS RD | BUTLER | Taylor | 9133005 | 185672B | Flapper Valve | 1992-09-30 | FALSE | 1992-09-30 | FALSE | Currently in Use | Regular | 2000 | Composite | 1992-09-30 | Fiberglass Reinforced Plastic | Safe Suction (Euro)
DIST TECH INC | RTE 128 PO BOX 525 | REYNOLDS | Taylor | 9133006 | 1 |  | 1994-02-01 |  | 1994-02-01 |  | Removed from Ground | Diesel | 10000 | Steel-Impressed Current | 1979-01-01 | Cathodically Protected | Safe Suction (Euro)
DIST TECH INC | RTE 128 PO BOX 525 | REYNOLDS | Taylor | 9133006 | 2 |  | 1994-02-01 |  | 1994-02-01 |  | Removed from Ground | Diesel | 10000 | Cathodically Protected Steel | 1979-01-01 | Cathodically Protected | Safe Suction (Euro)
ALBRITTON DANFAIR EXPRESS | 31 W MAIN ST | BUTLER | Taylor | 9133008 | 2 | Flapper Valve | 1998-12-18 |  | 1998-12-18 |  | Temporarily out of use | Gas (Historical Use) | 500 | Steel-Impressed Current | 1974-01-01 | Cathodically Protected | Safe Suction (Euro)
ALBRITTON DANFAIR EXPRESS | 31 W MAIN ST | BUTLER | Taylor | 9133008 | 3 | Flapper Valve | 1998-12-18 |  | 1998-12-18 |  | Currently in Use | Gas (Historical Use) | 2000 | Steel-Impressed Current | 1974-01-01 | Cathodically Protected | Safe Suction (Euro)
ALBRITTON DANFAIR EXPRESS | 31 W MAIN ST | BUTLER | Taylor | 9133008 | 4 | Flapper Valve | 1998-12-18 |  | 1998-12-18 |  | Currently in Use | Diesel | 2000 | Steel-Impressed Current | 1974-01-01 | Cathodically Protected | Safe Suction (Euro)
ALBRITTON DANFAIR EXPRESS | 31 W MAIN ST | BUTLER | Taylor | 9133008 | 5 |  |  | TRUE |  | TRUE | Removed from Ground | Used Oil | 0 | Bare Steel | 1998-01-01 | Galvanized Steel
ALBRITTON DANFAIR EXPRESS | 31 W MAIN ST | BUTLER | Taylor | 9133008 | F | Flapper Valve | 1998-12-18 |  | 1998-12-18 |  | Currently in Use | Gas (Historical Use) | 2000 | Steel-Impressed Current | 1974-01-01 | Cathodically Protected | Safe Suction (Euro)
GA FC-TAYLOR CO UNIT | GA HWY 96 1 MI W OF COURTHOUSE I | BUTLER | Taylor | 9133009 | 1 | [5 empty] | Removed from Ground | Gas (Historical Use) | 2000 | Bare Steel | 1981-09-01 | Galvanized Steel | Safe Suction (Euro)
GA FC-TAYLOR CO UNIT | GA HWY 96 1 MI W OF COURTHOUSE I | BUTLER | Taylor | 9133009 | 2 | [5 empty] | Removed from Ground | Diesel | 560 | Bare Steel | 1966-10-01 | Galvanized Steel | Safe Suction (Euro)
GA FC-TAYLOR CO UNIT | GA HWY 96 1 MI W OF COURTHOUSE I | BUTLER | Taylor | 9133009 | 248867 |  | 1993-05-21 |  | 1993-05-21 |  | Removed from Ground | Diesel | 1000 | Galvanic (STIP-3) | 1993-05-21 | Cathodically Protected | Safe Suction (Euro)
GA FC-TAYLOR CO UNIT | GA HWY 96 1 MI W OF COURTHOUSE I | BUTLER | Taylor | 9133009 | 248868 |  | 1993-05-21 |  | 1993-05-21 |  | Removed from Ground | Gas (Historical Use) | 1000 | Galvanic (STIP-3) | 1993-05-21 | Galvanized Steel | Safe Suction (Euro)
GA FC-TAYLOR CO UNIT | GA HWY 96 1 MI W OF COURTHOUSE I | BUTLER | Taylor | 9133009 | 3 | [5 empty] | Removed from Ground | Empty | 560 | Bare Steel | 1955-03-01 | Galvanized Steel | Safe Suction (Euro)
MF&H TEXTILES INC | BUTLER IND PK/1 MI W GA HWY 96 | BUTLER | Taylor | 9133010 | 1 | [5 empty] | Removed from Ground | Gas (Historical Use) | 10000 | Bare Steel | 1973-01-01 | Galvanized Steel | Safe Suction (Euro)
DOT 10395/TAYLOR CO MAINT HQ | CT RD 140 | REYNOLDS | Taylor | 9133011 | 10395-1 | [5 empty] | Removed from Ground | Gas (Historical Use) | 0 | Bare Steel | 1993-06-03 | Galvanized Steel
OLD J E BONE PROPERTY | 206 EAST MAIN ST | BUTLER | Taylor | 9133012 | 1 |  |  | TRUE |  | TRUE | Removed from Ground | Used Oil | 500 | Bare Steel | 1973-01-01 | Bare Steel
OLD J E BONE PROPERTY | 206 EAST MAIN ST | BUTLER | Taylor | 9133012 | 2 | [5 empty] | Removed from Ground | Gas (Historical Use) | 1000 | Bare Steel | 1954-01-01 | Bare Steel
OLD J E BONE PROPERTY | 206 EAST MAIN ST | BUTLER | Taylor | 9133012 | 3 | [5 empty] | Removed from Ground | Gas (Historical Use) | 500 | Bare Steel | 1954-01-01 | Bare Steel
PLANT LAUREL | RT 1 BOX 160 | REYNOLDS | Taylor | 9133013 | 1 | [5 empty] | Permanently Out of Use - historical purposes | Empty | 30 | Bare Steel | 1970-01-01 | Galvanized Steel
PLANT LAUREL | RT 1 BOX 160 | REYNOLDS | Taylor | 9133013 | 2 | [5 empty] | Permanently Out of Use - historical purposes | Empty | 30 | Bare Steel | 1970-01-01 | Galvanized Steel
PLANT LAUREL | RT 1 BOX 160 | REYNOLDS | Taylor | 9133013 | 3 | [5 empty] | Permanently Out of Use - historical purposes | Empty | 30 | Bare Steel | 1970-01-01 | Galvanized Steel
CITY OF BUTLER | 104 CEDAR ST | BUTLER | Taylor | 9133014 | 1 | [5 empty] | Closed in Ground | Gas (Historical Use) | 1000 | Bare Steel | 1986-11-01 | Galvanized Steel | Safe Suction (Euro)
CITY OF BUTLER | 104 CEDAR ST | BUTLER | Taylor | 9133014 | 2 | [5 empty] | Closed in Ground | Gas (Historical Use) | 1000 | Bare Steel | 1986-11-01 | Galvanized Steel | Safe Suction (Euro)
MCINVALE ENTERPRISES INC | 35 E Marion St | REYNOLDS | Taylor | 9133015 | 1A | Flapper Valve | 1995-07-01 | FALSE | 1995-07-01 | FALSE | Currently in Use | Regular | 8000 | Fiberglass | 1995-07-01 | Fiberglass Reinforced Plastic | Pressurized
MCINVALE ENTERPRISES INC | 35 E Marion St | REYNOLDS | Taylor | 9133015 | 1B | Ball Float | 1995-07-01 | FALSE | 1995-07-01 | FALSE | Currently in Use | Premium | 4000 | Fiberglass | 1995-07-01 | Fiberglass Reinforced Plastic | Pressurized
MCINVALE ENTERPRISES INC | 35 E Marion St | REYNOLDS | Taylor | 9133015 | 3 | Ball Float | 1995-07-01 | FALSE | 1995-07-01 | FALSE | Currently in Use | Diesel On Road | 6000 | Fiberglass | 1995-07-01 | Fiberglass Reinforced Plastic | Pressurized
MCINVALE ENTERPRISES INC | 35 E Marion St | REYNOLDS | Taylor | 9133015 | 4 | Ball Float | 2005-04-01 | FALSE | 2005-04-01 | FALSE | Currently in Use | Diesel Off Road | 4000 | Fiberglass | 2004-03-31 | Fiberglass Reinforced Plastic | Pressurized
TAYLOR COUNTY ROAD & BRIDGE DEPA | SR HWY 137 (155 CHARING RD) | BUTLER | Taylor | 9133016 | 1 | [5 empty] | Removed from Ground | Gas (Historical Use) | 8000 | Bare Steel | 1980-01-01 | Galvanized Steel | Suction (American)
TAYLOR COUNTY ROAD & BRIDGE DEPA | SR HWY 137 (155 CHARING RD) | BUTLER | Taylor | 9133016 | 2 | [5 empty] | Removed from Ground | Diesel | 8000 | Cathodically Protected Steel | 1970-01-01 | Galvanized Steel | Suction (American)
TAYLOR COUNTY ROAD & BRIDGE DEPA | SR HWY 137 (155 CHARING RD) | BUTLER | Taylor | 9133016 | 3 | Ball Float | 1996-07-18 | FALSE | 1996-07-18 | FALSE | Currently in Use | Regular | 9000 | Composite | 1996-07-18 | Fiberglass Reinforced Plastic | Pressurized
TAYLOR COUNTY ROAD & BRIDGE DEPA | SR HWY 137 (155 CHARING RD) | BUTLER | Taylor | 9133016 | 4 | Ball Float | 1996-07-18 | FALSE | 1996-07-18 | FALSE | Currently in Use | Diesel | 3000 | Composite | 1996-07-18 | Fiberglass Reinforced Plastic | Pressurized
TAYLOR COUNTY SHERIFF DEPARTMENT | 5 N IVEY ST | BUTLER | Taylor | 9133017 | 1 |  | 1990-01-30 |  | 1990-01-30 |  | Removed from Ground | Gas (Historical Use) | 3000 | Galvanic (STIP-3) | 1990-01-30 | Fiberglass Reinforced Plastic | Safe Suction (Euro)
TAYLOR ORCHARDS | HIGHWAY 96-WEST | REYNOLDS | Taylor | 9133018 | 1 | [5 empty] | Removed from Ground | Gas (Historical Use) | 10000 | Bare Steel | 1986-02-10 | Galvanized Steel | Suction (American)
TAYLOR ORCHARDS | HIGHWAY 96-WEST | REYNOLDS | Taylor | 9133018 | 2 | [5 empty] | Removed from Ground | Diesel | 10000 | Bare Steel | 1986-02-10 | Galvanized Steel | Suction (American)
THE CRACKERLAND COUNTRY STORE | HWY 96 | HOWARD | Taylor | 9133019 | 1 | [5 empty] | Closed in Ground | Gas (Historical Use) | 2000 | Bare Steel | 1986-01-01 | Galvanized Steel | Suction (American)
THE CRACKERLAND COUNTRY STORE | HWY 96 | HOWARD | Taylor | 9133019 | 2 | [5 empty] | Closed in Ground | Gas (Historical Use) | 1000 | Bare Steel | 1986-01-01 | Galvanized Steel | Suction (American)
TURNER SERVICE STATION | 105 N WINSTON ST | REYNOLDS | Taylor | 9133020 | 1 |  | 1996-12-01 | FALSE | 1996-12-01 | FALSE | Temporarily out of use | Regular | 2000 | Steel-Impressed Current | 1975-01-01 |  | Pressurized
TURNER SERVICE STATION | 105 N WINSTON ST | REYNOLDS | Taylor | 9133020 | 2 | Flapper Valve | 1996-12-01 | FALSE | 1996-12-01 | FALSE | Temporarily out of use | Premium | 2000 | Steel-Impressed Current | 1975-01-01 |  | Pressurized
TURNER SERVICE STATION | 105 N WINSTON ST | REYNOLDS | Taylor | 9133020 | 3 | Flapper Valve | 1996-12-01 | FALSE | 1996-12-01 | FALSE | Temporarily out of use | Plus | 2000 | Steel-Impressed Current | 1975-01-01 |  | Pressurized
OLD GROCERY STORE | HWY 19S | BUTLER | Taylor | 9133021 | 1 | [5 empty] | Removed from Ground | Diesel | 500 | Bare Steel | 1940-01-01 | Bare Steel | Safe Suction (Euro)
OLD GROCERY STORE | HWY 19S | BUTLER | Taylor | 9133021 | 2 | [5 empty] | Removed from Ground | Gas (Historical Use) | 500 | Bare Steel | 1940-01-01 | Bare Steel | Safe Suction (Euro)
PUBLIC SERVICE TELEPHONE COMPANY | 22 Peach St. | BUTLER | Taylor | 9133022 | 1 | Flapper Valve | 1998-06-09 | FALSE | 1998-06-09 | FALSE | Currently in Use | Regular | 10000 | Composite | 1998-06-09 | Double-Walled Flex | Pressurized
PUBLIC SERVICE TELEPHONE COMPANY | 22 Peach St. | BUTLER | Taylor | 9133022 | 2 | Flapper Valve | 1998-06-09 | FALSE | 1998-06-09 | FALSE | Currently in Use | Diesel | 10000 | Composite | 1998-06-09 | Double-Walled Flex | Pressurized
PEED BROTHERS INC | 404 INDUSTRIAL ST | BUTLER | Taylor | 9133023 | 1A | Flapper Valve | 1995-10-30 | FALSE | 1995-10-30 | FALSE | Currently in Use | Diesel Off Road | 10000 | Epoxy | 1995-10-30 | Fiberglass Reinforced Plastic | Pressurized
PEED BROTHERS INC | 404 INDUSTRIAL ST | BUTLER | Taylor | 9133023 | 1B | Flapper Valve | 1995-10-30 | FALSE | 1995-10-30 | FALSE | Currently in Use | Diesel | 5000 | Epoxy | 1995-10-30 | Fiberglass Reinforced Plastic | Pressurized
NORTHSIDE FOOD & GAS | 242 THOMASTON HWY | BUTLER | Taylor | 9133025 | 1 | Flapper Valve | 1998-12-02 | FALSE | 1998-12-02 | FALSE | Currently in Use | Diesel | 10000 | Composite | 1998-12-01 | Double-Walled Flex | Pressurized
NORTHSIDE FOOD & GAS | 242 THOMASTON HWY | BUTLER | Taylor | 9133025 | 2 | Flapper Valve | 1998-12-02 | FALSE | 1998-12-02 | FALSE | Currently in Use | Regular | 12000 | Composite | 1998-12-01 | Double-Walled Flex | Pressurized
NORTHSIDE FOOD & GAS | 242 THOMASTON HWY | BUTLER | Taylor | 9133025 | 3 | Flapper Valve | 1998-12-02 | FALSE | 1998-12-02 | FALSE | Currently in Use | Premium | 8000 | Composite | 1998-12-01 | Double-Walled Flex | Pressurized
CROOKS LIQUORS | TALBOT ST | REYNOLDS | Taylor | 9133026 | 1 | [5 empty] | Removed from Ground | Gas (Historical Use) | 0 | Marked Unknown |  | Unknown
CIRCLE K #2994/MR B'S #113 | GA HWY 96 EAST | REYNOLDS | Taylor | 9000086 | 1 | [5 empty] | Removed from Ground | Gas (Historical Use) | 8000 | Bare Steel | 1972-05-10 | Galvanized Steel | Safe Suction (Euro)
CIRCLE K #2994/MR B'S #113 | GA HWY 96 EAST | REYNOLDS | Taylor | 9000086 | 2 | [5 empty] | Removed from Ground | Gas (Historical Use) | 8000 | Bare Steel | 1972-05-10 | Galvanized Steel | Safe Suction (Euro)
CIRCLE K #2994/MR B'S #113 | GA HWY 96 EAST | REYNOLDS | Taylor | 9000086 | 3 | [5 empty] | Removed from Ground | Gas (Historical Use) | 8000 | Bare Steel | 1972-05-10 | Galvanized Steel | Safe Suction (Euro)
4 JK ENTERPRISES LLC | 1903 GEORGIA HWY 90 | MAUK | Taylor | 9130006 | 1 |  | 1993-02-18 |  | 1993-02-18 |  | Currently in Use | Diesel | 2000 | Galvanic (STIP-3) | 1993-02-18 | Fiberglass Reinforced Plastic | Safe Suction (Euro)
4 JK ENTERPRISES LLC | 1903 GEORGIA HWY 90 | MAUK | Taylor | 9130006 | 2 |  | 1993-02-18 |  | 1993-02-18 |  | Currently in Use | Gas (Historical Use) | 2000 | Galvanic (STIP-3) | 1993-02-18 | Fiberglass Reinforced Plastic | Safe Suction (Euro)
4 JK ENTERPRISES LLC | 1903 GEORGIA HWY 90 | MAUK | Taylor | 9130006 | 3 |  | 1993-02-18 |  | 1993-02-18 |  | Currently in Use | Gas (Historical Use) | 2000 | Galvanic (STIP-3) | 1993-02-18 | Fiberglass Reinforced Plastic | Safe Suction (Euro)
4 JK ENTERPRISES LLC | 1903 GEORGIA HWY 90 | MAUK | Taylor | 9130006 | 4 |  | 1993-02-18 |  | 1993-02-18 |  | Currently in Use | Diesel | 2000 | Galvanic (STIP-3) | 1993-02-18 | Fiberglass Reinforced Plastic | Safe Suction (Euro)
AMERICAN YARD PRODUCTS | HWY 23 SOUTH | MCRAE | Telfair | 9000170 | 1 | [5 empty] | Removed from Ground | Gas (Historical Use) | 1000 | Bare Steel | 1977-01-01 | Galvanized Steel
AMERICAN YARD PRODUCTS | HWY 23 SOUTH | MCRAE | Telfair | 9000170 | 2 | [5 empty] | Removed from Ground | Hazardous Substance | 2000 | Bare Steel | 1983-01-01 | Galvanized Steel
AMERICAN YARD PRODUCTS | HWY 23 SOUTH | MCRAE | Telfair | 9000170 | 3 | [5 empty] | Removed from Ground | Hazardous Substance | 2000 | Bare Steel | 1983-01-01 | Galvanized Steel
Mac's Food | 3308 E GOLDEN ISLE HWY (former 204 HWY 341) | LUMBER CITY | Telfair | 9134001 | L302046 |  | 1991-05-01 |  | 1991-05-01 |  | Currently in Use | Gas (Historical Use) | 8000 | Composite | 1991-05-01 | Fiberglass Reinforced Plastic | Pressurized
Mac's Food | 3308 E GOLDEN ISLE HWY (former 204 HWY 341) | LUMBER CITY | Telfair | 9134001 | L302047 |  | 1991-05-01 |  | 1991-05-01 |  | Currently in Use | Gas (Historical Use) | 8000 | Composite | 1991-05-01 | Fiberglass Reinforced Plastic | Pressurized
Mac's Food | 3308 E GOLDEN ISLE HWY (former 204 HWY 341) | LUMBER CITY | Telfair | 9134001 | L302048 |  | 1991-05-01 |  | 1991-05-01 |  | Currently in Use | Gas (Historical Use) | 8000 | Composite | 1991-05-01 | Fiberglass Reinforced Plastic | Pressurized
Mac's Food | 3308 E GOLDEN ISLE HWY (former 204 HWY 341) | LUMBER CITY | Telfair | 9134001 | L302049 |  | 1991-05-01 |  | 1991-05-01 |  | Currently in Use | Diesel | 8000 | Composite | 1991-05-01 | Fiberglass Reinforced Plastic | Pressurized
BLUE BELL | 500 W OAK ST | MCRAE | Telfair | 9134002 | 1 | Ball Float | 1989-01-01 | FALSE | 1989-01-01 | FALSE | Temporarily out of use | Gas (Historical Use) | 8000 | Galvanic (STIP-3) | 1989-01-01 | Galvanized Steel | Pressurized
BLUE BELL | 500 W OAK ST | MCRAE | Telfair | 9134002 | 2 |  | 1989-01-01 | FALSE | 1989-01-01 | FALSE | Temporarily out of use | Gas (Historical Use) | 6000 | Galvanic (STIP-3) | 1989-01-01 | Galvanized Steel | Pressurized
BLUE BELL | 500 W OAK ST | MCRAE | Telfair | 9134002 | 3 | Ball Float | 1989-01-01 | FALSE | 1989-01-01 | FALSE | Temporarily out of use | Diesel | 6000 | Galvanic (STIP-3) | 1989-01-01 | Galvanized Steel | Pressurized
BLUE BELL | 500 W OAK ST | MCRAE | Telfair | 9134002 | 4 | Ball Float | 1989-01-01 | FALSE | 1989-01-01 | FALSE | Temporarily out of use | Gas (Historical Use) | 5000 | Galvanic (STIP-3) | 1989-01-01 | Galvanized Steel | Pressurized
J P MART | 89 EAST OAK ST | MCRAE | Telfair | 9134003 | 1 | Ball Float | 1989-01-01 | FALSE | 1989-01-01 | FALSE | Currently in Use | E-10 | 6000 | Composite | 1989-01-01 | Fiberglass Reinforced Plastic | Pressurized
J P MART | 89 EAST OAK ST | MCRAE | Telfair | 9134003 | 2 | Ball Float | 1989-01-01 | FALSE | 1989-01-01 | FALSE | Currently in Use | E-10 | 6000 | Composite | 1989-01-01 | Fiberglass Reinforced Plastic | Pressurized
J P MART | 89 EAST OAK ST | MCRAE | Telfair | 9134003 | 3 | Ball Float | 1989-01-01 | FALSE | 1989-01-01 | FALSE | Currently in Use | E-10 | 6000 | Composite | 1989-01-01 | Fiberglass Reinforced Plastic | Pressurized
LAFAVORS CHEVRON | 101 OAK ST | MCRAE | Telfair | 9134004 | 1 |  | 1990-01-01 |  | 1990-01-01 |  | Removed from Ground | Gas (Historical Use) | 3000 | Cathodically Protected Steel | 1990-04-01 | Cathodically Protected | Suction (American)
LAFAVORS CHEVRON | 101 OAK ST | MCRAE | Telfair | 9134004 | 2 |  | 1990-01-01 |  | 1990-01-01 |  | Removed from Ground | Gas (Historical Use) | 5000 | Cathodically Protected Steel | 1990-04-01 | Cathodically Protected | Suction (American)
LAFAVORS CHEVRON | 101 OAK ST | MCRAE | Telfair | 9134004 | 3 |  | 1990-01-01 |  | 1990-01-01 |  | Removed from Ground | Gas (Historical Use) | 5000 | Cathodically Protected Steel | 1990-04-01 | Cathodically Protected | Suction (American)
CIRCLE K 2745072 | 316 Hwy 341 S | LUMBER CITY | Telfair | 9134005 | 1 |  | 1996-01-10 |  | 1996-01-10 |  | Removed from Ground | Gas (Historical Use) | 6000 | Bare Steel | 1982-01-01 | Galvanized Steel | Pressurized
CIRCLE K 2745072 | 316 Hwy 341 S | LUMBER CITY | Telfair | 9134005 | 2 |  | 1996-01-01 |  | 1996-01-01 |  | Removed from Ground | Gas (Historical Use) | 6000 | Bare Steel | 1982-01-01 | Galvanized Steel | Pressurized
CIRCLE K 2745072 | 316 Hwy 341 S | LUMBER CITY | Telfair | 9134005 | 3 |  | 1996-01-10 |  | 1996-01-10 |  | Removed from Ground | Gas (Historical Use) | 6000 | Bare Steel | 1982-01-01 | Galvanized Steel | Pressurized
CIRCLE K 2745072 | 316 Hwy 341 S | LUMBER CITY | Telfair | 9134005 | 4 | Flapper Valve | 1996-09-25 | FALSE | 1996-09-25 | FALSE | Currently in Use | E-10 | 10000 | Composite Double Walled | 1996-09-25 | Flex | Pressurized
CIRCLE K 2745072 | 316 Hwy 341 S | LUMBER CITY | Telfair | 9134005 | 5 | Flapper Valve | 1996-09-25 | FALSE | 1996-09-25 | FALSE | Currently in Use | E-10 | 10000 | Composite Double Walled | 1996-09-25 | Flex | Pressurized
CIRCLE K 2745072 | 316 Hwy 341 S | LUMBER CITY | Telfair | 9134005 | 6 | Flapper Valve | 1996-09-25 | FALSE | 1996-09-25 | FALSE | Currently in Use | Diesel | 15000 | Composite Double Walled | 1996-09-25 | Flex | Pressurized
TELFAIR STATE PRISON | 239 LONGBRIDGE RD | HELENA | Telfair | 9134006 | 1 | [5 empty] | Removed from Ground | Gas (Historical Use) | 10000 | Fiberglass | 1991-01-01 | Fiberglass Reinforced Plastic
TELFAIR STATE PRISON | 239 LONGBRIDGE RD | HELENA | Telfair | 9134006 | 2 | [5 empty] | Removed from Ground | Diesel | 3000 | Fiberglass | 1991-01-01 | Fiberglass Reinforced Plastic
TELFAIR STATE PRISON | 239 LONGBRIDGE RD | HELENA | Telfair | 9134006 | 3 |  |  | TRUE |  | TRUE | Removed from Ground | Used Oil | 1000 | Fiberglass | 1991-01-01 | Fiberglass Reinforced Plastic
TELFAIR STATE PRISON | 239 LONGBRIDGE RD | HELENA | Telfair | 9134006 | 4 | [5 empty] | Closed in Ground | Diesel | 20000 | Not Marked/Unknown | 1990-01-01 | Not Marked
TELFAIR STATE PRISON | 239 LONGBRIDGE RD | HELENA | Telfair | 9134006 | 5 |  | 1998-11-01 |  | 1998-11-01 |  | Currently in Use | Diesel | 6000 | Fiberglass | 1991-01-01 | Double-Walled Fiberglass | Safe Suction (Euro)
TELFAIR STATE PRISON | 239 LONGBRIDGE RD | HELENA | Telfair | 9134006 | 6 |  | 1998-07-22 |  | 1998-07-22 |  | Currently in Use | Diesel | 2500 | Fiberglass Double Walled | 1998-07-20 | Fiberglass Reinforced Plastic | Safe Suction (Euro)
TELFAIR STATE PRISON | 239 LONGBRIDGE RD | HELENA | Telfair | 9134006 | 7 |  | 1998-07-22 |  | 1998-07-22 |  | Currently in Use | Gas (Historical Use) | 2500 | Fiberglass Double Walled | 1998-07-20 | Fiberglass Reinforced Plastic | Safe Suction (Euro)
STONE CONTAINER CORP | GA HWY 27 | MCRAE | Telfair | 9134007 | 1 | [5 empty] | Removed from Ground | Diesel | 1000 | Marked Unknown | 1992-04-01 | Unknown
AMERCORD INC | INDUSTRIAL BLVD | LUMBER CITY | Telfair | 9134008 | 1 | [5 empty] | Removed from Ground | Gas (Historical Use) | 2000 | Bare Steel | 1992-12-02 | Galvanized Steel | Suction (American)
GA DOT 10527 TELFAIR CO ROUTINE | 0 .5 MI W OF US 441 ON SR 132 | MCRAE | Telfair | 9134010 | 527G1 | [5 empty] | Removed from Ground | Gas (Historical Use) | 1000 | Bare Steel | 2001-08-22 | Galvanized Steel | Safe Suction (Euro)
POWELL TRUCKING | HWY 117 | LUMBER CITY | Telfair | 9134013 | 1 | [5 empty] | Removed from Ground | Diesel | 4000 | Bare Steel | 1998-11-24 | Galvanized Steel | Suction (American)
POWELL TRUCKING | HWY 117 | LUMBER CITY | Telfair | 9134013 | 2 | [5 empty] | Removed from Ground | Diesel | 10000 | Bare Steel | 1998-11-24 | Galvanized Steel | Suction (American)
LIVINGSTON'S IGA | 3288 E GOLDEN ISLES PKWY | LUMBER CITY | Telfair | 9134014 | 1 |  | 1993-08-15 |  | 1993-08-15 |  | Currently in Use | Gas (Historical Use) | 8000 | Cathodically Protected Steel | 1984-01-01 | Fiberglass Reinforced Plastic | Pressurized
LIVINGSTON'S IGA | 3288 E GOLDEN ISLES PKWY | LUMBER CITY | Telfair | 9134014 | 2 |  | 1993-08-15 |  | 1993-08-15 |  | Currently in Use | Gas (Historical Use) | 8000 | Cathodically Protected Steel | 1984-01-01 | Fiberglass Reinforced Plastic | Pressurized
LIVINGSTON'S IGA | 3288 E GOLDEN ISLES PKWY | LUMBER CITY | Telfair | 9134014 | 3 |  | 1993-08-15 |  | 1993-08-15 |  | Currently in Use | Gas (Historical Use) | 6000 | Cathodically Protected Steel | 1984-01-01 | Fiberglass Reinforced Plastic | Pressurized
KINNETTS KOUNTRY STORE | HWY 441 S | MCRAE | Telfair | 9134015 | 1 | [5 empty] | Removed from Ground | Gas (Historical Use) | 1000 | Bare Steel | 1998-12-22 | Galvanized Steel
KINNETTS KOUNTRY STORE | HWY 441 S | MCRAE | Telfair | 9134015 | 2 | [5 empty] | Removed from Ground | Gas (Historical Use) | 1000 | Bare Steel | 1998-12-22 | Galvanized Steel
CORNER FOOD | MAIN ST/HWY 117 | LUMBER CITY | Telfair | 9134016 | 1 | [5 empty] | Removed from Ground | Empty | 6000 | Galvanic (STIP-3) |  | Galvanized Steel | Pressurized
CORNER FOOD | MAIN ST/HWY 117 | LUMBER CITY | Telfair | 9134016 | 2 | [5 empty] | Removed from Ground | Empty | 4000 | Galvanic (STIP-3) |  | Galvanized Steel | Pressurized
CORNER FOOD | MAIN ST/HWY 117 | LUMBER CITY | Telfair | 9134016 | 3 | [5 empty] | Removed from Ground | Empty | 4000 | Galvanic (STIP-3) |  | Galvanized Steel | Suction (American)
LONNIE POWELL | HWY 117 | LUMBER CITY | Telfair | 9134017 | 1 | [5 empty] | Removed from Ground | Diesel | 3000 | Bare Steel | 1998-12-09 | Galvanized Steel | Suction (American)
NORFOLK SOUTHERN | 101 RAILROAD STREET | HELENA | Telfair | 9134020 | 1 | [5 empty] | Removed from Ground | Gas (Historical Use) | 200 | Not Marked/Unknown | 1996-04-15 | Not Marked
25 Hwy 19 N | 25 Hwy 19 N | LUMBER CITY | Telfair | 9134021 | 1 |  | 1998-07-01 | FALSE | 1998-07-01 | FALSE | Removed from Ground | Gas (Historical Use) | 2000 |  | 1990-07-01 |  | Pressurized
25 Hwy 19 N | 25 Hwy 19 N | LUMBER CITY | Telfair | 9134021 | 2 |  | 1998-07-01 | FALSE | 1998-07-01 | FALSE | Removed from Ground | Gas (Historical Use) | 2000 |  | 1990-07-01 | Steel (Impressed Current) | Pressurized
25 Hwy 19 N | 25 Hwy 19 N | LUMBER CITY | Telfair | 9134021 | 3 |  | 1998-07-01 | FALSE | 1998-07-01 | FALSE | Removed from Ground | Gas (Historical Use) | 2000 | Steel-Impressed Current | 1990-07-01 | Steel (Impressed Current) | Pressurized
PETRO FOOD MART #169 | 1810 S THIRD AVE | MCRAE | Telfair | 9134022 | 1 |  | 1994-10-29 |  | 1994-10-29 |  | Currently in Use | Gas (Historical Use) | 6000 | Galvanic (STIP-3) | 1989-08-01 | Fiberglass Reinforced Plastic | Pressurized
PETRO FOOD MART #169 | 1810 S THIRD AVE | MCRAE | Telfair | 9134022 | 2 |  | 1994-10-29 |  | 1994-10-29 |  | Currently in Use | Gas (Historical Use) | 6000 | Galvanic (STIP-3) | 1989-08-01 | Fiberglass Reinforced Plastic | Pressurized
PETRO FOOD MART #169 | 1810 S THIRD AVE | MCRAE | Telfair | 9134022 | 3 |  | 1994-10-29 |  | 1994-10-29 |  | Currently in Use | Gas (Historical Use) | 8000 | Galvanic (STIP-3) | 1989-08-01 | Fiberglass Reinforced Plastic | Pressurized
BOONES GROCERY | 376 S OCMULGEE BLVD | JACKSONVILLE | Telfair | 9134024 | 1 |  | 1999-05-10 |  | 1999-05-10 |  | Currently in Use | Gas (Historical Use) | 6000 | Composite | 1999-04-27 | Fiberglass Reinforced Plastic | Safe Suction (Euro)
BOONES GROCERY | 376 S OCMULGEE BLVD | JACKSONVILLE | Telfair | 9134024 | 2 |  | 1999-05-10 |  | 1999-05-10 |  | Currently in Use | Diesel | 4000 | Composite | 1999-04-27 | Fiberglass Reinforced Plastic | Safe Suction (Euro)
CRAVEY COUNTRY STORE | RTE 1 BOX 76 OLD TEMPERANCE RD | MILAN | Telfair | 9134025 | 1 |  | 1999-07-15 |  | 1999-07-15 |  | Currently in Use | Gas (Historical Use) | 2000 | Cathodically Protected Steel | 1999-07-15 | Cathodically Protected | Safe Suction (Euro)
CRAVEY COUNTRY STORE | RTE 1 BOX 76 OLD TEMPERANCE RD | MILAN | Telfair | 9134025 | 2 |  | 1999-07-15 |  | 1999-07-15 |  | Currently in Use | Gas (Historical Use) | 2000 | Cathodically Protected Steel | 1999-07-15 | Cathodically Protected | Safe Suction (Euro)
UNION CAMP CORP | PO BOX 433 | HELENA | Telfair | 1330041 | 1 | [5 empty] | Removed from Ground | Diesel | 10000 | Bare Steel | 1980-04-11 | Unknown
UNION CAMP CORP | PO BOX 433 | HELENA | Telfair | 1330041 | 2 | [5 empty] | Removed from Ground | Empty | 1000 | Bare Steel | 1980-04-11 | Unknown
HELENA SHED | 206 EAST PARSONAGE | MCRAE | Telfair | 1330042 | 1 | [5 empty] | Removed from Ground | Gas (Historical Use) | 3000 | Composite | 1982-04-11 | Cathodically Protected
HELENA SHED | 206 EAST PARSONAGE | MCRAE | Telfair | 1330042 | 2 | [5 empty] | Removed from Ground | Diesel | 10000 | Composite | 1982-04-11 | Unknown
RE CLARK | CR 128 & US HWY 441/319 | JACKSONVILLE | Telfair | 1330043 | 1 | [5 empty] | Removed from Ground | Gas (Historical Use) | 4000 | Bare Steel | 1968-12-05 | Bare Steel | Suction (American)
RE CLARK | CR 128 & US HWY 441/319 | JACKSONVILLE | Telfair | 1330043 | 2 | [5 empty] | Removed from Ground | Diesel | 2280 | Bare Steel | 1968-12-05 | Bare Steel | Suction (American)
RE CLARK | CR 128 & US HWY 441/319 | JACKSONVILLE | Telfair | 1330043 | 3 | [5 empty] | Removed from Ground | Diesel | 4000 | Bare Steel | 1968-12-05 | Bare Steel | Suction (American)
RE CLARK | CR 128 & US HWY 441/319 | JACKSONVILLE | Telfair | 1330043 | 4 | [5 empty] | Removed from Ground | Gas (Historical Use) | 4000 | Bare Steel | 1968-12-05 | Bare Steel | Suction (American)
RE CLARK | CR 128 & US HWY 441/319 | JACKSONVILLE | Telfair | 1330043 | 5 | [5 empty] | Removed from Ground | Gas (Historical Use) | 1000 | Bare Steel | 1968-12-05 | Bare Steel | Suction (American)
CITY OF MCRAE | 109 TELFAIR AVE | MCRAE | Telfair | 1330045 | 1 | [5 empty] | Removed from Ground | Gas (Historical Use) | 560 | Bare Steel | 1976-04-11 | Galvanized Steel
CITY OF MCRAE | 411 WEST OAK ST | MCRAE | Telfair | 1330046 | 1 | [5 empty] | Closed in Ground | Empty | 4000 | Bare Steel | 1974-04-12 | Galvanized Steel
CITY OF MCRAE | 411 WEST OAK ST | MCRAE | Telfair | 1330046 | 2 | [5 empty] | Removed from Ground | Gas (Historical Use) | 3000 | Bare Steel | 1986-04-09 | Galvanized Steel
CITY OF MCRAE | 411 WEST OAK ST | MCRAE | Telfair | 1330046 | 3 | [5 empty] | Removed from Ground | Gas (Historical Use) | 3000 | Bare Steel | 1986-04-09 | Galvanized Steel
CITY OF MCRAE | 411 WEST OAK ST | MCRAE | Telfair | 1330046 | 4 | [5 empty] | Removed from Ground | Gas (Historical Use) | 3000 | Bare Steel | 1986-04-09 | Galvanized Steel
CITY OF MCRAE | 411 WEST OAK ST | MCRAE | Telfair | 1330046 | 5 | [5 empty] | Removed from Ground | Diesel | 3000 | Bare Steel | 1986-04-09 | Galvanized Steel
HELENA AUTO SERVICE | 400 EIGHTH AVE | HELENA | Telfair | 1330047 | 1 | [5 empty] | Temporarily out of use | Gas (Historical Use) | 8000 | Bare Steel | 1979-03-27 | Galvanized Steel
HELENA AUTO SERVICE | 400 EIGHTH AVE | HELENA | Telfair | 1330047 | 2 | [5 empty] | Temporarily out of use | Gas (Historical Use) | 6000 | Bare Steel | 1979-03-27 | Unknown
HELENA AUTO SERVICE | 400 EIGHTH AVE | HELENA | Telfair | 1330047 | 3 | [5 empty] | Temporarily out of use | Gas (Historical Use) | 2000 | Bare Steel | 1979-03-27 | Galvanized Steel
HELENA AUTO SERVICE | 400 EIGHTH AVE | HELENA | Telfair | 1330047 | 4 |  |  | TRUE |  | TRUE | Temporarily out of use | Used Oil | 500 | Bare Steel | 1979-03-27 | Galvanized Steel
JE DOPSON & SONS INC | GEORGIA HWY 117 E | JACKSONVILLE | Telfair | 1330050 | 1 | [5 empty] | Removed from Ground | Gas (Historical Use) | 550 | Bare Steel | 1971-04-27 | Galvanized Steel
JE DOPSON & SONS INC | GEORGIA HWY 117 E | JACKSONVILLE | Telfair | 1330050 | 1994 |  | 1995-04-18 |  | 1995-04-18 |  | Currently in Use | Gas (Historical Use) | 2000 | Bare Steel | 1994-06-09 | Galvanized Steel | Suction (American)
FLASH FOODS #43 | 99 S Main St | MILAN | Telfair | 1330051 | 1 | Flapper Valve | 1996-03-20 |  | 1996-03-20 |  | Currently in Use | Gas (Historical Use) | 4000 | Steel-Impressed Current | 1981-01-01 | Steel (Impressed Current) | Pressurized
FLASH FOODS #43 | 99 S Main St | MILAN | Telfair | 1330051 | 2 | Flapper Valve | 1996-03-20 |  | 1996-03-20 |  | Currently in Use | Gas (Historical Use) | 4000 | Steel-Impressed Current | 1981-01-01 | Steel (Impressed Current) | Pressurized
FLASH FOODS #43 | 99 S Main St | MILAN | Telfair | 1330051 | 3 | Flapper Valve | 1996-03-20 |  | 1996-03-20 |  | Currently in Use | Gas (Historical Use) | 4000 | Steel-Impressed Current | 1981-01-01 | Steel (Impressed Current) | Pressurized
FLASH FOODS #43 | 99 S Main St | MILAN | Telfair | 1330051 | 4 | Flapper Valve | 1996-03-20 |  | 1996-03-20 |  | Currently in Use | Diesel | 4000 | Steel-Impressed Current | 1981-01-01 | Steel (Impressed Current) | Pressurized
FLASH FOODS #31 | 805 W OAK ST | MCRAE | Telfair | 1330052 | 1 |  | 1996-02-08 |  | 1996-02-08 |  | Removed from Ground | Gas (Historical Use) | 6000 | Steel-Impressed Current | 1982-01-01 | Galvanized Steel | Safe Suction (Euro)
FLASH FOODS #31 | 805 W OAK ST | MCRAE | Telfair | 1330052 | 2 |  | 1996-02-08 |  | 1996-02-08 |  | Removed from Ground | Gas (Historical Use) | 6000 | Steel-Impressed Current | 1982-01-01 | Galvanized Steel | Suction (American)
FLASH FOODS #31 | 805 W OAK ST | MCRAE | Telfair | 1330052 | 3 |  | 1996-02-08 |  | 1996-02-08 |  | Removed from Ground | Gas (Historical Use) | 6000 | Steel-Impressed Current | 1982-01-01 | Galvanized Steel | Suction (American)
FLASH FOODS #31 | 805 W OAK ST | MCRAE | Telfair | 1330052 | 4 | Flapper Valve | 1999-10-22 | FALSE | 1999-10-22 | FALSE | Currently in Use | E-10 | 10000 | Composite Double Walled | 1999-10-22 | Double-Walled Flex | Pressurized
FLASH FOODS #31 | 805 W OAK ST | MCRAE | Telfair | 1330052 | 5 | Flapper Valve | 1999-10-22 | FALSE | 1999-10-22 | FALSE | Currently in Use | E-10 | 8000 | Composite Double Walled | 1999-10-22 | Double-Walled Flex | Pressurized
CORNELL-YOUNG CO PLANT #5 | HWY 341 SOUTH | MCRAE | Telfair | 1330054 | 1 | [5 empty] | Removed from Ground | Gas (Historical Use) | 500 | Bare Steel | 1961-01-01 | Galvanized Steel
CORNELL-YOUNG CO PLANT #5 | HWY 341 SOUTH | MCRAE | Telfair | 1330054 | 2 | [5 empty] | Removed from Ground | Diesel | 500 | Bare Steel | 1961-01-01 | Galvanized Steel
MCRAE COCA COLA BOTTLING CO | 203 NORTH THIRD AVENUE | MCRAE | Telfair | 1330057 | 1 | [5 empty] | Removed from Ground | Gas (Historical Use) | 2000 | Bare Steel | 1971-05-09 | Galvanized Steel | Safe Suction (Euro)
MCRAE COCA COLA BOTTLING CO | 203 NORTH THIRD AVENUE | MCRAE | Telfair | 1330057 | 2 | [5 empty] | Removed from Ground | Gas (Historical Use) | 1000 | Bare Steel | 1961-05-11 | Galvanized Steel
MCRAE COCA COLA BOTTLING CO | 203 NORTH THIRD AVENUE | MCRAE | Telfair | 1330057 | 3 | [5 empty] | Removed from Ground | Diesel | 10000 | Bare Steel | 1982-05-06 | Galvanized Steel | Safe Suction (Euro)
GOLDEN PEANUT CO | 512 OLD MILL RD | MCRAE | Telfair | 1330059 | 1 | [5 empty] | Removed from Ground | Empty | 4000 | Bare Steel | 1966-05-07 | Galvanized Steel
GOLDEN PEANUT CO | 512 OLD MILL RD | MCRAE | Telfair | 1330059 | 2 | [5 empty] | Removed from Ground | Empty | 2000 | Bare Steel | 1966-05-07 | Galvanized Steel
POPE GROCERY | HWY 149 | LUMBER CITY | Telfair | 1330061 | 1 | [5 empty] | Removed from Ground | Gas (Historical Use) | 1000 | Bare Steel | 1984-02-16 | Galvanized Steel
POPE GROCERY | HWY 149 | LUMBER CITY | Telfair | 1330061 | 2 | [5 empty] | Removed from Ground | Gas (Historical Use) | 1000 | Bare Steel | 1984-02-16 | Galvanized Steel
LUMBER CITY EGG MARKETERS INC | VICTORIA ST AND CENTRAL AVE | LUMBER CITY | Telfair | 1330062 | 1 | [5 empty] | Removed from Ground | Gas (Historical Use) | 1000 | Bare Steel | 1986-05-05 | Galvanized Steel
LUMBER CITY EGG MARKETERS INC | VICTORIA ST AND CENTRAL AVE | LUMBER CITY | Telfair | 1330062 | 2 | [5 empty] | Removed from Ground | Gas (Historical Use) | 3000 | Bare Steel | 1986-05-05 | Galvanized Steel
LUMBER CITY EGG MARKETERS INC | VICTORIA ST AND CENTRAL AVE | LUMBER CITY | Telfair | 1330062 | 3 | [5 empty] | Removed from Ground | Diesel | 4000 | Bare Steel | 1986-05-05 | Galvanized Steel
LUMBER CITY EGG MARKETERS INC | HWY 341 N | LUMBER CITY | Telfair | 1330063 | 1 | [5 empty] | Removed from Ground | Gas (Historical Use) | 2000 | Bare Steel | 1986-05-05 | Galvanized Steel
LUMBER CITY EGG MARKETERS INC | HWY 341 N | LUMBER CITY | Telfair | 1330063 | 2 | [5 empty] | Removed from Ground | Diesel | 8200 | Bare Steel | 1986-05-05 | Galvanized Steel
ELTON ADENS MINIT MARKET #32 | N SIDE OF HWY 280 & LEE ST | MILAN | Telfair | 1330064 | 1 |  | 1996-05-26 |  | 1996-05-26 |  | Removed from Ground | Gas (Historical Use) | 8000 | Steel-Impressed Current | 1986-05-06 | Cathodically Protected | Suction (American)
ELTON ADENS MINIT MARKET #32 | N SIDE OF HWY 280 & LEE ST | MILAN | Telfair | 1330064 | 2 |  | 1996-05-26 |  | 1996-05-26 |  | Removed from Ground | Gas (Historical Use) | 6000 | Steel-Impressed Current | 1986-05-06 | Cathodically Protected | Suction (American)
ELTON ADENS MINIT MARKET #32 | N SIDE OF HWY 280 & LEE ST | MILAN | Telfair | 1330064 | 3 |  | 1996-05-26 |  | 1996-05-26 |  | Removed from Ground | Gas (Historical Use) | 2004 | Steel-Impressed Current | 1986-05-06 | Cathodically Protected | Suction (American)
ELTON ADENS MINIT MARKET #32 | N SIDE OF HWY 280 & LEE ST | MILAN | Telfair | 1330064 | 4 | [5 empty] | Removed from Ground | Diesel | 4000 | Bare Steel | 1986-05-06 | Galvanized Steel | Suction (American)
FLASH FOODS #156 | 300 OAK ST & THIRD AVE | MCRAE | Telfair | 1330065 | 1 | [5 empty] | Removed from Ground | Gas (Historical Use) | 3000 | Bare Steel | 1976-05-10 | Galvanized Steel | Pressurized
FLASH FOODS #156 | 300 OAK ST & THIRD AVE | MCRAE | Telfair | 1330065 | 2 | [5 empty] | Removed from Ground | Empty | 3000 | Bare Steel | 1976-05-10 | Galvanized Steel | Pressurized
FLASH FOODS #156 | 300 OAK ST & THIRD AVE | MCRAE | Telfair | 1330065 | 3 | [5 empty] | Removed from Ground | Empty | 3000 | Bare Steel | 1976-05-10 | Galvanized Steel | Pressurized
FLASH FOODS #156 | 300 OAK ST & THIRD AVE | MCRAE | Telfair | 1330065 | 4 | [5 empty] | Removed from Ground | Gas (Historical Use) | 3000 | Bare Steel | 1976-05-10 | Galvanized Steel | Suction (American)
FLASH FOODS #156 | 300 OAK ST & THIRD AVE | MCRAE | Telfair | 1330065 | 5 | [5 empty] | Removed from Ground | Empty | 4000 | Bare Steel | 1976-05-10 | Galvanized Steel | Pressurized
FLASH FOODS #156 | 300 OAK ST & THIRD AVE | MCRAE | Telfair | 1330065 | 6 | [5 empty] | Removed from Ground | Empty | 550 | Bare Steel | 1998-02-19 | Galvanized Steel
CHAMPION INTERNATIONAL | CENTRAL AVE | LUMBER CITY | Telfair | 1330067 | DF | [5 empty] | Removed from Ground | Diesel | 1000 | Bare Steel | 1974-05-11 | Galvanized Steel
CHAMPION INTERNATIONAL | CENTRAL AVE | LUMBER CITY | Telfair | 1330067 | NLR | [5 empty] | Removed from Ground | Gas (Historical Use) | 1000 | Bare Steel | 1974-05-11 | Galvanized Steel
CHAMPION INTERNATIONAL | CENTRAL AVE | LUMBER CITY | Telfair | 1330067 | R | [5 empty] | Removed from Ground | Gas (Historical Use) | 1000 | Bare Steel | 1974-05-11 | Galvanized Steel
QUICK STOP #02 | 192 EIGHTH ST | HELENA | Telfair | 1330068 | 1 | [5 empty] | Removed from Ground | Gas (Historical Use) | 4000 | Bare Steel | 1974-05-08 | Galvanized Steel
QUICK STOP #02 | 192 EIGHTH ST | HELENA | Telfair | 1330068 | 2 | [5 empty] | Removed from Ground | Gas (Historical Use) | 3000 | Bare Steel | 1974-05-08 | Galvanized Steel
QUICK STOP #02 | 192 EIGHTH ST | HELENA | Telfair | 1330068 | 3 | [5 empty] | Removed from Ground | Gas (Historical Use) | 3000 | Bare Steel | 1974-05-08 | Galvanized Steel
QUICK STOP #02 | 192 EIGHTH ST | HELENA | Telfair | 1330068 | 4 |  | 1997-06-26 |  | 1997-06-26 |  | Currently in Use | Gas (Historical Use) | 6000 | Steel-Impressed Current | 1986-03-01 |  | Pressurized
QUICK STOP #02 | 192 EIGHTH ST | HELENA | Telfair | 1330068 | 5 |  | 1997-06-26 |  | 1997-06-26 |  | Currently in Use | Gas (Historical Use) | 6000 | Steel-Impressed Current | 1986-03-01 |  | Pressurized
QUICK STOP #02 | 192 EIGHTH ST | HELENA | Telfair | 1330068 | 6 |  | 1997-06-26 |  | 1997-06-26 |  | Currently in Use | Gas (Historical Use) | 6000 | Steel-Impressed Current | 1986-03-01 |  | Pressurized
QUICK STOP #02 | 192 EIGHTH ST | HELENA | Telfair | 1330068 | 7 |  | 1997-06-26 |  | 1997-06-26 |  | Currently in Use | Diesel | 6000 | Steel-Impressed Current | 1986-03-01 |  | Pressurized
QUICK STOP #02 | 192 EIGHTH ST | HELENA | Telfair | 1330068 | 8 |  | 1997-06-26 |  | 1997-06-26 |  | Currently in Use | Kerosene | 2000 | Steel-Impressed Current | 1986-03-01 |  | Suction (American)
RAWLINS Z MART | 401 W OAK ST | MCRAE | Telfair | 1330069 | 1 |  | 1998-12-21 |  | 1998-09-21 |  | Removed from Ground | Gas (Historical Use) | 4000 | Steel-Impressed Current | 1978-05-10 | Cathodically Protected | Safe Suction (Euro)
RAWLINS Z MART | 401 W OAK ST | MCRAE | Telfair | 1330069 | 2 |  | 1998-12-21 |  | 1998-09-21 |  | Removed from Ground | Gas (Historical Use) | 4000 | Steel-Impressed Current | 1978-05-10 | Cathodically Protected | Safe Suction (Euro)
RAWLINS Z MART | 401 W OAK ST | MCRAE | Telfair | 1330069 | 3 |  | 1998-12-21 |  | 1998-09-21 |  | Removed from Ground | Gas (Historical Use) | 4000 | Steel-Impressed Current | 1978-05-10 | Cathodically Protected | Safe Suction (Euro)
RAWLINS Z MART | 401 W OAK ST | MCRAE | Telfair | 1330069 | 4 |  | 1998-12-21 |  | 1998-09-21 |  | Closed in Ground | Gas (Historical Use) | 4000 | Steel-Impressed Current | 1985-05-08 | Cathodically Protected | Safe Suction (Euro)
QUALITY TIRE SERVICE | 7 N 3rd Ave | MCRAE | Telfair | 1330071 | 1 | Flapper Valve | 1997-08-07 | FALSE | 1997-08-07 | FALSE | Removed from Ground | Gas (Historical Use) | 4000 | Steel-Impressed Current | 1986-05-08 | Steel (Impressed Current) | Pressurized
QUALITY TIRE SERVICE | 7 N 3rd Ave | MCRAE | Telfair | 1330071 | 2 | Flapper Valve | 1997-08-07 | FALSE | 1997-08-07 | FALSE | Removed from Ground | Gas (Historical Use) | 4000 | Steel-Impressed Current | 1986-05-08 | Steel (Impressed Current) | Pressurized
QUALITY TIRE SERVICE | 7 N 3rd Ave | MCRAE | Telfair | 1330071 | 3 | Flapper Valve | 1997-08-07 | FALSE | 1997-08-07 | FALSE | Removed from Ground | Gas (Historical Use) | 4000 | Steel-Impressed Current | 1986-05-08 | Steel (Impressed Current) | Pressurized
QUALITY TIRE SERVICE | 7 N 3rd Ave | MCRAE | Telfair | 1330071 | 4 | Flapper Valve | 1997-08-07 | FALSE | 1997-08-07 | FALSE | Removed from Ground | Diesel | 2000 | Steel-Impressed Current | 1997-10-08 | Steel (Impressed Current) | Safe Suction (Euro)
QUICK STOP #01 | 199 S THIRD AVE | MCRAE | Telfair | 1330073 | 1 | [5 empty] | Removed from Ground | Gas (Historical Use) | 4000 | Bare Steel | 1974-05-11 | Galvanized Steel
QUICK STOP #01 | 199 S THIRD AVE | MCRAE | Telfair | 1330073 | 2 | [5 empty] | Removed from Ground | Gas (Historical Use) | 2000 | Bare Steel | 1974-05-11 | Galvanized Steel
QUICK STOP #01 | 199 S THIRD AVE | MCRAE | Telfair | 1330073 | 3 | [5 empty] | Removed from Ground | Gas (Historical Use) | 3000 | Bare Steel | 1974-05-11 | Galvanized Steel
QUICK STOP #01 | 199 S THIRD AVE | MCRAE | Telfair | 1330073 | 4 | [5 empty] | Removed from Ground | Diesel | 3000 | Bare Steel | 1974-05-11 | Galvanized Steel
QUICK STOP #01 | 199 S THIRD AVE | MCRAE | Telfair | 1330073 | 5 |  | 1990-03-01 |  | 1990-03-01 |  | Currently in Use | Gas (Historical Use) | 8200 | Composite | 1990-03-01 | Fiberglass Reinforced Plastic | Pressurized
QUICK STOP #01 | 199 S THIRD AVE | MCRAE | Telfair | 1330073 | 6 |  | 1990-03-01 |  | 1990-03-01 |  | Currently in Use | Gas (Historical Use) | 8200 | Composite | 1990-03-01 | Fiberglass Reinforced Plastic | Pressurized
QUICK STOP #01 | 199 S THIRD AVE | MCRAE | Telfair | 1330073 | 7 |  | 1990-03-01 |  | 1990-03-01 |  | Currently in Use | Gas (Historical Use) | 8200 | Composite | 1980-03-01 | Fiberglass Reinforced Plastic | Pressurized
QUICK STOP #01 | 199 S THIRD AVE | MCRAE | Telfair | 1330073 | 8 |  | 1990-03-01 |  | 1990-03-01 |  | Closed in Ground | Diesel | 6000 | Composite | 1980-03-01 | Fiberglass Reinforced Plastic | Pressurized
CHAMPION INTERNATIONAL CORP | CENTRAL AVE/IND PARK | LUMBER CITY | Telfair | 1330077 | 1 | [5 empty] | Removed from Ground | Gas (Historical Use) | 1000 | Bare Steel | 1991-01-01 | Galvanized Steel
CHAMPION INTERNATIONAL CORP | CENTRAL AVE/IND PARK | LUMBER CITY | Telfair | 1330077 | 2 | [5 empty] | Removed from Ground | Gas (Historical Use) | 1000 | Bare Steel | 1991-01-01 | Galvanized Steel
CHAMPION INTERNATIONAL CORP | CENTRAL AVE/IND PARK | LUMBER CITY | Telfair | 1330077 | 3 | [5 empty] | Removed from Ground | Diesel | 1000 | Bare Steel | 1991-01-01 | Galvanized Steel
CHAMPION INTERNATIONAL CORP | CENTRAL AVE/IND PARK | LUMBER CITY | Telfair | 1330077 | 4 | [5 empty] | Removed from Ground | Diesel | 10000 | Bare Steel | 1971-01-01 | Galvanized Steel
CHAMPION INTERNATIONAL CORP | CENTRAL AVE/IND PARK | LUMBER CITY | Telfair | 1330077 | 5 | [5 empty] | Removed from Ground | Diesel | 10000 | Bare Steel | 1971-01-01 | Galvanized Steel
WHITES WATER WORLD INC | 55 NORTH 3RD AVE | MCRAE | Telfair | 1330079 | 1 | [5 empty] | Removed from Ground | Gas (Historical Use) | 3000 | Bare Steel | 1981-05-09 | Galvanized Steel | Safe Suction (Euro)
WHITES WATER WORLD INC | 55 NORTH 3RD AVE | MCRAE | Telfair | 1330079 | 2 | [5 empty] | Removed from Ground | Gas (Historical Use) | 1000 | Bare Steel | 1981-05-09 | Galvanized Steel | Safe Suction (Euro)
WHITES WATER WORLD INC | 55 NORTH 3RD AVE | MCRAE | Telfair | 1330079 | 3A |  | 1998-12-02 |  | 1998-12-02 |  | Removed from Ground | Gas (Historical Use) | 1000 | Galvanic (STIP-3) | 1998-12-02 | Cathodically Protected | Suction (American)
WHITES WATER WORLD INC | 55 NORTH 3RD AVE | MCRAE | Telfair | 1330079 | 3B |  | 1998-12-02 |  | 1998-12-02 |  | Removed from Ground | Gas (Historical Use) | 1000 | Galvanic (STIP-3) | 1998-12-02 | Cathodically Protected | Suction (American)
XPRESS STOP | 115 E OAK ST | MCRAE | Telfair | 1330080 | 1 |  | 1998-01-04 |  | 1998-01-04 |  | Currently in Use | Gas (Historical Use) | 6000 | Cathodically Protected Steel | 1986-05-08 | Fiberglass Reinforced Plastic | Pressurized
XPRESS STOP | 115 E OAK ST | MCRAE | Telfair | 1330080 | 2 |  | 1998-01-04 |  | 1998-01-04 |  | Currently in Use | Gas (Historical Use) | 4000 | Cathodically Protected Steel | 1986-05-08 | Fiberglass Reinforced Plastic | Pressurized
XPRESS STOP | 115 E OAK ST | MCRAE | Telfair | 1330080 | 3 |  | 1998-01-04 |  | 1998-01-04 |  | Currently in Use | Gas (Historical Use) | 4000 | Cathodically Protected Steel | 1986-05-08 | Fiberglass Reinforced Plastic | Pressurized
GOLD KIST COMPLEX FORMERLY | US HWY 280 E | MCRAE | Telfair | 1330082 | 1 | [5 empty] | Removed from Ground | Empty | 3000 | Bare Steel | 1976-05-10 | Galvanized Steel
BROWNS SERVICE STATION | RT 2 | MCRAE | Telfair | 1330084 | 1 | [5 empty] | Removed from Ground | Gas (Historical Use) | 550 | Bare Steel | 1981-05-09 | Galvanized Steel
BROWNS SERVICE STATION | RT 2 | MCRAE | Telfair | 1330084 | 2 | [5 empty] | Removed from Ground | Gas (Historical Use) | 550 | Bare Steel | 1981-05-09 | Galvanized Steel
BROWNS SERVICE STATION | RT 2 | MCRAE | Telfair | 1330084 | 3 | [5 empty] | Removed from Ground | Gas (Historical Use) | 550 | Bare Steel | 1981-05-09 | Galvanized Steel
TELFAIR CO ROAD DEPT | COURTHOUSE SQUARE | MCRAE | Telfair | 1330085 | 1 | [5 empty] | Removed from Ground | Gas (Historical Use) | 1000 | Bare Steel | 1966-05-11 | Bare Steel | Safe Suction (Euro)
MILAN SERVICE STATION | US HWY 280 | MILAN | Telfair | 1330087 | 1 |  | 1998-11-05 |  | 1998-11-05 |  | Currently in Use | Gas (Historical Use) | 1000 | Steel-Impressed Current | 1974-05-11 | Cathodically Protected | Safe Suction (Euro)
MILAN SERVICE STATION | US HWY 280 | MILAN | Telfair | 1330087 | 2 |  | 1998-11-05 |  | 1998-11-05 |  | Currently in Use | Gas (Historical Use) | 1000 | Steel-Impressed Current | 1974-05-11 | Cathodically Protected | Safe Suction (Euro)
MILAN SERVICE STATION | US HWY 280 | MILAN | Telfair | 1330087 | 3 |  | 1998-11-05 |  | 1998-11-05 |  | Currently in Use | Diesel | 4000 | Steel-Impressed Current | 1974-05-11 | Cathodically Protected | Safe Suction (Euro)
MILAN SERVICE STATION | US HWY 280 | MILAN | Telfair | 1330087 | 4 |  | 1998-11-05 |  | 1998-11-05 |  | Currently in Use | Gas (Historical Use) | 2000 | Steel-Impressed Current | 1974-05-11 | Cathodically Protected | Safe Suction (Euro)
MILAN SERVICE STATION | US HWY 280 | MILAN | Telfair | 1330087 | 5 |  | 1998-11-05 |  | 1998-11-05 |  | Currently in Use | Gas (Historical Use) | 1000 | Steel-Impressed Current | 1974-05-11 | Cathodically Protected | Safe Suction (Euro)
WC CARPENTER STORE | US HWY 441 | JACKSONVILLE | Telfair | 1330089 | 1 | [5 empty] | Permanently Out of Use - historical purposes | Empty | 550 | Bare Steel | 1966-05-13 | Galvanized Steel
WC CARPENTER STORE | US HWY 441 | JACKSONVILLE | Telfair | 1330089 | 2 | [5 empty] | Permanently Out of Use - historical purposes | Empty | 550 | Bare Steel | 1966-05-13 | Galvanized Steel
STEVERSON'S STORE | RT 1 | MILAN | Telfair | 1330090 | 1 | [5 empty] | Removed from Ground | Empty | 550 | Bare Steel | 1966-05-13 | Galvanized Steel
STEVERSON'S STORE | RT 1 | MILAN | Telfair | 1330090 | 2 | [5 empty] | Removed from Ground | Empty | 1000 | Bare Steel | 1966-05-13 | Galvanized Steel
JIMMYS BAIT AND TACKLE | HWY 117 8 | JACKSONVILLE | Telfair | 1330093 | 1 |  | 1998-12-15 |  | 1998-12-15 |  | Removed from Ground | Empty | 2000 | Cathodically Protected Steel | 1987-01-01 | Cathodically Protected
JIMMYS BAIT AND TACKLE | HWY 117 8 | JACKSONVILLE | Telfair | 1330093 | 2 |  | 1998-12-15 |  | 1998-12-15 |  | Removed from Ground | Empty | 2000 | Cathodically Protected Steel | 1987-01-01 | Cathodically Protected
JIMMYS BAIT AND TACKLE | HWY 117 8 | JACKSONVILLE | Telfair | 1330093 | 3 |  | 1998-12-15 |  | 1998-12-15 |  | Removed from Ground | Empty | 2000 | Cathodically Protected Steel | 1987-01-01 | Cathodically Protected
BAY STATION #647 | US HWY 341 EAST | MCRAE | Telfair | 1330095 | 1 | [5 empty] | Removed from Ground | Gas (Historical Use) | 4000 | Bare Steel | 1974-05-16 | Galvanized Steel
BAY STATION #647 | US HWY 341 EAST | MCRAE | Telfair | 1330095 | 2 | [5 empty] | Removed from Ground | Gas (Historical Use) | 3000 | Bare Steel | 1974-05-16 | Galvanized Steel
BAY STATION #647 | US HWY 341 EAST | MCRAE | Telfair | 1330095 | 3 | [5 empty] | Removed from Ground | Gas (Historical Use) | 3000 | Bare Steel | 1974-05-16 | Galvanized Steel
BAY STATION #647 | US HWY 341 EAST | MCRAE | Telfair | 1330095 | 4 | [5 empty] | Removed from Ground | Gas (Historical Use) | 3000 | Bare Steel | 1974-05-16 | Galvanized Steel
BAY STATION #647 | US HWY 341 EAST | MCRAE | Telfair | 1330095 | 5 | [5 empty] | Removed from Ground | Gas (Historical Use) | 3000 | Bare Steel | 1974-05-16 | Galvanized Steel
BILL SPIRES GROCERY | US HWY 280 & US HWY 441 | MCRAE | Telfair | 133083 | 1 | [5 empty] | Permanently Out Of Use | Gas (Historical Use) | 1000 | Bare Steel | 1982-05-09 | Galvanized Steel
BILL SPIRES GROCERY | US HWY 280 & US HWY 441 | MCRAE | Telfair | 133083 | 2 | [5 empty] | Permanently Out Of Use | Gas (Historical Use) | 1000 | Bare Steel | 1982-05-09 | Galvanized Steel
CHEVRON USA INC | OAK ST & THIRD AVE | MCRAE | Telfair | 1340001 | 1 | [5 empty] | Removed from Ground | Gas (Historical Use) | 5000 | Cathodically Protected Steel | 1962-04-29 | Galvanized Steel
CHEVRON USA INC | OAK ST & THIRD AVE | MCRAE | Telfair | 1340001 | 2 | [5 empty] | Removed from Ground | Gas (Historical Use) | 5000 | Cathodically Protected Steel | 1962-04-29 | Galvanized Steel
CHEVRON USA INC | OAK ST & THIRD AVE | MCRAE | Telfair | 1340001 | 3 | [5 empty] | Removed from Ground | Gas (Historical Use) | 5000 | Cathodically Protected Steel | 1962-04-29 | Galvanized Steel
CHEVRON USA INC | OAK ST & THIRD AVE | MCRAE | Telfair | 1340001 | 4 | [5 empty] | Removed from Ground | Gas (Historical Use) | 10000 | Cathodically Protected Steel | 1962-04-29 | Galvanized Steel
CHEVRON USA INC | OAK ST & THIRD AVE | MCRAE | Telfair | 1340001 | 5 |  |  | TRUE |  | TRUE | Removed from Ground | Used Oil | 550 | Cathodically Protected Steel | 1962-04-29 | Galvanized Steel
COOK & CO | OCMULGEE ST | LUMBER CITY | Telfair | 1340002 | 1 | [5 empty] | Removed from Ground | Gas (Historical Use) | 2100 | Fiberglass | 1977-04-18 | Galvanized Steel
B J HOUSEND | PO BOX 217 | MCRAE | Telfair | 1340003 | 1 | [5 empty] | Removed from Ground | Gas (Historical Use) | 4000 | Marked Unknown | 1951-05-03 | Unknown
B J HOUSEND | PO BOX 217 | MCRAE | Telfair | 1340003 | 2 | [5 empty] | Removed from Ground | Gas (Historical Use) | 4000 | Marked Unknown | 1951-05-03 | Unknown
B J HOUSEND | PO BOX 217 | MCRAE | Telfair | 1340003 | 3 | [5 empty] | Removed from Ground | Gas (Historical Use) | 2000 | Marked Unknown | 1951-05-03 | Unknown
BROWNS TIRE & SERVICE | 301 WEST OAK ST | MCRAE | Telfair | 1340004 | 1 | [5 empty] | Removed from Ground | Empty | 5000 | Cathodically Protected Steel | 1971-02-24 | Galvanized Steel | Suction (American)
BROWNS TIRE & SERVICE | 301 WEST OAK ST | MCRAE | Telfair | 1340004 | 2 | [5 empty] | Removed from Ground | Empty | 5000 | Cathodically Protected Steel | 1971-02-24 | Galvanized Steel | Suction (American)
BROWNS TIRE & SERVICE | 301 WEST OAK ST | MCRAE | Telfair | 1340004 | 3 | [5 empty] | Removed from Ground | Empty | 5000 | Cathodically Protected Steel | 1971-02-24 | Galvanized Steel | Suction (American)
BROWNS TIRE & SERVICE | 301 WEST OAK ST | MCRAE | Telfair | 1340004 | 4 | [5 empty] | Removed from Ground | Empty | 10000 | Cathodically Protected Steel | 1971-02-24 | Galvanized Steel | Suction (American)
BROWNS TIRE & SERVICE | 301 WEST OAK ST | MCRAE | Telfair | 1340004 | 5 | [5 empty] | Removed from Ground | Gas (Historical Use) | 1 | Cathodically Protected Steel | 1971-02-24 | Unknown | Suction (American)
BROWNS TIRE & SERVICE | 301 WEST OAK ST | MCRAE | Telfair | 1340004 | 6 |  | 1998-07-07 |  | 1998-07-07 |  | Removed from Ground | Gas (Historical Use) | 8000 | Galvanic (STIP-3) | 1987-08-01 | Cathodically Protected | Pressurized
BROWNS TIRE & SERVICE | 301 WEST OAK ST | MCRAE | Telfair | 1340004 | 7 |  | 1998-07-07 |  | 1998-07-07 |  | Removed from Ground | Gas (Historical Use) | 5000 | Galvanic (STIP-3) | 1987-08-01 | Cathodically Protected | Pressurized
BROWNS TIRE & SERVICE | 301 WEST OAK ST | MCRAE | Telfair | 1340004 | 8 |  | 1998-07-07 |  | 1998-07-07 |  | Removed from Ground | Gas (Historical Use) | 6000 | Galvanic (STIP-3) | 1987-08-01 | Cathodically Protected | Pressurized
GA STATE PATROL #16 | RT 1 BOX 246/HWY 341 RT 1 | HELENA | Telfair | 1340006 | 1 | [5 empty] | Removed from Ground | Other | 1000 | Bare Steel | 1962-03-12 | Galvanized Steel
GA STATE PATROL #16 | RT 1 BOX 246/HWY 341 RT 1 | HELENA | Telfair | 1340006 | 2 | [5 empty] | Removed from Ground | Gas (Historical Use) | 3000 | Composite | 1987-06-18 | Galvanized Steel
TELFAIR COUNTY BD OF EDUCATION | 910 W HUCKABEE ST/COLLEGE ST | MCRAE | Telfair | 1340008 | 1 | [5 empty] | Permanently Out of Use - historical purposes | Other | 300 | Bare Steel | 1961-03-14 | Galvanized Steel
TELFAIR COUNTY BD OF EDUCATION | 910 W HUCKABEE ST/COLLEGE ST | MCRAE | Telfair | 1340008 | 2 | [5 empty] | Permanently Out of Use - historical purposes | Other | 300 | Bare Steel | 1961-03-14 | Galvanized Steel
TELFAIR COUNTY SCHOOL BUS SHOP | 418 LAKESIDE AVE | MCRAE | Telfair | 1340009 | 1 | Ball Float | 1991-04-04 | FALSE | 1991-04-04 | FALSE | Currently in Use | Diesel | 12000 | Galvanic (STIP-3) | 1991-04-03 | Galvanized Steel | Pressurized
TELFAIR COUNTY SCHOOL BUS SHOP | 418 LAKESIDE AVE | MCRAE | Telfair | 1340009 | 2 | Ball Float | 1991-04-04 | FALSE | 1991-04-04 | FALSE | Currently in Use | E-10 | 12000 | Galvanic (STIP-3) | 1991-04-04 | Galvanized Steel | Pressurized
TELFAIR COUNTY SCHOOL BUS SHOP | 418 LAKESIDE AVE | MCRAE | Telfair | 1340009 | 3 | [5 empty] | Removed from Ground | Diesel | 10000 | Cathodically Protected Steel | 1991-04-03 | Galvanized Steel
TELFAIR COUNTY SCHOOL BUS SHOP | 418 LAKESIDE AVE | MCRAE | Telfair | 1340009 | 4 | [5 empty] | Removed from Ground | Gas (Historical Use) | 10000 | Cathodically Protected Steel | 1991-04-03 | Galvanized Steel
CENTRAL MIDDLE SCHOOL | CENTRAL AVE | MCRAE | Telfair | 1340010 | 1 | [5 empty] | Permanently Out of Use - historical purposes | Empty | 200 | Marked Unknown | 1966-03-08 | Galvanized Steel
CITY OF LUMBER CITY | VIRGINIA AVE | LUMBER CITY | Telfair | 1340011 | 1 | [5 empty] | Removed from Ground | Gas (Historical Use) | 550 | Marked Unknown | 1986-03-03 | Unknown | Safe Suction (Euro)
CITY OF LUMBER CITY | VIRGINIA AVE | LUMBER CITY | Telfair | 1340011 | 2 | [5 empty] | Permanently Out of Use - historical purposes | Empty | 0 | Marked Unknown | 1986-03-03 | Unknown
TELFAIR CO SCHOOLS CENTRAL OFFIC | 210 B PARSONAGE ST | MCRAE | Telfair | 1340012 | 1 | [5 empty] | Permanently Out Of Use | Gas (Historical Use) | 5000 | Marked Unknown | 1956-03-10 | Unknown
TELFAIR CO SCHOOLS CENTRAL OFFIC | 210 B PARSONAGE ST | MCRAE | Telfair | 1340012 | 2 | [5 empty] | Permanently Out Of Use | Gas (Historical Use) | 5000 | Marked Unknown | 1956-03-10 | Unknown
WORKMORE ELEMENTARY SCHOOL | US HWY 441 SOUTH | MCRAE | Telfair | 1340013 | 1 | [5 empty] | Permanently Out Of Use | Empty | 2000 | Bare Steel | 1956-03-10 | Unknown
OZZIE HARVEY | 501 NORTH 3RD AVE | MCRAE | Telfair | 1340015 | 1 | [5 empty] | Removed from Ground | Kerosene | 1000 | Bare Steel | 1966-04-22 | Galvanized Steel
OZZIE HARVEY | 501 NORTH 3RD AVE | MCRAE | Telfair | 1340015 | 2 | [5 empty] | Removed from Ground | Gas (Historical Use) | 1000 | Bare Steel | 1966-04-22 | Galvanized Steel
OZZIE HARVEY | 501 NORTH 3RD AVE | MCRAE | Telfair | 1340015 | 3 | [5 empty] | Removed from Ground | Gas (Historical Use) | 1000 | Bare Steel | 1966-04-22 | Galvanized Steel
OZZIE HARVEY | 501 NORTH 3RD AVE | MCRAE | Telfair | 1340015 | 4 |  |  | TRUE |  | TRUE | Removed from Ground | Used Oil | 560 | Bare Steel | 1966-04-22 | Galvanized Steel
OZZIE HARVEY | 501 NORTH 3RD AVE | MCRAE | Telfair | 1340015 | 5 | [5 empty] | Removed from Ground | Gas (Historical Use) | 560 | Bare Steel | 1966-04-22 | Galvanized Steel
W DOYLE NESMITH | 609 WEST OAK ST | MCRAE | Telfair | 1340016 | 1 | [5 empty] | Removed from Ground | Gas (Historical Use) | 4000 | Bare Steel | 1966-04-28 | Galvanized Steel | Pressurized
W DOYLE NESMITH | 609 WEST OAK ST | MCRAE | Telfair | 1340016 | 2 | [5 empty] | Removed from Ground | Gas (Historical Use) | 4000 | Bare Steel | 1966-04-28 | Galvanized Steel | Pressurized
W DOYLE NESMITH | 609 WEST OAK ST | MCRAE | Telfair | 1340016 | 3 | [5 empty] | Removed from Ground | Gas (Historical Use) | 4000 | Bare Steel | 1966-04-28 | Galvanized Steel | Pressurized
W DOYLE NESMITH | 609 WEST OAK ST | MCRAE | Telfair | 1340016 | 4 |  |  | TRUE |  | TRUE | Removed from Ground | Used Oil | 500 | Bare Steel | 1966-04-28 | Galvanized Steel
W DOYLE NESMITH | 609 WEST OAK ST | MCRAE | Telfair | 1340016 | 5 |  |  | TRUE |  | TRUE | Removed from Ground | Used Oil | 500 | Bare Steel | 1966-04-28 | Galvanized Steel | Pressurized
W DOYLE NESMITH | 609 WEST OAK ST | MCRAE | Telfair | 1340016 | 6 | [5 empty] | Removed from Ground | Kerosene | 500 | Bare Steel | 1966-04-28 | Galvanized Steel | Pressurized
W DOYLE NESMITH | 609 WEST OAK ST | MCRAE | Telfair | 1340016 | 7 | [5 empty] | Removed from Ground | Gas (Historical Use) | 4000 | Bare Steel | 1966-04-28 | Galvanized Steel | Pressurized
W DOYLE NESMITH | 609 WEST OAK ST | MCRAE | Telfair | 1340016 | 8 | [5 empty] | Removed from Ground | Diesel | 4000 | Bare Steel | 1994-02-22 | Galvanized Steel | Pressurized
HOLLIE TRADING POST | GA HWY/49 RT 1 | LUMBER CITY | Telfair | 1340023 | 1 | [5 empty] | Currently in Use | Gas (Historical Use) | 1000 | Bare Steel | 1983-04-24 | Galvanized Steel
HOLLIE TRADING POST | GA HWY/49 RT 1 | LUMBER CITY | Telfair | 1340023 | 2 | [5 empty] | Temporarily out of use | Gas (Historical Use) | 1000 | Bare Steel | 1983-04-24 | Galvanized Steel
GA FC-TELFAIR CO UNIT | US HWY 441/9 MI SOUTH OF MCRAE | MCRAE | Telfair | 1340030 | 1 | [5 empty] | Removed from Ground | Gas (Historical Use) | 560 | Bare Steel | 1961-04-28 | Galvanized Steel | Safe Suction (Euro)
GA FC-TELFAIR CO UNIT | US HWY 441/9 MI SOUTH OF MCRAE | MCRAE | Telfair | 1340030 | 2 | [5 empty] | Removed from Ground | Diesel | 560 | Bare Steel | 1961-04-28 | Galvanized Steel | Safe Suction (Euro)
GA FC-TELFAIR CO UNIT | US HWY 441/9 MI SOUTH OF MCRAE | MCRAE | Telfair | 1340030 | 3 |  | 1991-01-01 |  | 1991-01-01 |  | Removed from Ground | Gas (Historical Use) | 1000 | Galvanic (STIP-3) | 1991-01-01 | Cathodically Protected | Safe Suction (Euro)
GA FC-TELFAIR CO UNIT | US HWY 441/9 MI SOUTH OF MCRAE | MCRAE | Telfair | 1340030 | 4 |  | 1991-01-01 |  | 1991-01-01 |  | Removed from Ground | Diesel | 1000 | Galvanic (STIP-3) | 1991-01-01 | Cathodically Protected | Safe Suction (Euro)
COOK PETRO INC | 40 RAILROAD ST | MCRAE | Telfair | 1340033 | 1 | Flapper Valve | 1997-08-07 | FALSE | 1997-08-07 | FALSE | Currently in Use | Diesel | 12000 | Steel-Impressed Current | 1982-04-01 | Cathodically Protected | Pressurized
COOK PETRO INC | 40 RAILROAD ST | MCRAE | Telfair | 1340033 | 2 | Flapper Valve | 1997-08-07 | FALSE | 1997-08-07 | FALSE | Closed in Ground | Premium | 12000 | Steel-Impressed Current | 1982-04-01 | Cathodically Protected | Pressurized
COOK PETRO INC | 40 RAILROAD ST | MCRAE | Telfair | 1340033 | 3 |  | 1997-08-07 | FALSE | 1997-08-07 | FALSE | Currently in Use | E-10 | 12000 | Steel-Impressed Current | 1982-04-01 | Cathodically Protected | Pressurized
COOK PETRO INC | 40 RAILROAD ST | MCRAE | Telfair | 1340033 | 4 | Flapper Valve | 1997-08-07 | FALSE | 1997-08-07 | FALSE | Currently in Use | Diesel Off Road | 12000 | Steel-Impressed Current | 1982-04-01 | Cathodically Protected | Pressurized
COOK PETRO INC | 40 RAILROAD ST | MCRAE | Telfair | 1340033 | 5 | [5 empty] | Permanently Out Of Use | Other | 560 | Steel-Impressed Current | 1986-03-31 | Cathodically Protected | Safe Suction (Euro)
EM VAUGHN GROCERY | RIVER RD/HWY 117/ROUTE 1 | RHINE | Telfair | 1340036 | 1 | [5 empty] | Removed from Ground | Gas (Historical Use) | 1060 | Bare Steel | 1973-04-03 | Galvanized Steel | Suction (American)
EM VAUGHN GROCERY | RIVER RD/HWY 117/ROUTE 1 | RHINE | Telfair | 1340036 | 2 | [5 empty] | Removed from Ground | Gas (Historical Use) | 560 | Bare Steel | 1973-04-03 | Galvanized Steel | Suction (American)
EM VAUGHN GROCERY | RIVER RD/HWY 117/ROUTE 1 | RHINE | Telfair | 1340036 | 3 | [5 empty] | Removed from Ground | Gas (Historical Use) | 560 | Bare Steel | 1973-04-03 | Galvanized Steel | Suction (American)
EM VAUGHN GROCERY | RIVER RD/HWY 117/ROUTE 1 | RHINE | Telfair | 1340036 | 4 |  | 1998-11-15 |  | 1998-11-15 |  | Temporarily out of use | Gas (Historical Use) | 1000 | Steel-Impressed Current | 1998-11-15 | Steel (Impressed Current) | Suction (American)
EM VAUGHN GROCERY | RIVER RD/HWY 117/ROUTE 1 | RHINE | Telfair | 1340036 | 5 |  | 1998-11-15 | FALSE | 1998-11-15 | FALSE | Temporarily out of use | Gas (Historical Use) | 1000 | Steel-Impressed Current | 1998-11-15 | Steel (Impressed Current) | Suction (American)
W L WELLS STORE | US HWY 441 | JACKSONVILLE | Telfair | 1340037 | 1 | [5 empty] | Currently in Use | Gas (Historical Use) | 560 | Bare Steel | 1973-04-03 | Galvanized Steel
W L WELLS STORE | US HWY 441 | JACKSONVILLE | Telfair | 1340037 | 2 | [5 empty] | Currently in Use | Gas (Historical Use) | 560 | Bare Steel | 1973-04-03 | Galvanized Steel
C L TUCKER INC | 27 N Fourth 4th Ave | MCRAE | Telfair | 1340039 | 1 | Flapper Valve | 1999-03-01 | FALSE | 1999-03-01 | FALSE | Currently in Use | Diesel | 5000 | Steel-Impressed Current | 1980-04-02 | Steel (Impressed Current) | Safe Suction (Euro)
C L TUCKER INC | 27 N Fourth 4th Ave | MCRAE | Telfair | 1340039 | 2 | Flapper Valve | 1999-03-01 | FALSE | 1999-03-01 | FALSE | Currently in Use | Diesel | 5000 | Steel-Impressed Current | 1980-04-02 | Steel (Impressed Current) | Safe Suction (Euro)
HELENA | PO BOX 433 | HELENA | Telfair | 1340040 | 1 | [5 empty] | Removed from Ground | Other | 2000 | Bare Steel | 1980-04-11 | Unknown
HELENA | PO BOX 433 | HELENA | Telfair | 1340040 | 2 | [5 empty] | Removed from Ground | Empty | 1000 | Bare Steel | 1980-04-11 | Unknown
HELENA | PO BOX 433 | HELENA | Telfair | 1340040 | 3 | [5 empty] | Removed from Ground | Other | 10000 | Bare Steel | 1980-01-01 | Unknown
GA POWER/MCRAE OPER HQ | 850 EAST OAK ST | MCRAE | Telfair | 1342000 | 1 | [5 empty] | Closed in Ground | Gas (Historical Use) | 10000 | Fiberglass | 1987-11-04 | Galvanized Steel
GA POWER/MCRAE OPER HQ | 850 EAST OAK ST | MCRAE | Telfair | 1342000 | 296013 |  | 1991-05-17 |  | 1991-05-17 |  | Closed in Ground | Diesel | 4000 | Composite | 1991-01-01 | Fiberglass Reinforced Plastic | Pressurized
GA POWER/MCRAE OPER HQ | 850 EAST OAK ST | MCRAE | Telfair | 1342000 | MC-1 |  | 1991-05-17 |  | 1991-05-17 |  | Closed in Ground | Gas (Historical Use) | 10000 | Fiberglass | 1991-01-01 | Fiberglass Reinforced Plastic | Pressurized
GA POWER/MCRAE OPER HQ | 850 EAST OAK ST | MCRAE | Telfair | 1342000 | MC-2 | [5 empty] | Closed in Ground | Diesel | 6000 | Bare Steel | 1985-01-01 | Galvanized Steel
MILAN AMOCO | HWY 280 | MILAN | Telfair | 10000322 | 1 |  |  | FALSE |  | FALSE | Removed from Ground | Diesel | 1000 | Bare Steel | 1995-01-01
COUNTRY PRIDE MARKET | 1823 HWY 280 W | MILAN | Telfair | 10000145 | 1A |  | 2002-06-01 | FALSE | 2002-06-01 | FALSE | Currently in Use | Gas (Historical Use) | 3500 | Composite | 2002-06-01 | Double Walled | Pressurized
COUNTRY PRIDE MARKET | 1823 HWY 280 W | MILAN | Telfair | 10000145 | 1B |  | 2002-06-01 | FALSE | 2002-06-01 | FALSE | Currently in Use | Gas (Historical Use) | 11500 | Composite | 2002-06-01 | Double Walled | Pressurized
NEW LIFE CHRISTIAN CENTER | U S 341 | HELENA | Telfair | 10000635 | 1 |  |  | FALSE |  | FALSE | Removed from Ground | Gas (Historical Use) | 0 | Bare Steel | 2000-05-02
NEW LIFE CHRISTIAN CENTER | U S 341 | HELENA | Telfair | 10000635 | 2 |  |  | FALSE |  | FALSE | Removed from Ground | Gas (Historical Use) | 0 | Bare Steel | 2000-05-02
NEW LIFE CHRISTIAN CENTER | U S 341 | HELENA | Telfair | 10000635 | 3 |  |  | FALSE |  | FALSE | Removed from Ground | Gas (Historical Use) | 0 | Bare Steel | 2000-05-02
NEW LIFE CHRISTIAN CENTER | U S 341 | HELENA | Telfair | 10000635 | 4 |  |  | FALSE |  | FALSE | Removed from Ground | Gas (Historical Use) | 0 | Bare Steel | 2000-05-02
NEW LIFE CHRISTIAN CENTER | U S 341 | HELENA | Telfair | 10000635 | 5 |  |  | FALSE |  | FALSE | Removed from Ground | Gas (Historical Use) | 0 | Bare Steel | 2000-05-02
NEW LIFE CHRISTIAN CENTER | U S 341 | HELENA | Telfair | 10000635 | 6 |  |  | FALSE |  | FALSE | Removed from Ground | Diesel | 0 | Bare Steel | 2000-05-02
GLYNN'S BP (FORMERLY) | 200 EAST OAK ST | MCRAE | Telfair | 10000849 | 1 |  |  | FALSE |  | FALSE | Removed from Ground | Gas (Historical Use) | 500 | Bare Steel | 2003-05-06 | Galvanized Steel | Safe Suction (Euro)
GLYNN'S BP (FORMERLY) | 200 EAST OAK ST | MCRAE | Telfair | 10000849 | 2 |  |  | FALSE |  | FALSE | Removed from Ground | Gas (Historical Use) | 1000 | Bare Steel | 2005-03-08 | Galvanized Steel | Safe Suction (Euro)
GLYNN'S BP (FORMERLY) | 200 EAST OAK ST | MCRAE | Telfair | 10000849 | 3 |  |  | FALSE |  | FALSE | Removed from Ground | Gas (Historical Use) | 1000 | Bare Steel | 2003-05-06
R KRISHNA CORPORATION DBA JACKS MART | 129 8TH ST SUITE A | HELENA | Telfair | 10001161 | 1 |  | 2006-02-10 | FALSE | 2006-02-10 | FALSE | Currently in Use | Diesel | 8000 | Fiberglass | 2006-01-11 | Double-Walled Fiberglass | Pressurized
R KRISHNA CORPORATION DBA JACKS MART | 129 8TH ST SUITE A | HELENA | Telfair | 10001161 | 2 |  | 2006-02-10 | FALSE | 2006-02-10 | FALSE | Currently in Use | Diesel | 4000 | Fiberglass | 2006-01-11 | Double-Walled Fiberglass | Pressurized
R KRISHNA CORPORATION DBA JACKS MART | 129 8TH ST SUITE A | HELENA | Telfair | 10001161 | 3 |  | 2006-02-10 | FALSE | 2006-02-10 | FALSE | Currently in Use | Gas (Historical Use) | 10000 | Fiberglass | 2006-01-11 | Double-Walled Fiberglass | Pressurized
R KRISHNA CORPORATION DBA JACKS MART | 129 8TH ST SUITE A | HELENA | Telfair | 10001161 | 4 |  | 2006-02-10 | FALSE | 2006-02-10 | FALSE | Currently in Use | Gas (Historical Use) | 8000 | Fiberglass | 2006-01-11 | Double-Walled Fiberglass | Pressurized
HUGH HARRIS ESTATE | HIGHWAY 341 NORTH AND RIVER STREET | LUMBER CITY | Telfair | 10002511 | 1 |  |  | FALSE |  | FALSE | Removed from Ground | Not Marked/Tank Removed | 8000 | Unknown | 2015-11-17
HUGH HARRIS ESTATE | HIGHWAY 341 NORTH AND RIVER STREET | LUMBER CITY | Telfair | 10002511 | 2 |  |  | FALSE |  | FALSE | Removed from Ground | Not Marked/Tank Removed | 8000 | Unknown | 2015-11-17
HUGH HARRIS ESTATE | HIGHWAY 341 NORTH AND RIVER STREET | LUMBER CITY | Telfair | 10002511 | 3 |  |  | FALSE |  | FALSE | Removed from Ground | Not Marked/Tank Removed | 8000 | Unknown | 2015-11-17
BOONES GROCERY | 376 S OCMULGEE BLVD | JACKSONVILLE | Telfair | 10002384 | 1 |  | 2014-04-20 | FALSE | 2014-04-20 | FALSE | Currently in Use | Gas (Historical Use) | 4000 | Composite Double Walled | 2014-04-20 | Double-Walled Fiberglass | Pressurized
BOONES GROCERY | 376 S OCMULGEE BLVD | JACKSONVILLE | Telfair | 10002384 | 2 |  | 2014-04-20 | FALSE | 2014-04-20 | FALSE | Currently in Use | Gas (Historical Use) | 4000 | Composite Double Walled | 2014-04-20 | Double-Walled Fiberglass | Pressurized
BOONES GROCERY | 376 S OCMULGEE BLVD | JACKSONVILLE | Telfair | 10002384 | 3 |  | 2014-04-20 | FALSE | 2014-04-20 | FALSE | Currently in Use | Diesel | 4000 | Composite Double Walled | 2014-04-20 | Double-Walled Fiberglass | Pressurized
HISTORICAL GAS STATION | 165 S. THIRD AVE | MCRAE | Telfair | 10002982 | 1 |  |  | FALSE |  | FALSE | Removed from Ground |  | 570 | Bare Steel
HISTORICAL GAS STATION | 165 S. THIRD AVE | MCRAE | Telfair | 10002982 | 2 |  |  | FALSE |  | FALSE | Removed from Ground |  | 280 | Bare Steel
THUNDERBIRD OIL CO | HWY 280 @ CAUTION LIGHT | MILAN | Telfair | 450078 | 1 |  | 1998-11-05 | FALSE | 1998-11-05 | FALSE | Currently in Use | Diesel | 17577 | Steel-Impressed Current | 1975-06-01 | Steel (Impressed Current) | Pressurized
THUNDERBIRD OIL CO | HWY 280 @ CAUTION LIGHT | MILAN | Telfair | 450078 | 2A |  | 1998-11-05 | FALSE | 1998-11-05 | FALSE | Currently in Use | Gas (Historical Use) | 10000 | Steel-Impressed Current | 1975-06-01 | Steel (Impressed Current) | Pressurized
THUNDERBIRD OIL CO | HWY 280 @ CAUTION LIGHT | MILAN | Telfair | 450078 | 2B |  | 1998-11-08 | FALSE | 1998-11-05 | FALSE | Currently in Use | Gas (Historical Use) | 10000 | Steel-Impressed Current | 1995-06-01 | Steel (Impressed Current) | Pressurized
THUNDERBIRD OIL CO | HWY 280 @ CAUTION LIGHT | MILAN | Telfair | 450078 | 3A |  | 1998-11-05 | FALSE | 1998-11-05 | FALSE | Currently in Use | Diesel | 12010 | Steel-Impressed Current | 1975-06-01 | Steel (Impressed Current) | Pressurized
THUNDERBIRD OIL CO | HWY 280 @ CAUTION LIGHT | MILAN | Telfair | 450078 | 3B |  | 1998-11-05 | FALSE | 1998-11-05 | FALSE | Currently in Use | Gas (Historical Use) | 6000 | Steel-Impressed Current | 1995-06-01 | Steel (Impressed Current) | Pressurized
THUNDERBIRD OIL CO | HWY 280 @ CAUTION LIGHT | MILAN | Telfair | 450078 | 4 |  | 1998-11-05 | FALSE | 1998-11-05 | FALSE | Currently in Use | Gas (Historical Use) | 8000 | Steel-Impressed Current | 1975-06-01 | Steel (Impressed Current) | Suction (American)
THUNDERBIRD OIL CO | HWY 280 @ CAUTION LIGHT | MILAN | Telfair | 450078 | 5 |  | 1998-11-05 | FALSE | 1998-11-05 | FALSE | Currently in Use | Gas (Historical Use) | 8000 | Steel-Impressed Current | 1975-06-01 | Steel (Impressed Current) | Suction (American)
THUNDERBIRD OIL CO | HWY 280 @ CAUTION LIGHT | MILAN | Telfair | 450078 | 6 |  | 1998-11-05 | FALSE | 1998-11-05 | FALSE | Currently in Use | Diesel | 1000 | Steel-Impressed Current | 1975-06-01 | Steel (Impressed Current) | Suction (American)
ALLTEL | CHURCH ST & 2ND AVE | MILAN | Telfair | 450091 | 1 | [5 empty] | Removed from Ground | Diesel | 250 | Bare Steel | 1984-01-02 | Bare Steel | Suction (American)
CLARE TRACT | 206 EAST PARSONAGE | MCRAE | Telfair | 4090023 | 1 | [5 empty] | Removed from Ground | Empty | 500 | Bare Steel | 1972-04-14 | Unknown
W J MARTIN FARMS INC | 379 EAST LEE ST | DAWSON | Terrell | 4420002 | 1 | [5 empty] | Removed from Ground | Kerosene | 1 | Bare Steel | 1989-01-01 | Bare Steel
W J MARTIN FARMS INC | 379 EAST LEE ST | DAWSON | Terrell | 4420002 | 2 | [5 empty] | Removed from Ground | Kerosene | 1 | Bare Steel | 1989-01-01 | Bare Steel
W J MARTIN FARMS INC | 379 EAST LEE ST | DAWSON | Terrell | 4420002 | 3 | [5 empty] | Removed from Ground | Kerosene | 1 | Bare Steel | 1989-01-01 | Bare Steel
W J MARTIN FARMS INC | 379 EAST LEE ST | DAWSON | Terrell | 4420002 | 4 | [5 empty] | Removed from Ground | Kerosene | 1 | Bare Steel | 1989-01-01 | Bare Steel
McCLESKY COTTON CO | 4526 BRONWOOD HWY | BRONWOOD | Terrell | 10002337 | 1A | Ball Float | 2014-04-02 | FALSE | 2014-10-02 | FALSE | Currently in Use | Diesel | 15000 | Tank Jacket | 2014-04-02 | Double-Walled Fiberglass | Pressurized
McCLESKY COTTON CO | 4526 BRONWOOD HWY | BRONWOOD | Terrell | 10002337 | 1B | Ball Float | 2014-04-02 | FALSE | 2014-10-02 | FALSE | Currently in Use | E-0 | 5000 | Tank Jacket | 2014-04-02 | Double-Walled Fiberglass | Pressurized
JIM BOYD ASPHALT PLANT | 53 PULP WOOD RD | DAWSON | Terrell | 10002313 | 1 | Flapper Valve | 2013-12-16 | FALSE | 2013-12-16 | FALSE | Currently in Use | Diesel | 31714 | Tank Jacket | 2013-12-16 | Aboveground | Safe Suction (Euro)
BRUNER PROPERTY-LEESBURG HWY | 3940 LEESBURG Highway | DAWSON | Terrell | 10002769 | 1 |  |  | FALSE |  | FALSE | Removed from Ground |  | 10000
BRUNER PROPERTY-LEESBURG HWY | 3940 LEESBURG Highway | DAWSON | Terrell | 10002769 | 2 |  |  | FALSE |  | FALSE | Removed from Ground |  | 8000
KUNTRYS | 8125 ALBANY HWY | SASSER | Terrell | 10001178 | 1A | Overfill Alarm | 2000-02-01 | FALSE | 2000-02-01 | FALSE | Currently in Use | E-10 | 12000 | Composite | 2000-01-01 | Double-Walled Flex | Pressurized
KUNTRYS | 8125 ALBANY HWY | SASSER | Terrell | 10001178 | 1B | Overfill Alarm | 2000-02-01 | FALSE | 2000-02-01 | FALSE | Currently in Use | Diesel On Road | 8000 | Composite | 2000-01-01 | Double-Walled Flex | Pressurized
TERRELL COUNTY EMERGENCY | 207 STONEWALL STREET | DAWSON | Terrell | 10000859 | 1 |  |  | FALSE |  | FALSE | Removed from Ground | Gas (Historical Use) | 5000 | Unknown | 2004-06-01
TERRELL COUNTY EMERGENCY | 207 STONEWALL STREET | DAWSON | Terrell | 10000859 | 2 |  |  | FALSE |  | FALSE | Removed from Ground | Gas (Historical Use) | 5000 | Unknown | 2004-06-01
TERRELL COUNTY EMERGENCY | 207 STONEWALL STREET | DAWSON | Terrell | 10000859 | 3 |  |  | FALSE |  | FALSE | Removed from Ground | Gas (Historical Use) | 500 | Unknown | 2004-06-01
TERRELL COUNTY EMERGENCY | 207 STONEWALL STREET | DAWSON | Terrell | 10000859 | 4 |  |  | FALSE |  | FALSE | Removed from Ground | Used Oil | 500 | Unknown | 2004-06-01
TERRELL COUNTY EMERGENCY | 207 STONEWALL STREET | DAWSON | Terrell | 10000859 | 5 |  |  | FALSE |  | FALSE | Removed from Ground | Gas (Historical Use) | 10000 | Unknown | 2004-06-01
TERRELL COUNTY CORRECTIONAL INSTITUTE | 3110 ALBANY HWY | DAWSON | Terrell | 10000645 | 1 |  |  | FALSE |  | FALSE | Removed from Ground | Not Marked | 0 | Unknown | 1999-01-01
TERRELL COUNTY CORRECTIONAL INSTITUTE | 3110 ALBANY HWY | DAWSON | Terrell | 10000645 | 2 |  |  | FALSE |  | FALSE | Removed from Ground | Not Marked | 0 | Unknown | 1999-01-01
TERRELL COUNTY CORRECTIONAL INSTITUTE | 3110 ALBANY HWY | DAWSON | Terrell | 10000645 | 3 | Overfill Alarm | 1999-01-01 | FALSE | 1999-01-01 | FALSE | Currently in Use | E-0 | 5000 | Composite | 1999-01-01 | Fiberglass Reinforced Plastic | Pressurized
TERRELL COUNTY CORRECTIONAL INSTITUTE | 3110 ALBANY HWY | DAWSON | Terrell | 10000645 | 4 | Overfill Alarm | 1999-01-01 | FALSE | 1999-01-01 | FALSE | Currently in Use | Diesel | 1000 | Composite | 1999-01-01 | Fiberglass Reinforced Plastic | Pressurized
LAING IMPLEMENT CO | RT 5 BOX 24 | DAWSON | Terrell | 1350003 | 1 | [5 empty] | Removed from Ground | Gas (Historical Use) | 550 | Bare Steel | 1975-03-14 | Galvanized Steel
LAING IMPLEMENT CO | RT 5 BOX 24 | DAWSON | Terrell | 1350003 | 2 | [5 empty] | Removed from Ground | Gas (Historical Use) | 550 | Bare Steel | 1979-03-13 | Galvanized Steel
LAING IMPLEMENT CO | RT 5 BOX 24 | DAWSON | Terrell | 1350003 | 3 | [5 empty] | Removed from Ground | Gas (Historical Use) | 280 | Bare Steel | 1981-03-12 | Galvanized Steel
J & G FARMS | COUNTY ROAD 111 | SASSER | Terrell | 1350004 | 1 | [5 empty] | Removed from Ground | Diesel | 4000 | Bare Steel | 1979-03-13 | Galvanized Steel
J & G FARMS | COUNTY ROAD 111 | SASSER | Terrell | 1350004 | 2 | [5 empty] | Removed from Ground | Diesel | 4000 | Bare Steel | 1979-03-13 | Galvanized Steel
J & G FARMS | COUNTY ROAD 111 | SASSER | Terrell | 1350004 | 3 | Flapper Valve | 1998-03-01 | FALSE | 1998-03-01 | FALSE | Currently in Use | Diesel | 10000 | Composite | 1998-03-01 | Steel/FG Secondary containment | Safe Suction (Euro)
CARGILL INC SPECIALTY FOODS | 1781 IND PARK BLVD SE | DAWSON | Terrell | 1350005 | 1 | [5 empty] | Removed from Ground | Diesel | 550 | Bare Steel | 1981-01-07 | Copper
CARGILL INC SPECIALTY FOODS | 1781 IND PARK BLVD SE | DAWSON | Terrell | 1350005 | 2 | [5 empty] | Removed from Ground | Diesel | 550 | Bare Steel | 1981-01-07 | Copper
DAWSON MAINTENANCE FACILITY | 409 CRAWFORD ST NE | DAWSON | Terrell | 1350006 | 1 | [5 empty] | Removed from Ground | Gas (Historical Use) | 8000 | Bare Steel | 1971-03-03 | Galvanized Steel | Safe Suction (Euro)
DAWSON MAINTENANCE FACILITY | 409 CRAWFORD ST NE | DAWSON | Terrell | 1350006 | 2 | [5 empty] | Removed from Ground | Diesel | 3000 | Bare Steel | 1975-03-02 | Galvanized Steel | Safe Suction (Euro)
DAWSON MAINTENANCE FACILITY | 409 CRAWFORD ST NE | DAWSON | Terrell | 1350006 | 3 | [5 empty] | Removed from Ground | Gas (Historical Use) | 4000 | Bare Steel | 1978-03-01 | Galvanized Steel | Safe Suction (Euro)
DAWSON MAINTENANCE FACILITY | 409 CRAWFORD ST NE | DAWSON | Terrell | 1350006 | 4A | Overfill Alarm | 1997-11-20 | FALSE | 1997-11-20 | FALSE | Currently in Use | E-0 | 6000 | Composite | 1997-11-20 | Fiberglass Reinforced Plastic
DAWSON MAINTENANCE FACILITY | 409 CRAWFORD ST NE | DAWSON | Terrell | 1350006 | 4B | Overfill Alarm | 1997-11-20 | FALSE | 1997-11-20 | FALSE | Currently in Use | Diesel | 6000 | Composite | 1997-11-20 | Fiberglass Reinforced Plastic
J&P SERVICE CENTER | 125 HWY 82 | SASSER | Terrell | 1350007 | 1 | [5 empty] | Removed from Ground | Empty | 1060 | Bare Steel | 1966-03-01 | Galvanized Steel
J&P SERVICE CENTER | 125 HWY 82 | SASSER | Terrell | 1350007 | 2 | [5 empty] | Removed from Ground | Gas (Historical Use) | 1060 | Bare Steel | 1966-03-01 | Galvanized Steel
J&P SERVICE CENTER | 125 HWY 82 | SASSER | Terrell | 1350007 | 3 | [5 empty] | Removed from Ground | Gas (Historical Use) | 500 | Bare Steel | 1966-03-01 | Galvanized Steel
J&P SERVICE CENTER | 125 HWY 82 | SASSER | Terrell | 1350007 | 4 | [5 empty] | Removed from Ground | Kerosene | 250 | Bare Steel | 1976-02-27 | Unknown
J&P SERVICE CENTER | 125 HWY 82 | SASSER | Terrell | 1350007 | S | Flapper Valve | 1995-07-07 | FALSE | 1995-07-07 | FALSE | Currently in Use | E-0 | 5000 | Galvanic (STIP-3) | 1987-04-15 | Fiberglass Reinforced Plastic | Pressurized
J&P SERVICE CENTER | 125 HWY 82 | SASSER | Terrell | 1350007 | SU2 | Flapper Valve | 1995-07-07 | FALSE | 1995-07-07 | FALSE | Currently in Use | Premium | 5000 | Galvanic (STIP-3) | 1987-04-15 | Fiberglass Reinforced Plastic | Pressurized
S&A FOODS | 112 MAIN ST | BRONWOOD | Terrell | 1350008 | 1 |  | 1998-12-07 |  | 1998-12-07 |  | Removed from Ground | Diesel | 10000 | Composite | 1966-03-04 | Double Walled | Pressurized
S&A FOODS | 112 MAIN ST | BRONWOOD | Terrell | 1350008 | 10 | Overfill Alarm | 1998-12-07 | FALSE | 1998-12-07 | FALSE | Temporarily out of use | Kerosene | 2000 | Composite | 1998-12-01 | Double-Walled Flex | Pressurized
S&A FOODS | 112 MAIN ST | BRONWOOD | Terrell | 1350008 | 2 |  | 1998-12-07 |  | 1998-12-07 |  | Removed from Ground | Gas (Historical Use) | 8000 | Composite | 1961-03-05 | Double Walled | Pressurized
S&A FOODS | 112 MAIN ST | BRONWOOD | Terrell | 1350008 | 3 |  | 1998-12-07 |  | 1998-12-07 |  | Removed from Ground | Gas (Historical Use) | 8000 | Composite | 1961-03-05 | Double Walled | Pressurized
S&A FOODS | 112 MAIN ST | BRONWOOD | Terrell | 1350008 | 4 |  | 1998-12-07 |  | 1998-12-07 |  | Removed from Ground | Kerosene | 10000 | Composite | 1987-04-10 | Fiberglass Reinforced Plastic | Safe Suction (Euro)
S&A FOODS | 112 MAIN ST | BRONWOOD | Terrell | 1350008 | 5 | [5 empty] | Removed from Ground | Kerosene | 8000 | Bare Steel | 1961-03-05 | Galvanized Steel | Safe Suction (Euro)
S&A FOODS | 112 MAIN ST | BRONWOOD | Terrell | 1350008 | 6 | [5 empty] | Removed from Ground | Gas (Historical Use) | 6000 | Bare Steel | 1987-04-10 | Galvanized Steel | Safe Suction (Euro)
S&A FOODS | 112 MAIN ST | BRONWOOD | Terrell | 1350008 | 7 | Overfill Alarm | 1998-12-07 | FALSE | 1998-12-07 | FALSE | Temporarily out of use | Premium | 8000 | Composite | 2012-01-09 | Double-Walled Flex | Pressurized
S&A FOODS | 112 MAIN ST | BRONWOOD | Terrell | 1350008 | 8 | Overfill Alarm | 1998-12-07 | FALSE | 1998-12-07 | FALSE | Currently in Use | E-10 | 8000 | Composite | 1998-12-01 | Double-Walled Flex | Pressurized
S&A FOODS | 112 MAIN ST | BRONWOOD | Terrell | 1350008 | 9 | Overfill Alarm | 1998-12-07 | FALSE | 1998-12-07 | FALSE | Currently in Use | Diesel | 8000 | Composite | 1998-12-01 | Double-Walled Flex | Pressurized
RT BRIM FARM | 1256 SASSER-HEROD RD | DAWSON | Terrell | 1350009 | 1 | [5 empty] | Removed from Ground | Diesel | 4000 | Bare Steel | 1976-03-07 | Galvanized Steel | Safe Suction (Euro)
RT BRIM FARM | 1256 SASSER-HEROD RD | DAWSON | Terrell | 1350009 | 2 | Flapper Valve | 1999-05-01 | FALSE | 1999-05-01 | FALSE | Removed from Ground | Diesel | 10000 | Composite | 1999-05-01 |  | Safe Suction (Euro)
TERRELL DISCOUNT SERVICE STATION | 207 SOUTH STONEWALL ST | DAWSON | Terrell | 1350010 | 1 |  |  | FALSE |  | FALSE | Permanently Out of Use - historical purposes | Gas (Historical Use) | 6000 | Bare Steel | 1966-03-26 | Galvanized Steel
TERRELL DISCOUNT SERVICE STATION | 207 SOUTH STONEWALL ST | DAWSON | Terrell | 1350010 | 2 |  |  | FALSE |  | FALSE | Permanently Out of Use - historical purposes | Gas (Historical Use) | 4000 | Bare Steel | 1966-03-26 | Galvanized Steel
TERRELL DISCOUNT SERVICE STATION | 207 SOUTH STONEWALL ST | DAWSON | Terrell | 1350010 | 3 | [5 empty] | Permanently Out Of Use | Gas (Historical Use) | 4000 | Bare Steel | 1978-03-23 | Galvanized Steel
TERRELL DISCOUNT SERVICE STATION | 207 SOUTH STONEWALL ST | DAWSON | Terrell | 1350010 | 4 | [5 empty] | Permanently Out Of Use | Gas (Historical Use) | 1000 | Bare Steel | 1978-03-23 | Galvanized Steel
GOLDEN PEANUT CO | 715 MLK JR DR | DAWSON | Terrell | 1350011 | 1 | [5 empty] | Removed from Ground | Gas (Historical Use) | 10000 | Bare Steel | 1973-04-21 | Galvanized Steel
GOLDEN PEANUT CO | 715 MLK JR DR | DAWSON | Terrell | 1350011 | 2 | [5 empty] | Removed from Ground | Gas (Historical Use) | 10000 | Bare Steel | 1968-04-22 | Galvanized Steel
GOLDEN PEANUT CO | 715 MLK JR DR | DAWSON | Terrell | 1350011 | 3 | [5 empty] | Removed from Ground | Hazardous Substance | 15000 | Bare Steel | 1975-04-21 | Galvanized Steel
GOLDEN PEANUT CO | 715 MLK JR DR | DAWSON | Terrell | 1350011 | 4 |  | 1998-03-22 |  | 1998-03-22 |  | Removed from Ground | Diesel | 10000 | Galvanic (STIP-3) | 1988-03-22 | Fiberglass Reinforced Plastic | Pressurized
GOLDEN PEANUT CO | 715 MLK JR DR | DAWSON | Terrell | 1350011 | 5 |  | 1986-12-01 |  | 1986-12-01 |  | Removed from Ground | Gas (Historical Use) | 10000 | Galvanic (STIP-3) | 1986-12-01 | Fiberglass Reinforced Plastic | Pressurized
MARMELO FARMS INC | 1 .5 MI SOUTH HEROD ON ST HWY 55 | DAWSON | Terrell | 1350012 | 1 | [5 empty] | Removed from Ground | Diesel | 8000 | Bare Steel | 1981-04-12 | Galvanized Steel
MARMELO FARMS INC | 1 .5 MI SOUTH HEROD ON ST HWY 55 | DAWSON | Terrell | 1350012 | 2 | [5 empty] | Removed from Ground | Gas (Historical Use) | 1000 | Bare Steel | 1981-04-12 | Galvanized Steel
MARMELO FARMS INC | 1 .5 MI SOUTH HEROD ON ST HWY 55 | DAWSON | Terrell | 1350012 | 3 |  |  | TRUE |  | TRUE | Removed from Ground | Used Oil | 300 | Bare Steel | 1971-04-15 | Galvanized Steel
DANIEL BROS FARM | 465 ANTHONY RD | DAWSON | Terrell | 1350014 | 1 |  | 1999-04-27 |  | 1999-04-27 |  | Removed from Ground | Diesel | 8000 | Composite | 1984-04-08 | Double Walled | Safe Suction (Euro)
DANIEL BROS FARM | 465 ANTHONY RD | DAWSON | Terrell | 1350014 | 2 | Flapper Valve | 1999-04-27 | FALSE | 1999-04-27 | FALSE | Currently in Use | Diesel | 10000 | Composite | 1999-04-27 | Copper/Secondry Containment | Safe Suction (Euro)
DAWSON BP SERVICE INC | 348 S MAIN ST | DAWSON | Terrell | 1350015 | 1 | [5 empty] | Removed from Ground | Gas (Historical Use) | 10000 | Bare Steel | 1974-04-13 | Unknown
DAWSON BP SERVICE INC | 348 S MAIN ST | DAWSON | Terrell | 1350015 | 2 | [5 empty] | Removed from Ground | Gas (Historical Use) | 10000 | Bare Steel | 1974-04-13 | Unknown
DAWSON BP SERVICE INC | 348 S MAIN ST | DAWSON | Terrell | 1350015 | 3 | [5 empty] | Removed from Ground | Gas (Historical Use) | 3000 | Bare Steel | 1974-04-13 | Unknown
DAWSON BP SERVICE INC | 348 S MAIN ST | DAWSON | Terrell | 1350015 | 4 | [5 empty] | Removed from Ground | Gas (Historical Use) | 3000 | Bare Steel | 1974-04-13 | Unknown
DAWSON BP SERVICE INC | 348 S MAIN ST | DAWSON | Terrell | 1350015 | 5 | [5 empty] | Removed from Ground | Diesel | 3000 | Bare Steel | 1974-04-13 | Unknown
DAWSON BP SERVICE INC | 348 S MAIN ST | DAWSON | Terrell | 1350015 | 6 | [5 empty] | Removed from Ground | Empty | 500 | Bare Steel | 1966-01-01 | Unknown
DAWSON BP SERVICE INC | 348 S MAIN ST | DAWSON | Terrell | 1350015 | 7 |  |  | TRUE |  | TRUE | Removed from Ground | Used Oil | 500 | Bare Steel | 1966-01-01 | Unknown
DAWSON BP SERVICE INC | 348 S MAIN ST | DAWSON | Terrell | 1350015 | 8 | [5 empty] | Removed from Ground | Empty | 3000 | Bare Steel | 1966-01-01 | Unknown
HIGHBAUGH HARDWARE CO | 179 NORTH MAIN ST | DAWSON | Terrell | 1350016 | 1 | [5 empty] | Removed from Ground | Diesel | 585 | Bare Steel | 1951-04-18 | Galvanized Steel
GA DOT #10439 | 536 WEST LEE ST | DAWSON | Terrell | 1350017 | 10439-1 | [5 empty] | Removed from Ground | Gas (Historical Use) | 1000 | Bare Steel | 1971-05-03 | Galvanized Steel
GA DOT #10439 | 536 WEST LEE ST | DAWSON | Terrell | 1350017 | 10439-2 | [5 empty] | Removed from Ground | Diesel | 550 | Bare Steel | 1971-05-03 | Galvanized Steel
GA DOT #10439 | 536 WEST LEE ST | DAWSON | Terrell | 1350017 | 439D1 |  | 1989-11-02 |  | 1989-11-02 |  | Removed from Ground | Diesel | 1060 | Cathodically Protected Steel | 1989-11-02 | Cathodically Protected | Suction (American)
GA DOT #10439 | 536 WEST LEE ST | DAWSON | Terrell | 1350017 | 439G1 |  | 1989-11-02 |  | 1989-11-02 |  | Removed from Ground | Gas (Historical Use) | 1050 | Cathodically Protected Steel | 1989-11-02 | Cathodically Protected | Suction (American)
W K JONES INC/BULK PLANT | 142 RAILROAD ALLEY NE | DAWSON | Terrell | 1350018 | 1 | [5 empty] | Removed from Ground | Gas (Historical Use) | 3000 | Bare Steel | 1966-04-05 | Unknown
W K JONES INC/BULK PLANT | 142 RAILROAD ALLEY NE | DAWSON | Terrell | 1350018 | 2 | [5 empty] | Removed from Ground | Gas (Historical Use) | 285 | Bare Steel | 1971-04-04 | Unknown
TRI COUNTY READY MIX CONCRETE CO | 303 GRAVES RD SW | DAWSON | Terrell | 1350020 | 1 | [5 empty] | Removed from Ground | Gas (Historical Use) | 500 | Bare Steel | 1986-03-31 | Bare Steel
TRI COUNTY READY MIX CONCRETE CO | 303 GRAVES RD SW | DAWSON | Terrell | 1350020 | 2 | [5 empty] | Removed from Ground | Gas (Historical Use) | 500 | Bare Steel | 1986-03-31 | Bare Steel
DAWSON MFG CO | 300 INDUSTRIAL PARK | DAWSON | Terrell | 1350021 | 1 | [5 empty] | Closed in Ground | Diesel | 7900 | Bare Steel | 1961-04-03 | Bare Steel | Safe Suction (Euro)
B&C SERVICE STATION | 534 NORTH MAIN ST/HWY 82 | DAWSON | Terrell | 1350024 | 1 | [5 empty] | Removed from Ground | Gas (Historical Use) | 4000 | Bare Steel | 1984-04-07 | Galvanized Steel | Suction (American)
B&C SERVICE STATION | 534 NORTH MAIN ST/HWY 82 | DAWSON | Terrell | 1350024 | 2 | [5 empty] | Removed from Ground | Gas (Historical Use) | 4000 | Bare Steel | 1984-04-07 | Galvanized Steel | Suction (American)
B&C SERVICE STATION | 534 NORTH MAIN ST/HWY 82 | DAWSON | Terrell | 1350024 | 3 | [5 empty] | Removed from Ground | Gas (Historical Use) | 3000 | Bare Steel | 1984-04-07 | Galvanized Steel | Suction (American)
B&C SERVICE STATION | 534 NORTH MAIN ST/HWY 82 | DAWSON | Terrell | 1350024 | 4 | [5 empty] | Removed from Ground | Gas (Historical Use) | 3000 | Bare Steel | 1984-04-07 | Galvanized Steel | Suction (American)
B&C SERVICE STATION | 534 NORTH MAIN ST/HWY 82 | DAWSON | Terrell | 1350024 | 5 | [5 empty] | Removed from Ground | Gas (Historical Use) | 3000 | Bare Steel | 1984-04-07 | Galvanized Steel | Suction (American)
B&C SERVICE STATION | 534 NORTH MAIN ST/HWY 82 | DAWSON | Terrell | 1350024 | 6 | [5 empty] | Removed from Ground | Diesel | 8000 | Bare Steel | 1984-04-07 | Galvanized Steel | Suction (American)
W B JOHNSON | BOX 8 HWY 118 | BRONWOOD | Terrell | 1350026 | 1 | [5 empty] | Removed from Ground | Other | 550 | Bare Steel | 1976-04-02 | Bare Steel
NORTHSIDE GULF STATION | AUGUSTA ST/HAMILTON BLVD | DAWSON | Terrell | 1350028 | 1 | [5 empty] | Removed from Ground | Gas (Historical Use) | 2000 | Bare Steel | 1974-04-04 | Unknown
NORTHSIDE GULF STATION | AUGUSTA ST/HAMILTON BLVD | DAWSON | Terrell | 1350028 | 2 | [5 empty] | Removed from Ground | Gas (Historical Use) | 2000 | Bare Steel | 1974-04-04 | Unknown
NORTHSIDE GULF STATION | AUGUSTA ST/HAMILTON BLVD | DAWSON | Terrell | 1350028 | 3 | [5 empty] | Removed from Ground | Gas (Historical Use) | 2000 | Bare Steel | 1974-04-04 | Unknown
STEVENS INDUSTRIES | HWY 55 | PARROTT | Terrell | 1350030 | 1 | [5 empty] | Removed from Ground | Gas (Historical Use) | 1000 | Bare Steel | 1983-04-24 | Galvanized Steel
FORMER THURMOND SERVICE STATION | 101 US HWY 82 WEST | SASSER | Terrell | 1350033 | 1 | [5 empty] | Removed from Ground | Gas (Historical Use) | 1000 | Bare Steel | 1976-05-04 | Galvanized Steel
FORMER THURMOND SERVICE STATION | 101 US HWY 82 WEST | SASSER | Terrell | 1350033 | 2 | [5 empty] | Removed from Ground | Gas (Historical Use) | 1000 | Bare Steel | 1975-05-05 | Galvanized Steel
FORMER THURMOND SERVICE STATION | 101 US HWY 82 WEST | SASSER | Terrell | 1350033 | 3 | [5 empty] | Removed from Ground | Gas (Historical Use) | 500 | Bare Steel | 1971-05-06 | Galvanized Steel
AT&T GRAVES RADIO RELAY STATION | GA HWY 45/ 4.5 MI SW OF DAWSON | DAWSON | Terrell | 1350034 | 1 | [5 empty] | Removed from Ground | Diesel | 800 | Bare Steel | 1956-05-13 | Galvanized Steel
AT&T GRAVES RADIO RELAY STATION | GA HWY 45/ 4.5 MI SW OF DAWSON | DAWSON | Terrell | 1350034 | 2 | [5 empty] | Removed from Ground | Diesel | 2000 | Bare Steel | 1961-05-12 | Galvanized Steel
FAST TRACK | 1066 FORRESTER DR SE | DAWSON | Terrell | 1350040 | 1 | Flapper Valve | 1994-05-31 | FALSE | 1994-05-31 | FALSE | Currently in Use | Diesel | 8000 | Steel-Impressed Current | 1985-05-07 | Steel (Impressed Current) | Pressurized
FAST TRACK | 1066 FORRESTER DR SE | DAWSON | Terrell | 1350040 | 2 | Flapper Valve | 1994-05-31 | FALSE | 1994-05-31 | FALSE | Currently in Use | E-10 | 8000 | Steel-Impressed Current | 1985-05-07 | Steel (Impressed Current) | Pressurized
FAST TRACK | 1066 FORRESTER DR SE | DAWSON | Terrell | 1350040 | 3 | Flapper Valve | 1994-05-31 | FALSE | 1994-05-31 | FALSE | Currently in Use | E-10 | 8000 | Steel-Impressed Current | 1985-05-07 | Steel (Impressed Current) | Pressurized
FAST TRACK | 1066 FORRESTER DR SE | DAWSON | Terrell | 1350040 | 4 | Flapper Valve | 1994-05-31 | FALSE | 1994-05-31 | FALSE | Currently in Use | Premium | 8000 | Steel-Impressed Current | 1985-05-07 | Steel (Impressed Current) | Pressurized
LOYD CECIL BOYD | 698 ACADEMY DR SE | DAWSON | Terrell | 1350041 | 1 | [5 empty] | Removed from Ground | Diesel | 3500 | Bare Steel | 1966-05-05 | Galvanized Steel
LOYD CECIL BOYD | 698 ACADEMY DR SE | DAWSON | Terrell | 1350041 | 2 | [5 empty] | Removed from Ground | Diesel | 4000 | Bare Steel | 1966-05-05 | Galvanized Steel
LOYD CECIL BOYD | 698 ACADEMY DR SE | DAWSON | Terrell | 1350041 | 3 | [5 empty] | Removed from Ground | Diesel | 3500 | Bare Steel | 1966-05-05 | Galvanized Steel
BVM INC DAWSON PEDDLER | 388 S MAIN ST | DAWSON | Terrell | 9135001 | 1 | Flapper Valve | 1993-01-01 | FALSE | 1993-01-01 | FALSE | Currently in Use | E-10 | 6000 | Galvanic (STIP-3) | 1992-03-05 | Fiberglass Reinforced Plastic | Pressurized
BVM INC DAWSON PEDDLER | 388 S MAIN ST | DAWSON | Terrell | 9135001 | 2A | Flapper Valve | 1993-01-01 | FALSE | 1993-01-01 | FALSE | Currently in Use | Premium | 3000 | Galvanic (STIP-3) | 1992-03-05 | Fiberglass Reinforced Plastic | Pressurized
BVM INC DAWSON PEDDLER | 388 S MAIN ST | DAWSON | Terrell | 9135001 | 2B | Flapper Valve | 1993-01-01 | FALSE | 1993-01-01 | FALSE | Temporarily out of use | E-0 | 3000 | Galvanic (STIP-3) | 1992-03-05 | Fiberglass Reinforced Plastic | Pressurized
TERRELL MIDDLE/HIGH SCHOOL | 488 CRAWFORD STREET | DAWSON | Terrell | 9135002 | 1 | [5 empty] | Removed from Ground | Diesel | 10000 | Cathodically Protected Steel | 1964-01-01 | Galvanized Steel
TERRELL MIDDLE/HIGH SCHOOL | 488 CRAWFORD STREET | DAWSON | Terrell | 9135002 | 2 | Overfill Alarm | 2000-08-23 | FALSE | 2000-08-23 | TRUE | Temporarily out of use | Diesel | 10000 | Composite | 2000-08-23 | Fiberglass Reinforced Plastic | Pressurized
CIRCLE K #2723903 | 742 N MAIN ST | DAWSON | Terrell | 9135003 | 1 | Ball Float | 1989-01-01 | FALSE | 1992-01-01 | FALSE | Currently in Use | Regular | 8000 | Galvanic (STIP-3) | 1989-01-01 | Fiberglass Reinforced Plastic | Pressurized
CIRCLE K #2723903 | 742 N MAIN ST | DAWSON | Terrell | 9135003 | 2 | Ball Float | 1989-01-01 | FALSE | 1992-01-01 | FALSE | Currently in Use | Premium | 8000 | Galvanic (STIP-3) | 1989-01-01 | Fiberglass Reinforced Plastic | Pressurized
CIRCLE K #2723903 | 742 N MAIN ST | DAWSON | Terrell | 9135003 | 3 | Ball Float | 1989-01-01 | FALSE | 1992-01-01 | FALSE | Currently in Use | Plus | 6000 | Galvanic (STIP-3) | 1989-01-01 | Fiberglass Reinforced Plastic | Pressurized
CIRCLE K #2723903 | 742 N MAIN ST | DAWSON | Terrell | 9135003 | 4 | Ball Float | 1989-01-01 | FALSE | 1992-01-01 | FALSE | Currently in Use | Diesel | 6000 | Galvanic (STIP-3) | 1989-01-01 | Fiberglass Reinforced Plastic | Pressurized
CIRCLE K #2723903 | 742 N MAIN ST | DAWSON | Terrell | 9135003 | 5 | Ball Float | 1995-08-01 | FALSE | 1995-08-01 | FALSE | Currently in Use | Diesel | 15000 | Galvanic (STIP-3) | 1995-08-01 | Fiberglass Reinforced Plastic | Pressurized
CIRCLE K #2723903 | 742 N MAIN ST | DAWSON | Terrell | 9135003 | 6 | Ball Float | 1995-08-01 | FALSE | 1995-08-01 | FALSE | Currently in Use | Diesel | 15000 | Galvanic (STIP-3) | 1995-08-01 | Fiberglass Reinforced Plastic | Pressurized
US FOOD MART | 182 W. HWY 82 | SASSER | Terrell | 9135004 | 1 | [5 empty] | Removed from Ground | Gas (Historical Use) | 4000 | Bare Steel | 1984-01-01 | Galvanized Steel | Pressurized
US FOOD MART | 182 W. HWY 82 | SASSER | Terrell | 9135004 | 2 | [5 empty] | Removed from Ground | Gas (Historical Use) | 4000 | Bare Steel | 1984-01-01 | Galvanized Steel | Pressurized
US FOOD MART | 182 W. HWY 82 | SASSER | Terrell | 9135004 | 3 | [5 empty] | Removed from Ground | Gas (Historical Use) | 2000 | Bare Steel | 1984-01-01 | Galvanized Steel | Pressurized
US FOOD MART | 182 W. HWY 82 | SASSER | Terrell | 9135004 | 4 | [5 empty] | Removed from Ground | Diesel | 2000 | Bare Steel | 1984-01-01 | Galvanized Steel | Pressurized
US FOOD MART | 182 W. HWY 82 | SASSER | Terrell | 9135004 | 5A |  | 2002-06-10 | FALSE | 2002-06-10 | FALSE | Temporarily out of use | Premium | 4000 | Composite | 2002-06-10 | Fiberglass Reinforced Plastic | Pressurized
US FOOD MART | 182 W. HWY 82 | SASSER | Terrell | 9135004 | 5B |  | 2002-06-10 | FALSE | 2002-06-10 | FALSE | Temporarily out of use | Regular | 4000 | Composite | 2002-06-10 | Fiberglass Reinforced Plastic | Pressurized
US FOOD MART | 182 W. HWY 82 | SASSER | Terrell | 9135004 | 6 |  | 2002-06-10 | FALSE | 2002-06-10 | FALSE | Temporarily out of use | Diesel | 4000 | Composite | 2002-06-10 | Fiberglass Reinforced Plastic | Pressurized
GEORGIA FORESTRY COMMISSION | HEROD RD | DAWSON | Terrell | 9135005 | 1 | [5 empty] | Removed from Ground | Gas (Historical Use) | 560 | Bare Steel | 1959-04-29 | Bare Steel
GEORGIA FORESTRY COMMISSION | HEROD RD | DAWSON | Terrell | 9135005 | 2 |  | 1989-01-01 |  | 1989-01-01 |  | Removed from Ground | Gas (Historical Use) | 550 | Galvanic (STIP-3) | 1989-01-01 | Cathodically Protected | Safe Suction (Euro)
GEORGIA FORESTRY COMMISSION | HEROD RD | DAWSON | Terrell | 9135005 | 3 |  | 1989-01-01 |  | 1989-01-01 |  | Removed from Ground | Diesel | 550 | Galvanic (STIP-3) | 1989-01-01 | Cathodically Protected | Safe Suction (Euro)
GTE/DAWSON CENTRAL OFFICE | 589 WEST LEE ST | DAWSON | Terrell | 9135006 | 1 | [5 empty] | Removed from Ground | Diesel | 0 | Marked Unknown | 1983-01-01 | Unknown
STEVE COCKE FISH HATCHERY | 109 HATCHERY ACCESS RD | DAWSON | Terrell | 9135008 | 1 | [5 empty] | Removed from Ground | Gas (Historical Use) | 1000 | Bare Steel | 1998-07-27 | Galvanized Steel
BELLS ABODE | 522 SOUTH MAIN ST | DAWSON | Terrell | 9135010 | 1 | [5 empty] | Removed from Ground | Other | 2000 | Not Marked/Unknown | 1995-04-19 | Unknown
BELLS ABODE | 522 SOUTH MAIN ST | DAWSON | Terrell | 9135010 | 2 | [5 empty] | Removed from Ground | Other | 2000 | Not Marked/Unknown | 1995-04-19 | Unknown
BELLS ABODE | 522 SOUTH MAIN ST | DAWSON | Terrell | 9135010 | 3 | [5 empty] | Removed from Ground | Other | 2000 | Not Marked/Unknown | 1995-04-19 | Unknown
BOOMERANG FOOD & FUEL | 1920 ALBANY HWY | DAWSON | Terrell | 9135011 | 1 | Overfill Alarm | 1993-08-01 | FALSE | 1993-08-01 | FALSE | Currently in Use | Premium | 12055 | Galvanic (STIP-3) | 1993-08-01 | Fiberglass Reinforced Plastic | Pressurized
BOOMERANG FOOD & FUEL | 1920 ALBANY HWY | DAWSON | Terrell | 9135011 | 2 | Overfill Alarm | 1993-08-01 | FALSE | 1993-08-01 | FALSE | Currently in Use | Plus | 12102 | Galvanic (STIP-3) | 1993-08-01 | Fiberglass Reinforced Plastic | Pressurized
BOOMERANG FOOD & FUEL | 1920 ALBANY HWY | DAWSON | Terrell | 9135011 | 3 | Overfill Alarm | 1993-08-01 | FALSE | 1993-08-01 | FALSE | Currently in Use | E-10 | 12126 | Galvanic (STIP-3) | 1993-08-01 | Fiberglass Reinforced Plastic | Pressurized
BOOMERANG FOOD & FUEL | 1920 ALBANY HWY | DAWSON | Terrell | 9135011 | 4 | Overfill Alarm | 1993-08-01 | FALSE | 1993-08-01 | FALSE | Temporarily out of use | Diesel Off Road | 12173 | Galvanic (STIP-3) | 1993-08-01 | Fiberglass Reinforced Plastic | Pressurized
BOOMERANG FOOD & FUEL | 1920 ALBANY HWY | DAWSON | Terrell | 9135011 | 5 | Overfill Alarm | 1993-08-01 | FALSE | 1993-08-01 | FALSE | Currently in Use | Diesel | 12126 | Galvanic (STIP-3) | 1993-08-01 | Fiberglass Reinforced Plastic | Pressurized
C H REESE JR | 5252 SASSER HEROD RD | DAWSON | Terrell | 9135012 | 3FT | [5 empty] | Removed from Ground | Diesel | 3000 | Cathodically Protected Steel | 1985-06-01 | Fiberglass Reinforced Plastic | Suction (American)
PETRO #168 MAJIC MART | 125 GRAVES RD SW | DAWSON | Terrell | 9135013 | 1 | Flapper Valve | 1996-05-28 | FALSE | 1996-05-28 | FALSE | Currently in Use | E-10 | 8000 | Steel-Impressed Current | 1987-01-01 |  | Pressurized
PETRO #168 MAJIC MART | 125 GRAVES RD SW | DAWSON | Terrell | 9135013 | 2 | Flapper Valve | 1996-05-28 | FALSE | 1996-05-28 | FALSE | Currently in Use | E-10 | 8000 | Steel-Impressed Current | 1987-01-01 |  | Pressurized
PETRO #168 MAJIC MART | 125 GRAVES RD SW | DAWSON | Terrell | 9135013 | 3 |  | 1996-05-28 | FALSE | 1996-05-28 | FALSE | Currently in Use | Premium | 8000 | Steel-Impressed Current | 1987-01-01 |  | Pressurized
GAMBLE FARMS INC | BILL BUSBY RD | DAWSON | Terrell | 9135014 | 1 | [5 empty] | Removed from Ground | Gas (Historical Use) | 4000 | Not Marked/Unknown | 1991-01-01 | Not Marked
GAMBLE FARMS INC | BILL BUSBY RD | DAWSON | Terrell | 9135014 | 2 | [5 empty] | Removed from Ground | Gas (Historical Use) | 10500 | Not Marked/Unknown | 1976-01-01 | Not Marked
TERRA INTERNATIONAL | 296 GEORGIA ST NW | SASSER | Terrell | 9135015 | 1 | [5 empty] | Removed from Ground | Diesel | 8000 | Bare Steel | 1998-04-28 | Not Marked | Suction (American)
FILLINGAME FARMS | 2874 HOMER FILLINGAME RD | DAWSON | Terrell | 9135016 | 1 | [5 empty] | Removed from Ground | Diesel | 4000 | Bare Steel | 1998-12-01 | Not Marked | Suction (American)
CITGO FOOD MART | 321 MAIN STREET | DAWSON | Terrell | 9135019 | 1 | Flapper Valve | 1998-07-01 | FALSE | 1998-07-01 | FALSE | Currently in Use | E-10 | 8000 | Galvanic (STIP-3) | 1986-03-01 | Fiberglass Reinforced Plastic | Pressurized
CITGO FOOD MART | 321 MAIN STREET | DAWSON | Terrell | 9135019 | 2 | Flapper Valve | 1998-07-01 | FALSE | 1998-07-01 | FALSE | Currently in Use | Premium | 6000 | Galvanic (STIP-3) | 1986-03-01 | Fiberglass Reinforced Plastic | Pressurized
CITGO FOOD MART | 321 MAIN STREET | DAWSON | Terrell | 9135019 | 3 | Flapper Valve | 1998-07-01 | FALSE | 1998-07-01 | FALSE | Currently in Use | Diesel | 6000 | Galvanic (STIP-3) | 1986-03-01 | Fiberglass Reinforced Plastic | Pressurized
TERRELL CO AIRPORT | 2678 ALBANY HWY | DAWSON | Terrell | 9135020 | 1 |  | 1998-09-01 |  | 1991-08-01 |  | Removed from Ground | Gas (Historical Use) | 2000 | Galvanic (STIP-3) | 1991-08-01 | Galvanized Steel | Suction (American)
ALSTON TRADING CO | 9416 COLUMBUS HWY | PARROTT | Terrell | 9135021 | 1A | Flapper Valve | 1997-11-01 | FALSE | 1997-11-01 | FALSE | Currently in Use | Regular | 12000 | Composite | 1997-11-01 | Double-Walled Flex | Pressurized
ALSTON TRADING CO | 9416 COLUMBUS HWY | PARROTT | Terrell | 9135021 | 1B | Flapper Valve | 1997-11-01 | FALSE | 1997-11-01 | FALSE | Currently in Use | Premium | 8000 | Composite | 1997-11-01 | Double-Walled Flex | Pressurized
WHATLEY OIL & AUTO PARTS CO | 412 MAIN STREET | DAWSON | Terrell | 9135023 | 1 | Flapper Valve | 1993-03-01 | FALSE | 1993-03-01 | FALSE | Currently in Use | Diesel | 8000 | Galvanic (STIP-3) | 1993-03-01 | Fiberglass Reinforced Plastic | Pressurized
C & R SERVICE | 100 MAIN ST | BRONWOOD | Terrell | 9135024 | 1A | Flapper Valve | 1998-10-01 | FALSE | 1998-10-01 | FALSE | Currently in Use | E-10 | 10000 | Galvanic (STIP-3) | 1998-10-01 | Fiberglass Reinforced Plastic | Pressurized
C & R SERVICE | 100 MAIN ST | BRONWOOD | Terrell | 9135024 | 1B | Flapper Valve | 1998-10-01 | FALSE | 1998-10-01 | FALSE | Currently in Use | Diesel | 10000 | Galvanic (STIP-3) | 2012-05-29 | Fiberglass Reinforced Plastic | Pressurized
BRUMBYS FOODS | 516 N MAIN HWY 20 | DAWSON | Terrell | 9135025 | 1 | [5 empty] | Removed from Ground | Gas (Historical Use) | 6000 | Bare Steel | 1998-12-20 | Galvanized Steel | Pressurized
BRUMBYS FOODS | 516 N MAIN HWY 20 | DAWSON | Terrell | 9135025 | 2 | [5 empty] | Removed from Ground | Gas (Historical Use) | 6000 | Bare Steel | 1998-12-20 | Galvanized Steel | Pressurized
COUNTY LINE GROCERY | 12020 COLUMBUS HWY/520 | PARROTT | Terrell | 9135026 | 1 | [5 empty] | Removed from Ground | Gas (Historical Use) | 6000 | Bare Steel | 1978-01-01 | Galvanized Steel | Safe Suction (Euro)
COUNTY LINE GROCERY | 12020 COLUMBUS HWY/520 | PARROTT | Terrell | 9135026 | 2 | [5 empty] | Removed from Ground | Gas (Historical Use) | 3000 | Bare Steel | 1978-01-01 | Galvanized Steel | Safe Suction (Euro)
COUNTY LINE GROCERY | 12020 COLUMBUS HWY/520 | PARROTT | Terrell | 9135026 | 3 | [5 empty] | Removed from Ground | Gas (Historical Use) | 3000 | Bare Steel | 1978-01-01 | Galvanized Steel | Safe Suction (Euro)
COUNTY LINE GROCERY | 12020 COLUMBUS HWY/520 | PARROTT | Terrell | 9135026 | 4 | [5 empty] | Removed from Ground | Diesel | 2000 | Bare Steel | 1978-01-01 | Galvanized Steel | Safe Suction (Euro)
A&H FOODMART #2 | 432 ROUNDTREE DR | DAWSON | Terrell | 9135027 | 1 | Overfill Alarm | 1999-04-20 | FALSE | 1999-04-20 | FALSE | Currently in Use | E-10 | 10000 | Fiberglass | 1999-04-20 | Double-Walled Flex | Pressurized
A&H FOODMART #2 | 432 ROUNDTREE DR | DAWSON | Terrell | 9135027 | 2 | Overfill Alarm | 1999-04-20 | FALSE | 1999-04-20 | FALSE | Currently in Use | Premium | 10000 | Fiberglass | 1999-04-20 | Double-Walled Flex | Pressurized
C E SCOTT | .abandoned | DAWSON | Terrell | 9135028 | 1 | [5 empty] | Installed | Gas (Historical Use) | 0 | Bare Steel |  | Bare Steel
C E SCOTT | .abandoned | DAWSON | Terrell | 9135028 | 2 | [5 empty] | Installed | Gas (Historical Use) | 0 | Bare Steel |  | Bare Steel
C E SCOTT | .abandoned | DAWSON | Terrell | 9135028 | 3 | [5 empty] | Installed | Gas (Historical Use) | 0 | Bare Steel |  | Bare Steel
DIXIE SERVICE STATION #463 | SOUTH MAIN ST | DAWSON | Terrell | 9000195 | 1 | [5 empty] | Permanently Out of Use - historical purposes | Gas (Historical Use) | 4000 | Bare Steel | 1966-01-01 | Galvanized Steel
DIXIE SERVICE STATION #463 | SOUTH MAIN ST | DAWSON | Terrell | 9000195 | 2 | [5 empty] | Permanently Out of Use - historical purposes | Gas (Historical Use) | 4000 | Bare Steel | 1966-01-01 | Galvanized Steel
DIXIE SERVICE STATION #463 | SOUTH MAIN ST | DAWSON | Terrell | 9000195 | 3 | [5 empty] | Removed from Ground | Diesel | 2000 | Bare Steel | 1974-04-14 | Galvanized Steel | Safe Suction (Euro)
DIXIE SERVICE STATION #463 | SOUTH MAIN ST | DAWSON | Terrell | 9000195 | 4 | [5 empty] | Removed from Ground | Kerosene | 3000 | Bare Steel | 1974-04-14 | Galvanized Steel | Safe Suction (Euro)
DIXIE SERVICE STATION #463 | SOUTH MAIN ST | DAWSON | Terrell | 9000195 | 5 | [5 empty] | Removed from Ground | Gas (Historical Use) | 4000 | Bare Steel | 1974-04-14 | Galvanized Steel | Safe Suction (Euro)
DIXIE SERVICE STATION #463 | SOUTH MAIN ST | DAWSON | Terrell | 9000195 | 6 | [5 empty] | Removed from Ground | Gas (Historical Use) | 4000 | Cathodically Protected Steel | 1987-06-02 | Galvanized Steel | Safe Suction (Euro)
DIXIE SERVICE STATION #463 | SOUTH MAIN ST | DAWSON | Terrell | 9000195 | 7 | [5 empty] | Removed from Ground | Gas (Historical Use) | 4000 | Cathodically Protected Steel | 1987-06-02 | Galvanized Steel | Safe Suction (Euro)
ARATEX SERVICES INC | 202 CASSIDY RD | THOMASVILLE | Thomas | 9000558 | 1 | [5 empty] | Removed from Ground | Gas (Historical Use) | 8000 | Bare Steel | 1968-10-04 | Unknown
ARATEX SERVICES INC | 202 CASSIDY RD | THOMASVILLE | Thomas | 9000558 | 2 | [5 empty] | Removed from Ground | Diesel | 10000 | Bare Steel | 1968-10-04 | Unknown
ARATEX SERVICES INC | 202 CASSIDY RD | THOMASVILLE | Thomas | 9000558 | 3 | [5 empty] | Removed from Ground | Other | 1000 | Bare Steel | 1986-09-30 | Unknown
SING OIL CO/SING INDUSTRIES INC | 211 IND BLVD | THOMASVILLE | Thomas | 9136001 | 1 |  |  | TRUE |  | TRUE | Removed from Ground | Used Oil | 4000 | Bare Steel | 1964-01-01 | Not Marked
OLD BULK PLANT PROPERTY | JACKSON ST | THOMASVILLE | Thomas | 9136002 | 1 | [5 empty] | Removed from Ground | Diesel | 0 | Not Marked/Unknown |  | Not Marked
CAPITAL PACKAGING INC | 632 CAMPBELL ST | THOMASVILLE | Thomas | 9136003 | 1 | [5 empty] | Removed from Ground | Gas (Historical Use) | 0 | Not Marked/Unknown | 1992-03-01 | Not Marked
CONNER HOMES-MFG OF MOBILE HOME | 200 + BLOCK OF DAVENPORT DR | THOMASVILLE | Thomas | 9136004 | 1 | [5 empty] | Removed from Ground | Gas (Historical Use) | 4000 | Marked Unknown | 1992-02-14 | Unknown
MERRILY FARM HEADQUARTERS | LOWER BOSTON RD | BOSTON | Thomas | 9136005 | 1 | [5 empty] | Removed from Ground | Diesel | 2000 | Bare Steel | 1980-01-01 | Galvanized Steel
FAF #105 | 11322 US HWY 84 E | THOMASVILLE | Thomas | 9136006 | 193330 | Ball Float | 1991-08-08 | FALSE | 1991-08-08 | FALSE | Currently in Use | E-10 | 6000 | Galvanic (STIP-3) | 1991-08-08 | Fiberglass Reinforced Plastic | Pressurized
FAF #105 | 11322 US HWY 84 E | THOMASVILLE | Thomas | 9136006 | 193331 | Ball Float | 1991-08-08 | FALSE | 1991-08-08 | FALSE | Currently in Use | Gas (Historical Use) | 6000 | Galvanic (STIP-3) | 1991-08-08 | Fiberglass Reinforced Plastic | Pressurized
FAF #105 | 11322 US HWY 84 E | THOMASVILLE | Thomas | 9136006 | 193332 | Ball Float | 1991-08-08 | FALSE | 1991-08-08 | FALSE | Currently in Use | Premium | 6000 | Galvanic (STIP-3) | 1991-08-08 | Fiberglass Reinforced Plastic | Pressurized
ALDREDGE MOTOR CO INC | 326 NORTH MADISON ST | THOMASVILLE | Thomas | 9136007 | 1 | [5 empty] | Removed from Ground | Other | 0 | Marked Unknown | 1988-09-01 | Unknown
ALDREDGE MOTOR CO INC | 326 NORTH MADISON ST | THOMASVILLE | Thomas | 9136007 | 2 | [5 empty] | Removed from Ground | Gas (Historical Use) | 0 | Not Marked/Unknown | 1988-09-01 | Not Marked
ALDREDGE MOTOR CO INC | 326 NORTH MADISON ST | THOMASVILLE | Thomas | 9136007 | 3 | [5 empty] | Removed from Ground | Gas (Historical Use) | 0 | Not Marked/Unknown | 1988-09-01 | Not Marked
UNITED CITIES GAS CO | 701 NORTH MADISON ST | THOMASVILLE | Thomas | 9136009 | 1 | [5 empty] | Removed from Ground | Other | 6000 | Bare Steel | 1991-04-30 | Galvanized Steel
UNITED CITIES GAS CO | 701 NORTH MADISON ST | THOMASVILLE | Thomas | 9136009 | 2 | [5 empty] | Removed from Ground | Other | 4000 | Bare Steel | 1991-04-30 | Galvanized Steel
UNITED CITIES GAS CO | 701 NORTH MADISON ST | THOMASVILLE | Thomas | 9136009 | 3 | [5 empty] | Removed from Ground | Other | 4000 | Bare Steel | 1991-04-30 | Galvanized Steel
CIRCLE K | US HWY 84 | THOMASVILLE | Thomas | 9136010 | T-1 | [5 empty] | Removed from Ground | Gas (Historical Use) | 8000 | Bare Steel | 1991-08-07 | Galvanized Steel | Suction (American)
CIRCLE K | US HWY 84 | THOMASVILLE | Thomas | 9136010 | T-2 | [5 empty] | Removed from Ground | Gas (Historical Use) | 8000 | Bare Steel | 1991-08-07 | Galvanized Steel | Suction (American)
OWENS SERVICE STATION | 2027 E HARRIS ST | PAVO | Thomas | 9136011 | 1 | [5 empty] | Permanently Out of Use - historical purposes | Gas (Historical Use) | 2000 | Bare Steel | 1971-01-01 | Galvanized Steel | Suction (American)
OWENS SERVICE STATION | 2027 E HARRIS ST | PAVO | Thomas | 9136011 | 2 | [5 empty] | Permanently Out of Use - historical purposes | Gas (Historical Use) | 2000 | Bare Steel | 1986-01-01 | Fiberglass Reinforced Plastic | Suction (American)
OWENS SERVICE STATION | 2027 E HARRIS ST | PAVO | Thomas | 9136011 | 3 | [5 empty] | Removed from Ground | Gas (Historical Use) | 2000 | Bare Steel | 1974-01-01 | Galvanized Steel | Suction (American)
OWENS SERVICE STATION | 2027 E HARRIS ST | PAVO | Thomas | 9136011 | 4 | [5 empty] | Permanently Out of Use - historical purposes | Diesel | 1000 | Bare Steel | 1966-01-01 | Galvanized Steel | Suction (American)
OWENS SERVICE STATION | 2027 E HARRIS ST | PAVO | Thomas | 9136011 | 5 | [5 empty] | Removed from Ground | Diesel | 275 | Bare Steel | 1956-01-01 | Galvanized Steel | Suction (American)
GRIFFIN COUNTRY CORNER GROCERY S | US HWY 319 & MURPHY RD | COOLIDGE | Thomas | 9136012 | 1 | [5 empty] | Removed from Ground | Gas (Historical Use) | 3000 | Cathodically Protected Steel | 1991-12-09 | Fiberglass Reinforced Plastic | Safe Suction (Euro)
GRIFFIN COUNTRY CORNER GROCERY S | US HWY 319 & MURPHY RD | COOLIDGE | Thomas | 9136012 | 2 | [5 empty] | Removed from Ground | Gas (Historical Use) | 3000 | Cathodically Protected Steel | 1991-12-09 | Fiberglass Reinforced Plastic | Safe Suction (Euro)
COLONIAL STORES/GRAND UNION CO | 1805 COLONIAL DR | THOMASVILLE | Thomas | 9136014 | 1 | [5 empty] | Removed from Ground | Diesel | 12000 | Bare Steel | 1973-01-01 | Bare Steel | Pressurized
COLONIAL STORES/GRAND UNION CO | 1805 COLONIAL DR | THOMASVILLE | Thomas | 9136014 | 2 | [5 empty] | Removed from Ground | Diesel | 8000 | Bare Steel | 1973-01-01 | Bare Steel | Pressurized
COLONIAL STORES/GRAND UNION CO | 1805 COLONIAL DR | THOMASVILLE | Thomas | 9136014 | 3 | [5 empty] | Removed from Ground | Gas (Historical Use) | 1000 | Bare Steel | 1973-01-01 | Bare Steel | Suction (American)
COLONIAL STORES/GRAND UNION CO | 1805 COLONIAL DR | THOMASVILLE | Thomas | 9136014 | 4 | [5 empty] | Removed from Ground | Diesel | 8000 | Bare Steel | 1973-01-01 | Bare Steel | Pressurized
COLONIAL STORES/GRAND UNION CO | 1805 COLONIAL DR | THOMASVILLE | Thomas | 9136014 | 5 | [5 empty] | Removed from Ground | Gas (Historical Use) | 1000 | Bare Steel | 1973-01-01 | Bare Steel | Suction (American)
COLONIAL STORES/GRAND UNION CO | 1805 COLONIAL DR | THOMASVILLE | Thomas | 9136014 | 6 | [5 empty] | Removed from Ground | Diesel | 1000 | Bare Steel | 1973-01-01 | Bare Steel | Gravity Fed
COLONIAL STORES/GRAND UNION CO | 1805 COLONIAL DR | THOMASVILLE | Thomas | 9136014 | 7 |  |  | TRUE |  | TRUE | Removed from Ground | Used Oil | 1000 | Bare Steel | 1973-01-01 | Bare Steel | Safe Suction (Euro)
NS Foodmart | 501 N MADISON ST | THOMASVILLE | Thomas | 9136015 | 1 | Ball Float | 1994-01-01 | FALSE | 1994-01-01 | FALSE | Currently in Use | E-10 | 8000 | Steel-Impressed Current | 1980-09-01 | Steel (Impressed Current) | Pressurized
NS Foodmart | 501 N MADISON ST | THOMASVILLE | Thomas | 9136015 | 2 | Ball Float | 1994-01-01 | FALSE | 1994-01-01 | FALSE | Currently in Use | Premium | 8000 | Steel-Impressed Current | 1980-09-01 | Steel (Impressed Current) | Pressurized
THOMAS COUNTY FORESTRY UNIT | RT 7/BOX 1080/US HWY 319 | THOMASVILLE | Thomas | 9136016 | 1 | [5 empty] | Removed from Ground | Diesel | 1000 | Bare Steel | 1977-01-01 | Galvanized Steel
THOMAS COUNTY FORESTRY UNIT | RT 7/BOX 1080/US HWY 319 | THOMASVILLE | Thomas | 9136016 | 2 | [5 empty] | Removed from Ground | Gas (Historical Use) | 2000 | Bare Steel | 1980-04-23 | Bare Steel
THOMAS COUNTY FORESTRY UNIT | RT 7/BOX 1080/US HWY 319 | THOMASVILLE | Thomas | 9136016 | 3 |  | 1991-04-29 |  | 1991-04-29 |  | Removed from Ground | Gas (Historical Use) | 2000 | Galvanic (STIP-3) | 1991-04-29 | Cathodically Protected | Safe Suction (Euro)
THOMAS COUNTY FORESTRY UNIT | RT 7/BOX 1080/US HWY 319 | THOMASVILLE | Thomas | 9136016 | 4 |  | 1991-04-29 |  | 1991-04-29 |  | Removed from Ground | Diesel | 1000 | Galvanic (STIP-3) | 1991-04-29 | Cathodically Protected | Safe Suction (Euro)
QUICK STOP | 1335 WEST JACKSON ST | THOMASVILLE | Thomas | 9136017 | 1 | Ball Float | 1996-10-01 | FALSE | 1996-10-01 | FALSE | Currently in Use | E-10 | 8068 | Steel-Impressed Current | 1979-07-03 | Double-Walled Flex | Pressurized
QUICK STOP | 1335 WEST JACKSON ST | THOMASVILLE | Thomas | 9136017 | 2 | Ball Float | 1996-10-01 | FALSE | 1996-10-01 | FALSE | Currently in Use | Premium | 8068 | Steel-Impressed Current | 1979-07-03 | Double-Walled Flex | Pressurized
SUSIE QS #20 | 1334 W JACKSON | THOMASVILLE | Thomas | 9136019 | 1 | Flapper Valve | 1990-02-09 | FALSE | 1990-02-09 | FALSE | Currently in Use | E-10 | 8000 | Galvanic (STIP-3) | 1990-02-09 | Fiberglass Reinforced Plastic | Pressurized
SUSIE QS #20 | 1334 W JACKSON | THOMASVILLE | Thomas | 9136019 | 2 | Flapper Valve | 1990-02-09 | FALSE | 1990-02-09 | FALSE | Currently in Use | Plus | 8000 | Galvanic (STIP-3) | 1990-02-09 | Fiberglass Reinforced Plastic | Pressurized
SUSIE QS #20 | 1334 W JACKSON | THOMASVILLE | Thomas | 9136019 | 3 | Flapper Valve | 1990-02-09 | FALSE | 1990-02-09 | FALSE | Currently in Use | Premium | 6000 | Galvanic (STIP-3) | 1990-02-09 | Fiberglass Reinforced Plastic | Pressurized
SUSIE QS #20 | 1334 W JACKSON | THOMASVILLE | Thomas | 9136019 | 4 | Flapper Valve | 1990-02-09 | FALSE | 1990-02-09 | FALSE | Currently in Use | Diesel | 6000 | Galvanic (STIP-3) | 1990-02-09 | Fiberglass Reinforced Plastic | Pressurized
BOSTON TRUCK STOP | US HWY 84 | BOSTON | Thomas | 9136020 | 1 | [5 empty] | Removed from Ground | Gas (Historical Use) | 4000 | Bare Steel | 1967-01-01 | Galvanized Steel
BOSTON TRUCK STOP | US HWY 84 | BOSTON | Thomas | 9136020 | 2 | [5 empty] | Removed from Ground | Gas (Historical Use) | 4000 | Bare Steel | 1967-01-01 | Galvanized Steel
BOSTON TRUCK STOP | US HWY 84 | BOSTON | Thomas | 9136020 | 3 | [5 empty] | Removed from Ground | Gas (Historical Use) | 4000 | Bare Steel | 1967-01-01 | Galvanized Steel
BOSTON TRUCK STOP | US HWY 84 | BOSTON | Thomas | 9136020 | 4 | [5 empty] | Removed from Ground | Diesel | 6000 | Bare Steel | 1967-01-01 | Galvanized Steel
Boston Foodmart | 232 E JEFFERSON ST | BOSTON | Thomas | 9136021 | 1 | Flapper Valve | 1997-02-09 | FALSE | 1997-02-09 | FALSE | Currently in Use | E-10 | 8000 | Steel-Impressed Current | 1973-01-01 | Steel (Impressed Current) | Safe Suction (Euro)
Boston Foodmart | 232 E JEFFERSON ST | BOSTON | Thomas | 9136021 | 2 | Flapper Valve | 1997-02-09 | FALSE | 1997-02-09 | FALSE | Currently in Use | Premium | 8000 | Steel-Impressed Current | 1973-01-01 | Steel (Impressed Current) | Safe Suction (Euro)
JERRY TRUCK STOP | HWY 84 WEST | THOMASVILLE | Thomas | 9136022 | 1 | [5 empty] | Removed from Ground | Gas (Historical Use) | 2000 | Bare Steel | 1966-01-01 | Galvanized Steel
JERRY TRUCK STOP | HWY 84 WEST | THOMASVILLE | Thomas | 9136022 | 2 | [5 empty] | Removed from Ground | Gas (Historical Use) | 2000 | Bare Steel | 1966-01-01 | Galvanized Steel
JERRY TRUCK STOP | HWY 84 WEST | THOMASVILLE | Thomas | 9136022 | 3 | [5 empty] | Removed from Ground | Diesel | 2000 | Bare Steel | 1966-01-01 | Galvanized Steel
JERRY TRUCK STOP | HWY 84 WEST | THOMASVILLE | Thomas | 9136022 | 4 | [5 empty] | Removed from Ground | Gas (Historical Use) | 1065 | Bare Steel | 1966-01-01 | Galvanized Steel
GEORGIA NORTH PLANT (AKA OIL DRI OCHLOCKEE PLANT) | 28990 GA HWY 3 N | OCHLOCKNEE | Thomas | 9136024 | 1 | [5 empty] | Removed from Ground | Gas (Historical Use) | 1000 | Bare Steel | 1979-01-01 | Unknown
JR FOOD STORE | EAST JACKSON ST | THOMASVILLE | Thomas | 9136025 | 1 | [5 empty] | Removed from Ground | Gas (Historical Use) | 4000 | Bare Steel | 1988-01-01 | Galvanized Steel
JR FOOD STORE | EAST JACKSON ST | THOMASVILLE | Thomas | 9136025 | 2 | [5 empty] | Removed from Ground | Gas (Historical Use) | 4000 | Bare Steel | 1988-01-01 | Galvanized Steel
M&M GROCERY | EAST JACKSON ST | THOMASVILLE | Thomas | 9136026 | 1 | [5 empty] | Removed from Ground | Gas (Historical Use) | 8000 | Bare Steel | 1988-01-01 | Galvanized Steel
M&M GROCERY | EAST JACKSON ST | THOMASVILLE | Thomas | 9136026 | 2 | [5 empty] | Removed from Ground | Gas (Historical Use) | 3000 | Bare Steel | 1988-01-01 | Galvanized Steel
M&M GROCERY | EAST JACKSON ST | THOMASVILLE | Thomas | 9136026 | 3 | [5 empty] | Removed from Ground | Gas (Historical Use) | 4000 | Bare Steel | 1988-01-01 | Galvanized Steel
SUSIE QS #2 | 12609 HWY 319 | THOMASVILLE | Thomas | 9136027 | 1 | [5 empty] | Removed from Ground | Gas (Historical Use) | 4000 | Bare Steel | 1983-01-01 | Galvanized Steel | Suction (American)
SUSIE QS #2 | 12609 HWY 319 | THOMASVILLE | Thomas | 9136027 | 2 | [5 empty] | Removed from Ground | Gas (Historical Use) | 4000 | Bare Steel | 1983-01-01 | Galvanized Steel | Suction (American)
SUSIE QS #2 | 12609 HWY 319 | THOMASVILLE | Thomas | 9136027 | 3 | [5 empty] | Removed from Ground | Gas (Historical Use) | 4000 | Bare Steel | 1983-01-01 | Galvanized Steel | Suction (American)
SUSIE QS #2 | 12609 HWY 319 | THOMASVILLE | Thomas | 9136027 | 4A | Ball Float | 1998-07-28 | FALSE | 1998-07-28 | FALSE | Currently in Use | Gas (Historical Use) | 8000 | Fiberglass | 1998-07-16 | Fiberglass Reinforced Plastic | Pressurized
SUSIE QS #2 | 12609 HWY 319 | THOMASVILLE | Thomas | 9136027 | 4B | Ball Float | 1998-07-28 | FALSE | 1998-07-28 | FALSE | Currently in Use | Premium | 4000 | Fiberglass | 1998-07-16 | Fiberglass Reinforced Plastic | Pressurized
METAL BUILDINGS INC | 115 FAIRBANKS AVE | THOMASVILLE | Thomas | 9136028 | 1 | Flapper Valve | 1994-04-28 |  | 1994-04-28 |  | Removed from Ground | Gas (Historical Use) | 4000 | Galvanic (STIP-3) | 1988-01-01 | Fiberglass Reinforced Plastic | Safe Suction (Euro)
METAL BUILDINGS INC | 115 FAIRBANKS AVE | THOMASVILLE | Thomas | 9136028 | 2 | Flapper Valve | 1994-04-28 |  | 1994-04-28 |  | Removed from Ground | Diesel | 2000 | Galvanic (STIP-3) | 1988-01-01 | Fiberglass Reinforced Plastic | Safe Suction (Euro)
AUTRY PETROLEUM CO | 104 COMMERCIAL DR | THOMASVILLE | Thomas | 9136029 | T1A | [5 empty] | Removed from Ground | Empty | 1000 | Bare Steel | 1968-01-01 | Galvanized Steel
AUTRY PETROLEUM CO | 104 COMMERCIAL DR | THOMASVILLE | Thomas | 9136029 | T3 | [5 empty] | Removed from Ground | Empty | 12000 | Bare Steel | 1968-01-01 | Galvanized Steel
AUTRY PETROLEUM CO | 104 COMMERCIAL DR | THOMASVILLE | Thomas | 9136029 | T4A | [5 empty] | Removed from Ground | Empty | 12000 | Bare Steel | 1968-01-01 | Not Marked
AUTRY PETROLEUM CO | 104 COMMERCIAL DR | THOMASVILLE | Thomas | 9136029 | T4B | [5 empty] | Removed from Ground | Empty | 12000 | Bare Steel | 1968-01-01 | Not Marked
AUTRY PETROLEUM CO | 104 COMMERCIAL DR | THOMASVILLE | Thomas | 9136029 | T6 | [5 empty] | Removed from Ground | Empty | 5000 | Bare Steel | 1987-08-01 | Not Marked
ROSE CLEANERS/TEXACO STATION (FO | 301 SOUTH BROAD ST | THOMASVILLE | Thomas | 9136030 | 1 | [5 empty] | Removed from Ground | Gas (Historical Use) | 4000 | Bare Steel | 1992-11-23 | Galvanized Steel | Suction (American)
ROSE CLEANERS/TEXACO STATION (FO | 301 SOUTH BROAD ST | THOMASVILLE | Thomas | 9136030 | 2 | [5 empty] | Removed from Ground | Gas (Historical Use) | 4000 | Bare Steel | 1992-11-23 | Galvanized Steel | Suction (American)
ROSE CLEANERS/TEXACO STATION (FO | 301 SOUTH BROAD ST | THOMASVILLE | Thomas | 9136030 | 3 | [5 empty] | Removed from Ground | Gas (Historical Use) | 4000 | Bare Steel | 1992-11-23 | Galvanized Steel | Suction (American)
ROSE CLEANERS/TEXACO STATION (FO | 301 SOUTH BROAD ST | THOMASVILLE | Thomas | 9136030 | 4 | [5 empty] | Removed from Ground | Gas (Historical Use) | 4000 | Bare Steel | 1992-11-23 | Galvanized Steel | Suction (American)
ROSE CLEANERS/TEXACO STATION (FO | 301 SOUTH BROAD ST | THOMASVILLE | Thomas | 9136030 | 5 |  |  | TRUE |  | TRUE | Removed from Ground | Used Oil | 550 | Bare Steel | 1992-11-23 | Galvanized Steel | Gravity Fed
ROSE CLEANERS/TEXACO STATION (FO | 301 SOUTH BROAD ST | THOMASVILLE | Thomas | 9136030 | 6 | [5 empty] | Permanently Out of Use - historical purposes | Gas (Historical Use) | 4000 | Marked Unknown |  | Unknown
ROSE CLEANERS/TEXACO STATION (FO | 301 SOUTH BROAD ST | THOMASVILLE | Thomas | 9136030 | 7 | [5 empty] | Permanently Out of Use - historical purposes | Gas (Historical Use) | 4000 | Marked Unknown |  | Unknown
ROSE CLEANERS/TEXACO STATION (FO | 301 SOUTH BROAD ST | THOMASVILLE | Thomas | 9136030 | 8 | [5 empty] | Permanently Out of Use - historical purposes | Gas (Historical Use) | 4000 | Marked Unknown |  | Unknown
U S FOOD MART #2 | 1555 SUMMERHILL RD | THOMASVILLE | Thomas | 9136031 | 1A | Ball Float | 1992-09-21 | FALSE | 1992-09-21 | FALSE | Currently in Use | E-10 | 7000 | Galvanic (STIP-3) | 1992-09-21 | Fiberglass Reinforced Plastic | Pressurized
U S FOOD MART #2 | 1555 SUMMERHILL RD | THOMASVILLE | Thomas | 9136031 | 1B | Ball Float | 1992-09-21 | FALSE | 1992-09-21 | FALSE | Currently in Use | Premium | 5000 | Galvanic (STIP-3) | 1992-09-21 | Fiberglass Reinforced Plastic | Pressurized
SOUTHERN SAND CO | 1115 WEST CLAY ST | THOMASVILLE | Thomas | 9136032 | 1 | [5 empty] | Removed from Ground | Gas (Historical Use) | 1000 | Bare Steel | 1985-01-01 | Galvanized Steel
SOUTHERN SAND CO | 1115 WEST CLAY ST | THOMASVILLE | Thomas | 9136032 | 2 | [5 empty] | Removed from Ground | Diesel | 6000 | Bare Steel | 1985-01-01 | Galvanized Steel
R & T AUTOMOTIVE | 1005 MAIN ST NORTH | OCHLOCKNEE | Thomas | 9136033 | 2 | [5 empty] | Removed from Ground | Diesel | 1000 | Bare Steel | 1978-04-17 | Bare Steel | Safe Suction (Euro)
R & T AUTOMOTIVE | 1005 MAIN ST NORTH | OCHLOCKNEE | Thomas | 9136033 | 3 | [5 empty] | Removed from Ground | Gas (Historical Use) | 4000 | Bare Steel | 1978-04-17 | Bare Steel | Safe Suction (Euro)
R & T AUTOMOTIVE | 1005 MAIN ST NORTH | OCHLOCKNEE | Thomas | 9136033 | 4 | [5 empty] | Removed from Ground | Gas (Historical Use) | 4000 | Bare Steel | 1978-04-17 | Bare Steel | Safe Suction (Euro)
ARCHBOLD MEMORIAL HOSPITAL | 915 GORDON AVENUE | THOMASVILLE | Thomas | 9136034 | 1 | [5 empty] | Closed in Ground | Diesel | 1500 | Marked Unknown | 1958-01-01 | Bare Steel | Safe Suction (Euro)
ARCHBOLD MEMORIAL HOSPITAL | 915 GORDON AVENUE | THOMASVILLE | Thomas | 9136034 | 2 | [5 empty] | Closed in Ground | Diesel | 10000 | Not Marked/Unknown | 1997-05-20 | Not Marked
VACANT LOT/PAC-A SAC #1/CITY OF | 500 BLOCK OF REMINGTON AVE | THOMASVILLE | Thomas | 9136035 | 1 | [5 empty] | Removed from Ground | Gas (Historical Use) | 8000 | Bare Steel | 1993-08-13 | Bare Steel
VACANT LOT/PAC-A SAC #1/CITY OF | 500 BLOCK OF REMINGTON AVE | THOMASVILLE | Thomas | 9136035 | 2 | [5 empty] | Removed from Ground | Gas (Historical Use) | 4000 | Bare Steel | 1993-08-13 | Bare Steel
VACANT LOT/PAC-A SAC #1/CITY OF | 500 BLOCK OF REMINGTON AVE | THOMASVILLE | Thomas | 9136035 | 3 | [5 empty] | Removed from Ground | Gas (Historical Use) | 4000 | Bare Steel | 1993-08-13 | Bare Steel
FLOWERS BAKERY | 236 SOUTH MADISON | THOMASVILLE | Thomas | 9136036 | 1 | [5 empty] | Removed from Ground | Gas (Historical Use) | 10000 | Cathodically Protected Steel | 1991-01-01 | Bare Steel
FLOWERS BAKERY | 236 SOUTH MADISON | THOMASVILLE | Thomas | 9136036 | 2 | [5 empty] | Removed from Ground | Gas (Historical Use) | 10000 | Cathodically Protected Steel | 1991-01-01 | Bare Steel
FLOWERS BAKERY | 236 SOUTH MADISON | THOMASVILLE | Thomas | 9136036 | 3 | [5 empty] | Removed from Ground | Gas (Historical Use) | 10000 | Cathodically Protected Steel | 1991-01-01 | Bare Steel
PLANTATION PETROLEUM INC | 402 S BROAD ST | THOMASVILLE | Thomas | 9136037 | 1 | [5 empty] | Removed from Ground | Gas (Historical Use) | 1000 | Cathodically Protected Steel | 1979-01-01 | Galvanized Steel
PLANTATION PETROLEUM INC | 402 S BROAD ST | THOMASVILLE | Thomas | 9136037 | 2 | [5 empty] | Removed from Ground | Gas (Historical Use) | 6000 | Cathodically Protected Steel | 1979-01-01 | Galvanized Steel
PLANTATION PETROLEUM INC | 402 S BROAD ST | THOMASVILLE | Thomas | 9136037 | 3 | [5 empty] | Removed from Ground | Gas (Historical Use) | 8000 | Cathodically Protected Steel | 1979-01-01 | Galvanized Steel
PLANTATION PETROLEUM INC | 402 S BROAD ST | THOMASVILLE | Thomas | 9136037 | 4 | [5 empty] | Removed from Ground | Diesel | 3000 | Cathodically Protected Steel | 1984-01-01 | Galvanized Steel
PLANTATION PETROLEUM INC | 402 S BROAD ST | THOMASVILLE | Thomas | 9136037 | 5A | Ball Float | 1994-04-12 | FALSE | 1994-04-12 | FALSE | Currently in Use | E-10 | 5000 | Composite | 1994-04-12 | Fiberglass Reinforced Plastic | Pressurized
PLANTATION PETROLEUM INC | 402 S BROAD ST | THOMASVILLE | Thomas | 9136037 | 5B | Ball Float | 1994-04-12 | FALSE | 1994-04-12 | FALSE | Currently in Use | Gas (Historical Use) | 3000 | Composite | 1994-04-12 | Fiberglass Reinforced Plastic | Pressurized
PLANTATION PETROLEUM INC | 402 S BROAD ST | THOMASVILLE | Thomas | 9136037 | 6A | Ball Float | 1994-04-12 | FALSE | 1994-04-12 | FALSE | Currently in Use | Diesel On Road | 5000 | Composite | 1994-04-12 | Fiberglass Reinforced Plastic | Pressurized
PLANTATION PETROLEUM INC | 402 S BROAD ST | THOMASVILLE | Thomas | 9136037 | 6B | Ball Float | 1994-04-12 | FALSE | 1994-04-12 | FALSE | Currently in Use | Diesel Off Road | 3000 | Composite | 1994-04-12 | Fiberglass Reinforced Plastic | Pressurized
OAK SOUTH LLC | 121 PLANTATION OAK DR | THOMASVILLE | Thomas | 9136038 | 1 |  | 1992-06-09 |  | 1992-06-09 |  | Removed from Ground | Diesel | 10000 | Fiberglass | 1992-06-09 | Fiberglass Reinforced Plastic | Safe Suction (Euro)
OAK SOUTH LLC | 121 PLANTATION OAK DR | THOMASVILLE | Thomas | 9136038 | 2 |  | 1992-06-09 |  | 1992-06-09 |  | Removed from Ground | Diesel | 10000 | Fiberglass | 1992-06-09 | Fiberglass Reinforced Plastic | Safe Suction (Euro)
MEIGS FOOD MART LLC | 3709 E DEPOT ST | MEIGS | Thomas | 9136039 | 1 | Flapper Valve | 1996-04-17 | FALSE | 1996-04-17 | FALSE | Currently in Use | E-10 | 10000 | Steel-Impressed Current | 1975-08-01 | Fiberglass Reinforced Plastic | Pressurized
MEIGS FOOD MART LLC | 3709 E DEPOT ST | MEIGS | Thomas | 9136039 | 2 | Flapper Valve | 1996-04-17 | FALSE | 1996-07-17 | FALSE | Currently in Use | Gas (Historical Use) | 10000 | Steel-Impressed Current | 1975-08-01 | Fiberglass Reinforced Plastic | Pressurized
NATIONS BANK OF GA | 403 NORTH BROAD ST | THOMASVILLE | Thomas | 9136040 | 1 | [5 empty] | Removed from Ground | Diesel | 550 | Not Marked/Unknown | 1995-04-18 | Not Marked
COOLIDGE FOODCHAMP | 3023 N PINE ST | COOLIDGE | Thomas | 9136042 | 1 |  | 1994-05-12 |  | 1994-05-12 |  | Removed from Ground | Gas (Historical Use) | 4000 | Cathodically Protected Steel | 1994-05-12 | Fiberglass Reinforced Plastic | Pressurized
COOLIDGE FOODCHAMP | 3023 N PINE ST | COOLIDGE | Thomas | 9136042 | 2 |  | 1994-05-12 |  | 1994-05-12 |  | Removed from Ground | Gas (Historical Use) | 3000 | Cathodically Protected Steel | 1994-05-12 | Fiberglass Reinforced Plastic | Pressurized
COOLIDGE FOODCHAMP | 3023 N PINE ST | COOLIDGE | Thomas | 9136042 | 3 |  | 1994-05-12 |  | 1994-05-12 |  | Removed from Ground | Gas (Historical Use) | 8000 | Cathodically Protected Steel | 1994-08-08 | Fiberglass Reinforced Plastic | Pressurized
COOLIDGE FOODCHAMP | 3023 N PINE ST | COOLIDGE | Thomas | 9136042 | 4A | Ball Float | 1994-04-02 | FALSE | 1994-04-02 | FALSE | Currently in Use | E-10 | 8000 | Fiberglass | 1994-04-02 | Fiberglass Reinforced Plastic | Pressurized
COOLIDGE FOODCHAMP | 3023 N PINE ST | COOLIDGE | Thomas | 9136042 | 4B | Ball Float | 1994-04-02 | FALSE | 1994-04-02 | FALSE | Currently in Use | Plus | 3000 | Fiberglass | 1994-04-02 | Fiberglass Reinforced Plastic | Pressurized
COOLIDGE FOODCHAMP | 3023 N PINE ST | COOLIDGE | Thomas | 9136042 | 5A | Ball Float | 1994-04-02 | FALSE | 1994-04-02 | FALSE | Currently in Use | Diesel | 2500 | Fiberglass | 1994-04-02 | Fiberglass Reinforced Plastic | Pressurized
COOLIDGE FOODCHAMP | 3023 N PINE ST | COOLIDGE | Thomas | 9136042 | 6 | [5 empty] | Removed from Ground | Empty | 1000 | Bare Steel | 1999-06-28 | Galvanized Steel | Safe Suction (Euro)
COOLIDGE FOODCHAMP | 3023 N PINE ST | COOLIDGE | Thomas | 9136042 | 7 | Ball Float | 1994-04-02 | FALSE | 1994-04-02 | FALSE | Currently in Use | Premium | 7000 | Fiberglass | 1994-04-02 | Fiberglass Reinforced Plastic | Pressurized
J G WHALEY SVC STATION | APPC 100 FT NORTH OF NW INTER | COOLIDGE | Thomas | 9136043 | 1 | [5 empty] | Removed from Ground | Gas (Historical Use) | 550 | Not Marked/Unknown | 1994-08-01 | Not Marked
J G WHALEY SVC STATION | APPC 100 FT NORTH OF NW INTER | COOLIDGE | Thomas | 9136043 | 2 | [5 empty] | Removed from Ground | Gas (Historical Use) | 550 | Not Marked/Unknown | 1994-08-01 | Not Marked
THOMAS CO BD OF EDUC-MAINT FAC/B | US 19 | THOMASVILLE | Thomas | 9136044 | 1 | [5 empty] | Removed from Ground | Gas (Historical Use) | 6000 | Bare Steel | 1995-06-01 | Bare Steel | Safe Suction (Euro)
THOMAS CO BD OF EDUC-MAINT FAC/B | US 19 | THOMASVILLE | Thomas | 9136044 | 2 | [5 empty] | Removed from Ground | Gas (Historical Use) | 4000 | Bare Steel | 1995-06-01 | Bare Steel | Safe Suction (Euro)
THOMAS TECH INST | 15689 US HWY 19 N | THOMASVILLE | Thomas | 9136045 | 1 | [5 empty] | Removed from Ground | Other | 200 | Marked Unknown | 2000-04-19 | Unknown | Pressurized
WINNSTEAD PLATATION | WINNSTEAD PLANTATION RT 3 LOWER CAIRO RD | THOMASVILLE | Thomas | 9136048 | 1 | Flapper Valve | 1988-05-11 | FALSE | 1988-05-11 | FALSE | Currently in Use | Gas (Historical Use) | 2000 | Composite | 1988-05-11 | Steel/FG Secondary containment | Safe Suction (Euro)
FLASH FOODS #278 | 1405 W JACKSON ST | THOMASVILLE | Thomas | 9136049 | 1 | Flapper Valve | 1995-03-31 | FALSE | 1995-03-31 | FALSE | Currently in Use | E-10 | 10000 | Galvanic (STIP-3) | 1995-03-31 | Double-Walled Flex | Pressurized
FLASH FOODS #278 | 1405 W JACKSON ST | THOMASVILLE | Thomas | 9136049 | 2 | Flapper Valve | 1995-03-31 | FALSE | 1995-03-31 | FALSE | Currently in Use | Plus | 10000 | Galvanic (STIP-3) | 1995-03-31 | Double-Walled Flex | Pressurized
FLASH FOODS #278 | 1405 W JACKSON ST | THOMASVILLE | Thomas | 9136049 | 3 | Flapper Valve | 1995-03-31 | FALSE | 1995-03-31 | FALSE | Currently in Use | Diesel | 10000 | Galvanic (STIP-3) | 1995-03-31 | Double-Walled Flex | Pressurized
S R SINGLETARY LLC | 401 NORTH MADISON ST | THOMASVILLE | Thomas | 9136050 | 1 | Flapper Valve | 1998-04-05 | FALSE | 1998-04-05 | FALSE | Temporarily out of use | E-10 | 6000 | Steel-Impressed Current | 1988-02-01 | Steel (Impressed Current) | Pressurized
S R SINGLETARY LLC | 401 NORTH MADISON ST | THOMASVILLE | Thomas | 9136050 | 2 | Flapper Valve | 1998-04-05 | FALSE | 1998-04-05 | FALSE | Temporarily out of use | Premium | 6000 | Steel-Impressed Current | 1988-02-01 | Steel (Impressed Current) | Pressurized
CHARLES GAY PROPERTY | 309 BROAD ST | THOMASVILLE | Thomas | 9136051 | 1 | [5 empty] | Removed from Ground | Diesel | 0 | Not Marked/Unknown | 1995-05-24 | Not Marked
CHARLES GAY PROPERTY | 309 BROAD ST | THOMASVILLE | Thomas | 9136051 | 2 | [5 empty] | Removed from Ground | Other | 0 | Not Marked/Unknown | 1995-05-24 | Not Marked
CHARLES GAY PROPERTY | 309 BROAD ST | THOMASVILLE | Thomas | 9136051 | 3 | [5 empty] | Removed from Ground | Other | 0 | Not Marked/Unknown | 1995-05-24 | Not Marked
UNKNOWN | HWY 319 | COOLIDGE | Thomas | 9136052 | 1 | [5 empty] | Removed from Ground | Other | 500 | Marked Unknown |  | Unknown
UNKNOWN | HWY 319 | COOLIDGE | Thomas | 9136052 | 2 | [5 empty] | Removed from Ground | Other | 500 | Marked Unknown |  | Unknown
UNKNOWN | HWY 319 | COOLIDGE | Thomas | 9136052 | 3 | [5 empty] | Removed from Ground | Other | 500 | Marked Unknown |  | Unknown
UNKNOWN | HWY 319 | COOLIDGE | Thomas | 9136052 | 4 | [5 empty] | Removed from Ground | Other | 500 | Marked Unknown |  | Unknown
UNKNOWN | HWY 319 | COOLIDGE | Thomas | 9136052 | 5 | [5 empty] | Removed from Ground | Other | 500 | Marked Unknown |  | Unknown
THOMASVILLE PRINTING | CORNER OF SR 35 & CR 338 | THOMASVILLE | Thomas | 9136053 | 1 | [5 empty] | Removed from Ground | Other | 0 | Marked Unknown |  | Unknown
THOMASVILLE PRINTING | CORNER OF SR 35 & CR 338 | THOMASVILLE | Thomas | 9136053 | 2 | [5 empty] | Removed from Ground | Other | 0 | Marked Unknown |  | Unknown
THOMASVILLE PRINTING | CORNER OF SR 35 & CR 338 | THOMASVILLE | Thomas | 9136053 | 3 | [5 empty] | Removed from Ground | Other | 0 | Marked Unknown |  | Unknown
THE JUNCTION COUNTRY STORE | CORNER GEORGIA #133 & OZELLE RD | BOSTON | Thomas | 9136054 | 1 |  | 1991-08-07 | FALSE | 1991-08-07 | FALSE | Removed from Ground | Empty | 4000 | Composite | 1991-08-07 | Fiberglass Reinforced Plastic | Safe Suction (Euro)
THE JUNCTION COUNTRY STORE | CORNER GEORGIA #133 & OZELLE RD | BOSTON | Thomas | 9136054 | 2 |  | 1991-08-07 | FALSE | 1991-08-07 | FALSE | Removed from Ground | Empty | 4000 | Composite | 1991-08-07 | Fiberglass Reinforced Plastic | Safe Suction (Euro)
THE JUNCTION COUNTRY STORE | CORNER GEORGIA #133 & OZELLE RD | BOSTON | Thomas | 9136054 | 3 |  | 1991-08-07 | FALSE | 1991-08-07 | FALSE | Removed from Ground | Empty | 4000 | Composite | 1991-08-07 | Fiberglass Reinforced Plastic | Safe Suction (Euro)
Quick Express | 21967 HWY 19 N | THOMASVILLE | Thomas | 9136057 | 1 | Flapper Valve | 1999-02-05 | FALSE | 1999-02-05 | FALSE | Currently in Use | E-10 | 6000 | Steel-Impressed Current | 1999-02-01 | Cathodically Protected | Suction (American)
Quick Express | 21967 HWY 19 N | THOMASVILLE | Thomas | 9136057 | 2 | Flapper Valve | 1999-02-05 | FALSE | 1999-02-05 | FALSE | Currently in Use | Gas (Historical Use) | 6000 | Steel-Impressed Current | 1999-02-01 | Cathodically Protected | Suction (American)
Quick Express | 21967 HWY 19 N | THOMASVILLE | Thomas | 9136057 | 3 | Flapper Valve | 1999-02-05 | FALSE | 1999-02-05 | FALSE | Currently in Use | Diesel | 6000 | Steel-Impressed Current | 1999-02-01 | Cathodically Protected | Suction (American)
MURPHY SVC CTR | 529 W JACKSON ST | THOMASVILLE | Thomas | 9136060 | 1 | [5 empty] | Removed from Ground | Gas (Historical Use) | 6000 | Bare Steel | 1996-05-01 | Galvanized Steel | Pressurized
MURPHY SVC CTR | 529 W JACKSON ST | THOMASVILLE | Thomas | 9136060 | 2 | [5 empty] | Removed from Ground | Empty | 6000 | Bare Steel | 1994-02-01 | Galvanized Steel | Pressurized
MURPHY SVC CTR | 529 W JACKSON ST | THOMASVILLE | Thomas | 9136060 | 3 | [5 empty] | Removed from Ground | Gas (Historical Use) | 3000 | Bare Steel | 1996-05-01 | Galvanized Steel | Pressurized
MURPHY SVC CTR | 529 W JACKSON ST | THOMASVILLE | Thomas | 9136060 | 4 | [5 empty] | Removed from Ground | Gas (Historical Use) | 3000 | Bare Steel | 1996-05-01 | Galvanized Steel | Pressurized
MURPHY SVC CTR | 529 W JACKSON ST | THOMASVILLE | Thomas | 9136060 | 5 |  |  | TRUE |  | TRUE | Removed from Ground | Used Oil | 550 | Bare Steel | 1996-05-01 | Galvanized Steel | Safe Suction (Euro)
TRIANGLE GROCERY | 7461 E MARSHAL STREET | MEIGS | Thomas | 9136062 | 1 | [5 empty] | Removed from Ground | Kerosene | 3000 | Bare Steel |  | Galvanized Steel | Suction (American)
TRIANGLE GROCERY | 7461 E MARSHAL STREET | MEIGS | Thomas | 9136062 | 2 | [5 empty] | Removed from Ground | Gas (Historical Use) | 2000 | Bare Steel |  | Galvanized Steel | Suction (American)
TRIANGLE GROCERY | 7461 E MARSHAL STREET | MEIGS | Thomas | 9136062 | 3 | [5 empty] | Removed from Ground | Gas (Historical Use) | 3000 | Bare Steel |  | Galvanized Steel | Suction (American)
SUSIE QS | 13091 HWY 319 N | THOMASVILLE | Thomas | 9136063 | 1 |  |  | FALSE |  | FALSE | Removed from Ground | Gas (Historical Use) | 8000 | Bare Steel | 1983-01-01 | Galvanized Steel
SUSIE QS | 13091 HWY 319 N | THOMASVILLE | Thomas | 9136063 | 1A | Flapper Valve | 1995-08-21 | FALSE | 1995-08-21 | FALSE | Currently in Use | E-10 | 10000 | Composite | 1995-08-21 | Fiberglass Reinforced Plastic | Pressurized
SUSIE QS | 13091 HWY 319 N | THOMASVILLE | Thomas | 9136063 | 1B | Flapper Valve | 1995-08-21 | FALSE | 1995-08-21 | FALSE | Currently in Use | Premium | 5000 | Composite | 1995-08-21 | Fiberglass Reinforced Plastic | Pressurized
SUSIE QS | 13091 HWY 319 N | THOMASVILLE | Thomas | 9136063 | 2 |  |  | FALSE |  | FALSE | Removed from Ground | Gas (Historical Use) | 4000 | Bare Steel | 1983-01-01 | Galvanized Steel
SUSIE QS | 13091 HWY 319 N | THOMASVILLE | Thomas | 9136063 | 3 |  |  | FALSE |  | FALSE | Removed from Ground | Gas (Historical Use) | 4000 | Bare Steel | 1983-01-01 | Galvanized Steel
Hwy 84 Gas & Grill | 12216 Highway 84 E | Thomasville | Thomas | 9136064 | 1 |  | 1997-09-19 | FALSE | 1997-09-19 | FALSE | Removed from Ground | Gas (Historical Use) | 6000 | Galvanic (STIP-3) | 1987-03-23 | Fiberglass Reinforced Plastic | Pressurized
Hwy 84 Gas & Grill | 12216 Highway 84 E | Thomasville | Thomas | 9136064 | 2 |  | 1997-09-19 | FALSE | 1997-09-19 | FALSE | Removed from Ground | Gas (Historical Use) | 6000 |  | 1987-03-23 | Fiberglass Reinforced Plastic | Pressurized
Hwy 84 Gas & Grill | 12216 Highway 84 E | Thomasville | Thomas | 9136064 | 3 |  | 1997-09-19 | FALSE | 1997-09-19 | FALSE | Removed from Ground | Gas (Historical Use) | 6000 |  | 1987-03-23 | Fiberglass Reinforced Plastic | Pressurized
Hwy 84 Gas & Grill | 12216 Highway 84 E | Thomasville | Thomas | 9136064 | 4 |  | 1997-09-19 | FALSE | 1997-09-19 | FALSE | Removed from Ground | Gas (Historical Use) | 4000 |  | 1987-03-23 | Fiberglass Reinforced Plastic | Pressurized
Hwy 84 Gas & Grill | 12216 Highway 84 E | Thomasville | Thomas | 9136064 | 5 | Overfill Alarm | 2018-06-01 | FALSE | 2018-03-01 | FALSE | Currently in Use | Regular | 12000 | Fiberglass Double Walled | 2018-05-04 | Double-Walled Flex | Pressurized
Hwy 84 Gas & Grill | 12216 Highway 84 E | Thomasville | Thomas | 9136064 | 6A | Overfill Alarm | 2018-06-01 | FALSE | 2018-03-01 | FALSE | Currently in Use | Premium | 5000 | Fiberglass Double Walled | 2018-05-04 | Double-Walled Flex | Pressurized
Hwy 84 Gas & Grill | 12216 Highway 84 E | Thomasville | Thomas | 9136064 | 6B | Overfill Alarm | 2018-06-01 | FALSE | 2018-03-01 | FALSE | Currently in Use | Diesel | 5000 | Fiberglass Double Walled | 2018-05-04 | Double-Walled Flex | Pressurized
BOSTON CITY BARN | 208 RAILROAD AVE EAST | BOSTON | Thomas | 9136066 | 1 | [5 empty] | Removed from Ground | Gas (Historical Use) | 500 | Bare Steel | 1999-12-21 | Bare Steel | Safe Suction (Euro)
THOMAS COUNTY SCHOOL BUS GARAGE | 100 CHARLIE WARD DR | THOMASVILLE | Thomas | 9136067 | 1 | Ball Float | 1995-01-01 | FALSE | 1995-01-01 | FALSE | Currently in Use | E-10 | 10000 | Composite Double Walled | 1995-01-01 | Double-Walled Fiberglass | Pressurized
THOMAS COUNTY SCHOOL BUS GARAGE | 100 CHARLIE WARD DR | THOMASVILLE | Thomas | 9136067 | 2 | Ball Float | 1995-01-01 | FALSE | 1995-01-01 | FALSE | Currently in Use | Diesel | 10000 | Composite Double Walled | 1995-01-01 | Double-Walled Fiberglass | Pressurized
THOMAS COUNTY PUBLIC WORKS MAINT | 330 COUNTY FARM RD | THOMASVILLE | Thomas | 9136068 | 1 | [5 empty] | Removed from Ground | Gas (Historical Use) | 10000 | Marked Unknown | 1995-04-25 | Not Marked
THOMAS COUNTY PUBLIC WORKS MAINT | 330 COUNTY FARM RD | THOMASVILLE | Thomas | 9136068 | 2 | [5 empty] | Removed from Ground | Gas (Historical Use) | 10000 | Marked Unknown | 1995-04-25 | Not Marked
THOMAS COUNTY PUBLIC WORKS MAINT | 330 COUNTY FARM RD | THOMASVILLE | Thomas | 9136068 | 3 | [5 empty] | Removed from Ground | Gas (Historical Use) | 10000 | Marked Unknown | 1995-04-25 | Not Marked
THOMAS COUNTY PUBLIC WORKS MAINT | 330 COUNTY FARM RD | THOMASVILLE | Thomas | 9136068 | 4 | [5 empty] | Removed from Ground | Gas (Historical Use) | 10000 | Marked Unknown | 1995-04-25 | Not Marked
THOMAS COUNTY PUBLIC WORKS MAINT | 330 COUNTY FARM RD | THOMASVILLE | Thomas | 9136068 | 5 | Ball Float | 1995-05-01 | FALSE | 1995-05-01 | FALSE | Currently in Use | Gas (Historical Use) | 15000 | Composite | 1995-05-01 | Double-Walled Flex | Pressurized
THOMAS COUNTY PUBLIC WORKS MAINT | 330 COUNTY FARM RD | THOMASVILLE | Thomas | 9136068 | 6 | Ball Float | 1995-05-01 | FALSE | 1995-05-01 | FALSE | Currently in Use | Diesel | 15000 | Composite | 1995-05-01 | Galvanized Steel | Pressurized
ALBANY INTERNATIONAL | 323 INDUSTRIAL BOULEVARD | THOMASVILLE | Thomas | 9136070 | 1 | [5 empty] | Removed from Ground | Other | 10000 | Not Marked/Unknown | 1996-05-09 | Not Marked
T & JS COUNTRY STORE | 3893 DOLLAR STORE RD | OCHLOCKNEE | Thomas | 9136071 | 1 | Ball Float | 1996-05-01 | FALSE | 1996-05-01 | FALSE | Currently in Use | E-10 | 10000 | Tank Jacket | 1996-05-01 | Fiberglass Reinforced Plastic | Pressurized
T & JS COUNTRY STORE | 3893 DOLLAR STORE RD | OCHLOCKNEE | Thomas | 9136071 | 2 | Ball Float | 1996-05-01 | FALSE | 1996-05-01 | FALSE | Currently in Use | Diesel | 10000 | Tank Jacket | 1996-05-01 | Fiberglass Reinforced Plastic | Pressurized
T & JS COUNTRY STORE | 3893 DOLLAR STORE RD | OCHLOCKNEE | Thomas | 9136071 | 3A | Ball Float | 1996-05-01 | FALSE | 1996-05-01 | FALSE | Currently in Use | Premium | 6000 | Tank Jacket | 1996-05-01 | Fiberglass Reinforced Plastic | Pressurized
T & JS COUNTRY STORE | 3893 DOLLAR STORE RD | OCHLOCKNEE | Thomas | 9136071 | 3B | Ball Float | 1996-05-01 | FALSE | 1996-05-01 | FALSE | Currently in Use |  | 4000 | Tank Jacket | 1996-05-01 | Fiberglass Reinforced Plastic | Pressurized
JOAN ART MILLS MFG FACILITY | US HWY 19 SOUTH | THOMASVILLE | Thomas | 9136073 | 1 | [5 empty] | Removed from Ground | Gas (Historical Use) | 0 | Not Marked/Unknown | 1997-02-13 | Not Marked
JOAN ART MILLS MFG FACILITY | US HWY 19 SOUTH | THOMASVILLE | Thomas | 9136073 | 2 | [5 empty] | Removed from Ground | Gas (Historical Use) | 0 | Not Marked/Unknown | 1997-02-13 | Not Marked
LOFTISS RYDC | PINETREE BLVD/BLDG 600 | THOMASVILLE | Thomas | 9136082 | 1 | [5 empty] | Removed from Ground | Diesel | 500 | Marked Unknown | 1997-03-20 | Unknown
LOFTISS RYDC | PINETREE BLVD/BLDG 600 | THOMASVILLE | Thomas | 9136082 | 2 | Flapper Valve | 1997-03-04 |  | 1997-03-04 |  | Removed from Ground | Diesel | 600 | Fiberglass Double Walled | 1997-03-04 | Double-Walled Fiberglass | Suction (American)
GRANNYS | 316 SMITH ST | THOMASVILLE | Thomas | 9136084 | 145162 | Ball Float | 1997-03-19 | FALSE | 1997-03-19 | FALSE | Currently in Use | Premium | 10000 | Composite | 1997-03-17 | Double-Walled Flex | Pressurized
GRANNYS | 316 SMITH ST | THOMASVILLE | Thomas | 9136084 | 145173 | Ball Float | 1997-03-19 | FALSE | 1997-03-19 | FALSE | Currently in Use | E-10 | 10000 | Composite | 1997-03-17 | Double-Walled Flex | Pressurized
Pavo Foodmart | 2039 E HARRIS ST | PAVO | Thomas | 9136086 | 1 | Overfill Alarm | 1998-07-09 | FALSE | 1998-07-09 | FALSE | Currently in Use | E-10 | 12000 | Composite | 1998-07-09 | Double-Walled Flex | Pressurized
Pavo Foodmart | 2039 E HARRIS ST | PAVO | Thomas | 9136086 | 2 | Overfill Alarm | 1998-07-09 | FALSE | 1998-07-09 | FALSE | Currently in Use | Premium | 10000 | Composite | 1998-07-09 | Double-Walled Flex | Pressurized
USFILTER | 1828 METCALF AVE | THOMASVILLE | Thomas | 9136087 | 1 | [5 empty] | Removed from Ground | Gas (Historical Use) | 0 | Marked Unknown | 1980-01-01 | Unknown | Safe Suction (Euro)
GLEN ARVEN COUNTRY CLUB | 1701 OLD MONTICELLO RD | THOMASVILLE | Thomas | 9136088 | 1 | [5 empty] | Removed from Ground | Kerosene | 1000 | Bare Steel |  | Bare Steel
THOMASVILLE TRAVEL CENTER | 2685 US HWY 84 BYPASS | THOMASVILLE | Thomas | 9136089 | 1 | Ball Float | 2000-01-03 | FALSE | 2000-01-03 | FALSE | Currently in Use | E-10 | 12000 | Composite | 2000-01-03 | Double-Walled Flex | Pressurized
THOMASVILLE TRAVEL CENTER | 2685 US HWY 84 BYPASS | THOMASVILLE | Thomas | 9136089 | 2 | Ball Float | 2000-01-03 | FALSE | 2000-01-03 | FALSE | Currently in Use | Premium | 10000 | Composite | 2000-01-03 | Double-Walled Flex | Pressurized
THOMASVILLE TRAVEL CENTER | 2685 US HWY 84 BYPASS | THOMASVILLE | Thomas | 9136089 | 3 | Ball Float | 2000-01-03 | FALSE | 2000-01-03 | FALSE | Currently in Use | Diesel | 15000 | Composite | 2000-01-03 | Double-Walled Flex | Pressurized
PIC UP FOODS INC | 2004 -1 GA HWY 122 | THOMASVILLE | Thomas | 9136091 | 1 | Ball Float | 1990-06-12 | FALSE | 1990-06-12 | FALSE | Currently in Use | E-10 | 6000 | Galvanic (STIP-3) | 1990-06-12 | Double-Walled Fiberglass | Pressurized
PIC UP FOODS INC | 2004 -1 GA HWY 122 | THOMASVILLE | Thomas | 9136091 | 2 | Ball Float | 1990-06-12 | FALSE | 1990-06-12 | FALSE | Currently in Use | E-10 | 6000 | Galvanic (STIP-3) | 1990-06-12 | Double-Walled Fiberglass | Pressurized
PIC UP FOODS INC | 2004 -1 GA HWY 122 | THOMASVILLE | Thomas | 9136091 | 3 | Ball Float | 1990-06-12 | FALSE | 1990-06-12 | FALSE | Currently in Use | Premium | 6000 | Galvanic (STIP-3) | 1990-06-12 | Double-Walled Fiberglass | Pressurized
PIC UP FOODS INC | 2004 -1 GA HWY 122 | THOMASVILLE | Thomas | 9136091 | 4 | Ball Float | 1990-06-12 | FALSE | 1990-06-12 | FALSE | Currently in Use | Diesel | 6000 | Galvanic (STIP-3) | 1990-06-12 | Double-Walled Fiberglass | Pressurized
FLASH FOODS #280 | 2667 E PINETREE BLVD | THOMASVILLE | Thomas | 9000708 | 1 | Flapper Valve | 1994-12-07 | FALSE | 1994-12-07 | FALSE | Currently in Use | E-10 | 8000 | Galvanic (STIP-3) | 1983-05-06 | Double-Walled Flex | Pressurized
FLASH FOODS #280 | 2667 E PINETREE BLVD | THOMASVILLE | Thomas | 9000708 | 2 | Flapper Valve | 1994-12-07 | FALSE | 1994-12-07 | FALSE | Currently in Use | E-10 | 8000 | Galvanic (STIP-3) | 1983-05-06 | Double-Walled Flex | Pressurized
FLASH FOODS #280 | 2667 E PINETREE BLVD | THOMASVILLE | Thomas | 9000708 | 3 | Flapper Valve | 1994-12-07 | FALSE | 1994-12-07 | FALSE | Currently in Use | Premium | 6000 | Galvanic (STIP-3) | 1983-05-06 | Double-Walled Flex | Pressurized
FLASH FOODS #280 | 2667 E PINETREE BLVD | THOMASVILLE | Thomas | 9000708 | 4 |  | 1994-12-07 | FALSE | 1994-12-07 | FALSE | Currently in Use | Diesel | 6000 | Galvanic (STIP-3) | 1983-05-06 | Double-Walled Flex | Pressurized
SHOP N GO | 408 S BROAD ST | THOMASVILLE | Thomas | 9000709 | 1 | [5 empty] | Removed from Ground | Gas (Historical Use) | 8000 | Bare Steel | 1971-05-09 | Galvanized Steel | Suction (American)
SHOP N GO | 408 S BROAD ST | THOMASVILLE | Thomas | 9000709 | 2 | [5 empty] | Removed from Ground | Gas (Historical Use) | 8000 | Bare Steel | 1971-05-09 | Galvanized Steel | Suction (American)
SHOP N GO | 408 S BROAD ST | THOMASVILLE | Thomas | 9000709 | 205418 | Flapper Valve | 1992-11-18 | FALSE | 1992-11-18 | FALSE | Currently in Use | Premium | 8200 | Galvanic (STIP-3) | 1982-11-18 | Double-Walled Flex | Pressurized
SHOP N GO | 408 S BROAD ST | THOMASVILLE | Thomas | 9000709 | 205419 | Flapper Valve | 1992-11-18 | FALSE | 1992-11-18 | FALSE | Currently in Use | Plus | 8200 | Galvanic (STIP-3) | 1982-11-18 | Double-Walled Flex | Pressurized
SHOP N GO | 408 S BROAD ST | THOMASVILLE | Thomas | 9000709 | 208481 | Flapper Valve | 1992-11-18 | FALSE | 1992-11-18 | FALSE | Currently in Use | E-10 | 8200 | Galvanic (STIP-3) | 1992-11-18 | Double-Walled Flex | Pressurized
SHOP N GO | 408 S BROAD ST | THOMASVILLE | Thomas | 9000709 | 3 | [5 empty] | Removed from Ground | Gas (Historical Use) | 8000 | Bare Steel | 1971-05-09 | Galvanized Steel | Suction (American)
GDBH THOMAS | 400 S Pinetree Blvd | Thomasville | Thomas | UST-SLOC-9136074 | 1 | [5 empty] | Closed in Ground | Gas (Historical Use) | 5000 | Bare Steel | 1942-03-03 | Unknown
GDBH THOMAS | 400 S Pinetree Blvd | Thomasville | Thomas | UST-SLOC-9136074 | 2 | [5 empty] | Removed from Ground | Diesel | 1000 | Bare Steel | 1979-02-22 | Unknown
GDBH THOMAS | 400 S Pinetree Blvd | Thomasville | Thomas | UST-SLOC-9136074 | 3 | [5 empty] | Removed from Ground | Diesel | 500 | Bare Steel | 1981-02-21 | Unknown
GDBH THOMAS | 400 S Pinetree Blvd | Thomasville | Thomas | UST-SLOC-9136074 | 4 |  |  | TRUE |  | TRUE | Removed from Ground | Used Oil | 500 | Marked Unknown | 1997-03-06 | Unknown
GDBH THOMAS | 400 S Pinetree Blvd | Thomasville | Thomas | UST-SLOC-9136074 | 5 | [5 empty] | Removed from Ground | Gas (Historical Use) | 5000 | Marked Unknown | 1997-03-06 | Unknown
GDBH THOMAS | 400 S Pinetree Blvd | Thomasville | Thomas | UST-SLOC-9136075 | 1 | [5 empty] | Removed from Ground | Diesel | 560 | Fiberglass | 1983-02-21 | Unknown
GDBH THOMAS | 400 S Pinetree Blvd | Thomasville | Thomas | UST-SLOC-9136075 | 2 | Flapper Valve | 1997-03-02 | FALSE | 1997-03-02 | FALSE | Currently in Use | Diesel | 600 | Fiberglass Double Walled | 1997-03-02 | Double-Walled Fiberglass | Safe Suction (Euro)
GDBH THOMAS | 400 S Pinetree Blvd | Thomasville | Thomas | UST-SLOC-9136076 | 1 | [5 empty] | Removed from Ground | Diesel | 500 | Fiberglass | 1983-02-21 | Unknown
GDBH THOMAS | 400 S Pinetree Blvd | Thomasville | Thomas | UST-SLOC-9136076 | 2 | Flapper Valve | 1997-03-01 | FALSE | 1997-03-01 | FALSE | Currently in Use | Diesel | 600 | Fiberglass Double Walled | 1997-03-01 | Copper | Safe Suction (Euro)
GDBH THOMAS | 400 S Pinetree Blvd | Thomasville | Thomas | UST-SLOC-9136077 | 1 | [5 empty] | Removed from Ground | Diesel | 560 | Marked Unknown | 1997-03-20 | Unknown
GDBH THOMAS | 400 S Pinetree Blvd | Thomasville | Thomas | UST-SLOC-9136077 | 2 | Flapper Valve | 1997-03-02 | FALSE | 1997-03-02 | FALSE | Currently in Use | Diesel | 600 | Fiberglass Double Walled | 1997-03-02 | Copper | Safe Suction (Euro)
GDBH THOMAS | 400 S Pinetree Blvd | Thomasville | Thomas | UST-SLOC-9136078 | 1 | [5 empty] | Removed from Ground | Diesel | 500 | Marked Unknown | 1997-03-20 | Unknown
GDBH THOMAS | 400 S Pinetree Blvd | Thomasville | Thomas | UST-SLOC-9136078 | 2 | Flapper Valve | 1997-03-04 | FALSE | 1997-03-04 | FALSE | Currently in Use | Diesel | 600 | Fiberglass Double Walled | 1997-03-04 | Copper | Safe Suction (Euro)
GDBH THOMAS | 400 S Pinetree Blvd | Thomasville | Thomas | UST-SLOC-9136079 | 1 | [5 empty] | Removed from Ground | Diesel | 500 | Marked Unknown | 1997-03-06 | Unknown
GDBH THOMAS | 400 S Pinetree Blvd | Thomasville | Thomas | UST-SLOC-9136079 | 2 | Flapper Valve | 1997-03-01 | FALSE | 1997-03-01 | FALSE | Currently in Use | Diesel | 600 | Fiberglass Double Walled | 1997-03-01 | Double-Walled Fiberglass | Safe Suction (Euro)
GDBH THOMAS | 400 S Pinetree Blvd | Thomasville | Thomas | UST-SLOC-9136080 | 1 | [5 empty] | Removed from Ground | Diesel | 500 | Marked Unknown |  | Unknown
GDBH THOMAS | 400 S Pinetree Blvd | Thomasville | Thomas | UST-SLOC-9136081 | 1 | Flapper Valve |  | FALSE |  | FALSE | Removed from Ground | Diesel | 500 | Fiberglass | 1983-02-21 | Unknown | Safe Suction (Euro)
GDBH THOMAS | 400 S Pinetree Blvd | Thomasville | Thomas | UST-SLOC-9136081 | 2 | Flapper Valve | 1997-03-04 |  | 1997-03-04 |  | Currently in Use | Diesel | 600 | Fiberglass Double Walled | 1997-03-04 | Double-Walled Fiberglass | Safe Suction (Euro)
GDBH THOMAS | 400 S Pinetree Blvd | Thomasville | Thomas | UST-SLOC-9136083 | 1 | [5 empty] | Removed from Ground | Diesel | 500 | Marked Unknown | 1997-03-07 | Unknown
GDBH THOMAS | 400 S Pinetree Blvd | Thomasville | Thomas | UST-SLOC-9136085 | 1 | Flapper Valve | 1997-04-22 | FALSE | 1997-04-22 | FALSE | Currently in Use | Diesel | 4000 | Fiberglass Double Walled | 1997-04-22 | Double-Walled Fiberglass | Safe Suction (Euro)
GDBH THOMAS | 400 S Pinetree Blvd | Thomasville | Thomas | UST-SLOC-9000523 | 1 | [5 empty] | Removed from Ground | Gas (Historical Use) | 1000 | Bare Steel | 1971-02-24 | Unknown
GDBH THOMAS | 400 S Pinetree Blvd | Thomasville | Thomas | UST-SLOC-9000523 | 2 |  |  | FALSE |  | FALSE | Removed from Ground | Gas (Historical Use) | 1500 | Unknown | 1995-04-03
GDBH THOMAS | 400 S Pinetree Blvd | Thomasville | Thomas | UST-SLOC-1360010 | 1 | [5 empty] | Removed from Ground | Diesel | 5000 | Bare Steel | 1946-03-01 | Unknown
Ag-Pro Fuel, LLC | 201 REMINGTON AVE | THOMASVILLE | Thomas | 1360001 | 1 | Flapper Valve | 1996-09-17 | FALSE | 1996-09-17 | FALSE | Currently in Use | E-10 | 8000 | Steel-Impressed Current | 1987-04-21 | Double-Walled Fiberglass | Pressurized
Ag-Pro Fuel, LLC | 201 REMINGTON AVE | THOMASVILLE | Thomas | 1360001 | 2 | Ball Float | 1996-09-17 | FALSE | 1996-09-17 | FALSE | Currently in Use | Plus | 6000 | Steel-Impressed Current | 1987-04-21 | Double-Walled Fiberglass | Pressurized
Ag-Pro Fuel, LLC | 201 REMINGTON AVE | THOMASVILLE | Thomas | 1360001 | 3 | Ball Float | 1996-09-17 | FALSE | 1996-09-17 | FALSE | Currently in Use | Premium | 6000 | Steel-Impressed Current | 1987-04-21 | Double-Walled Fiberglass | Pressurized
Ag-Pro Fuel, LLC | 201 REMINGTON AVE | THOMASVILLE | Thomas | 1360001 | 4 | Ball Float | 1996-09-17 | FALSE | 1996-09-17 | FALSE | Currently in Use | Diesel | 6000 | Steel-Impressed Current | 1987-04-21 | Double-Walled Fiberglass | Pressurized
BALFOUR LUMBER CO INC | 800 WEST CLAY ST | THOMASVILLE | Thomas | 1360002 | 1 | [5 empty] | Removed from Ground | Diesel | 10000 | Bare Steel | 1973-03-24 | Galvanized Steel
BALFOUR LUMBER CO INC | 800 WEST CLAY ST | THOMASVILLE | Thomas | 1360002 | 2 | [5 empty] | Removed from Ground | Diesel | 20000 | Bare Steel | 1973-03-24 | Galvanized Steel
BALFOUR LUMBER CO INC | 800 WEST CLAY ST | THOMASVILLE | Thomas | 1360002 | 3 | [5 empty] | Removed from Ground | Diesel | 30000 | Bare Steel | 1973-03-24 | Galvanized Steel
BALFOUR LUMBER CO INC | 800 WEST CLAY ST | THOMASVILLE | Thomas | 1360002 | 4 | [5 empty] | Removed from Ground | Diesel | 5000 | Bare Steel | 1961-03-27 | Galvanized Steel
ALLEN INDUSTRIES INC | 210 SMITH AVE. | THOMASVILLE | Thomas | 1360003 | 1 | [5 empty] | Removed from Ground | Gas (Historical Use) | 2000 | Bare Steel | 1966-03-04 | Galvanized Steel
METCALFE COUNTRY STORE | 6247 METCALFE/BEACHTON RD | THOMASVILLE | Thomas | 1360005 | 1 |  | 1985-02-27 | FALSE | 1985-02-27 | FALSE | Temporarily out of use | Gas (Historical Use) | 2000 | Composite | 1985-02-27 | Fiberglass Reinforced Plastic | Safe Suction (Euro)
METCALFE COUNTRY STORE | 6247 METCALFE/BEACHTON RD | THOMASVILLE | Thomas | 1360005 | 2 | Flapper Valve | 1985-02-27 | FALSE | 1985-02-27 | FALSE | Temporarily out of use | Gas (Historical Use) | 2000 | Composite | 1985-02-27 | Fiberglass Reinforced Plastic | Safe Suction (Euro)
FIRST GROUP AMERICA | 925 DAVENPORT DR | THOMASVILLE | Thomas | 1360008 | 1 | [5 empty] | Closed in Ground | Empty | 10000 | Bare Steel | 1976-02-03 | Galvanized Steel
FIRST GROUP AMERICA | 925 DAVENPORT DR | THOMASVILLE | Thomas | 1360008 | 2 | [5 empty] | Removed from Ground | Empty | 10000 | Bare Steel | 1976-02-03 | Galvanized Steel
FIRST GROUP AMERICA | 925 DAVENPORT DR | THOMASVILLE | Thomas | 1360008 | 3 | [5 empty] | Removed from Ground | Empty | 10000 | Cathodically Protected Steel | 1986-01-31 | Galvanized Steel
FIRST GROUP AMERICA | 925 DAVENPORT DR | THOMASVILLE | Thomas | 1360008 | 4 | [5 empty] | Removed from Ground | Empty | 4000 | Bare Steel | 1971-02-04 | Galvanized Steel
F&W FARM SERVICE | US 19 SOUTH | THOMASVILLE | Thomas | 1360013 | 1 | [5 empty] | Removed from Ground | Diesel | 8000 | Bare Steel | 1974-01-25 | Bare Steel
F&W FARM SERVICE | US 19 SOUTH | THOMASVILLE | Thomas | 1360013 | 2 | [5 empty] | Removed from Ground | Gas (Historical Use) | 1000 | Bare Steel | 1974-01-25 | Bare Steel
F&W FARM SERVICE | US 19 SOUTH | THOMASVILLE | Thomas | 1360013 | 3 | [5 empty] | Removed from Ground | Gas (Historical Use) | 1000 | Bare Steel | 1982-01-23 | Bare Steel
FAIRCLOTH BROTHERS INC | 219 INDUSTRIAL BLVD | THOMASVILLE | Thomas | 1360014 | 1 | [5 empty] | Removed from Ground | Gas (Historical Use) | 4000 | Bare Steel | 1976-02-09 | Unknown
FAIRCLOTH BROTHERS INC | 219 INDUSTRIAL BLVD | THOMASVILLE | Thomas | 1360014 | 2 | [5 empty] | Removed from Ground | Diesel | 4000 | Bare Steel | 1976-02-09 | Unknown
FRANKLIN I SMITH FARMS INC | 6788 PATTON RD | COOLIDGE | Thomas | 1360015 | 1 | [5 empty] | Removed from Ground | Gas (Historical Use) | 1500 | Bare Steel | 1979-01-26 | Galvanized Steel | Suction (American)
FRANKLIN I SMITH FARMS INC | 6788 PATTON RD | COOLIDGE | Thomas | 1360015 | 2 | [5 empty] | Removed from Ground | Diesel | 2000 | Bare Steel | 1979-01-26 | Galvanized Steel | Suction (American)
GA DEPT PUBLIC SAFETY/GA STATE P | 1320 WEST JACKSON ST | THOMASVILLE | Thomas | 1360016 | 1 | [5 empty] | Removed from Ground | Gas (Historical Use) | 6000 | Bare Steel | 1985-03-06 | Galvanized Steel
GA DEPT PUBLIC SAFETY/GA STATE P | 1320 WEST JACKSON ST | THOMASVILLE | Thomas | 1360016 | 2 | [5 empty] | Closed in Ground | Gas (Historical Use) | 3000 | Bare Steel | 1978-03-08 | Galvanized Steel
GA DEPT PUBLIC SAFETY/GA STATE P | 1320 WEST JACKSON ST | THOMASVILLE | Thomas | 1360016 | 3 | [5 empty] | Closed in Ground | Gas (Historical Use) | 300 | Bare Steel | 1966-03-11 | Galvanized Steel
JAMES A CARTER ESTATE | HWY 19 & 111 | MEIGS | Thomas | 1360017 | 1 | [5 empty] | Removed from Ground | Gas (Historical Use) | 4000 | Bare Steel | 1966-02-12 | Galvanized Steel
JAMES A CARTER ESTATE | HWY 19 & 111 | MEIGS | Thomas | 1360017 | 2 | [5 empty] | Removed from Ground | Gas (Historical Use) | 4000 | Bare Steel | 1966-02-12 | Galvanized Steel
JAMES A CARTER ESTATE | HWY 19 & 111 | MEIGS | Thomas | 1360017 | 3 | [5 empty] | Removed from Ground | Diesel | 4000 | Bare Steel | 1966-02-12 | Galvanized Steel
METCALF LUMBER CO INC | RT 4 BOX 241 | THOMASVILLE | Thomas | 1360018 | 1 | [5 empty] | Removed from Ground | Diesel | 4000 | Bare Steel | 1981-01-02 | Galvanized Steel
METCALF LUMBER CO INC | RT 4 BOX 241 | THOMASVILLE | Thomas | 1360018 | 2 | [5 empty] | Removed from Ground | Diesel | 4000 | Bare Steel | 1981-01-02 | Galvanized Steel
METCALF LUMBER CO INC | RT 4 BOX 241 | THOMASVILLE | Thomas | 1360018 | 3 | [5 empty] | Removed from Ground | Gas (Historical Use) | 4000 | Bare Steel | 1981-01-02 | Galvanized Steel
ROY CAMPBELL CHEVROLET | 1630 E JACKSON ST | THOMASVILLE | Thomas | 1360019 | 1 | [5 empty] | Removed from Ground | Empty | 3000 | Bare Steel | 1971-02-28 | Galvanized Steel
ROY CAMPBELL CHEVROLET | 1630 E JACKSON ST | THOMASVILLE | Thomas | 1360019 | 2 |  |  | TRUE |  | TRUE | Currently in Use | Used Oil | 1500 | Bare Steel | 1971-02-28 | Galvanized Steel
SCOTT INDUSTRIES INC | PAVO RD | THOMASVILLE | Thomas | 1360022 | 1 | [5 empty] | Permanently Out of Use - historical purposes | Empty | 500 | Bare Steel | 1978-03-01 | Galvanized Steel
SCOTT INDUSTRIES INC | PAVO RD | THOMASVILLE | Thomas | 1360022 | 2 | [5 empty] | Permanently Out of Use - historical purposes | Empty | 500 | Bare Steel | 1978-03-01 | Galvanized Steel
MAGNOLIA MIDDLE SCHOOL | 1550 /1300 MAGNOLIA ST | THOMASVILLE | Thomas | 1360025 | 1 | [5 empty] | Removed from Ground | Gas (Historical Use) | 10000 | Bare Steel | 1971-02-01 | Bare Steel | Safe Suction (Euro)
MAGNOLIA MIDDLE SCHOOL | 1550 /1300 MAGNOLIA ST | THOMASVILLE | Thomas | 1360025 | 2 | [5 empty] | Permanently Out of Use - historical purposes | Gas (Historical Use) | 6000 | Bare Steel | 1959-02-04 | Galvanized Steel
THOMASVILLE CULTURAL CENTER INC | 600 EAST WASHINGTON ST | THOMASVILLE | Thomas | 1360032 | 1 | [5 empty] | Removed from Ground | Diesel | 6000 | Fiberglass | 1985-02-10 | Galvanized Steel
THOMASVILLE SALES CO | 1515 EAST JACKSON ST | THOMASVILLE | Thomas | 1360033 | 1 | [5 empty] | Removed from Ground | Empty | 2010 | Bare Steel | 1980-01-11 | Galvanized Steel
THOMASVILLE SALES CO | 1515 EAST JACKSON ST | THOMASVILLE | Thomas | 1360033 | 2 |  |  | TRUE |  | TRUE | Removed from Ground | Used Oil | 0 | Bare Steel | 1967-01-14 | Galvanized Steel
MODERN CLEANER & LAUNDRY | 522 N. BROAD | THOMASVILLE | Thomas | 1360034 | 1 | [5 empty] | Permanently Out of Use - historical purposes | Other | 500 | Bare Steel | 1976-03-01 | Not Marked
MODERN CLEANER & LAUNDRY | 522 N. BROAD | THOMASVILLE | Thomas | 1360034 | 2 | [5 empty] | Permanently Out of Use - historical purposes | Other | 500 | Bare Steel | 1976-03-01 | Not Marked
GRIFFIN INDUSTRIES-THOMASVILLE | RT 2 BOX 301 | THOMASVILLE | Thomas | 1360036 | 1 | [5 empty] | Removed from Ground | Diesel | 500 | Bare Steel | 1981-03-25 | Galvanized Steel
SHUMAN'S SERVICE CENTER | EAST JACKSON ST | THOMASVILLE | Thomas | 1360037 | 1 | [5 empty] | Removed from Ground | Diesel | 1000 | Bare Steel | 1982-04-16 | Galvanized Steel
SHUMAN'S SERVICE CENTER | EAST JACKSON ST | THOMASVILLE | Thomas | 1360037 | 2 | [5 empty] | Removed from Ground | Gas (Historical Use) | 1000 | Bare Steel | 1979-04-17 | Galvanized Steel
SHUMAN'S SERVICE CENTER | EAST JACKSON ST | THOMASVILLE | Thomas | 1360037 | 3 | [5 empty] | Removed from Ground | Gas (Historical Use) | 3000 | Bare Steel | 1973-04-18 | Galvanized Steel
SHUMAN'S SERVICE CENTER | EAST JACKSON ST | THOMASVILLE | Thomas | 1360037 | 4 | [5 empty] | Removed from Ground | Gas (Historical Use) | 4000 | Bare Steel | 1973-04-18 | Galvanized Steel
THOMASVILLE HILLTOP SERVICES | 510 N BLVD | THOMASVILLE | Thomas | 1360041 | 1 | [5 empty] | Removed from Ground | Gas (Historical Use) | 3000 | Bare Steel | 1971-04-19 | Unknown
THOMASVILLE HILLTOP SERVICES | 510 N BLVD | THOMASVILLE | Thomas | 1360041 | 2 | [5 empty] | Removed from Ground | Gas (Historical Use) | 3000 | Bare Steel | 1971-04-19 | Unknown
THOMASVILLE HILLTOP SERVICES | 510 N BLVD | THOMASVILLE | Thomas | 1360041 | 3 | [5 empty] | Removed from Ground | Gas (Historical Use) | 3000 | Bare Steel | 1971-04-19 | Unknown
THOMASVILLE HILLTOP SERVICES | 510 N BLVD | THOMASVILLE | Thomas | 1360041 | 4 | [5 empty] | Removed from Ground | Gas (Historical Use) | 3000 | Bare Steel | 1971-04-19 | Unknown
THOMASVILLE HILLTOP SERVICES | 510 N BLVD | THOMASVILLE | Thomas | 1360041 | 5 | [5 empty] | Removed from Ground | Diesel | 550 | Bare Steel | 1974-04-18 | Unknown
THOMASVILLE HILLTOP SERVICES | 510 N BLVD | THOMASVILLE | Thomas | 1360041 | 6 |  | 1992-06-05 | FALSE | 1992-06-05 | FALSE | Removed from Ground | Gas (Historical Use) | 6000 | Galvanic (STIP-3) | 1992-06-05 | Galvanized Steel | Pressurized
THOMASVILLE HILLTOP SERVICES | 510 N BLVD | THOMASVILLE | Thomas | 1360041 | 7 |  | 1992-06-01 | FALSE | 1992-06-01 | FALSE | Removed from Ground | Gas (Historical Use) | 6000 | Galvanic (STIP-3) | 1992-06-05 | Galvanized Steel | Pressurized
THOMASVILLE HILLTOP SERVICES | 510 N BLVD | THOMASVILLE | Thomas | 1360041 | 8 |  | 1992-06-01 | FALSE | 1992-06-01 | FALSE | Removed from Ground | Gas (Historical Use) | 6000 | Galvanic (STIP-3) | 1992-06-05 | Galvanized Steel | Pressurized
THOMASVILLE HILLTOP SERVICES | 510 N BLVD | THOMASVILLE | Thomas | 1360041 | 9 |  | 1992-06-01 | FALSE | 1992-06-01 | FALSE | Removed from Ground | Diesel | 2000 | Galvanic (STIP-3) | 1992-06-05 | Fiberglass Reinforced Plastic | Safe Suction (Euro)
JACKS BP | 2980 E PINETREE BLVD | THOMASVILLE | Thomas | 1360042 | 1 | [5 empty] | Closed in Ground | Gas (Historical Use) | 1000 | Bare Steel | 1976-04-17 | Galvanized Steel | Pressurized
JACKS BP | 2980 E PINETREE BLVD | THOMASVILLE | Thomas | 1360042 | 2 | [5 empty] | Closed in Ground | Gas (Historical Use) | 4000 | Bare Steel | 1976-04-17 | Galvanized Steel | Pressurized
JACKS BP | 2980 E PINETREE BLVD | THOMASVILLE | Thomas | 1360042 | 3 | [5 empty] | Closed in Ground | Gas (Historical Use) | 4000 | Bare Steel | 1976-04-17 | Galvanized Steel | Pressurized
JACKS BP | 2980 E PINETREE BLVD | THOMASVILLE | Thomas | 1360042 | 4 |  |  | FALSE |  | FALSE | Closed in Ground | Diesel | 4000 | Bare Steel | 1976-04-17 | Galvanized Steel | Pressurized
JACKS BP | 2980 E PINETREE BLVD | THOMASVILLE | Thomas | 1360042 | 5 | Flapper Valve | 1988-02-10 | FALSE | 1988-02-10 | FALSE | Currently in Use | E-10 | 6000 | Galvanic (STIP-3) | 1988-02-10 | Fiberglass Reinforced Plastic | Pressurized
JACKS BP | 2980 E PINETREE BLVD | THOMASVILLE | Thomas | 1360042 | 6 | Flapper Valve | 1988-02-10 | FALSE | 1988-02-10 | FALSE | Currently in Use | Plus | 6000 | Galvanic (STIP-3) | 1988-02-10 | Fiberglass Reinforced Plastic | Pressurized
JACKS BP | 2980 E PINETREE BLVD | THOMASVILLE | Thomas | 1360042 | 7 | Flapper Valve | 1988-02-10 | FALSE | 1988-02-10 | FALSE | Currently in Use | Diesel Off Road | 6000 | Galvanic (STIP-3) | 1988-02-10 | Fiberglass Reinforced Plastic | Pressurized
JACKS BP | 2980 E PINETREE BLVD | THOMASVILLE | Thomas | 1360042 | 8 | Flapper Valve | 1988-02-10 | FALSE | 1988-02-10 | FALSE | Currently in Use | Diesel | 6000 | Galvanic (STIP-3) | 1988-02-10 | Fiberglass Reinforced Plastic | Pressurized
MURPHY'S IGA | 118 EAST JEFFERSON | BOSTON | Thomas | 1360043 | 1 | Flapper Valve | 1998-12-21 | FALSE | 1998-12-21 | FALSE | Currently in Use | E-10 | 2000 | Steel-Impressed Current | 1983-04-16 | Steel (Impressed Current) | Suction (American)
MURPHY'S IGA | 118 EAST JEFFERSON | BOSTON | Thomas | 1360043 | 2 | Flapper Valve | 1998-12-21 | FALSE | 1998-12-21 | FALSE | Currently in Use | E-10 | 2000 | Steel-Impressed Current | 1983-04-16 | Steel (Impressed Current) | Suction (American)
MURPHY'S IGA | 118 EAST JEFFERSON | BOSTON | Thomas | 1360043 | 3 | Flapper Valve | 1998-12-21 | FALSE | 1998-12-21 | FALSE | Currently in Use | Gas (Historical Use) | 6000 | Steel-Impressed Current | 1983-04-16 | Steel (Impressed Current) | Suction (American)
MURPHY'S IGA | 118 EAST JEFFERSON | BOSTON | Thomas | 1360043 | 4 | Flapper Valve | 1998-12-21 | FALSE | 1998-12-21 | FALSE | Currently in Use | Diesel | 6000 | Steel-Impressed Current | 1983-04-16 | Steel (Impressed Current) | Suction (American)
SUSIE QS #10 | 2112 SMITH AVE | THOMASVILLE | Thomas | 1360044 | 1 | Ball Float | 1997-03-14 | FALSE | 1993-06-10 | FALSE | Currently in Use | E-10 | 6000 | Steel-Impressed Current | 1985-04-15 | Double-Walled Flex | Pressurized
SUSIE QS #10 | 2112 SMITH AVE | THOMASVILLE | Thomas | 1360044 | 2 | Ball Float | 1993-06-10 | FALSE | 1993-06-10 | FALSE | Currently in Use | Plus | 6000 | Steel-Impressed Current | 1985-04-15 | Double-Walled Flex | Pressurized
SUSIE QS #10 | 2112 SMITH AVE | THOMASVILLE | Thomas | 1360044 | 3 | Ball Float | 1993-06-10 | FALSE | 1993-06-10 | FALSE | Currently in Use | Premium | 6000 | Steel-Impressed Current | 1985-04-15 | Double-Walled Flex | Pressurized
SUSIE QS #10 | 2112 SMITH AVE | THOMASVILLE | Thomas | 1360044 | 4 | Ball Float | 1993-06-10 | FALSE | 1993-06-10 | FALSE | Currently in Use | Diesel | 6000 | Steel-Impressed Current | 1985-04-15 | Double-Walled Flex | Pressurized
BLAIRS BP | 302 N BROAD ST | THOMASVILLE | Thomas | 1360045 | 1 | [5 empty] | Removed from Ground | Diesel | 1000 | Bare Steel | 1983-04-16 | Galvanized Steel
BLAIRS BP | 302 N BROAD ST | THOMASVILLE | Thomas | 1360045 | 2 | [5 empty] | Removed from Ground | Gas (Historical Use) | 3000 | Bare Steel | 1972-04-18 | Galvanized Steel
BLAIRS BP | 302 N BROAD ST | THOMASVILLE | Thomas | 1360045 | 3 | [5 empty] | Removed from Ground | Gas (Historical Use) | 3000 | Bare Steel | 1972-04-18 | Galvanized Steel
BLAIRS BP | 302 N BROAD ST | THOMASVILLE | Thomas | 1360045 | 4 | [5 empty] | Removed from Ground | Gas (Historical Use) | 3000 | Bare Steel | 1972-04-18 | Galvanized Steel
BLAIRS BP | 302 N BROAD ST | THOMASVILLE | Thomas | 1360045 | 5 | [5 empty] | Removed from Ground | Gas (Historical Use) | 3000 | Bare Steel | 1972-04-18 | Galvanized Steel
BLAIRS BP | 302 N BROAD ST | THOMASVILLE | Thomas | 1360045 | 6 |  | 1993-08-25 |  | 1993-08-25 |  | Removed from Ground | Gas (Historical Use) | 8000 | Fiberglass | 1976-04-17 | Fiberglass Reinforced Plastic | Pressurized
BLAIRS BP | 302 N BROAD ST | THOMASVILLE | Thomas | 1360045 | 7 |  | 1993-08-25 |  | 1993-08-25 |  | Removed from Ground | Gas (Historical Use) | 8000 | Composite | 1993-08-25 | Fiberglass Reinforced Plastic | Pressurized
THOMASVILLE PEAK SHAVING PLANT | 4500 W PINETREE BLVD | THOMASVILLE | Thomas | 1360047 | 1 | [5 empty] | Removed from Ground | Propane | 30000 | Bare Steel | 1960-04-22 | Cathodically Protected
THOMASVILLE PEAK SHAVING PLANT | 4500 W PINETREE BLVD | THOMASVILLE | Thomas | 1360047 | 10 | [5 empty] | Currently in Use | Propane | 30000 | Bare Steel | 1972-04-19 | Cathodically Protected
THOMASVILLE PEAK SHAVING PLANT | 4500 W PINETREE BLVD | THOMASVILLE | Thomas | 1360047 | 11 | [5 empty] | Currently in Use | Propane | 30000 | Bare Steel | 1972-04-19 | Cathodically Protected
THOMASVILLE PEAK SHAVING PLANT | 4500 W PINETREE BLVD | THOMASVILLE | Thomas | 1360047 | 12 | [5 empty] | Currently in Use | Propane | 30000 | Bare Steel | 1972-04-19 | Cathodically Protected
THOMASVILLE PEAK SHAVING PLANT | 4500 W PINETREE BLVD | THOMASVILLE | Thomas | 1360047 | 13 | [5 empty] | Currently in Use | Propane | 30000 | Bare Steel | 1972-04-19 | Cathodically Protected
THOMASVILLE PEAK SHAVING PLANT | 4500 W PINETREE BLVD | THOMASVILLE | Thomas | 1360047 | 14 | [5 empty] | Currently in Use | Propane | 30000 | Bare Steel | 1972-04-19 | Cathodically Protected
THOMASVILLE PEAK SHAVING PLANT | 4500 W PINETREE BLVD | THOMASVILLE | Thomas | 1360047 | 15 | [5 empty] | Currently in Use | Propane | 30000 | Bare Steel | 1972-04-19 | Cathodically Protected
THOMASVILLE PEAK SHAVING PLANT | 4500 W PINETREE BLVD | THOMASVILLE | Thomas | 1360047 | 16 | [5 empty] | Currently in Use | Propane | 30000 | Bare Steel | 1978-04-18 | Cathodically Protected
THOMASVILLE PEAK SHAVING PLANT | 4500 W PINETREE BLVD | THOMASVILLE | Thomas | 1360047 | 17 | [5 empty] | Currently in Use | Propane | 30000 | Bare Steel | 1978-04-18 | Cathodically Protected
THOMASVILLE PEAK SHAVING PLANT | 4500 W PINETREE BLVD | THOMASVILLE | Thomas | 1360047 | 18 | [5 empty] | Currently in Use | Propane | 30000 | Bare Steel | 1978-04-18 | Cathodically Protected
THOMASVILLE PEAK SHAVING PLANT | 4500 W PINETREE BLVD | THOMASVILLE | Thomas | 1360047 | 2 | [5 empty] | Removed from Ground | Propane | 30000 | Bare Steel | 1960-04-22 | Cathodically Protected
THOMASVILLE PEAK SHAVING PLANT | 4500 W PINETREE BLVD | THOMASVILLE | Thomas | 1360047 | 3 | [5 empty] | Currently in Use | Propane | 30000 | Bare Steel | 1966-04-21 | Cathodically Protected
THOMASVILLE PEAK SHAVING PLANT | 4500 W PINETREE BLVD | THOMASVILLE | Thomas | 1360047 | 4 | [5 empty] | Currently in Use | Propane | 30000 | Bare Steel | 1966-04-21 | Cathodically Protected
THOMASVILLE PEAK SHAVING PLANT | 4500 W PINETREE BLVD | THOMASVILLE | Thomas | 1360047 | 5 | [5 empty] | Currently in Use | Propane | 30000 | Bare Steel | 1966-04-21 | Cathodically Protected
THOMASVILLE PEAK SHAVING PLANT | 4500 W PINETREE BLVD | THOMASVILLE | Thomas | 1360047 | 6 | [5 empty] | Currently in Use | Propane | 30000 | Bare Steel | 1966-04-21 | Cathodically Protected
THOMASVILLE PEAK SHAVING PLANT | 4500 W PINETREE BLVD | THOMASVILLE | Thomas | 1360047 | 7 | [5 empty] | Currently in Use | Propane | 30000 | Bare Steel | 1972-04-19 | Cathodically Protected
THOMASVILLE PEAK SHAVING PLANT | 4500 W PINETREE BLVD | THOMASVILLE | Thomas | 1360047 | 8 | [5 empty] | Currently in Use | Propane | 30000 | Bare Steel | 1972-04-19 | Cathodically Protected
THOMASVILLE PEAK SHAVING PLANT | 4500 W PINETREE BLVD | THOMASVILLE | Thomas | 1360047 | 9 | [5 empty] | Currently in Use | Propane | 30000 | Bare Steel | 1972-04-19 | Cathodically Protected
THOMASVILLE UTILITY DEPARTMEMT | 411 W JACKSON ST | THOMASVILLE | Thomas | 1360048 | U1 | [5 empty] | Removed from Ground | Gas (Historical Use) | 10000 | Bare Steel | 1955-04-21 | Bare Steel | Suction (American)
THOMASVILLE UTILITY DEPARTMEMT | 411 W JACKSON ST | THOMASVILLE | Thomas | 1360048 | U2 | [5 empty] | Removed from Ground | Gas (Historical Use) | 10000 | Bare Steel | 1968-04-19 | Bare Steel | Suction (American)
THOMASVILLE UTILITY DEPARTMEMT | 411 W JACKSON ST | THOMASVILLE | Thomas | 1360048 | U3 | [5 empty] | Removed from Ground | Diesel | 560 | Bare Steel | 1949-04-18 | Bare Steel | Suction (American)
SOUTH GA NATURAL GAS CO | 1217 OLD ALBANY RD | THOMASVILLE | Thomas | 1360050 | 1 | [5 empty] | Removed from Ground | Gas (Historical Use) | 4000 | Bare Steel | 1983-04-18 | Cathodically Protected
SOUTH GA NATURAL GAS CO | 1217 OLD ALBANY RD | THOMASVILLE | Thomas | 1360050 | 2 | [5 empty] | Removed from Ground | Gas (Historical Use) | 8000 | Cathodically Protected Steel | 1983-04-18 | Galvanized Steel
SOUTH GA NATURAL GAS CO | 1217 OLD ALBANY RD | THOMASVILLE | Thomas | 1360050 | 3 | [5 empty] | Removed from Ground | Diesel | 1000 | Cathodically Protected Steel | 1983-04-18 | Galvanized Steel
SOUTH GA NATURAL GAS CO | 1217 OLD ALBANY RD | THOMASVILLE | Thomas | 1360050 | 4 | [5 empty] | Removed from Ground | Diesel | 1000 | Bare Steel | 1976-04-19 | Not Marked
MCKENZIE TREE SERVICE | 813 N PINETREE BLVD | THOMASVILLE | Thomas | 1360191 | 1 | [5 empty] | Removed from Ground | Diesel | 1000 | Bare Steel | 1976-05-10 | Galvanized Steel | Suction (American)
THOMAS CO AMBULANCE SERVICE | THOMAS REMINGTON AVE | THOMASVILLE | Thomas | 1360192 | 1 | [5 empty] | Removed from Ground | Gas (Historical Use) | 1000 | Cathodically Protected Steel | 1986-01-01 | Galvanized Steel
THOMASVILLE COCA COLA BOTTLING C | 1017 E JACKSON | THOMASVILLE | Thomas | 1360194 | A | [5 empty] | Removed from Ground | Gas (Historical Use) | 1000 | Cathodically Protected Steel | 1986-01-01 | Galvanized Steel
GA DOT #10442 | SUNSET DR/2 MI EAST OF GA 3 | THOMASVILLE | Thomas | 1360197 | 442D1 | [5 empty] | Removed from Ground | Diesel | 1150 | Bare Steel | 1982-05-16 | Galvanized Steel | Suction (American)
GA DOT #10442 | SUNSET DR/2 MI EAST OF GA 3 | THOMASVILLE | Thomas | 1360197 | 442G1 | [5 empty] | Removed from Ground | Gas (Historical Use) | 1080 | Bare Steel | 1982-05-16 | Galvanized Steel | Suction (American)
GA DOT #10442 | SUNSET DR/2 MI EAST OF GA 3 | THOMASVILLE | Thomas | 1360197 | 442G2 | [5 empty] | Removed from Ground | Gas (Historical Use) | 1080 | Bare Steel | 1982-05-16 | Galvanized Steel | Suction (American)
MASONS RENT ALL | 611 HANSELL ST | THOMASVILLE | Thomas | 1360201 | 1 | [5 empty] | Removed from Ground | Gas (Historical Use) | 560 | Cathodically Protected Steel | 1985-05-20 | Fiberglass Reinforced Plastic
METCALF TOWER SITE | 4 MI SOUTHEAST ON RODDENBERY R | METCALF | Thomas | 1360203 | 1 | [5 empty] | Removed from Ground | Diesel | 2000 | Composite | 1986-01-01 | Bare Steel
SUSIE QS #3 | GEORGIA HWY 202 & US HWY 19 N | THOMASVILLE | Thomas | 1362000 | 1 | Flapper Valve | 1991-11-01 | FALSE | 1991-11-01 | FALSE | Currently in Use | E-10 | 6000 | Galvanic (STIP-3) | 1987-11-04 | Fiberglass Reinforced Plastic | Pressurized
SUSIE QS #3 | GEORGIA HWY 202 & US HWY 19 N | THOMASVILLE | Thomas | 1362000 | 2 | Flapper Valve | 1991-11-01 | FALSE | 1991-11-01 | FALSE | Currently in Use | Plus | 6000 | Galvanic (STIP-3) | 1987-11-04 | Fiberglass Reinforced Plastic | Pressurized
SUSIE QS #3 | GEORGIA HWY 202 & US HWY 19 N | THOMASVILLE | Thomas | 1362000 | 3 | Flapper Valve | 1991-11-01 | FALSE | 1991-11-01 | FALSE | Currently in Use | Premium | 6000 | Galvanic (STIP-3) | 1987-11-04 | Fiberglass Reinforced Plastic | Pressurized
SUSIE QS #3 | GEORGIA HWY 202 & US HWY 19 N | THOMASVILLE | Thomas | 1362000 | 4 | Flapper Valve | 1991-11-01 | FALSE | 1991-11-01 | FALSE | Currently in Use | Diesel | 6000 | Galvanic (STIP-3) | 1987-11-04 | Fiberglass Reinforced Plastic | Pressurized
HURST FARMS | 2777 GA HWY 3 | OCHLOCKNEE | Thomas | 1362001 | 1 | [5 empty] | Removed from Ground | Diesel | 2000 | Cathodically Protected Steel | 1986-03-01 | Galvanized Steel | Pressurized
HURST FARMS | 2777 GA HWY 3 | OCHLOCKNEE | Thomas | 1362001 | 2 | [5 empty] | Removed from Ground | Gas (Historical Use) | 1000 | Cathodically Protected Steel | 1986-03-01 | Galvanized Steel | Safe Suction (Euro)
HURST FARMS | 2777 GA HWY 3 | OCHLOCKNEE | Thomas | 1362001 | 3 | [5 empty] | Removed from Ground | Gas (Historical Use) | 1000 | Cathodically Protected Steel | 1986-03-01 | Galvanized Steel | Safe Suction (Euro)
HURST FARMS | 2777 GA HWY 3 | OCHLOCKNEE | Thomas | 1362001 | 4 | [5 empty] | Removed from Ground | Gas (Historical Use) | 1000 | Cathodically Protected Steel | 1986-03-01 | Galvanized Steel | Safe Suction (Euro)
HURST FARMS | 2777 GA HWY 3 | OCHLOCKNEE | Thomas | 1362001 | 5 | [5 empty] | Removed from Ground | Diesel | 10000 | Cathodically Protected Steel | 1987-07-29 | Fiberglass Reinforced Plastic | Pressurized
HURST FARMS | 2777 GA HWY 3 | OCHLOCKNEE | Thomas | 1362001 | 6 | Ball Float | 2001-02-21 | FALSE | 2001-02-21 | FALSE | Currently in Use | Diesel | 12000 | Composite | 2001-02-19 | Fiberglass Reinforced Plastic | Pressurized
CORNER STORE | 19926 HWY 84 E | BOSTON | Thomas | 1362003 | 1 | Flapper Valve | 1998-12-19 | FALSE | 1998-12-19 | FALSE | Currently in Use | Diesel | 6000 | Steel-Impressed Current | 1987-09-29 | Steel (Impressed Current) | Pressurized
CORNER STORE | 19926 HWY 84 E | BOSTON | Thomas | 1362003 | 2 | Flapper Valve | 1998-12-19 | FALSE | 1998-12-19 | FALSE | Currently in Use | E-10 | 4000 | Steel-Impressed Current | 1987-09-29 | Steel (Impressed Current) | Pressurized
CORNER STORE | 19926 HWY 84 E | BOSTON | Thomas | 1362003 | 3 | Flapper Valve | 1998-12-19 | FALSE | 1998-12-19 | FALSE | Currently in Use | Plus | 4000 | Steel-Impressed Current | 1987-09-29 | Steel (Impressed Current) | Pressurized
CORNER STORE | 19926 HWY 84 E | BOSTON | Thomas | 1362003 | 4 | Flapper Valve | 1998-12-19 | FALSE | 1998-12-19 | FALSE | Currently in Use | Premium | 4000 | Steel-Impressed Current | 1987-09-29 | Steel (Impressed Current) | Pressurized
SPEEDWAY FOODS | 10710 GA HWY 122 | THOMASVILLE | Thomas | 10000185 | 1A | Overfill Alarm | 2000-06-21 | FALSE | 2000-06-21 | FALSE | Currently in Use | E-10 | 12000 | Composite | 2000-06-21 | Double-Walled Fiberglass | Pressurized
SPEEDWAY FOODS | 10710 GA HWY 122 | THOMASVILLE | Thomas | 10000185 | 1B | Overfill Alarm | 2000-06-21 | FALSE | 2000-06-21 | FALSE | Currently in Use | Plus | 8000 | Composite | 2000-06-21 | Double-Walled Fiberglass | Pressurized
SPEEDWAY FOODS | 10710 GA HWY 122 | THOMASVILLE | Thomas | 10000185 | 2A | Overfill Alarm | 2000-06-21 | FALSE | 2000-06-21 | FALSE | Currently in Use | Premium | 6000 | Composite | 2000-06-21 | Double-Walled Fiberglass | Pressurized
SPEEDWAY FOODS | 10710 GA HWY 122 | THOMASVILLE | Thomas | 10000185 | 2B | Overfill Alarm | 2000-06-21 | FALSE | 2000-06-21 | FALSE | Currently in Use | Diesel | 6000 | Composite | 2000-06-21 | Double-Walled Fiberglass | Pressurized
CIRCLE K #2723897 | 10317 HWY 84E | THOMASVILLE | Thomas | 10001097 | 1 | Ball Float | 2006-01-26 | FALSE | 2006-01-26 | FALSE | Currently in Use | E-10 | 10000 | Composite | 2006-01-26 | Double-Walled Fiberglass | Pressurized
CIRCLE K #2723897 | 10317 HWY 84E | THOMASVILLE | Thomas | 10001097 | 2 |  | 2006-01-26 | FALSE | 2006-01-26 | FALSE | Currently in Use | Gas (Historical Use) | 5000 | Composite | 2006-01-26 | Double-Walled Fiberglass | Pressurized
CIRCLE K #2723897 | 10317 HWY 84E | THOMASVILLE | Thomas | 10001097 | 3 | Ball Float | 2006-12-26 | FALSE | 2006-01-26 | FALSE | Currently in Use | Diesel | 12000 | Composite | 2006-01-26 | Double-Walled Fiberglass | Pressurized
THE PLAZA RESTAURANT INC | 217 SOUTH BROAD STREET | THOMASVILLE | Thomas | 10001219 | 1 |  |  | FALSE |  | FALSE | Removed from Ground | Not Marked/Tank Removed | 0 | Unknown | 1975-01-01 | Unknown
THE PLAZA RESTAURANT INC | 217 SOUTH BROAD STREET | THOMASVILLE | Thomas | 10001219 | 2 |  |  | FALSE |  | FALSE | Removed from Ground | Not Marked/Tank Removed | 0 | Unknown | 1975-01-01 | Unknown
RaceWay #6868 - Thomasville | 13883 HWY 19 S | THOMASVILLE | Thomas | 10001921 | 1 | Overfill Alarm | 2010-09-16 | FALSE | 2010-09-16 | FALSE | Currently in Use | E-10 | 20000 | Composite Double Walled | 2010-09-16 | Double-Walled Fiberglass | Pressurized
RaceWay #6868 - Thomasville | 13883 HWY 19 S | THOMASVILLE | Thomas | 10001921 | 2 | Overfill Alarm | 2010-09-16 | FALSE | 2010-09-16 | FALSE | Currently in Use | Premium | 12000 | Composite Double Walled | 2010-09-16 | Double-Walled Fiberglass | Pressurized
RaceWay #6868 - Thomasville | 13883 HWY 19 S | THOMASVILLE | Thomas | 10001921 | 3 | Overfill Alarm | 2010-09-16 | FALSE | 2010-09-16 | FALSE | Currently in Use | Diesel | 12000 | Composite Double Walled | 2010-09-16 | Double-Walled Fiberglass | Pressurized
FEMA MOBILE EMERGENCY RESPONSE SUPPORT | 434 SOUTH PINETREE BLVD | THOMASVILLE | Thomas | 10001923 | 1 |  | 1985-01-01 | FALSE | 1985-01-01 | FALSE | Removed from Ground | Diesel | 4000 | Fiberglass | 1985-01-01 | Fiberglass Reinforced Plastic | Safe Suction (Euro)
PRICE POINT MOTORS | 14638 US HIGHWAY 19 SOUTH | THOMASVILLE | Thomas | 10002002 | 1 |  |  | FALSE |  | FALSE | Removed from Ground | Used Oil | 500 | Unknown | 2002-03-13 | Unknown
JOHN D ARCHBOLD MEMORIAL HOSPITAL | GORDAN AVE AT MIMOSA DR | THOMASVILLE | Thomas | 10002163 | 1 | Ball Float | 2010-07-01 | FALSE |  | FALSE | Currently in Use | Diesel | 12000 | Fiberglass Double Walled | 2010-07-01 | Double-Walled Fiberglass | Pressurized
JOHN D ARCHBOLD MEMORIAL HOSPITAL | GORDAN AVE AT MIMOSA DR | THOMASVILLE | Thomas | 10002163 | 2 | Ball Float | 2010-07-01 | FALSE |  | FALSE | Currently in Use | Diesel | 12000 | Fiberglass Double Walled | 2010-07-01 | Double-Walled Fiberglass | Pressurized
FEMA REGIONAL CENTER | 402 SOUTH PINETREE BOULEVARD | THOMASVILLE | Thomas | 10001866 | 1 |  |  | FALSE |  | FALSE | Removed from Ground | Diesel | 10000 | Unknown | 2010-05-13 | Unknown
FEMA REGIONAL CENTER | 402 SOUTH PINETREE BOULEVARD | THOMASVILLE | Thomas | 10001866 | 2 |  |  | FALSE |  | FALSE | Removed from Ground | Diesel | 10000 | Unknown | 2010-05-13 | Unknown
GONE WITH THE WIND PLANTATION LLC | 301 SHOWBOAT LN | THOMASVILLE | Thomas | 10001791 | 1 |  |  | FALSE |  | FALSE | Closed in Ground |  | 0 | Unknown
GONE WITH THE WIND PLANTATION LLC | 301 SHOWBOAT LN | THOMASVILLE | Thomas | 10001791 | 2 |  |  | FALSE |  | FALSE | Closed in Ground |  | 0 | Unknown
AG-PRO | 12719 US-19 | THOMASVILLE | Thomas | 10002852 | 1 |  |  | FALSE |  | FALSE | Closed in Ground | Used Oil | 500 | Bare Steel
WILSONS RADIATOR | 347 W JACKSON STREET | THOMASVILLE | Thomas | 10002612 | 1 |  |  | FALSE |  | FALSE | Removed from Ground | Gas (Historical Use) | 1000 | Bare Steel | 2016-10-06 | Bare Steel
WILSONS RADIATOR | 347 W JACKSON STREET | THOMASVILLE | Thomas | 10002612 | 2 |  |  | FALSE |  | FALSE | Removed from Ground | Gas (Historical Use) | 250 | Bare Steel | 2016-10-06 | Bare Steel
WILSONS RADIATOR | 347 W JACKSON STREET | THOMASVILLE | Thomas | 10002612 | 3 |  |  | FALSE |  | FALSE | Removed from Ground | Gas (Historical Use) | 100 | Bare Steel | 2016-10-06 | Bare Steel
WILSONS RADIATOR | 347 W JACKSON STREET | THOMASVILLE | Thomas | 10002612 | 4 |  |  | FALSE |  | FALSE | Removed from Ground | Gas (Historical Use) | 100 | Bare Steel | 2016-10-06 | Bare Steel
MURPHY STORE #8746 | 104 HALL RD | THOMASVILLE | Thomas | 10002422 | 1 | Ball Float | 2015-01-23 | FALSE | 2015-01-23 | FALSE | Currently in Use | E-10 | 20000 | Fiberglass Double Walled | 2015-01-09 | Double-Walled Fiberglass | Pressurized
MURPHY STORE #8746 | 104 HALL RD | THOMASVILLE | Thomas | 10002422 | 2A | Ball Float | 2015-01-23 | FALSE | 2015-01-23 | FALSE | Currently in Use | Premium | 12000 | Fiberglass Double Walled | 2015-01-09 | Double-Walled Flex | Pressurized
MURPHY STORE #8746 | 104 HALL RD | THOMASVILLE | Thomas | 10002422 | 2B | Ball Float | 2015-01-23 | FALSE | 2015-01-23 | FALSE | Currently in Use | Diesel | 8000 | Fiberglass Double Walled | 2015-01-09 | Double-Walled Fiberglass | Pressurized
PEBBLE HILL PLANTATION | US HWY 319 SOUTH | THOMASVILLE | Thomas | 7136002 | 101 | [5 empty] | Removed from Ground | Diesel | 500 | Bare Steel | 1958-01-01 | Bare Steel
PEBBLE HILL PLANTATION | US HWY 319 SOUTH | THOMASVILLE | Thomas | 7136002 | 102 | [5 empty] | Removed from Ground | Diesel | 500 | Bare Steel | 1958-01-01 | Bare Steel
PEBBLE HILL PLANTATION | US HWY 319 SOUTH | THOMASVILLE | Thomas | 7136002 | 103 | [5 empty] | Removed from Ground | Diesel | 500 | Bare Steel | 1958-01-01 | Bare Steel
PEBBLE HILL PLANTATION | US HWY 319 SOUTH | THOMASVILLE | Thomas | 7136002 | 104 | [5 empty] | Removed from Ground | Diesel | 500 | Bare Steel | 1958-01-01 | Bare Steel
PEBBLE HILL PLANTATION | US HWY 319 SOUTH | THOMASVILLE | Thomas | 7136002 | 105 | [5 empty] | Removed from Ground | Diesel | 500 | Bare Steel | 1958-01-01 | Bare Steel
PEBBLE HILL PLANTATION | US HWY 319 SOUTH | THOMASVILLE | Thomas | 7136002 | 106 | [5 empty] | Removed from Ground | Diesel | 560 | Bare Steel | 1958-01-01 | Bare Steel
PEBBLE HILL PLANTATION | US HWY 319 SOUTH | THOMASVILLE | Thomas | 7136002 | 107 | [5 empty] | Removed from Ground | Diesel | 560 | Bare Steel | 1958-01-01 | Bare Steel
PEBBLE HILL PLANTATION | US HWY 319 SOUTH | THOMASVILLE | Thomas | 7136002 | 108 | [5 empty] | Removed from Ground | Diesel | 1000 | Bare Steel | 1958-01-01 | Bare Steel
PEBBLE HILL PLANTATION | US HWY 319 SOUTH | THOMASVILLE | Thomas | 7136002 | 109 | [5 empty] | Removed from Ground | Diesel | 4000 | Bare Steel | 1958-01-01 | Bare Steel
RUSSELL TIRE COMPANY | 1030 E JACKSON ST | THOMASVILLE | Thomas | 1360053 | 1 | Flapper Valve | 1998-08-01 |  | 1998-08-01 |  | Removed from Ground | Gas (Historical Use) | 6000 | Steel-Impressed Current | 1986-04-18 | Fiberglass Reinforced Plastic | Pressurized
RUSSELL TIRE COMPANY | 1030 E JACKSON ST | THOMASVILLE | Thomas | 1360053 | 2 | Flapper Valve | 1998-08-01 |  | 1998-08-01 |  | Removed from Ground | Gas (Historical Use) | 6000 | Steel-Impressed Current | 1986-04-18 | Fiberglass Reinforced Plastic | Pressurized
RUSSELL TIRE COMPANY | 1030 E JACKSON ST | THOMASVILLE | Thomas | 1360053 | 3 | Flapper Valve | 1998-08-01 |  | 1998-08-01 |  | Removed from Ground | Gas (Historical Use) | 4000 | Steel-Impressed Current | 1986-04-18 | Fiberglass Reinforced Plastic | Pressurized
TURBINE ENGINE COMPONENTS TEXTRO | 1211 OLD ALBANY RD. | THOMASVILLE | Thomas | 1360054 | 2 | [5 empty] | Removed from Ground | Other | 550 | Fiberglass | 1982-04-22 | Unknown
ADAMS INTERNATIONAL | 116 CARROLL ST | THOMASVILLE | Thomas | 1360057 | 1 |  |  | TRUE |  | TRUE | Removed from Ground | Used Oil | 4000 | Bare Steel | 1984-04-10 | Fiberglass Reinforced Plastic
GA DOT #10473 | NORTH OAK ST | THOMASVILLE | Thomas | 1360060 | 10473-1 | [5 empty] | Removed from Ground | Gas (Historical Use) | 1000 | Bare Steel | 1971-05-03 | Galvanized Steel
GA DOT #10473 | NORTH OAK ST | THOMASVILLE | Thomas | 1360060 | 10473-2 | [5 empty] | Removed from Ground | Diesel | 550 | Bare Steel | 1983-04-30 | Galvanized Steel
GA DOT #10474 | TURNER ST | OCHLOCKNEE | Thomas | 1360061 | 10474-1 | [5 empty] | Removed from Ground | Gas (Historical Use) | 500 | Bare Steel | 1971-05-03 | Galvanized Steel
GA DOT #10474 | TURNER ST | OCHLOCKNEE | Thomas | 1360061 | 10474-2 | [5 empty] | Removed from Ground | Gas (Historical Use) | 275 | Bare Steel | 1971-05-03 | Galvanized Steel
GA DOT #10484 | SOUTH ST/2 BLOCK WEST FRON SR 13 | PAVO | Thomas | 1360062 | 10484-1 | [5 empty] | Removed from Ground | Other | 550 | Bare Steel | 1971-05-03 | Galvanized Steel
GA DOT #10484 | SOUTH ST/2 BLOCK WEST FRON SR 13 | PAVO | Thomas | 1360062 | 10484-2 | [5 empty] | Removed from Ground | Other | 270 | Bare Steel | 1971-05-03 | Galvanized Steel
FLA ROCK INDS INC | 510 WEST WASHINGTON ST | THOMASVILLE | Thomas | 1360064 | 1 | [5 empty] | Closed in Ground | Empty | 6000 | Bare Steel | 1974-03-31 | Galvanized Steel
FLA ROCK INDS INC | 510 WEST WASHINGTON ST | THOMASVILLE | Thomas | 1360064 | 2 | [5 empty] | Closed in Ground | Diesel | 8000 | Bare Steel | 1974-03-31 | Galvanized Steel
COATS AMERICAN | 1100 SMITH AVE | THOMASVILLE | Thomas | 1360069 | 1 | [5 empty] | Removed from Ground | Diesel | 12000 | Bare Steel | 1948-05-08 | Galvanized Steel
COATS AMERICAN | 1100 SMITH AVE | THOMASVILLE | Thomas | 1360069 | 2 | [5 empty] | Removed from Ground | Diesel | 10000 | Bare Steel | 1948-05-08 | Galvanized Steel
COATS AMERICAN | 1100 SMITH AVE | THOMASVILLE | Thomas | 1360069 | 3 | [5 empty] | Removed from Ground | Diesel | 1000 | Bare Steel | 1948-05-08 | Galvanized Steel
TRIANGLE GROCERY | 8208 HWY 122 | THOMASVILLE | Thomas | 1360072 | 1 | [5 empty] | Removed from Ground | Gas (Historical Use) | 8000 | Bare Steel | 1982-04-30 | Galvanized Steel | Safe Suction (Euro)
TRIANGLE GROCERY | 8208 HWY 122 | THOMASVILLE | Thomas | 1360072 | 2 | [5 empty] | Removed from Ground | Gas (Historical Use) | 2000 | Bare Steel | 1982-04-30 | Galvanized Steel | Safe Suction (Euro)
TRIANGLE GROCERY | 8208 HWY 122 | THOMASVILLE | Thomas | 1360072 | 3 | [5 empty] | Removed from Ground | Gas (Historical Use) | 2000 | Bare Steel | 1982-04-30 | Galvanized Steel | Safe Suction (Euro)
TIMBERLAKE GROCERY CO | 1030 CAMPBELL ST | THOMASVILLE | Thomas | 1360073 | 1 | [5 empty] | Removed from Ground | Gas (Historical Use) | 8000 | Bare Steel | 1973-05-03 | Galvanized Steel
GATEWAY THRIFTY QUICK | 15182 US HWY 19 S | THOMASVILLE | Thomas | 1360074 | 1 | [5 empty] | Removed from Ground | Gas (Historical Use) | 4000 | Bare Steel | 1971-05-04 | Unknown
GATEWAY THRIFTY QUICK | 15182 US HWY 19 S | THOMASVILLE | Thomas | 1360074 | 2 | [5 empty] | Removed from Ground | Gas (Historical Use) | 4000 | Bare Steel | 1971-05-04 | Unknown
GATEWAY THRIFTY QUICK | 15182 US HWY 19 S | THOMASVILLE | Thomas | 1360074 | 3 | [5 empty] | Removed from Ground | Gas (Historical Use) | 4000 | Bare Steel | 1971-05-04 | Unknown
GATEWAY THRIFTY QUICK | 15182 US HWY 19 S | THOMASVILLE | Thomas | 1360074 | 4 | [5 empty] | Removed from Ground | Gas (Historical Use) | 4000 | Bare Steel | 1971-05-04 | Unknown
GATEWAY THRIFTY QUICK | 15182 US HWY 19 S | THOMASVILLE | Thomas | 1360074 | 5 | [5 empty] | Removed from Ground | Gas (Historical Use) | 4000 | Bare Steel | 1971-05-04 | Unknown
GATEWAY THRIFTY QUICK | 15182 US HWY 19 S | THOMASVILLE | Thomas | 1360074 | 6 | [5 empty] | Removed from Ground | Diesel | 4000 | Bare Steel | 1980-04-16 | Galvanized Steel
GATEWAY THRIFTY QUICK | 15182 US HWY 19 S | THOMASVILLE | Thomas | 1360074 | 7 | [5 empty] | Removed from Ground | Gas (Historical Use) | 500 | Bare Steel | 1971-05-04 | Galvanized Steel | Pressurized
SCOGGINS DOZER INC | 305 BAYBROOK ST | THOMASVILLE | Thomas | 1360076 | 1 | [5 empty] | Removed from Ground | Gas (Historical Use) | 550 | Bare Steel | 1983-05-01 | Galvanized Steel | Suction (American)
SCOGGINS DOZER INC | 305 BAYBROOK ST | THOMASVILLE | Thomas | 1360076 | 2 | [5 empty] | Removed from Ground | Diesel | 1000 | Bare Steel | 1983-05-01 | Galvanized Steel | Suction (American)
SCOGGINS DOZER INC | 305 BAYBROOK ST | THOMASVILLE | Thomas | 1360076 | 3 | Flapper Valve | 1994-10-10 | FALSE | 1994-10-10 | FALSE | Currently in Use | Diesel | 2000 | Composite | 1994-10-10 | Steel/FG Secondary containment | Safe Suction (Euro)
SCOGGINS DOZER INC | 305 BAYBROOK ST | THOMASVILLE | Thomas | 1360076 | 4 | Flapper Valve | 1994-10-10 | FALSE | 1994-10-10 | FALSE | Currently in Use | Gas (Historical Use) | 1000 | Composite | 1994-10-10 | Steel/FG Secondary containment | Safe Suction (Euro)
B. ALLEN SHERROD | 250 AUNT BESSIE LANE | COOLIDGE | Thomas | 1360077 | 1 | [5 empty] | Removed from Ground | Gas (Historical Use) | 4000 | Bare Steel | 1981-05-01 | Galvanized Steel
B. ALLEN SHERROD | 250 AUNT BESSIE LANE | COOLIDGE | Thomas | 1360077 | 2 | [5 empty] | Removed from Ground | Gas (Historical Use) | 2000 | Bare Steel | 1980-05-01 | Galvanized Steel
B. ALLEN SHERROD | 250 AUNT BESSIE LANE | COOLIDGE | Thomas | 1360077 | 3 | [5 empty] | Removed from Ground | Diesel | 560 | Bare Steel | 1998-08-04 | Galvanized Steel | Suction (American)
CO D (-) 560TH ENGR BN (C) | 102 VARNEDOE ST | THOMASVILLE | Thomas | 1360078 | 1 | [5 empty] | Removed from Ground | Gas (Historical Use) | 800 | Bare Steel | 1976-05-03 | Galvanized Steel
FLASH FOODS #277 | 15327 US HWY 19 S | THOMASVILLE | Thomas | 1360080 | 1 |  |  |  | 1986-06-01 |  | Removed from Ground | Gas (Historical Use) | 8000 | Cathodically Protected Steel | 1986-04-17 | Cathodically Protected | Pressurized
FLASH FOODS #277 | 15327 US HWY 19 S | THOMASVILLE | Thomas | 1360080 | 10 | Flapper Valve | 1998-03-09 | FALSE | 1998-03-09 | FALSE | Currently in Use | E-10 | 10152 | Composite | 1998-03-09 | Double-Walled Flex | Pressurized
FLASH FOODS #277 | 15327 US HWY 19 S | THOMASVILLE | Thomas | 1360080 | 11 | Flapper Valve | 1998-03-09 | FALSE | 1998-03-09 | FALSE | Currently in Use | Plus | 10152 | Composite | 1998-03-09 | Double-Walled Flex | Pressurized
FLASH FOODS #277 | 15327 US HWY 19 S | THOMASVILLE | Thomas | 1360080 | 12 | Flapper Valve | 1998-03-09 | FALSE | 1998-03-09 | FALSE | Currently in Use | Premium | 10152 | Composite | 1998-03-09 | Double-Walled Flex | Pressurized
FLASH FOODS #277 | 15327 US HWY 19 S | THOMASVILLE | Thomas | 1360080 | 2 |  |  |  | 1986-06-01 |  | Removed from Ground | Gas (Historical Use) | 8000 | Cathodically Protected Steel | 1986-04-17 | Cathodically Protected | Pressurized
FLASH FOODS #277 | 15327 US HWY 19 S | THOMASVILLE | Thomas | 1360080 | 3 |  |  |  | 1986-06-01 |  | Removed from Ground | Gas (Historical Use) | 8000 | Cathodically Protected Steel | 1986-04-17 | Cathodically Protected | Pressurized
FLASH FOODS #277 | 15327 US HWY 19 S | THOMASVILLE | Thomas | 1360080 | 4 |  |  |  | 1986-06-01 |  | Removed from Ground | Diesel | 8000 | Cathodically Protected Steel | 1986-04-17 | Cathodically Protected | Pressurized
FLASH FOODS #277 | 15327 US HWY 19 S | THOMASVILLE | Thomas | 1360080 | 5 | [5 empty] | Removed from Ground | Gas (Historical Use) | 10000 | Bare Steel | 1966-05-12 | Galvanized Steel
FLASH FOODS #277 | 15327 US HWY 19 S | THOMASVILLE | Thomas | 1360080 | 6 | [5 empty] | Removed from Ground | Gas (Historical Use) | 2000 | Bare Steel | 1966-05-12 | Galvanized Steel
FLASH FOODS #277 | 15327 US HWY 19 S | THOMASVILLE | Thomas | 1360080 | 7 | [5 empty] | Removed from Ground | Gas (Historical Use) | 3000 | Bare Steel | 1966-05-12 | Galvanized Steel
FLASH FOODS #277 | 15327 US HWY 19 S | THOMASVILLE | Thomas | 1360080 | 8 | [5 empty] | Removed from Ground | Gas (Historical Use) | 3000 | Bare Steel | 1966-05-12 | Galvanized Steel
FLASH FOODS #277 | 15327 US HWY 19 S | THOMASVILLE | Thomas | 1360080 | 9 | [5 empty] | Removed from Ground | Diesel | 4000 | Bare Steel | 1966-05-12 | Galvanized Steel
L & G FOOD MART #5 | 419 N MADISON ST | THOMASVILLE | Thomas | 1360081 | 1 | Flapper Valve | 1998-06-15 | FALSE | 1998-06-15 | FALSE | Temporarily out of use | E-10 | 8000 | Steel-Impressed Current | 1983-05-08 | Fiberglass Reinforced Plastic | Pressurized
L & G FOOD MART #5 | 419 N MADISON ST | THOMASVILLE | Thomas | 1360081 | 2 | Flapper Valve | 1998-06-15 | FALSE | 1998-06-15 | FALSE | Temporarily out of use | Plus | 8000 | Steel-Impressed Current | 1983-05-08 | Fiberglass Reinforced Plastic | Pressurized
L & G FOOD MART #5 | 419 N MADISON ST | THOMASVILLE | Thomas | 1360081 | 3 | Flapper Valve | 1998-06-15 | FALSE | 1998-06-15 | FALSE | Temporarily out of use | Diesel | 8000 | Steel-Impressed Current | 1983-05-08 | Fiberglass Reinforced Plastic | Pressurized
L & G FOOD MART #5 | 419 N MADISON ST | THOMASVILLE | Thomas | 1360081 | 4 | [5 empty] | Removed from Ground | Gas (Historical Use) | 4000 | Bare Steel | 1983-05-08 | Galvanized Steel
SOUTHSIDE MINIT MARKET | 1201 MAGNOLIA ST | THOMASVILLE | Thomas | 1360082 | 1 | [5 empty] | Removed from Ground | Gas (Historical Use) | 4000 | Bare Steel | 1983-05-08 | Cathodically Protected
SOUTHSIDE MINIT MARKET | 1201 MAGNOLIA ST | THOMASVILLE | Thomas | 1360082 | 2 | [5 empty] | Removed from Ground | Gas (Historical Use) | 4000 | Bare Steel | 1983-05-08 | Galvanized Steel
SOUTHSIDE MINIT MARKET | 1201 MAGNOLIA ST | THOMASVILLE | Thomas | 1360082 | 3 | [5 empty] | Removed from Ground | Gas (Historical Use) | 4000 | Bare Steel | 1983-05-08 | Galvanized Steel
SOUTHSIDE MINIT MARKET | 1201 MAGNOLIA ST | THOMASVILLE | Thomas | 1360082 | 4 | Flapper Valve | 1993-07-05 | FALSE | 1993-07-05 | FALSE | Currently in Use | E-10 | 6000 | Galvanic (STIP-3) | 1993-07-05 | Fiberglass Reinforced Plastic | Pressurized
SOUTHSIDE MINIT MARKET | 1201 MAGNOLIA ST | THOMASVILLE | Thomas | 1360082 | 5A |  | 1993-07-05 | FALSE | 1993-07-05 | FALSE | Temporarily out of use | Plus | 3000 | Galvanic (STIP-3) | 1993-07-05 | Fiberglass Reinforced Plastic | Pressurized
SOUTHSIDE MINIT MARKET | 1201 MAGNOLIA ST | THOMASVILLE | Thomas | 1360082 | 5B |  | 1993-07-05 | FALSE | 1993-07-05 | FALSE | Temporarily out of use | Premium | 3000 | Galvanic (STIP-3) | 1993-07-05 |  | Pressurized
HARDY OIL CO | 500 METCALF AVE | THOMASVILLE | Thomas | 1360083 | 1 | [5 empty] | Removed from Ground | Other | 3000 | Bare Steel | 1976-05-09 | Galvanized Steel | Safe Suction (Euro)
ER SMITH SER STATION | MAIN ST @ MASSEY ST | BARWICK | Thomas | 1360084 | 1 | [5 empty] | Removed from Ground | Gas (Historical Use) | 2000 | Bare Steel | 1971-05-11 | Galvanized Steel
ER SMITH SER STATION | MAIN ST @ MASSEY ST | BARWICK | Thomas | 1360084 | 2 | [5 empty] | Removed from Ground | Gas (Historical Use) | 1000 | Bare Steel | 1971-05-11 | Galvanized Steel
ER SMITH SER STATION | MAIN ST @ MASSEY ST | BARWICK | Thomas | 1360084 | 3 | [5 empty] | Removed from Ground | Gas (Historical Use) | 560 | Bare Steel | 1971-05-11 | Galvanized Steel
RPM 2 | 131 S BOARD ST | THOMASVILLE | Thomas | 1360085 | 1 | [5 empty] | Removed from Ground | Gas (Historical Use) | 6000 | Bare Steel | 1985-05-07 | Galvanized Steel | Pressurized
RPM 2 | 131 S BOARD ST | THOMASVILLE | Thomas | 1360085 | 2 | [5 empty] | Removed from Ground | Gas (Historical Use) | 6000 | Bare Steel | 1985-05-07 | Galvanized Steel | Pressurized
RPM 2 | 131 S BOARD ST | THOMASVILLE | Thomas | 1360085 | 3 | [5 empty] | Removed from Ground | Gas (Historical Use) | 6000 | Bare Steel | 1985-05-07 | Galvanized Steel | Pressurized
RPM 2 | 131 S BOARD ST | THOMASVILLE | Thomas | 1360085 | 4 | [5 empty] | Removed from Ground | Diesel | 6000 | Bare Steel | 1985-05-07 | Galvanized Steel | Pressurized
PACE MART | 504 W JACKSON ST | THOMASVILLE | Thomas | 1360086 | 1 | Flapper Valve | 1997-06-01 | FALSE | 1997-06-01 | FALSE | Currently in Use | E-10 | 5076 | Galvanic (STIP-3) | 1986-04-01 | Double-Walled Fiberglass | Safe Suction (Euro)
PACE MART | 504 W JACKSON ST | THOMASVILLE | Thomas | 1360086 | 2 | Flapper Valve | 1997-06-01 | FALSE | 1997-06-01 | FALSE | Currently in Use | E-10 | 5076 | Galvanic (STIP-3) | 1986-04-01 | Double-Walled Fiberglass | Safe Suction (Euro)
PACE MART | 504 W JACKSON ST | THOMASVILLE | Thomas | 1360086 | 3 | Flapper Valve | 1997-06-01 | FALSE | 1997-06-01 | FALSE | Currently in Use | Diesel | 5076 | Galvanic (STIP-3) | 1986-04-01 | Double-Walled Fiberglass | Safe Suction (Euro)
JAMES R. WOODRUFF | P O BOX 983 | THOMASVILLE | Thomas | 1360088 | 1 | [5 empty] | Removed from Ground | Diesel | 2000 | Bare Steel | 1978-05-09 | Galvanized Steel
THOMASVILLE REGIONAL AIRPORT | 882 AIRPORT RD | THOMASVILLE | Thomas | 1360089 | 1 | Overfill Alarm | 1998-11-10 | FALSE | 1998-11-10 | FALSE | Currently in Use | Jet fuel | 12000 | Steel-Impressed Current | 1981-05-08 | Aboveground | Pressurized
THOMASVILLE REGIONAL AIRPORT | 882 AIRPORT RD | THOMASVILLE | Thomas | 1360089 | 2 | [5 empty] | Removed from Ground | Jet Fuel | 10000 | Bare Steel | 1999-09-23 | Bare Steel
THOMASVILLE REGIONAL AIRPORT | 882 AIRPORT RD | THOMASVILLE | Thomas | 1360089 | 3 | Flapper Valve | 1999-09-16 | FALSE | 1999-09-16 | FALSE | Currently in Use | Aviaion gas/AV Gas | 20000 | Composite | 1999-09-16 | Steel (Impressed Current) | Pressurized
BLACKBURNS SERVICE STATION | 1136 W JACKSON ST | THOMASVILLE | Thomas | 1360090 | 1 | [5 empty] | Removed from Ground | Gas (Historical Use) | 8000 | Bare Steel | 1965-05-10 | Galvanized Steel
BLACKBURNS SERVICE STATION | 1136 W JACKSON ST | THOMASVILLE | Thomas | 1360090 | 2 | [5 empty] | Removed from Ground | Gas (Historical Use) | 8000 | Bare Steel | 1965-05-10 | Galvanized Steel
BLACKBURNS SERVICE STATION | 1136 W JACKSON ST | THOMASVILLE | Thomas | 1360090 | 3 | [5 empty] | Removed from Ground | Gas (Historical Use) | 4000 | Bare Steel | 1974-05-08 | Galvanized Steel
BLACKBURNS SERVICE STATION | 1136 W JACKSON ST | THOMASVILLE | Thomas | 1360090 | 4 | [5 empty] | Removed from Ground | Diesel | 4000 | Bare Steel | 1966-05-10 | Galvanized Steel
BLACKBURNS SERVICE STATION | 1136 W JACKSON ST | THOMASVILLE | Thomas | 1360090 | 5 | [5 empty] | Removed from Ground | Diesel | 4000 | Cathodically Protected Steel | 1985-05-05 | Galvanized Steel
K R SMITH FARMS | RTE 2 | COOLIDGE | Thomas | 1360091 | 1 | [5 empty] | Removed from Ground | Diesel | 4000 | Bare Steel | 1979-05-07 | Galvanized Steel
K R SMITH FARMS | RTE 2 | COOLIDGE | Thomas | 1360091 | 2 | [5 empty] | Removed from Ground | Gas (Historical Use) | 4000 | Bare Steel | 1983-05-06 | Galvanized Steel
K R SMITH FARMS | RTE 2 | COOLIDGE | Thomas | 1360091 | 3 | [5 empty] | Removed from Ground | Diesel | 2000 | Bare Steel | 1976-05-07 | Galvanized Steel
PANTRY #1 | 9083 GEORGIA HWY 33 | PAVO | Thomas | 1360094 | 1 | Flapper Valve | 1997-02-05 | FALSE | 1997-02-05 | FALSE | Currently in Use | E-10 | 10000 | Steel-Impressed Current | 1980-05-06 | Steel (Impressed Current) | Safe Suction (Euro)
PANTRY #1 | 9083 GEORGIA HWY 33 | PAVO | Thomas | 1360094 | 2 | Flapper Valve | 1997-02-05 | FALSE | 1997-02-05 | FALSE | Currently in Use | Diesel | 10000 | Steel-Impressed Current | 1980-05-06 | Steel (Impressed Current) | Safe Suction (Euro)
MEIGS STATION | DEPOT ST | MEIGS | Thomas | 1360095 | 1 | [5 empty] | Removed from Ground | Gas (Historical Use) | 2000 | Bare Steel | 1970-01-01 | Bare Steel | Safe Suction (Euro)
MEIGS STATION | DEPOT ST | MEIGS | Thomas | 1360095 | 2 | [5 empty] | Removed from Ground | Gas (Historical Use) | 560 | Bare Steel | 1970-01-01 | Bare Steel | Safe Suction (Euro)
MEIGS STATION | DEPOT ST | MEIGS | Thomas | 1360095 | 3 | [5 empty] | Removed from Ground | Gas (Historical Use) | 560 | Bare Steel | 1970-01-01 | Bare Steel | Safe Suction (Euro)
MEIGS STATION | DEPOT ST | MEIGS | Thomas | 1360095 | 4 | [5 empty] | Removed from Ground | Diesel | 560 | Bare Steel | 1970-01-01 | Bare Steel | Safe Suction (Euro)
L & G FOOD MART #3 | 107 OLD ALBANY RD | THOMASVILLE | Thomas | 1360096 | T1 | Ball Float | 1994-04-07 | FALSE | 1994-04-07 | FALSE | Currently in Use | E-10 | 6000 | Steel-Impressed Current | 1984-05-07 | Fiberglass Reinforced Plastic | Pressurized
L & G FOOD MART #3 | 107 OLD ALBANY RD | THOMASVILLE | Thomas | 1360096 | T2 | Ball Float | 1994-04-07 | FALSE | 1994-04-07 | FALSE | Currently in Use | Plus | 8000 | Steel-Impressed Current | 1984-05-07 | Fiberglass Reinforced Plastic | Pressurized
L & G FOOD MART #3 | 107 OLD ALBANY RD | THOMASVILLE | Thomas | 1360096 | T3 | Ball Float | 1994-04-07 | FALSE | 1994-04-07 | FALSE | Currently in Use | Premium | 6000 | Steel-Impressed Current | 1984-05-07 | Fiberglass Reinforced Plastic | Pressurized
KRISUAS CORNER | 1060 WEST JACKSON ST | THOMASVILLE | Thomas | 1360097 | 1 |  | 1994-12-06 |  | 1994-12-06 |  | Removed from Ground | Gas (Historical Use) | 6000 | Bare Steel | 1979-05-09 | Galvanized Steel | Safe Suction (Euro)
KRISUAS CORNER | 1060 WEST JACKSON ST | THOMASVILLE | Thomas | 1360097 | 2 |  | 1994-12-06 |  | 1994-12-06 |  | Removed from Ground | Gas (Historical Use) | 8000 | Bare Steel | 1979-05-09 | Galvanized Steel | Safe Suction (Euro)
KRISUAS CORNER | 1060 WEST JACKSON ST | THOMASVILLE | Thomas | 1360097 | 3 |  | 1994-12-06 |  | 1994-12-06 |  | Removed from Ground | Gas (Historical Use) | 6000 | Bare Steel | 1979-05-09 | Galvanized Steel | Safe Suction (Euro)
KRISUAS CORNER | 1060 WEST JACKSON ST | THOMASVILLE | Thomas | 1360097 | 4 | Ball Float | 1996-02-07 | FALSE | 1996-02-07 | FALSE | Currently in Use | E-10 | 12000 | Epoxy | 1996-01-01 | Double-Walled Flex | Pressurized
KRISUAS CORNER | 1060 WEST JACKSON ST | THOMASVILLE | Thomas | 1360097 | 5 | Ball Float | 1996-02-07 | FALSE | 1996-02-07 | FALSE | Currently in Use | Gas (Historical Use) | 8000 | Epoxy | 1996-01-01 | Double-Walled Flex | Pressurized
SUWANNEE SWIFTY #137 | 430 N BROAD ST | THOMASVILLE | Thomas | 1360098 | 1 |  | 1994-12-01 |  | 1994-12-01 |  | Removed from Ground | Gas (Historical Use) | 6000 | Bare Steel | 1980-05-08 | Galvanized Steel | Safe Suction (Euro)
SUWANNEE SWIFTY #137 | 430 N BROAD ST | THOMASVILLE | Thomas | 1360098 | 2 |  | 1994-12-01 |  | 1994-12-01 |  | Removed from Ground | Gas (Historical Use) | 6000 | Bare Steel | 1980-05-08 | Galvanized Steel | Safe Suction (Euro)
SUWANNEE SWIFTY #137 | 430 N BROAD ST | THOMASVILLE | Thomas | 1360098 | 3 |  | 1994-12-01 |  | 1994-12-01 |  | Removed from Ground | Gas (Historical Use) | 6000 | Bare Steel | 1980-05-08 | Galvanized Steel | Safe Suction (Euro)
APC #600 | 1113 E JACKSON ST | THOMASVILLE | Thomas | 1360100 | ACT271 |  | 1991-02-01 |  | 1991-02-01 |  | Removed from Ground | Gas (Historical Use) | 6000 | Composite | 1991-02-01 | Fiberglass Reinforced Plastic | Pressurized
APC #600 | 1113 E JACKSON ST | THOMASVILLE | Thomas | 1360100 | ACT275 |  | 1991-02-01 |  | 1991-02-01 |  | Removed from Ground | Gas (Historical Use) | 6000 | Composite | 1991-02-01 | Fiberglass Reinforced Plastic | Pressurized
APC #600 | 1113 E JACKSON ST | THOMASVILLE | Thomas | 1360100 | ACT276 |  | 1991-02-01 |  | 1990-02-01 |  | Removed from Ground | Gas (Historical Use) | 6000 | Composite | 1991-02-01 | Fiberglass Reinforced Plastic | Pressurized
APC #600 | 1113 E JACKSON ST | THOMASVILLE | Thomas | 1360100 | T1 | [5 empty] | Removed from Ground | Gas (Historical Use) | 8000 | Bare Steel | 1968-05-11 | Galvanized Steel
APC #600 | 1113 E JACKSON ST | THOMASVILLE | Thomas | 1360100 | T2 | [5 empty] | Removed from Ground | Gas (Historical Use) | 8000 | Bare Steel | 1968-05-11 | Galvanized Steel
APC #600 | 1113 E JACKSON ST | THOMASVILLE | Thomas | 1360100 | T3 | [5 empty] | Removed from Ground | Gas (Historical Use) | 4000 | Bare Steel | 1973-05-10 | Galvanized Steel
APC #600 | 1113 E JACKSON ST | THOMASVILLE | Thomas | 1360100 | T5 |  |  | TRUE |  | TRUE | Removed from Ground | Used Oil | 550 | Bare Steel | 1968-05-11 | Galvanized Steel
HOLIDAY INN | 211 US HWY 19 SOUTH | THOMASVILLE | Thomas | 1360101 | T1 | [5 empty] | Permanently Out of Use - historical purposes | Gas (Historical Use) | 1000 | Bare Steel |  | Galvanized Steel
THOMAS COUNTY EXTENTION SERVICE | 207 N. MADISON ST | THOMASVILLE | Thomas | 1360104 | T1 | [5 empty] | Removed from Ground | Gas (Historical Use) | 3000 | Marked Unknown | 1977-06-15 | Unknown
THOMAS COUNTY EXTENTION SERVICE | 207 N. MADISON ST | THOMASVILLE | Thomas | 1360104 | T2 | [5 empty] | Removed from Ground | Gas (Historical Use) | 3000 | Marked Unknown | 1977-06-15 | Unknown
THOMAS COUNTY EXTENTION SERVICE | 207 N. MADISON ST | THOMASVILLE | Thomas | 1360104 | T3 | [5 empty] | Removed from Ground | Gas (Historical Use) | 3000 | Marked Unknown | 1977-06-15 | Unknown
THOMAS COUNTY EXTENTION SERVICE | 207 N. MADISON ST | THOMASVILLE | Thomas | 1360104 | T6 | [5 empty] | Removed from Ground | Kerosene | 560 | Marked Unknown | 1986-05-07 | Unknown
GOLDEN OIL CO | 824 SMITH AVE | THOMASVILLE | Thomas | 1360105 | 1 |  | 1998-12-22 |  | 1998-09-20 |  | Removed from Ground | Gas (Historical Use) | 1000 | Cathodically Protected Steel | 1982-05-09 | Cathodically Protected | Suction (American)
GOLDEN OIL CO | 824 SMITH AVE | THOMASVILLE | Thomas | 1360105 | 2 | [5 empty] | Removed from Ground | Gas (Historical Use) | 560 | Bare Steel | 1974-05-11 | Galvanized Steel
GOLDEN OIL CO | 824 SMITH AVE | THOMASVILLE | Thomas | 1360105 | 3 | [5 empty] | Removed from Ground | Gas (Historical Use) | 1000 | Bare Steel | 1976-05-10 | Galvanized Steel
GOLDEN OIL CO | 824 SMITH AVE | THOMASVILLE | Thomas | 1360105 | 4 | [5 empty] | Removed from Ground | Kerosene | 290 | Bare Steel | 1981-05-09 | Galvanized Steel
GOLDEN OIL CO | 824 SMITH AVE | THOMASVILLE | Thomas | 1360105 | 5 | [5 empty] | Removed from Ground | Diesel | 3000 | Bare Steel | 1983-05-09 | Galvanized Steel | Suction (American)
GOLDEN OIL CO | 824 SMITH AVE | THOMASVILLE | Thomas | 1360105 | 6 | Overfill Alarm | 1999-10-01 | FALSE | 1999-10-01 | FALSE | Currently in Use | E-0 | 1000 | Steel-Impressed Current | 1987-04-10 | Steel (Impressed Current) | Suction (American)
GOLDEN OIL CO | 824 SMITH AVE | THOMASVILLE | Thomas | 1360105 | 7 | Overfill Alarm | 1999-10-01 | FALSE | 1999-10-01 | FALSE | Currently in Use | Diesel | 1000 | Steel-Impressed Current | 1987-09-10 | Steel (Impressed Current) | Suction (American)
GOLDEN OIL CO | 824 SMITH AVE | THOMASVILLE | Thomas | 1360105 | 8 | Overfill Alarm | 1999-10-01 | FALSE | 1999-10-01 | FALSE | Currently in Use | Kerosene | 1000 | Steel-Impressed Current | 1987-09-10 | Steel (Impressed Current) | Suction (American)
GOLDEN OIL CO | 824 SMITH AVE | THOMASVILLE | Thomas | 1360105 | 9 | Overfill Alarm | 1999-10-01 | FALSE | 1999-10-01 | FALSE | Currently in Use | Premium | 2000 | Composite | 1999-10-04 | Fiberglass Reinforced Plastic | Suction (American)
INDUSTRIAL BOILER CO INC | 221 LAW ST | THOMASVILLE | Thomas | 1360106 | 1 | [5 empty] | Removed from Ground | Gas (Historical Use) | 1000 | Bare Steel | 1974-05-11 | Galvanized Steel
INDUSTRIAL BOILER CO INC | 221 LAW ST | THOMASVILLE | Thomas | 1360106 | 2 | [5 empty] | Removed from Ground | Gas (Historical Use) | 1000 | Bare Steel | 1974-05-11 | Galvanized Steel
INDUSTRIAL BOILER CO INC | 221 LAW ST | THOMASVILLE | Thomas | 1360106 | 3 | [5 empty] | Removed from Ground | Diesel | 500 | Bare Steel | 1974-05-11 | Galvanized Steel
JEN-REE ENTERPRISE | GA HWY 319 NORTH | THOMASVILLE | Thomas | 1360107 | 1 | [5 empty] | Removed from Ground | Diesel | 4000 | Bare Steel | 1976-05-10 | Galvanized Steel
HUMPHREY'S GROCERY | Unknown | BARWICK | Thomas | 1360108 | 1 | [5 empty] | Removed from Ground | Empty | 560 | Bare Steel | 1980-05-09 | Galvanized Steel
ESTECH INC | 900 WEST CLAY ST | THOMASVILLE | Thomas | 1360110 | 1 | [5 empty] | Removed from Ground | Gas (Historical Use) | 560 | Bare Steel | 1974-05-11 | Galvanized Steel
ESTECH INC | 900 WEST CLAY ST | THOMASVILLE | Thomas | 1360110 | 2 | [5 empty] | Removed from Ground | Diesel | 290 | Bare Steel | 1974-05-11 | Galvanized Steel
THOMASVILLE LLC | 15096 US 19 S | THOMASVILLE | Thomas | 1360111 | 1 | Flapper Valve | 1997-03-01 |  | 1997-03-01 |  | Removed from Ground | Gas (Historical Use) | 10000 | Steel-Impressed Current | 1971-05-12 | Flex | Pressurized
THOMASVILLE LLC | 15096 US 19 S | THOMASVILLE | Thomas | 1360111 | 2 | Flapper Valve | 1997-03-01 |  | 1997-03-01 |  | Removed from Ground | Gas (Historical Use) | 10000 | Steel-Impressed Current | 1986-05-08 | Flex | Pressurized
THOMASVILLE LLC | 15096 US 19 S | THOMASVILLE | Thomas | 1360111 | 3 | [5 empty] | Removed from Ground | Empty | 2000 | Steel-Impressed Current | 1986-05-08 | Not Marked | Safe Suction (Euro)
BAKER SERVICE STATION TEXACO OF | 105 S MAIN ST | BOSTON | Thomas | 1360113 | 1 | [5 empty] | Closed in Ground | Gas (Historical Use) | 1000 | Bare Steel | 1986-05-08 | Galvanized Steel
BAKER SERVICE STATION TEXACO OF | 105 S MAIN ST | BOSTON | Thomas | 1360113 | 2 | [5 empty] | Closed in Ground | Gas (Historical Use) | 550 | Bare Steel | 1986-05-08 | Galvanized Steel
BAKER SERVICE STATION TEXACO OF | 105 S MAIN ST | BOSTON | Thomas | 1360113 | 3 | [5 empty] | Closed in Ground | Gas (Historical Use) | 550 | Bare Steel | 1986-05-08 | Galvanized Steel
SPENCE OIL CO | MONTICELLO ROAD | THOMASVILLE | Thomas | 1360115 | 1AST | [5 empty] | Currently in Use | Gas (Historical Use) | 550 | Bare Steel | 1986-05-08 | Galvanized Steel
VICKS GROCERY | STATE RD 122 | THOMASVILLE | Thomas | 1360116 | 1 | [5 empty] | Removed from Ground | Gas (Historical Use) | 560 | Marked Unknown | 1986-02-15 | Unknown
VICKS GROCERY | STATE RD 122 | THOMASVILLE | Thomas | 1360116 | T2 | [5 empty] | Removed from Ground | Gas (Historical Use) | 560 | Marked Unknown | 1986-02-01 | Unknown
WARNER BROS | 1341 NORTH OAK ST | THOMASVILLE | Thomas | 1360117 | T2 | [5 empty] | Removed from Ground | Gas (Historical Use) | 560 | Bare Steel | 1986-05-08 | Galvanized Steel
RYDER TS #0253A | 106 COMMERCE PARK DR | THOMASVILLE | Thomas | 1360120 | 1 | [5 empty] | Removed from Ground | Diesel | 15000 | Composite | 1981-05-09 | Bare Steel | Pressurized
RYDER TS #0253A | 106 COMMERCE PARK DR | THOMASVILLE | Thomas | 1360120 | 2 | [5 empty] | Removed from Ground | Diesel | 15000 | Composite | 1981-05-09 | Not Marked
RYDER TS #0253A | 106 COMMERCE PARK DR | THOMASVILLE | Thomas | 1360120 | 3 | [5 empty] | Removed from Ground | Diesel | 15000 | Composite | 1981-05-09 | Not Marked
RYDER TS #0253A | 106 COMMERCE PARK DR | THOMASVILLE | Thomas | 1360120 | 4 | [5 empty] | Removed from Ground | Gas (Historical Use) | 10000 | Composite | 1981-05-09 | Bare Steel | Pressurized
RYDER TS #0253A | 106 COMMERCE PARK DR | THOMASVILLE | Thomas | 1360120 | 5 | [5 empty] | Removed from Ground | Other | 6000 | Composite | 1981-05-09 | Galvanized Steel | Suction (American)
RYDER TS #0253A | 106 COMMERCE PARK DR | THOMASVILLE | Thomas | 1360120 | 6 |  |  | TRUE |  | TRUE | Removed from Ground | Used Oil | 2000 | Composite | 1981-05-09 | Bare Steel | Gravity Fed
RYDER TS #0253A | 106 COMMERCE PARK DR | THOMASVILLE | Thomas | 1360120 | 7 | Flapper Valve | 1997-02-01 | FALSE | 1997-02-01 | FALSE | Currently in Use | Diesel | 20000 | Fiberglass Double Walled | 1995-08-01 | Double-Walled Fiberglass | Pressurized
CSX TRANSPORTATION/THOMASVILLE Y | SEABOARD DR | THOMASVILLE | Thomas | 1360121 | 1 | [5 empty] | Removed from Ground | Gas (Historical Use) | 500 | Bare Steel | 1969-05-12 | Bare Steel
CSX TRANSPORTATION/THOMASVILLE Y | SEABOARD DR | THOMASVILLE | Thomas | 1360121 | 2 | [5 empty] | Removed from Ground | Gas (Historical Use) | 1000 | Bare Steel | 1993-01-28 | Bare Steel
JONES TRACTOR CO | US 19 S | THOMASVILLE | Thomas | 1360123 | 1 | [5 empty] | Removed from Ground | Diesel | 1000 | Bare Steel | 1976-05-10 | Galvanized Steel
LEON HURST | CHURCH ST PO BOX 174 | OCHLOCKNEE | Thomas | 1360124 | 1 | [5 empty] | Removed from Ground | Diesel | 2000 | Bare Steel | 1986-05-08 | Galvanized Steel | Suction (American)
COOLIDGE FERTILIZER & FARM SUPPL | US HWY 319 | COOLIDGE | Thomas | 1360127 | 1 | [5 empty] | Removed from Ground | Diesel | 1000 | Bare Steel | 1981-05-09 | Galvanized Steel
COOLIDGE FERTILIZER & FARM SUPPL | US HWY 319 | COOLIDGE | Thomas | 1360127 | 2 | [5 empty] | Removed from Ground | Gas (Historical Use) | 560 | Bare Steel | 1981-05-09 | Galvanized Steel
JOHN C CARR WELL DRILLING | GATLIN CREEK RD | THOMASVILLE | Thomas | 1360128 | 1 | [5 empty] | Removed from Ground | Diesel | 560 | Bare Steel | 1971-05-12 | Galvanized Steel
JOHN C CARR WELL DRILLING | GATLIN CREEK RD | THOMASVILLE | Thomas | 1360128 | 2 | [5 empty] | Removed from Ground | Gas (Historical Use) | 560 | Bare Steel | 1971-05-12 | Galvanized Steel
BOSTON SERVICE STATION | MAIN ST | BOSTON | Thomas | 1360134 | 1 | [5 empty] | Removed from Ground | Gas (Historical Use) | 3000 | Bare Steel | 1966-05-13 | Galvanized Steel
BOSTON SERVICE STATION | MAIN ST | BOSTON | Thomas | 1360134 | 2 | [5 empty] | Removed from Ground | Gas (Historical Use) | 2000 | Bare Steel | 1966-05-13 | Galvanized Steel
BOSTON SERVICE STATION | MAIN ST | BOSTON | Thomas | 1360134 | 3 | [5 empty] | Removed from Ground | Gas (Historical Use) | 1065 | Bare Steel | 1966-05-13 | Galvanized Steel
BOSTON SERVICE STATION | MAIN ST | BOSTON | Thomas | 1360134 | 4 | [5 empty] | Removed from Ground | Gas (Historical Use) | 1065 | Bare Steel | 1966-05-13 | Galvanized Steel
QUICK BUYS 103 | CORNER OF PINETREE BLVD & SR #20 | THOMASVILLE | Thomas | 1360135 | 1 | [5 empty] | Removed from Ground | Gas (Historical Use) | 2000 | Bare Steel | 1966-05-13 | Galvanized Steel
QUICK BUYS 103 | CORNER OF PINETREE BLVD & SR #20 | THOMASVILLE | Thomas | 1360135 | 2 | [5 empty] | Removed from Ground | Gas (Historical Use) | 1000 | Bare Steel | 1966-05-13 | Galvanized Steel
QUICK BUYS 103 | CORNER OF PINETREE BLVD & SR #20 | THOMASVILLE | Thomas | 1360135 | 3 | [5 empty] | Removed from Ground | Gas (Historical Use) | 3000 | Bare Steel | 1976-05-10 | Galvanized Steel
QUICK BUYS 103 | CORNER OF PINETREE BLVD & SR #20 | THOMASVILLE | Thomas | 1360135 | 4 | Flapper Valve | 1998-08-01 | FALSE | 1998-08-01 | FALSE | Currently in Use | E-10 | 8000 | Composite | 1987-01-01 | Fiberglass Reinforced Plastic | Pressurized
QUICK BUYS 103 | CORNER OF PINETREE BLVD & SR #20 | THOMASVILLE | Thomas | 1360135 | 5 | Flapper Valve | 1998-08-01 | FALSE | 1998-08-01 | FALSE | Currently in Use | E-10 | 6000 | Composite | 1987-01-01 | Fiberglass Reinforced Plastic | Pressurized
QUICK BUYS 103 | CORNER OF PINETREE BLVD & SR #20 | THOMASVILLE | Thomas | 1360135 | 6 | Flapper Valve | 1998-08-01 | FALSE | 1998-08-01 | FALSE | Currently in Use | Premium | 6000 | Composite | 1987-01-01 | Fiberglass Reinforced Plastic | Pressurized
OE BRADLEY GRO | FIVE FORKS | BOSTON | Thomas | 1360136 | 1 | [5 empty] | Removed from Ground | Gas (Historical Use) | 560 | Bare Steel | 1966-05-13 | Galvanized Steel
OE BRADLEY GRO | FIVE FORKS | BOSTON | Thomas | 1360136 | 2 | [5 empty] | Removed from Ground | Gas (Historical Use) | 560 | Bare Steel | 1966-05-13 | Galvanized Steel
MANLEY (OLD COLLINS GROC) | Unknown | BARWICK | Thomas | 1360137 | 1 | [5 empty] | Removed from Ground | Empty | 1065 | Bare Steel | 1966-05-13 | Galvanized Steel
MANLEY (OLD COLLINS GROC) | Unknown | BARWICK | Thomas | 1360137 | 2 | [5 empty] | Removed from Ground | Empty | 560 | Bare Steel | 1966-05-13 | Galvanized Steel
COOLEDGE BAY | US HWY 319 | THOMASVILLE | Thomas | 1360138 | 1 | [5 empty] | Removed from Ground | Empty | 4000 | Bare Steel | 1969-05-12 | Galvanized Steel
COOLEDGE BAY | US HWY 319 | THOMASVILLE | Thomas | 1360138 | 2 | [5 empty] | Removed from Ground | Empty | 2000 | Bare Steel | 1969-05-12 | Galvanized Steel
COOLEDGE BAY | US HWY 319 | THOMASVILLE | Thomas | 1360138 | 3 | [5 empty] | Removed from Ground | Empty | 2000 | Bare Steel | 1969-05-12 | Galvanized Steel
COOLEDGE BAY | US HWY 319 | THOMASVILLE | Thomas | 1360138 | 4 | [5 empty] | Removed from Ground | Empty | 1065 | Bare Steel | 1969-05-12 | Galvanized Steel
GAUTHIER GRO | GA HWY 3 | MEIGS | Thomas | 1360140 | 1 | [5 empty] | Removed from Ground | Gas (Historical Use) | 0 | Bare Steel | 1965-05-13 | Galvanized Steel
GAUTHIER GRO | GA HWY 3 | MEIGS | Thomas | 1360140 | 2 | [5 empty] | Removed from Ground | Gas (Historical Use) | 0 | Bare Steel | 1965-05-13 | Galvanized Steel
RAIL ROAD DEPOT STATION | WEST JACKSON | THOMASVILLE | Thomas | 1360141 | 1 | [5 empty] | Removed from Ground | Gas (Historical Use) | 4144 | Bare Steel | 1968-05-12 | Galvanized Steel
RAIL ROAD DEPOT STATION | WEST JACKSON | THOMASVILLE | Thomas | 1360141 | 2 | [5 empty] | Removed from Ground | Gas (Historical Use) | 4000 | Bare Steel | 1968-05-12 | Galvanized Steel
RAIL ROAD DEPOT STATION | WEST JACKSON | THOMASVILLE | Thomas | 1360141 | 3 | [5 empty] | Removed from Ground | Gas (Historical Use) | 2000 | Bare Steel | 1968-05-12 | Galvanized Steel
FLETCHER ST STATION | FLETCHER ST | THOMASVILLE | Thomas | 1360143 | 1 | [5 empty] | Removed from Ground | Gas (Historical Use) | 1065 | Bare Steel | 1966-05-13 | Galvanized Steel
FLETCHER ST STATION | FLETCHER ST | THOMASVILLE | Thomas | 1360143 | 2 | [5 empty] | Removed from Ground | Gas (Historical Use) | 1065 | Bare Steel | 1966-05-13 | Galvanized Steel
RYALS BEACHTON GEN STORE | RT 3 | THOMASVILLE | Thomas | 1360144 | 1 | [5 empty] | Removed from Ground | Empty | 1065 | Bare Steel | 1976-05-10 | Galvanized Steel
RYALS BEACHTON GEN STORE | RT 3 | THOMASVILLE | Thomas | 1360144 | 2 | [5 empty] | Removed from Ground | Empty | 1065 | Bare Steel | 1976-05-10 | Galvanized Steel
RYALS BEACHTON GEN STORE | RT 3 | THOMASVILLE | Thomas | 1360144 | 3 | [5 empty] | Removed from Ground | Empty | 560 | Bare Steel | 1976-05-10 | Galvanized Steel
Susie Q's # 27 | 1527 E JACKSON | THOMASVILLE | Thomas | 1360145 | 5 | Ball Float | 1997-03-15 | FALSE | 1997-03-15 | FALSE | Currently in Use | E-10 | 16000 | Composite | 1997-03-10 | Fiberglass Reinforced Plastic | Pressurized
Susie Q's # 27 | 1527 E JACKSON | THOMASVILLE | Thomas | 1360145 | 6 | Ball Float | 1997-03-15 | FALSE | 1997-03-15 | FALSE | Currently in Use | Premium | 12000 | Composite | 1997-03-10 | Fiberglass Reinforced Plastic | Pressurized
Susie Q's # 27 | 1527 E JACKSON | THOMASVILLE | Thomas | 1360145 | 7 | Ball Float | 1997-03-15 | FALSE | 1997-03-15 | FALSE | Currently in Use | Diesel | 4000 | Composite | 1997-03-10 | Fiberglass Reinforced Plastic | Pressurized
EASY IN & OUT | 2103 SMITH AVE | THOMASVILLE | Thomas | 1360146 | 1 |  | 1977-01-01 |  | 1977-01-01 |  | Removed from Ground | Gas (Historical Use) | 8000 | Bare Steel | 1977-05-10 | Galvanized Steel | Suction (American)
EASY IN & OUT | 2103 SMITH AVE | THOMASVILLE | Thomas | 1360146 | 2 |  | 1977-01-01 |  | 1977-01-01 |  | Removed from Ground | Gas (Historical Use) | 4000 | Bare Steel | 1977-05-10 | Galvanized Steel | Suction (American)
EASY IN & OUT | 2103 SMITH AVE | THOMASVILLE | Thomas | 1360146 | 3 |  | 1977-01-01 |  | 1977-01-01 |  | Removed from Ground | Gas (Historical Use) | 4000 | Bare Steel | 1977-05-10 | Galvanized Steel | Suction (American)
EASY IN & OUT | 2103 SMITH AVE | THOMASVILLE | Thomas | 1360146 | 4 | Ball Float | 1997-01-01 | FALSE | 1997-01-01 | FALSE | Currently in Use | E-10 | 12000 | Epoxy | 1997-01-01 | Double-Walled Flex | Pressurized
EASY IN & OUT | 2103 SMITH AVE | THOMASVILLE | Thomas | 1360146 | 5 | Ball Float | 1997-01-01 | FALSE | 1997-01-01 | FALSE | Currently in Use | Premium | 8000 | Epoxy | 1997-01-01 | Double-Walled Flex | Pressurized
SNAPPY FOOD | 1400 WEST JACKSON | THOMASVILLE | Thomas | 1360147 | 1 | [5 empty] | Removed from Ground | Gas (Historical Use) | 8000 | Bare Steel | 1977-05-10 | Galvanized Steel
SNAPPY FOOD | 1400 WEST JACKSON | THOMASVILLE | Thomas | 1360147 | 2 | [5 empty] | Removed from Ground | Gas (Historical Use) | 4000 | Bare Steel | 1977-05-10 | Galvanized Steel
SNAPPY FOOD | 1400 WEST JACKSON | THOMASVILLE | Thomas | 1360147 | 3 | [5 empty] | Removed from Ground | Gas (Historical Use) | 4000 | Bare Steel | 1977-05-10 | Galvanized Steel
PLANTATION PETROLEUM CARD LOCK | 501 SMITH AVE | THOMASVILLE | Thomas | 1360148 | 1 |  | 1998-04-01 |  | 1998-04-01 |  | Removed from Ground | Gas (Historical Use) | 17672 | Steel-Impressed Current | 1979-05-10 | Cathodically Protected | Pressurized
PLANTATION PETROLEUM CARD LOCK | 501 SMITH AVE | THOMASVILLE | Thomas | 1360148 | 2 |  | 1998-04-01 |  | 1998-04-01 |  | Removed from Ground | Gas (Historical Use) | 14138 | Steel-Impressed Current | 1979-05-10 | Cathodically Protected | Pressurized
PLANTATION PETROLEUM CARD LOCK | 501 SMITH AVE | THOMASVILLE | Thomas | 1360148 | 3 |  | 1998-04-01 |  | 1998-04-01 |  | Removed from Ground | Diesel | 14138 | Steel-Impressed Current | 1979-05-10 | Cathodically Protected | Pressurized
PLANTATION PETROLEUM CARD LOCK | 501 SMITH AVE | THOMASVILLE | Thomas | 1360148 | 4 |  | 1998-04-01 |  | 1998-04-01 |  | Closed in Ground | Gas (Historical Use) | 9424 | Steel-Impressed Current | 1979-05-10 | Cathodically Protected | Pressurized
SUWANEE #161 | 1725 PAVO ROAD | THOMASVILLE | Thomas | 1360149 | 1 | [5 empty] | Removed from Ground | Gas (Historical Use) | 8000 | Bare Steel | 1978-05-10 | Galvanized Steel | Suction (American)
SUWANEE #161 | 1725 PAVO ROAD | THOMASVILLE | Thomas | 1360149 | 2 | [5 empty] | Removed from Ground | Gas (Historical Use) | 4000 | Bare Steel | 1978-05-10 | Galvanized Steel | Suction (American)
SUWANEE #161 | 1725 PAVO ROAD | THOMASVILLE | Thomas | 1360149 | 3 | [5 empty] | Removed from Ground | Gas (Historical Use) | 4000 | Bare Steel | 1978-05-10 | Galvanized Steel | Suction (American)
BROOK GRO | 249 GIN ST | BARWICK | Thomas | 1360150 | 1 | [5 empty] | Removed from Ground | Gas (Historical Use) | 2000 | Bare Steel | 1979-05-10 | Galvanized Steel | Suction (American)
BROOK GRO | 249 GIN ST | BARWICK | Thomas | 1360150 | 2 | [5 empty] | Removed from Ground | Gas (Historical Use) | 2000 | Bare Steel | 1979-05-10 | Galvanized Steel | Suction (American)
BROOK GRO | 249 GIN ST | BARWICK | Thomas | 1360150 | 3 | [5 empty] | Removed from Ground | Gas (Historical Use) | 2000 | Bare Steel | 1979-05-10 | Galvanized Steel | Suction (American)
SUSIE Q'S #5 | 26099 HWY 19 S | OCHLOCKNEE | Thomas | 1360151 | 1 | Flapper Valve | 1998-07-15 | FALSE | 1998-07-15 | FALSE | Currently in Use | E-10 | 8000 | Steel-Impressed Current | 1998-10-01 | Steel (Impressed Current) | Pressurized
SUSIE Q'S #5 | 26099 HWY 19 S | OCHLOCKNEE | Thomas | 1360151 | 2 | Overfill Alarm | 1998-07-15 | FALSE | 1998-07-15 | FALSE | Temporarily out of use | Gas (Historical Use) | 4000 | Steel-Impressed Current | 1998-10-01 | Steel (Impressed Current) | Pressurized
SUSIE Q'S #5 | 26099 HWY 19 S | OCHLOCKNEE | Thomas | 1360151 | 3 | Flapper Valve | 1998-07-15 | FALSE | 1998-07-15 | FALSE | Currently in Use | Premium | 4000 | Steel-Impressed Current | 1998-10-01 | Steel (Impressed Current) | Pressurized
SUSIE Q'S #5 | 26099 HWY 19 S | OCHLOCKNEE | Thomas | 1360151 | 4 | Flapper Valve | 1998-07-15 | FALSE | 1998-07-15 | FALSE | Currently in Use | Diesel | 4000 | Steel-Impressed Current | 1998-10-01 | Steel (Impressed Current) | Pressurized
PACK & SACK III | 628 E CLAY ST | THOMASVILLE | Thomas | 1360152 | 1 | [5 empty] | Removed from Ground | Gas (Historical Use) | 8000 | Bare Steel | 1982-05-09 | Galvanized Steel | Pressurized
PACK & SACK III | 628 E CLAY ST | THOMASVILLE | Thomas | 1360152 | 2 | [5 empty] | Removed from Ground | Gas (Historical Use) | 4000 | Bare Steel | 1982-05-09 | Galvanized Steel | Pressurized
PACK & SACK III | 628 E CLAY ST | THOMASVILLE | Thomas | 1360152 | 3 | [5 empty] | Removed from Ground | Gas (Historical Use) | 4000 | Bare Steel | 1982-05-09 | Galvanized Steel | Pressurized
CARROLL HILL FOOD MART | 617 NORTH BLVD | THOMASVILLE | Thomas | 1360154 | 1 | Overfill Alarm | 1998-07-15 | FALSE | 1998-07-15 | FALSE | Currently in Use | E-10 | 8000 | Steel-Impressed Current | 1982-05-09 | Steel (Impressed Current) | Pressurized
CARROLL HILL FOOD MART | 617 NORTH BLVD | THOMASVILLE | Thomas | 1360154 | 2 | Overfill Alarm | 1998-07-15 | FALSE | 1998-07-15 | FALSE | Currently in Use | Plus | 4000 | Steel-Impressed Current | 1982-05-09 | Steel (Impressed Current) | Pressurized
CARROLL HILL FOOD MART | 617 NORTH BLVD | THOMASVILLE | Thomas | 1360154 | 3 | Overfill Alarm | 1998-07-15 | FALSE | 1998-07-15 | FALSE | Currently in Use | Premium | 4000 | Steel-Impressed Current | 1982-05-09 | Steel (Impressed Current) | Pressurized
Mira Foodmart | 1016 W JAPONICA AVE | COOLIDGE | Thomas | 1360155 | 1 | Flapper Valve | 1998-06-01 | FALSE | 1998-06-01 | FALSE | Currently in Use | E-10 | 8000 | Steel-Impressed Current | 1982-05-09 | Steel (Impressed Current) | Safe Suction (Euro)
Mira Foodmart | 1016 W JAPONICA AVE | COOLIDGE | Thomas | 1360155 | 2 | Flapper Valve | 1998-06-01 | FALSE | 1998-06-01 | FALSE | Currently in Use | Diesel | 8000 | Steel-Impressed Current | 1982-05-09 | Steel (Impressed Current) | Safe Suction (Euro)
Mira Foodmart | 1016 W JAPONICA AVE | COOLIDGE | Thomas | 1360155 | 3 | Flapper Valve | 1998-06-01 | FALSE | 1998-06-01 | FALSE | Currently in Use | Plus | 6000 | Steel-Impressed Current | 1982-05-09 | Steel (Impressed Current) | Safe Suction (Euro)
PRIYA 2014 LLC | 3016 E MARSHALL & CHURCH ST | MEIGS | Thomas | 1360156 | 1 | Flapper Valve | 1998-12-03 | FALSE | 1998-12-03 | FALSE | Currently in Use | E-10 | 8000 | Steel-Impressed Current | 1984-05-08 | Fiberglass Reinforced Plastic | Pressurized
PRIYA 2014 LLC | 3016 E MARSHALL & CHURCH ST | MEIGS | Thomas | 1360156 | 2 | Flapper Valve | 1998-12-03 | FALSE | 1998-12-03 | FALSE | Temporarily out of use | Gas (Historical Use) | 6000 | Steel-Impressed Current | 1984-05-08 | Fiberglass Reinforced Plastic | Pressurized
PRIYA 2014 LLC | 3016 E MARSHALL & CHURCH ST | MEIGS | Thomas | 1360156 | 3 | Flapper Valve | 1998-12-03 | FALSE | 1998-12-03 | FALSE | Currently in Use | Premium | 6000 | Steel-Impressed Current | 1984-05-08 | Fiberglass Reinforced Plastic | Pressurized
FLASH N PACK | MAGNOLA ST & FENN ST | THOMASVILLE | Thomas | 1360157 | 1 | [5 empty] | Removed from Ground | Gas (Historical Use) | 8000 | Bare Steel | 1983-05-09 | Galvanized Steel | Gravity Fed
FLASH N PACK | MAGNOLA ST & FENN ST | THOMASVILLE | Thomas | 1360157 | 2 | [5 empty] | Removed from Ground | Gas (Historical Use) | 6000 | Bare Steel | 1983-05-09 | Bare Steel | Gravity Fed
FLASH N PACK | MAGNOLA ST & FENN ST | THOMASVILLE | Thomas | 1360157 | 3 | [5 empty] | Removed from Ground | Gas (Historical Use) | 6000 | Bare Steel | 1983-05-09 | Bare Steel | Gravity Fed
PLANTATION PETROLEUM INC | 403 SMITH AVE | THOMASVILLE | Thomas | 1360158 | 10 | Flapper Valve | 1998-06-01 | FALSE | 1995-05-08 | FALSE | Currently in Use | Premium | 10000 | Composite | 1988-01-01 | Fiberglass Reinforced Plastic | Pressurized
PLANTATION PETROLEUM INC | 403 SMITH AVE | THOMASVILLE | Thomas | 1360158 | 2 | Flapper Valve | 1998-06-01 | FALSE | 1998-06-01 | FALSE | Currently in Use | Gas (Historical Use) | 17800 | Steel-Impressed Current | 1972-05-11 | Fiberglass Reinforced Plastic | Pressurized
PLANTATION PETROLEUM INC | 403 SMITH AVE | THOMASVILLE | Thomas | 1360158 | 3 | [5 empty] | Removed from Ground | Gas (Historical Use) | 6100 | Bare Steel | 1958-05-15 | Galvanized Steel
PLANTATION PETROLEUM INC | 403 SMITH AVE | THOMASVILLE | Thomas | 1360158 | 4 | [5 empty] | Removed from Ground | Gas (Historical Use) | 4000 | Bare Steel | 1958-05-15 | Galvanized Steel
PLANTATION PETROLEUM INC | 403 SMITH AVE | THOMASVILLE | Thomas | 1360158 | 6 | Flapper Valve | 1998-06-01 | FALSE | 1985-05-08 | FALSE | Currently in Use | Diesel Off Road | 20000 | Steel-Impressed Current | 1985-05-08 | Fiberglass Reinforced Plastic | Pressurized
PLANTATION PETROLEUM INC | 403 SMITH AVE | THOMASVILLE | Thomas | 1360158 | 7 | Flapper Valve | 1998-06-01 | FALSE | 1985-05-08 | FALSE | Currently in Use | Diesel Off Road | 14000 | Steel-Impressed Current | 1985-05-08 | Fiberglass Reinforced Plastic | Pressurized
PLANTATION PETROLEUM INC | 403 SMITH AVE | THOMASVILLE | Thomas | 1360158 | 8 | Flapper Valve | 1998-06-01 | FALSE | 1985-05-08 | FALSE | Currently in Use | Diesel On Road | 12000 | Steel-Impressed Current | 1985-05-08 | Fiberglass Reinforced Plastic | Pressurized
PLANTATION PETROLEUM INC | 403 SMITH AVE | THOMASVILLE | Thomas | 1360158 | 9 | [5 empty] | Removed from Ground | Kerosene | 560 | Bare Steel | 1985-05-08 | Galvanized Steel
TECH-AEROFOAM PRODUCTS | COMMERCIAL DR | THOMASVILLE | Thomas | 1360163 | 1 | [5 empty] | Removed from Ground | Gas (Historical Use) | 4000 | Bare Steel | 1980-05-07 | Galvanized Steel
RUSTY ROSS | 301 E JACKSON ST | THOMASVILLE | Thomas | 1360165 | 1 | [5 empty] | Removed from Ground | Gas (Historical Use) | 4000 | Bare Steel | 1967-05-13 | Galvanized Steel | Safe Suction (Euro)
RUSTY ROSS | 301 E JACKSON ST | THOMASVILLE | Thomas | 1360165 | 2 | [5 empty] | Removed from Ground | Gas (Historical Use) | 4000 | Bare Steel | 1967-05-13 | Galvanized Steel | Pressurized
RUSTY ROSS | 301 E JACKSON ST | THOMASVILLE | Thomas | 1360165 | 3 | [5 empty] | Removed from Ground | Gas (Historical Use) | 4000 | Bare Steel | 1967-05-13 | Galvanized Steel | Pressurized
RUSTY ROSS | 301 E JACKSON ST | THOMASVILLE | Thomas | 1360165 | 4 | [5 empty] | Removed from Ground | Gas (Historical Use) | 4000 | Bare Steel | 1967-05-13 | Galvanized Steel | Pressurized
RUSTY ROSS | 301 E JACKSON ST | THOMASVILLE | Thomas | 1360165 | 5 | [5 empty] | Removed from Ground | Gas (Historical Use) | 3000 | Bare Steel | 1967-05-13 | Galvanized Steel | Pressurized
MURRY BISHOP SERVICE STATION | 329 N MADISON ST | THOMASVILLE | Thomas | 1360167 | 1 | [5 empty] | Removed from Ground | Gas (Historical Use) | 4000 | Bare Steel | 1950-01-01 | Galvanized Steel | Safe Suction (Euro)
MURRY BISHOP SERVICE STATION | 329 N MADISON ST | THOMASVILLE | Thomas | 1360167 | 2 | [5 empty] | Removed from Ground | Gas (Historical Use) | 4000 | Bare Steel | 1950-01-01 | Galvanized Steel | Safe Suction (Euro)
MURRY BISHOP SERVICE STATION | 329 N MADISON ST | THOMASVILLE | Thomas | 1360167 | 3 | [5 empty] | Removed from Ground | Gas (Historical Use) | 4000 | Bare Steel | 1950-01-01 | Galvanized Steel | Safe Suction (Euro)
MURRY BISHOP SERVICE STATION | 329 N MADISON ST | THOMASVILLE | Thomas | 1360167 | 4 | [5 empty] | Removed from Ground | Gas (Historical Use) | 3000 | Bare Steel | 1950-01-01 | Galvanized Steel | Safe Suction (Euro)
MURRY BISHOP SERVICE STATION | 329 N MADISON ST | THOMASVILLE | Thomas | 1360167 | 5 | [5 empty] | Removed from Ground | Gas (Historical Use) | 1000 | Bare Steel | 1950-01-01 | Galvanized Steel | Safe Suction (Euro)
MURRY BISHOP SERVICE STATION | 329 N MADISON ST | THOMASVILLE | Thomas | 1360167 | 6 |  |  | TRUE |  | TRUE | Removed from Ground | Used Oil | 500 | Bare Steel | 1998-11-18 | Galvanized Steel | Gravity Fed
GA/FLA BURGLAR ALARM | 412 W WALCOTT AVE | THOMASVILLE | Thomas | 1360169 | 1 | [5 empty] | Closed in Ground | Gas (Historical Use) | 550 | Not Marked/Unknown | 1989-03-01 | Not Marked
GA/FLA BURGLAR ALARM | 412 W WALCOTT AVE | THOMASVILLE | Thomas | 1360169 | 2 | [5 empty] | Closed in Ground | Gas (Historical Use) | 550 | Not Marked/Unknown | 1989-03-01 | Not Marked
PIEDMONT HOMES | IND BLVD | THOMASVILLE | Thomas | 1360170 | 1AST | [5 empty] | Permanently Out of Use - historical purposes | Gas (Historical Use) | 1000 | Marked Unknown | 1986-05-08 | Unknown
BRACEY LUMBER CO INC | 300 WEST JEFFERSON ST | THOMASVILLE | Thomas | 1360172 | 1 | [5 empty] | Removed from Ground | Gas (Historical Use) | 250 | Marked Unknown | 1970-05-12 | Unknown
R C AUSLEY | 805 SMITH AVE | THOMASVILLE | Thomas | 1360173 | 1 | [5 empty] | Removed from Ground | Empty | 1000 | Bare Steel | 1986-05-08 | Unknown
R C AUSLEY | 805 SMITH AVE | THOMASVILLE | Thomas | 1360173 | 2 | [5 empty] | Removed from Ground | Empty | 1000 | Bare Steel | 1986-05-08 | Unknown
R C AUSLEY | 805 SMITH AVE | THOMASVILLE | Thomas | 1360173 | 3 | [5 empty] | Removed from Ground | Empty | 1000 | Bare Steel | 1986-05-08 | Unknown
CONE MOTOR INC | MOULTRIE RD | THOMASVILLE | Thomas | 1360174 | 1 | [5 empty] | Removed from Ground | Gas (Historical Use) | 2000 | Bare Steel | 1971-05-09 | Galvanized Steel
CONE MOTOR INC | MOULTRIE RD | THOMASVILLE | Thomas | 1360174 | 2 |  |  | TRUE |  | TRUE | Removed from Ground | Used Oil | 1500 | Bare Steel | 1971-05-09 | Galvanized Steel
BST/THOMASVILLE SOC R2356 | 112 WRAY ST | THOMASVILLE | Thomas | 1360176 | 1 | [5 empty] | Removed from Ground | Gas (Historical Use) | 12000 | Bare Steel | 1980-01-03 | Galvanized Steel | Pressurized
BST/THOMASVILLE SOC R2356 | 112 WRAY ST | THOMASVILLE | Thomas | 1360176 | 2 | [5 empty] | Removed from Ground | Gas (Historical Use) | 1000 | Marked Unknown | 1974-01-01 | Unknown | Pressurized
BST/TMSVLGA/R2331 | 124 REMINGTON AVE | THOMASVILLE | Thomas | 1360177 | 1 |  | 1969-01-05 |  | 1969-01-05 |  | Removed from Ground | Other | 10000 | Bare Steel | 1969-01-05 | Galvanized Steel | Suction (American)
BST/TMSVLGA/R2331 | 124 REMINGTON AVE | THOMASVILLE | Thomas | 1360177 | 2 | [5 empty] | Removed from Ground | Diesel | 550 | Bare Steel | 1955-01-01 | Unknown | Suction (American)
BST/TMSVLGA/R2331 | 124 REMINGTON AVE | THOMASVILLE | Thomas | 1360177 | 3 |  | 1996-03-28 |  | 1996-03-28 |  | Removed from Ground | Diesel | 2500 | Double Walled | 1996-03-28 | Copper | Suction (American)
BST/TMSVLGA/R2331 | 124 REMINGTON AVE | THOMASVILLE | Thomas | 1360177 | 4 | Overfill Alarm | 1998-12-29 | FALSE | 1998-12-29 | FALSE | Currently in Use | Diesel | 6000 | Fiberglass Double Walled | 1998-12-29 | Double-Walled Fiberglass | Safe Suction (Euro)
METAL BUILDING INC | 828 SMITH AVE | THOMASVILLE | Thomas | 1360178 | 1 | [5 empty] | Removed from Ground | Diesel | 250 | Bare Steel | 1982-05-09 | Galvanized Steel
SHIVAJI MAHARAJ INC | 636 W JACKSON ST | THOMASVILLE | Thomas | 1360180 | 1 | Flapper Valve | 1996-03-15 |  | 1996-03-15 |  | Removed from Ground | Gas (Historical Use) | 4000 | Steel-Impressed Current | 1976-05-15 | Steel (Impressed Current) | Safe Suction (Euro)
SHIVAJI MAHARAJ INC | 636 W JACKSON ST | THOMASVILLE | Thomas | 1360180 | 2 | Flapper Valve | 1996-03-15 |  | 1996-03-15 |  | Removed from Ground | Gas (Historical Use) | 4000 | Steel-Impressed Current | 1976-05-15 | Steel (Impressed Current) | Safe Suction (Euro)
SHIVAJI MAHARAJ INC | 636 W JACKSON ST | THOMASVILLE | Thomas | 1360180 | 3 | Flapper Valve | 1996-03-15 |  | 1996-03-15 |  | Removed from Ground | Gas (Historical Use) | 4000 | Steel-Impressed Current | 1976-05-15 | Steel (Impressed Current) | Safe Suction (Euro)
SHIVAJI MAHARAJ INC | 636 W JACKSON ST | THOMASVILLE | Thomas | 1360180 | 4 | Flapper Valve | 1996-03-15 |  | 1996-03-15 |  | Removed from Ground | Gas (Historical Use) | 4000 | Steel-Impressed Current | 1976-05-15 | Steel (Impressed Current) | Safe Suction (Euro)
SHIVAJI MAHARAJ INC | 636 W JACKSON ST | THOMASVILLE | Thomas | 1360180 | 5 | Flapper Valve | 1996-03-15 |  | 1996-03-15 |  | Removed from Ground | Gas (Historical Use) | 4000 | Steel-Impressed Current | 1976-05-15 | Steel (Impressed Current) | Safe Suction (Euro)
SHIVAJI MAHARAJ INC | 636 W JACKSON ST | THOMASVILLE | Thomas | 1360180 | 6 | Ball Float | 2007-02-14 | FALSE | 2007-02-14 | FALSE | Currently in Use | E-10 | 11000 | Composite Double Walled | 2007-02-14 | Double-Walled Fiberglass | Pressurized
SHIVAJI MAHARAJ INC | 636 W JACKSON ST | THOMASVILLE | Thomas | 1360180 | 7 | Ball Float | 2007-02-14 | FALSE | 2007-02-14 | FALSE | Currently in Use | Premium | 4000 | Composite Double Walled | 2007-02-14 | Double-Walled Fiberglass | Pressurized
319 EXPRESS 391 | 1013 EAST JACKSON ST | THOMASVILLE | Thomas | 1360181 | 1 | Flapper Valve | 1996-02-25 | FALSE | 1996-02-25 | FALSE | Temporarily out of use | Gas (Historical Use) | 3000 | Steel-Impressed Current | 1974-05-16 | Steel (Impressed Current) | Safe Suction (Euro)
319 EXPRESS 391 | 1013 EAST JACKSON ST | THOMASVILLE | Thomas | 1360181 | 2 | Flapper Valve | 1996-02-25 | FALSE | 1996-02-25 | FALSE | Currently in Use | E-10 | 3000 | Steel-Impressed Current | 1974-05-16 | Steel (Impressed Current) | Safe Suction (Euro)
319 EXPRESS 391 | 1013 EAST JACKSON ST | THOMASVILLE | Thomas | 1360181 | 3 | Flapper Valve | 1996-02-25 | FALSE | 1996-02-25 | FALSE | Currently in Use | E-10 | 4000 | Steel-Impressed Current | 1974-05-16 | Steel (Impressed Current) | Safe Suction (Euro)
319 EXPRESS 391 | 1013 EAST JACKSON ST | THOMASVILLE | Thomas | 1360181 | 4 | Flapper Valve | 1996-02-25 | FALSE | 1996-02-25 | FALSE | Currently in Use | E-10 | 4000 | Steel-Impressed Current | 1974-05-16 | Steel (Impressed Current) | Safe Suction (Euro)
319 EXPRESS 391 | 1013 EAST JACKSON ST | THOMASVILLE | Thomas | 1360181 | 5 | Flapper Valve | 1996-02-25 | FALSE | 1996-02-25 | FALSE | Currently in Use | Diesel | 4000 | Steel-Impressed Current | 1974-05-16 | Steel (Impressed Current) | Safe Suction (Euro)
Quick Mart | 4021 S PINE ST | COOLIDGE | Thomas | 1360182 | 1 | Flapper Valve | 1994-09-01 | FALSE | 1994-09-01 | FALSE | Currently in Use | E-10 | 6000 | Composite | 1985-05-13 | Double-Walled Flex | Pressurized
Quick Mart | 4021 S PINE ST | COOLIDGE | Thomas | 1360182 | 2 | Flapper Valve | 1994-09-01 | FALSE | 1994-09-01 | FALSE | Currently in Use | Plus | 8000 | Composite | 1985-05-13 | Double-Walled Flex | Pressurized
Quick Mart | 4021 S PINE ST | COOLIDGE | Thomas | 1360182 | 3 | Flapper Valve | 1994-09-01 | FALSE | 1994-09-01 | FALSE | Currently in Use | Premium | 6000 | Composite | 1985-05-13 | Double-Walled Flex | Pressurized
DIXIE GAS OIL CO INC #274 | 609 SMITH AVE | THOMASVILLE | Thomas | 1360183 | 1 | [5 empty] | Removed from Ground | Gas (Historical Use) | 3000 | Bare Steel | 1971-05-17 | Galvanized Steel
DIXIE GAS OIL CO INC #274 | 609 SMITH AVE | THOMASVILLE | Thomas | 1360183 | 2 | [5 empty] | Removed from Ground | Gas (Historical Use) | 3000 | Bare Steel | 1971-05-17 | Galvanized Steel
DIXIE GAS OIL CO INC #274 | 609 SMITH AVE | THOMASVILLE | Thomas | 1360183 | 3 | [5 empty] | Removed from Ground | Gas (Historical Use) | 3000 | Bare Steel | 1971-05-17 | Galvanized Steel
LAINES BAKERY & FOOD STORE | 1650 REMINGTON AVE | THOMASVILLE | Thomas | 1390102 | T1 | [5 empty] | Removed from Ground | Gas (Historical Use) | 3000 | Marked Unknown | 1988-01-04 | Unknown
LAINES BAKERY & FOOD STORE | 1650 REMINGTON AVE | THOMASVILLE | Thomas | 1390102 | T2 | [5 empty] | Removed from Ground | Gas (Historical Use) | 10000 | Marked Unknown | 1988-01-04 | Unknown
LAINES BAKERY & FOOD STORE | 1650 REMINGTON AVE | THOMASVILLE | Thomas | 1390102 | T3 | [5 empty] | Removed from Ground | Gas (Historical Use) | 6000 | Marked Unknown | 1988-01-04 | Unknown
FLA ROCK INDS INC | RT 2 BOX 575 | TIFTON | Tift | 1360187 | 1 | [5 empty] | Permanently Out of Use - historical purposes | Empty | 1000 | Bare Steel | 1970-04-01 | Galvanized Steel
FLA ROCK INDS INC | RT 2 BOX 575 | TIFTON | Tift | 1360187 | 2 | [5 empty] | Permanently Out of Use - historical purposes | Empty | 2000 | Bare Steel | 1974-03-31 | Galvanized Steel
FLA ROCK INDS INC | RT 2 BOX 575 | TIFTON | Tift | 1360187 | 3 | [5 empty] | Permanently Out of Use - historical purposes | Empty | 10000 | Bare Steel | 1970-04-01 | Galvanized Steel
RED TOP SHELL SVC STATION | 501 SOUTH MAIN ST | TIFTON | Tift | 7137001 | 1 | [5 empty] | Removed from Ground | Empty | 2000 | Bare Steel | 1980-01-01 | Galvanized Steel
RED TOP SHELL SVC STATION | 501 SOUTH MAIN ST | TIFTON | Tift | 7137001 | 2 | [5 empty] | Removed from Ground | Empty | 4000 | Bare Steel | 1980-01-01 | Galvanized Steel
RED TOP SHELL SVC STATION | 501 SOUTH MAIN ST | TIFTON | Tift | 7137001 | 4 | [5 empty] | Closed in Ground | Empty | 560 | Bare Steel | 1980-01-01 | Galvanized Steel
WALMART NEIGHBORHOOD MARKET #5198 | 1812 NORTH TIFT AVE | TIFTON | Tift | 10002490 | 1 | Flapper Valve | 2015-09-30 | FALSE | 2015-07-20 | FALSE | Currently in Use | E-10 | 15000 | Fiberglass Double Walled | 2015-06-12 | Double-Walled Flex | Pressurized
WALMART NEIGHBORHOOD MARKET #5198 | 1812 NORTH TIFT AVE | TIFTON | Tift | 10002490 | 2A | Flapper Valve | 2015-09-30 | FALSE | 2015-07-20 | FALSE | Currently in Use | Premium | 8000 | Fiberglass Double Walled | 2015-06-12 | Double-Walled Flex | Pressurized
WALMART NEIGHBORHOOD MARKET #5198 | 1812 NORTH TIFT AVE | TIFTON | Tift | 10002490 | 2B | Flapper Valve | 2015-09-30 | FALSE | 2015-07-20 | FALSE | Currently in Use | Diesel | 7000 | Fiberglass Double Walled | 2015-06-12 | Double-Walled Flex | Pressurized
TIFTON TIFT COUNTY LANDFILL - UST | 445 MITCHELL STORE RD | OMEGA | Tift | 10002639 | 1 | Flapper Valve | 2016-01-01 | FALSE | 2001-09-01 | FALSE | Currently in Use | Diesel | 10000 | Composite | 2001-09-01 | Steel/FG Secondary containment | Safe Suction (Euro)
JOHN THORNHILL LLC | 706 EAST SECOND STREET | TIFTON | Tift | 10001676 | 1 |  |  | FALSE |  | FALSE | Removed from Ground | Not Marked/Tank Removed | 500 | Bare Steel | 2009-01-20 | Bare Steel
JOHN THORNHILL LLC | 706 EAST SECOND STREET | TIFTON | Tift | 10001676 | 2 |  |  | FALSE |  | FALSE | Removed from Ground | Not Marked/Tank Removed | 1000 | Bare Steel | 2009-01-20 | Bare Steel
TIFTON HOUSING AUTHORITY | 325 OLD OMEGA ROAD | TIFTON | Tift | 10001817 | 1 |  |  | FALSE |  | FALSE | Removed from Ground | Gas (Historical Use) | 500 | Bare Steel | 2009-04-20 | Unknown
FORMER SUNBELT AUCTION | 3690 HIGHWAY 82 WEST | TIFTON | Tift | 10002178 | 1 |  |  | FALSE |  | FALSE | Removed from Ground | Gas (Historical Use) | 10000 | Bare Steel | 1982-01-01 | Bare Steel
FORMER SUNBELT AUCTION | 3690 HIGHWAY 82 WEST | TIFTON | Tift | 10002178 | 2 |  |  | FALSE |  | FALSE | Removed from Ground | Gas (Historical Use) | 8000 | Bare Steel | 1982-01-01 | Bare Steel
PRINCE HONDA | 1501 U S HIGHWAY 82 WEST | TIFTON | Tift | 10002086 | 1 |  |  | FALSE |  | FALSE | Removed from Ground | Used Oil | 550 | Cathodically Protected Steel | 2011-12-13 | Galvanized Steel | Gravity Fed
PRINCE HONDA | 1501 U S HIGHWAY 82 WEST | TIFTON | Tift | 10002086 | 2 |  |  | FALSE |  | FALSE | Removed from Ground | Used Oil | 550 | Cathodically Protected Steel | 2011-12-13 | Bare Steel | Gravity Fed
ABRAHAM BALDWIN AGRICULTURAL COLLEGE | 2802 MOORE HWY | TIFTON | Tift | 10001958 | 1 | Flapper Valve | 2008-04-05 | FALSE | 2008-04-05 | FALSE | Currently in Use | Diesel | 2500 | Fiberglass Double Walled | 2008-03-31 | Double-Walled Fiberglass | Safe Suction (Euro)
ESCO'S FOOD STORE #5 | 4623 HWY 82 W | TY TY | Tift | 10001215 | 1 | Ball Float | 2004-01-01 | FALSE | 2004-01-01 | FALSE | Currently in Use | E-10 | 15000 | Tank Jacket Double Walled | 2004-01-01 | Fiberglass Reinforced Plastic | Pressurized
ESCO'S FOOD STORE #5 | 4623 HWY 82 W | TY TY | Tift | 10001215 | 2A | Ball Float | 2004-01-01 | FALSE | 2004-01-01 | FALSE | Currently in Use | Premium | 4000 | Tank Jacket Double Walled | 2004-01-01 | Fiberglass Reinforced Plastic | Pressurized
ESCO'S FOOD STORE #5 | 4623 HWY 82 W | TY TY | Tift | 10001215 | 2B | Ball Float | 2004-01-01 | FALSE | 2004-01-01 | FALSE | Currently in Use | Diesel | 4000 | Tank Jacket Double Walled | 2004-01-01 | Fiberglass Reinforced Plastic | Pressurized
FORMER GAS STATION(PROPOSED WALGREENS) | 617 LOVE AVENUE | TIFTON | Tift | 10001293 | 1 |  |  | FALSE |  | FALSE | Removed from Ground | Gas (Historical Use) | 2000 | Unknown | 2007-01-12
FORMER GAS STATION(PROPOSED WALGREENS) | 617 LOVE AVENUE | TIFTON | Tift | 10001293 | 2 |  |  | FALSE |  | FALSE | Removed from Ground | Used Oil | 500 | Unknown | 2007-01-12
FORMER GAS STATION(PROPOSED WALGREENS) | 617 LOVE AVENUE | TIFTON | Tift | 10001293 | 3 |  |  | FALSE |  | FALSE | Removed from Ground | Gas (Historical Use) | 2000 | Unknown | 2007-04-24
FORMER GAS STATION(PROPOSED WALGREENS) | 617 LOVE AVENUE | TIFTON | Tift | 10001293 | 4 |  |  | FALSE |  | FALSE | Removed from Ground | Gas (Historical Use) | 1500 | Unknown | 2007-04-24
FORMER GAS STATION(PROPOSED WALGREENS) | 617 LOVE AVENUE | TIFTON | Tift | 10001293 | 5 |  |  | FALSE |  | FALSE | Removed from Ground | Gas (Historical Use) | 1500 | Unknown | 2007-04-24
PONDER PLANT COMPANY | 5390 ALABAMA AVENUE | OMEGA | Tift | 10001588 | 1 |  |  | FALSE |  | FALSE | Removed from Ground | Gas (Historical Use) | 5000 | Bare Steel | 2008-05-21 | Bare Steel
PONDER PLANT COMPANY | 5390 ALABAMA AVENUE | OMEGA | Tift | 10001588 | 2 |  |  | FALSE |  | FALSE | Removed from Ground | Diesel | 8000 | Bare Steel | 2008-05-21 | Bare Steel
ELDORADO FOOD MART | 67 OMEGA-ELDORADO ROAD | LENOX | Tift | 10000037 | 1A | Ball Float | 2000-11-13 | FALSE | 2000-11-13 | FALSE | Removed from Ground | Gas (Historical Use) | 14000 | Composite | 2000-11-13 | Fiberglass Reinforced Plastic | Pressurized
ELDORADO FOOD MART | 67 OMEGA-ELDORADO ROAD | LENOX | Tift | 10000037 | 1B | Ball Float | 2000-11-13 | FALSE | 2000-11-13 | FALSE | Removed from Ground | Gas (Historical Use) | 6000 | Composite | 2000-11-13 | Fiberglass Reinforced Plastic | Pressurized
ELDORADO FOOD MART | 67 OMEGA-ELDORADO ROAD | LENOX | Tift | 10000037 | 1C | Ball Float | 2000-11-13 | FALSE | 2000-11-13 | FALSE | Removed from Ground | Gas (Historical Use) | 5000 | Composite | 2000-11-13 | Fiberglass Reinforced Plastic | Pressurized
TIFT REGIONAL MEDICAL CENTER | 901 E 18TH ST | TIFTON | Tift | 10000087 | 1 |  |  | FALSE |  | FALSE | Removed from Ground | Diesel | 12000 | Cathodically Protected Steel | 1972-06-01 | Steel/FG Secondary containment | Pressurized
TIFT REGIONAL MEDICAL CENTER | 901 E 18TH ST | TIFTON | Tift | 10000087 | 2 |  |  | FALSE |  | FALSE | Removed from Ground | Diesel | 20000 | Cathodically Protected Steel | 1979-03-01 | Steel/FG Secondary containment | Pressurized
TIFT REGIONAL MEDICAL CENTER | 901 E 18TH ST | TIFTON | Tift | 10000087 | 3 |  | 2001-07-01 | FALSE | 2001-07-01 | FALSE | Currently in Use | Diesel | 20000 | Fiberglass Double Walled | 2001-07-01 | Double-Walled Flex | Pressurized
EATON ENTERPRISES INC | 811 WEST 7TH STREET | TIFTON | Tift | 10000111 | 1 |  |  | FALSE |  | FALSE | Removed from Ground | Gas (Historical Use) | 3000 | Bare Steel | 2002-03-27 | Galvanized Steel | Pressurized
EATON ENTERPRISES INC | 811 WEST 7TH STREET | TIFTON | Tift | 10000111 | 2 |  |  | FALSE |  | FALSE | Removed from Ground | Gas (Historical Use) | 6000 | Bare Steel | 2002-03-27 | Galvanized Steel | Pressurized
EATON ENTERPRISES INC | 811 WEST 7TH STREET | TIFTON | Tift | 10000111 | 3 |  |  | FALSE |  | FALSE | Removed from Ground | Gas (Historical Use) | 6000 | Bare Steel | 2002-03-27 | Galvanized Steel | Pressurized
FRIENDLY ESPRESS #102 | 208 E 20TH ST | TIFTON | Tift | 10000714 | 1 | Flapper Valve | 2003-11-21 | FALSE | 2003-11-21 | FALSE | Currently in Use | Premium | 20000 | Composite | 2003-11-21 | Fiberglass Reinforced Plastic | Pressurized
FRIENDLY ESPRESS #102 | 208 E 20TH ST | TIFTON | Tift | 10000714 | 2 | Flapper Valve | 2003-11-21 | FALSE | 2003-11-21 | FALSE | Currently in Use | Regular | 8000 | Composite | 2003-11-21 |  | Pressurized
FORMER AMOCO STATION - SITE #2 | 73 -B CHULA BROOKFIELD RD | CHULA | Tift | 10000747 | 1 |  |  | FALSE |  | FALSE | Removed from Ground | Gas (Historical Use) | 10000 | Bare Steel | 2004-10-14 | Bare Steel
FORMER AMOCO STATION - SITE #2 | 73 -B CHULA BROOKFIELD RD | CHULA | Tift | 10000747 | 2 |  |  | FALSE |  | FALSE | Removed from Ground | Gas (Historical Use) | 10000 | Bare Steel | 2004-10-14 | Bare Steel
FORMER AMOCO STATION - SITE #2 | 73 -B CHULA BROOKFIELD RD | CHULA | Tift | 10000747 | 3 |  |  | FALSE |  | FALSE | Removed from Ground | Gas (Historical Use) | 10000 | Bare Steel | 2004-10-14 | Bare Steel
FORMER AMOCO STATION - SITE #2 | 73 -B CHULA BROOKFIELD RD | CHULA | Tift | 10000747 | 4 |  |  | FALSE |  | FALSE | Removed from Ground | Diesel | 10000 | Bare Steel | 2004-10-14 | Bare Steel
FORMER RACECO - SITE #1 | 73 -A CHULA BROOKFIELD RD | CHULA | Tift | 10000748 | 1 |  |  | FALSE |  | FALSE | Removed from Ground | Gas (Historical Use) | 8000 | Bare Steel | 2004-10-14
FORMER RACECO - SITE #1 | 73 -A CHULA BROOKFIELD RD | CHULA | Tift | 10000748 | 2 |  |  | FALSE |  | FALSE | Removed from Ground | Gas (Historical Use) | 8000 | Bare Steel | 2004-10-14 | Bare Steel
FORMER RACECO - SITE #1 | 73 -A CHULA BROOKFIELD RD | CHULA | Tift | 10000748 | 3 |  |  | FALSE |  | FALSE | Removed from Ground | Gas (Historical Use) | 8000 | Bare Steel | 2004-10-14 | Bare Steel
FORMER RACECO - SITE #1 | 73 -A CHULA BROOKFIELD RD | CHULA | Tift | 10000748 | 4 |  |  | FALSE |  | FALSE | Removed from Ground | Diesel | 6000 | Bare Steel | 2004-10-14 | Bare Steel
LOVES TRAVEL STOP #325 | 178 SOUTHWELL BLVD | TIFTON | Tift | 10000753 | 1 | Ball Float | 2004-10-15 | FALSE | 2004-10-15 | FALSE | Currently in Use | Diesel | 20000 | Epoxy Double-Walled | 2004-10-15 | Double-Walled Fiberglass | Pressurized
LOVES TRAVEL STOP #325 | 178 SOUTHWELL BLVD | TIFTON | Tift | 10000753 | 2 | Ball Float | 2004-10-15 | FALSE | 2004-10-15 | FALSE | Currently in Use | Diesel | 20000 | Epoxy Double-Walled | 2004-10-15 | Double-Walled Fiberglass | Pressurized
LOVES TRAVEL STOP #325 | 178 SOUTHWELL BLVD | TIFTON | Tift | 10000753 | 3 | Ball Float | 2004-10-15 | FALSE | 2004-10-15 | FALSE | Currently in Use | Diesel | 20000 | Epoxy Double-Walled | 2004-10-14 | Double-Walled Fiberglass | Pressurized
LOVES TRAVEL STOP #325 | 178 SOUTHWELL BLVD | TIFTON | Tift | 10000753 | 4A | Ball Float | 2004-10-15 | FALSE | 2004-10-15 | FALSE | Currently in Use | Premium | 8000 | Epoxy Double-Walled | 2004-10-15 | Double-Walled Fiberglass | Pressurized
LOVES TRAVEL STOP #325 | 178 SOUTHWELL BLVD | TIFTON | Tift | 10000753 | 4B | Ball Float | 2004-10-15 | FALSE | 2004-10-15 | FALSE | Currently in Use | E-10 | 12000 | Epoxy Double-Walled | 2004-10-15 | Double-Walled Fiberglass | Pressurized
LOVES TRAVEL STOP #325 | 178 SOUTHWELL BLVD | TIFTON | Tift | 10000753 | 5 | Ball Float | 2004-10-15 | FALSE | 2004-10-15 | FALSE | Currently in Use | E-10 | 20000 | Epoxy Double-Walled | 2004-10-14 | Double-Walled Fiberglass | Pressurized
LOVES TRAVEL STOP #325 | 178 SOUTHWELL BLVD | TIFTON | Tift | 10000753 | 6 | Overfill Alarm | 2012-01-01 | FALSE | 2012-01-01 | FALSE | Currently in Use | Biodiesel | 20000 | Fiberglass Double Walled | 2012-01-01 | Double-Walled Fiberglass | Pressurized
SPEEGO FOOD STORE #1 | 1939 WHIDDEN MILL RD | TIFTON | Tift | 1370002 | 1 | Flapper Valve | 1998-08-01 | FALSE | 1998-08-01 | FALSE | Currently in Use | E-10 | 6000 | Steel-Impressed Current | 1985-04-23 | Steel (Impressed Current) | Pressurized
SPEEGO FOOD STORE #1 | 1939 WHIDDEN MILL RD | TIFTON | Tift | 1370002 | 2 | Flapper Valve | 1998-08-08 | FALSE | 1998-08-08 | FALSE | Currently in Use | Diesel | 6000 | Steel-Impressed Current | 1985-04-23 | Steel (Impressed Current) | Pressurized
SPEEGO FOOD STORE #1 | 1939 WHIDDEN MILL RD | TIFTON | Tift | 1370002 | 3 |  | 1998-08-01 | FALSE | 1998-08-01 | FALSE | Currently in Use | E-10 | 6000 | Steel-Impressed Current | 1985-04-23 | Steel (Impressed Current) | Pressurized
OMEGA FARM SUPPLY | GEORGIA AVE | OMEGA | Tift | 1370003 | 1 | [5 empty] | Removed from Ground | Gas (Historical Use) | 1000 | Bare Steel | 1979-04-25 | Galvanized Steel
TIFT COUNTY FORESTRY UNIT | US HWY 41 1/2 MI NORTH OF TIFTON | TIFTON | Tift | 1370005 | 1 | [5 empty] | Removed from Ground | Gas (Historical Use) | 2000 | Bare Steel | 1977-04-25 | Galvanized Steel | Safe Suction (Euro)
TIFT COUNTY FORESTRY UNIT | US HWY 41 1/2 MI NORTH OF TIFTON | TIFTON | Tift | 1370005 | 2 | [5 empty] | Removed from Ground | Diesel | 560 | Bare Steel | 1977-04-25 | Galvanized Steel | Safe Suction (Euro)
TIFT COUNTY FORESTRY UNIT | US HWY 41 1/2 MI NORTH OF TIFTON | TIFTON | Tift | 1370005 | 3 |  | 1993-12-01 |  | 1993-12-01 |  | Removed from Ground | Gas (Historical Use) | 1000 | Galvanic (STIP-3) | 1993-12-01 | Cathodically Protected | Safe Suction (Euro)
TIFT COUNTY FORESTRY UNIT | US HWY 41 1/2 MI NORTH OF TIFTON | TIFTON | Tift | 1370005 | 4 |  | 1993-12-01 |  | 1993-12-01 |  | Removed from Ground | Diesel | 1000 | Galvanic (STIP-3) | 1993-12-01 | Cathodically Protected | Safe Suction (Euro)
TIFTON DISTRICT OFFICE FORESTRY | HWY 41 SOUTH | TIFTON | Tift | 1370006 | 1 | [5 empty] | Removed from Ground | Other | 2000 | Bare Steel | 1974-04-25 | Galvanized Steel
TIFTON DISTRICT OFFICE FORESTRY | HWY 41 SOUTH | TIFTON | Tift | 1370006 | 2 |  | 1994-01-18 |  | 1994-01-18 |  | Removed from Ground | Other | 2000 | Galvanic (STIP-3) | 1994-01-18 | Cathodically Protected | Safe Suction (Euro)
QUICK BUYS #142 | 372 HWY 125 S | TIFTON | Tift | 137001 | 1 | Flapper Valve | 1990-02-20 | FALSE | 1990-02-20 | FALSE | Currently in Use | Diesel | 6000 | Galvanic (STIP-3) | 1985-04-23 | Galvanized Steel | Pressurized
QUICK BUYS #142 | 372 HWY 125 S | TIFTON | Tift | 137001 | 2 | Flapper Valve | 1990-02-20 | FALSE | 1990-02-20 | FALSE | Currently in Use | Regular | 6000 | Galvanic (STIP-3) | 1985-04-23 | Galvanized Steel | Pressurized
QUICK BUYS #142 | 372 HWY 125 S | TIFTON | Tift | 137001 | 3 | Flapper Valve | 1990-02-20 | FALSE | 1990-02-20 | FALSE | Currently in Use | Premium | 6000 | Galvanic (STIP-3) | 1985-04-23 | Galvanized Steel | Pressurized
POWELL'S AMOCO #732 | 927 WEST 8TH ST & FULWOOD BLVD | TIFTON | Tift | 1370011 | 1 | [5 empty] | Removed from Ground | Gas (Historical Use) | 8000 | Cathodically Protected Steel | 1958-04-30 | Galvanized Steel
POWELL'S AMOCO #732 | 927 WEST 8TH ST & FULWOOD BLVD | TIFTON | Tift | 1370011 | 2 | [5 empty] | Removed from Ground | Gas (Historical Use) | 10000 | Cathodically Protected Steel | 1981-04-24 | Galvanized Steel
POWELL'S AMOCO #732 | 927 WEST 8TH ST & FULWOOD BLVD | TIFTON | Tift | 1370011 | 3 | [5 empty] | Removed from Ground | Gas (Historical Use) | 10000 | Cathodically Protected Steel | 1982-04-24 | Galvanized Steel
POWELL'S AMOCO #732 | 927 WEST 8TH ST & FULWOOD BLVD | TIFTON | Tift | 1370011 | 4 |  |  | TRUE |  | TRUE | Removed from Ground | Used Oil | 500 | Bare Steel | 1964-04-28 | Galvanized Steel
PATRICK FARMS | 165 COLLEGE AVE | OMEGA | Tift | 1370012 | 1 | Flapper Valve |  |  |  |  | Removed from Ground | Gas (Historical Use) | 6000 | Bare Steel | 1976-04-13 | Galvanized Steel
PATRICK FARMS | 165 COLLEGE AVE | OMEGA | Tift | 1370012 | 2 | [5 empty] | Removed from Ground | Diesel | 6000 | Bare Steel | 1978-04-13 | Galvanized Steel
PATRICK FARMS | 165 COLLEGE AVE | OMEGA | Tift | 1370012 | 3 | [5 empty] | Removed from Ground | Diesel | 3000 | Bare Steel | 1976-04-13 | Galvanized Steel
PATRICK FARMS | 165 COLLEGE AVE | OMEGA | Tift | 1370012 | 4 | Flapper Valve | 1999-01-15 | FALSE | 1999-01-15 | FALSE | Removed from Ground | Empty | 6000 | Galvanic (STIP-3) | 1976-04-13 | Galvanized Steel | Safe Suction (Euro)
PATRICK FARMS | 165 COLLEGE AVE | OMEGA | Tift | 1370012 | 5 | Flapper Valve | 1999-01-15 | FALSE | 1999-01-15 | FALSE | Removed from Ground | Diesel | 8000 | Galvanic (STIP-3) | 1999-01-15 | Galvanized Steel | Pressurized
LITTLE RIVER GROCERY | RT 1 BOX 211-29 | TIFTON | Tift | 1370014 | 1 | [5 empty] | Removed from Ground | Gas (Historical Use) | 3000 | Bare Steel | 1966-04-26 | Galvanized Steel | Suction (American)
LITTLE RIVER GROCERY | RT 1 BOX 211-29 | TIFTON | Tift | 1370014 | 2 | [5 empty] | Closed in Ground | Gas (Historical Use) | 1000 | Bare Steel | 1966-04-26 | Galvanized Steel | Suction (American)
LITTLE RIVER GROCERY | RT 1 BOX 211-29 | TIFTON | Tift | 1370014 | 3 | [5 empty] | Removed from Ground | Gas (Historical Use) | 3000 | Bare Steel | 1966-04-26 | Galvanized Steel
LITTLE RIVER GROCERY | RT 1 BOX 211-29 | TIFTON | Tift | 1370014 | 4 | [5 empty] | Removed from Ground | Gas (Historical Use) | 6000 | Fiberglass | 1988-07-15 | Galvanized Steel | Suction (American)
UTILCO RAILROAD | 905 OMEGA TYTY RD | TIFTON | Tift | 1370017 | 1 | Flapper Valve | 1998-11-09 | FALSE | 1998-11-09 | FALSE | Currently in Use | Diesel | 10000 | Galvanic (STIP-3) | 1983-04-12 | Steel (Impressed Current) | Safe Suction (Euro)
UTILCO RAILROAD | 905 OMEGA TYTY RD | TIFTON | Tift | 1370017 | 2 | Flapper Valve | 1998-11-09 | FALSE | 1998-11-09 | FALSE | Currently in Use | Diesel | 4000 | Steel-Impressed Current | 1983-04-12 | Steel (Impressed Current) | Safe Suction (Euro)
UTILCO RAILROAD | 905 OMEGA TYTY RD | TIFTON | Tift | 1370017 | 3 | Flapper Valve | 1998-11-09 | FALSE | 1998-11-09 | FALSE | Currently in Use | Regular | 10000 | Galvanic (STIP-3) | 1983-04-12 | Steel (Impressed Current) | Safe Suction (Euro)
SUSIE QS #4 | 5499 ALABAMA AVE | OMEGA | Tift | 1370018 | 1 | [5 empty] | Removed from Ground | Diesel | 6000 | Bare Steel | 1973-04-14 | Galvanized Steel
SUSIE QS #4 | 5499 ALABAMA AVE | OMEGA | Tift | 1370018 | 2 | [5 empty] | Removed from Ground | Gas (Historical Use) | 6000 | Bare Steel | 1973-04-14 | Galvanized Steel
SUSIE QS #4 | 5499 ALABAMA AVE | OMEGA | Tift | 1370018 | 3 | [5 empty] | Removed from Ground | Gas (Historical Use) | 6000 | Bare Steel | 1973-04-14 | Galvanized Steel
SUSIE QS #4 | 5499 ALABAMA AVE | OMEGA | Tift | 1370018 | 4 | Ball Float | 1997-07-06 | FALSE | 1997-07-06 | FALSE | Currently in Use | Diesel | 4000 | Composite | 1997-07-01 | Fiberglass Reinforced Plastic | Pressurized
SUSIE QS #4 | 5499 ALABAMA AVE | OMEGA | Tift | 1370018 | 5 | Ball Float | 1997-07-06 | FALSE | 1997-07-06 | FALSE | Currently in Use | Premium | 10000 | Composite | 1997-07-01 | Fiberglass Reinforced Plastic | Pressurized
SUSIE QS #4 | 5499 ALABAMA AVE | OMEGA | Tift | 1370018 | 6 | Ball Float | 1997-07-06 | FALSE | 1997-07-06 | FALSE | Currently in Use | Regular | 8000 | Composite | 1997-07-01 | Fiberglass Reinforced Plastic | Pressurized
EZ TRIP | 4468 HWY 319 S | TIFTON | Tift | 1370019 | 1 |  | 1997-03-02 |  | 1997-03-02 |  | Removed from Ground | Gas (Historical Use) | 8000 | Cathodically Protected Steel | 1985-04-15 | Fiberglass Reinforced Plastic | Pressurized
EZ TRIP | 4468 HWY 319 S | TIFTON | Tift | 1370019 | 2 |  | 1997-03-02 |  | 1997-03-02 |  | Removed from Ground | Gas (Historical Use) | 4000 | Cathodically Protected Steel | 1985-04-15 | Fiberglass Reinforced Plastic | Pressurized
EZ TRIP | 4468 HWY 319 S | TIFTON | Tift | 1370019 | 3 |  | 1997-03-02 |  | 1997-03-02 |  | Removed from Ground | Gas (Historical Use) | 2000 | Bare Steel | 1985-04-15 | Galvanized Steel | Suction (American)
EZ TRIP | 4468 HWY 319 S | TIFTON | Tift | 1370019 | 4 |  |  | TRUE |  | TRUE | Removed from Ground | Used Oil | 500 | Marked Unknown | 1995-09-01 | Unknown
EZ TRIP | 4468 HWY 319 S | TIFTON | Tift | 1370019 | 5A | Ball Float | 1995-09-07 | FALSE | 1995-09-12 | TRUE | Temporarily out of use | Empty | 8000 | Galvanic (STIP-3) | 1995-09-07 | Fiberglass Reinforced Plastic | Pressurized
EZ TRIP | 4468 HWY 319 S | TIFTON | Tift | 1370019 | 5B | Ball Float | 1995-09-07 | FALSE | 1995-09-12 | TRUE | Temporarily out of use | Regular | 4000 | Galvanic (STIP-3) | 1995-09-07 | Fiberglass Reinforced Plastic | Pressurized
DIXIE LILY DIST WHSE/BEATRICE/MA | 130 W SECOND ST | TIFTON | Tift | 1370022 | 1 | [5 empty] | Removed from Ground | Diesel | 10000 | Bare Steel | 1981-03-25 | Galvanized Steel
B & B VENDORS INC | 410 E 3 RD ST | TIFTON | Tift | 1370023 | 1 | [5 empty] | Removed from Ground | Gas (Historical Use) | 2000 | Cathodically Protected Steel | 1982-03-04 | Galvanized Steel
GA DEPT PUBLIC SAFETY/GA STATE POST 13 | 455 FULWOOD BLVD | TIFTON | Tift | 1370026 | 1 | [5 empty] | Removed from Ground | Gas (Historical Use) | 6000 | Bare Steel | 1986-03-06 | Galvanized Steel
HUTCHINSON MOVING AND STORAGE | 706 E SECOND ST | TIFTON | Tift | 1370027 | 1 | [5 empty] | Closed in Ground | Empty | 0 | Marked Unknown | 1986-01-16 | Unknown
HUTCHINSON MOVING AND STORAGE | 706 E SECOND ST | TIFTON | Tift | 1370027 | 2 | [5 empty] | Removed from Ground | Empty | 0 | Marked Unknown | 1986-01-16 | Unknown
IMC FERTILIZER INC/INTERNATIONAL | GIVE LOCATION ADDRES | TIFTON | Tift | 1370028 | 1 | [5 empty] | Removed from Ground | Diesel | 500 | Bare Steel | 1971-02-28 | Galvanized Steel
IMC FERTILIZER INC/INTERNATIONAL | GIVE LOCATION ADDRES | TIFTON | Tift | 1370028 | 2 | [5 empty] | Removed from Ground | Diesel | 500 | Bare Steel | 1971-02-28 | Galvanized Steel
IMC FERTILIZER INC/INTERNATIONAL | GIVE LOCATION ADDRES | TIFTON | Tift | 1370028 | 3 | [5 empty] | Removed from Ground | Gas (Historical Use) | 500 | Bare Steel | 1961-03-02 | Galvanized Steel
JACK'S AUTO PARTS | RT 6 BOX 676 HWY 319 @ UNIO RD | TIFTON | Tift | 1370029 | 1 | [5 empty] | Removed from Ground | Empty | 1000 | Marked Unknown | 1976-03-02 | Unknown | Gravity Fed
LEWIS TAYLOR FARMS | P O BOX 822 | TIFTON | Tift | 1370030 | 1 | [5 empty] | Removed from Ground | Gas (Historical Use) | 10000 | Bare Steel | 1983-03-04 | Galvanized Steel
LEWIS TAYLOR FARMS | P O BOX 822 | TIFTON | Tift | 1370030 | 2 | [5 empty] | Removed from Ground | Gas (Historical Use) | 3000 | Bare Steel | 1983-03-04 | Galvanized Steel
LEWIS TAYLOR FARMS | P O BOX 822 | TIFTON | Tift | 1370030 | 3 | [5 empty] | Removed from Ground | Diesel | 2000 | Bare Steel | 1983-03-04 | Galvanized Steel
PLANT TELEPHONE CO INC HEADQUART | 1703 US HWY 82 W | TIFTON | Tift | 1370032 | 1 | Flapper Valve | 1997-09-01 | FALSE | 1997-09-01 | FALSE | Currently in Use | Premium | 6000 | Steel-Impressed Current | 1982-03-04 | Steel (Impressed Current) | Suction (American)
PLANT TELEPHONE CO INC HEADQUART | 1703 US HWY 82 W | TIFTON | Tift | 1370032 | 2 | Flapper Valve | 1997-09-01 | FALSE | 1997-09-01 | FALSE | Currently in Use | Regular | 6000 | Steel-Impressed Current | 1982-03-04 | Steel (Impressed Current) | Suction (American)
PLANT TELEPHONE CO INC HEADQUART | 1703 US HWY 82 W | TIFTON | Tift | 1370032 | 3 | Flapper Valve | 1997-09-01 | FALSE | 1997-09-01 | FALSE | Currently in Use | Diesel | 6000 | Steel-Impressed Current | 1982-03-04 | Steel (Impressed Current) | Suction (American)
RAYS SERVICE CENTER | 1016 LOVE AVE | TIFTON | Tift | 1370035 | 1 |  | 1998-03-31 |  | 1998-03-31 |  | Removed from Ground | Gas (Historical Use) | 10000 | Cathodically Protected Steel | 1984-03-03 | Cathodically Protected | Pressurized
RAYS SERVICE CENTER | 1016 LOVE AVE | TIFTON | Tift | 1370035 | 2 | [5 empty] | Removed from Ground | Gas (Historical Use) | 2000 | Cathodically Protected Steel | 1966-03-08 | Cathodically Protected | Suction (American)
RAYS SERVICE CENTER | 1016 LOVE AVE | TIFTON | Tift | 1370035 | 3 | [5 empty] | Removed from Ground | Gas (Historical Use) | 2000 | Cathodically Protected Steel | 1966-03-08 | Cathodically Protected | Suction (American)
RAYS SERVICE CENTER | 1016 LOVE AVE | TIFTON | Tift | 1370035 | 4 | [5 empty] | Removed from Ground | Gas (Historical Use) | 2000 | Cathodically Protected Steel | 1971-03-07 | Cathodically Protected | Suction (American)
RAYS SERVICE CENTER | 1016 LOVE AVE | TIFTON | Tift | 1370035 | 5 |  |  | TRUE |  | TRUE | Removed from Ground | Used Oil | 500 | Cathodically Protected Steel | 1982-03-04 | Not Marked
RAYS SERVICE CENTER | 1016 LOVE AVE | TIFTON | Tift | 1370035 | 6 |  | 1998-03-31 |  | 1998-03-31 |  | Removed from Ground | Gas (Historical Use) | 10000 | Cathodically Protected Steel | 1984-03-03 | Cathodically Protected | Pressurized
REEVES CONSTRUCTION CO | I-75 & OLD UNION ROAD | TIFTON | Tift | 1370036 | 1 | [5 empty] | Removed from Ground | Diesel | 10000 | Bare Steel | 1986-02-26 | Galvanized Steel
REEVES CONSTRUCTION CO | I-75 & OLD UNION ROAD | TIFTON | Tift | 1370036 | 2 | [5 empty] | Removed from Ground | Empty | 10000 | Bare Steel | 1986-02-26 | Unknown
REEVES CONSTRUCTION CO | I-75 & OLD UNION ROAD | TIFTON | Tift | 1370036 | 3 | [5 empty] | Removed from Ground | Empty | 10000 | Bare Steel | 1986-02-26 | Unknown
REEVES CONSTRUCTION CO | I-75 & OLD UNION ROAD | TIFTON | Tift | 1370036 | 4 | [5 empty] | Removed from Ground | Empty | 1 | Bare Steel | 1986-02-26 | Unknown
DRIVING RANGE | FULWOOD RD @ I-75 ACCESS RD | TIFTON | Tift | 1370038 | 1 | [5 empty] | Removed from Ground | Gas (Historical Use) | 3000 | Bare Steel | 1976-01-11 | Galvanized Steel | Suction (American)
OMEGA ELEMENTARY SCHOOL | COLLEGE ST | OMEGA | Tift | 1370039 | 1 |  |  | FALSE |  | FALSE | Permanently Out of Use - historical purposes | Diesel | 1000 | Bare Steel | 1956-01-16 | Galvanized Steel | Suction (American)
OMEGA ELEMENTARY SCHOOL | COLLEGE ST | OMEGA | Tift | 1370039 | 2 |  |  | FALSE |  | FALSE | Permanently Out of Use - historical purposes | Diesel | 550 | Bare Steel | 1951-01-17 | Galvanized Steel | Suction (American)
OMEGA ELEMENTARY SCHOOL | COLLEGE ST | OMEGA | Tift | 1370039 | 3 | [5 empty] | Permanently Out of Use - historical purposes | Empty | 4000 | Bare Steel | 1956-01-16 | Galvanized Steel | Suction (American)
TIFT COUNTY SCHOOL BUS SHOP | 1050 JAY FLOWERS RD | TIFTON | Tift | 1370040 | 1 | [5 empty] | Removed from Ground | Gas (Historical Use) | 6000 | Steel-Impressed Current | 1960-01-15 | Cathodically Protected | Suction (American)
TIFT COUNTY SCHOOL BUS SHOP | 1050 JAY FLOWERS RD | TIFTON | Tift | 1370040 | 2 | Flapper Valve | 1998-11-01 | FALSE | 1998-11-01 | FALSE | Currently in Use | Regular | 6000 | Steel-Impressed Current | 1971-01-12 | Fiberglass Reinforced Plastic | Safe Suction (Euro)
TIFT COUNTY SCHOOL BUS SHOP | 1050 JAY FLOWERS RD | TIFTON | Tift | 1370040 | 3 | Flapper Valve | 1998-11-01 | FALSE | 1998-11-01 | FALSE | Currently in Use | Diesel | 3000 | Steel-Impressed Current | 1976-01-11 | Fiberglass Reinforced Plastic | Safe Suction (Euro)
TIFT COUNTY SCHOOL BUS SHOP | 1050 JAY FLOWERS RD | TIFTON | Tift | 1370040 | 4 |  | 1998-11-01 |  | 1998-11-01 |  | Removed from Ground | Diesel | 8000 | Cathodically Protected Steel | 1981-01-09 | Cathodically Protected | Suction (American)
TIFT COUNTY SCHOOL BUS SHOP | 1050 JAY FLOWERS RD | TIFTON | Tift | 1370040 | 5 |  |  | TRUE |  | TRUE | Removed from Ground | Used Oil | 3000 | Steel-Impressed Current | 1971-01-12 | Cathodically Protected | Suction (American)
TIFT COUNTY SCHOOL BUS SHOP | 1050 JAY FLOWERS RD | TIFTON | Tift | 1370040 | 6 | Flapper Valve | 1990-01-01 | FALSE | 1990-01-01 | FALSE | Currently in Use | Diesel | 10000 | Galvanic (STIP-3) | 1990-01-01 | Fiberglass Reinforced Plastic | Safe Suction (Euro)
TIFTON STEEL PRODUCTS CO | HWY 41 SOUTH | TIFTON | Tift | 1370041 | 1 | [5 empty] | Removed from Ground | Gas (Historical Use) | 500 | Bare Steel | 1969-03-03 | Bare Steel
TIFTON STEEL PRODUCTS CO | HWY 41 SOUTH | TIFTON | Tift | 1370041 | 2 | [5 empty] | Removed from Ground | Gas (Historical Use) | 500 | Bare Steel | 1969-03-03 | Bare Steel
WENDELL ROBERSON FARMS INC | 35 HICKORY SPRING CHURCH RD | TIFTON | Tift | 1370043 | 1 | Flapper Valve | 1997-09-01 | FALSE | 1997-09-01 | FALSE | Currently in Use | Diesel | 12500 | Steel-Impressed Current | 1985-07-08 | Steel (Impressed Current) | Safe Suction (Euro)
WENDELL ROBERSON FARMS INC | 35 HICKORY SPRING CHURCH RD | TIFTON | Tift | 1370043 | 2 | Flapper Valve | 1997-09-01 | FALSE | 1997-09-01 | FALSE | Currently in Use | Regular | 12500 | Steel-Impressed Current | 1985-07-08 | Steel (Impressed Current) | Safe Suction (Euro)
BOBS QUICK STOP | 1010 WEST EIGHTH ST | TIFTON | Tift | 1370044 | 1A |  | 1996-03-20 |  | 1996-03-20 |  | Removed from Ground | Gas (Historical Use) | 4000 | Steel-Impressed Current | 1979-04-23 | Steel (Impressed Current) | Pressurized
BOBS QUICK STOP | 1010 WEST EIGHTH ST | TIFTON | Tift | 1370044 | 1B |  | 1996-03-20 |  | 1996-03-20 |  | Removed from Ground | Gas (Historical Use) | 4000 | Steel-Impressed Current | 1979-04-23 | Steel (Impressed Current) | Pressurized
BOBS QUICK STOP | 1010 WEST EIGHTH ST | TIFTON | Tift | 1370044 | 2 |  | 1996-03-20 |  | 1996-03-20 |  | Removed from Ground | Gas (Historical Use) | 4000 | Steel-Impressed Current | 1979-04-23 | Steel (Impressed Current) | Pressurized
BOBS QUICK STOP | 1010 WEST EIGHTH ST | TIFTON | Tift | 1370044 | 3 |  | 1996-03-20 |  | 1996-03-20 |  | Removed from Ground | Gas (Historical Use) | 4000 | Steel-Impressed Current | 1979-04-23 | Cathodically Protected | Pressurized
BOBS QUICK STOP | 1010 WEST EIGHTH ST | TIFTON | Tift | 1370044 | 4 |  | 1996-03-20 |  | 1996-03-20 |  | Removed from Ground | Gas (Historical Use) | 4000 | Steel-Impressed Current | 1979-04-23 | Cathodically Protected
BOBS QUICK STOP | 1010 WEST EIGHTH ST | TIFTON | Tift | 1370044 | 5 |  | 1996-03-20 |  | 1996-03-20 |  | Removed from Ground | Diesel | 4000 | Steel-Impressed Current | 1979-04-23 | Cathodically Protected | Pressurized
KMART #7028 | 100 VIRGINIA AVE | TIFTON | Tift | 1370046 | 1 |  |  | TRUE |  | TRUE | Permanently Out of Use - historical purposes | Used Oil | 1000 | Bare Steel | 1973-04-07 | Galvanized Steel
KELLEY MANUFACTURING CO | 80 VERNON DR | TIFTON | Tift | 1370047 | 1 | [5 empty] | Removed from Ground | Diesel | 10000 | Bare Steel | 1978-04-11 | Galvanized Steel | Suction (American)
TIFTON BRIDGE MAINT HQ/GA DOT | GA HWY 125 S 1/4 MI FROM US 41 | TIFTON | Tift | 1370053 | 1 |  | 1997-02-01 |  | 1997-02-01 |  | Currently in Use | Gas (Historical Use) | 10000 | Fiberglass | 1997-02-01 | Double-Walled Fiberglass | Pressurized
TIFTON BRIDGE MAINT HQ/GA DOT | GA HWY 125 S 1/4 MI FROM US 41 | TIFTON | Tift | 1370053 | 10402-4 | [5 empty] | Removed from Ground | Other | 500 | Bare Steel | 1971-05-03 | Galvanized Steel
TIFTON BRIDGE MAINT HQ/GA DOT | GA HWY 125 S 1/4 MI FROM US 41 | TIFTON | Tift | 1370053 | 10402-5 | [5 empty] | Removed from Ground | Gas (Historical Use) | 1000 | Bare Steel | 1971-05-03 | Galvanized Steel
TIFTON BRIDGE MAINT HQ/GA DOT | GA HWY 125 S 1/4 MI FROM US 41 | TIFTON | Tift | 1370053 | 10402-6 | [5 empty] | Removed from Ground | Gas (Historical Use) | 1000 | Bare Steel | 1971-05-03 | Galvanized Steel
TIFTON BRIDGE MAINT HQ/GA DOT | GA HWY 125 S 1/4 MI FROM US 41 | TIFTON | Tift | 1370053 | 10402-7 | [5 empty] | Removed from Ground | Other | 500 | Bare Steel | 1981-04-30 | Galvanized Steel
TIFTON BRIDGE MAINT HQ/GA DOT | GA HWY 125 S 1/4 MI FROM US 41 | TIFTON | Tift | 1370053 | 10402-8 | [5 empty] | Removed from Ground | Other | 500 | Bare Steel | 1993-04-02 | Galvanized Steel
TIFTON BRIDGE MAINT HQ/GA DOT | GA HWY 125 S 1/4 MI FROM US 41 | TIFTON | Tift | 1370053 | 2 |  | 1997-02-01 |  | 1997-02-01 |  | Currently in Use | Diesel | 6000 | Fiberglass | 1997-02-01 | Double-Walled Fiberglass | Pressurized
TIFTON BRIDGE MAINT HQ/GA DOT | GA HWY 125 S 1/4 MI FROM US 41 | TIFTON | Tift | 1370053 | 402D1 | [5 empty] | Removed from Ground | Diesel | 1100 | Bare Steel | 1986-04-01 | Galvanized Steel | Suction (American)
TIFTON BRIDGE MAINT HQ/GA DOT | GA HWY 125 S 1/4 MI FROM US 41 | TIFTON | Tift | 1370053 | 402D2 | [5 empty] | Removed from Ground | Diesel | 1100 | Bare Steel | 1986-04-01 | Galvanized Steel | Suction (American)
TIFTON BRIDGE MAINT HQ/GA DOT | GA HWY 125 S 1/4 MI FROM US 41 | TIFTON | Tift | 1370053 | 402G1 | [5 empty] | Removed from Ground | Gas (Historical Use) | 5000 | Cathodically Protected Steel | 1986-04-01 | Cathodically Protected | Suction (American)
GA DOT #10443 | OLD UNION RD/ 1/2 MI WEST I-75 | TIFTON | Tift | 1370054 | 10443-1 | [5 empty] | Removed from Ground | Gas (Historical Use) | 2000 | Bare Steel | 1971-05-03 | Galvanized Steel
GA DOT #10443 | OLD UNION RD/ 1/2 MI WEST I-75 | TIFTON | Tift | 1370054 | 10443-2 | [5 empty] | Removed from Ground | Diesel | 1000 | Bare Steel | 1971-05-03 | Galvanized Steel
GA DOT #10443 | OLD UNION RD/ 1/2 MI WEST I-75 | TIFTON | Tift | 1370054 | 443D1 |  | 1988-01-12 |  | 1988-01-12 |  | Removed from Ground | Diesel | 1050 | Cathodically Protected Steel | 1988-10-12 | Galvanized Steel | Suction (American)
GA DOT #10443 | OLD UNION RD/ 1/2 MI WEST I-75 | TIFTON | Tift | 1370054 | 443G1 |  | 1988-10-12 |  | 1988-10-12 |  | Removed from Ground | Gas (Historical Use) | 1050 | Cathodically Protected Steel | 1988-10-12 | Galvanized Steel | Suction (American)
TIFT CO SHOP | 710 1/2 WEST SECOND ST | TIFTON | Tift | 1370055 | 1 |  | 1997-03-01 |  | 1997-03-01 |  | Currently in Use | Gas (Historical Use) | 10000 | Fiberglass | 1997-03-01 | Double-Walled Fiberglass | Pressurized
TIFT CO SHOP | 710 1/2 WEST SECOND ST | TIFTON | Tift | 1370055 | 10455-1 | [5 empty] | Removed from Ground | Other | 500 | Bare Steel | 1971-05-03 | Galvanized Steel
TIFT CO SHOP | 710 1/2 WEST SECOND ST | TIFTON | Tift | 1370055 | 10455-2 |  |  | TRUE |  | TRUE | Removed from Ground | Used Oil | 1000 | Bare Steel | 1988-04-01 | Not Marked
TIFT CO SHOP | 710 1/2 WEST SECOND ST | TIFTON | Tift | 1370055 | 2 |  | 1997-03-01 |  | 1997-03-01 |  | Currently in Use | Diesel | 6000 | Fiberglass | 1997-03-01 | Double-Walled Fiberglass | Pressurized
TIFT CO SHOP | 710 1/2 WEST SECOND ST | TIFTON | Tift | 1370055 | 455D1 | [5 empty] | Removed from Ground | Diesel | 5000 | Bare Steel | 1982-09-01 | Galvanized Steel | Safe Suction (Euro)
TIFT CO SHOP | 710 1/2 WEST SECOND ST | TIFTON | Tift | 1370055 | 455G1 | [5 empty] | Removed from Ground | Gas (Historical Use) | 5000 | Bare Steel | 1982-09-01 | Galvanized Steel | Safe Suction (Euro)
TIFT CO SHOP | 710 1/2 WEST SECOND ST | TIFTON | Tift | 1370055 | 455G2 | [5 empty] | Removed from Ground | Gas (Historical Use) | 5000 | Bare Steel | 1982-09-01 | Galvanized Steel | Safe Suction (Euro)
USDA ARS ADMIN OFFICE | GA COASTAL PLAIN EXPERIMENT ST | TIFTON | Tift | 1370057 | 1 | [5 empty] | Removed from Ground | Gas (Historical Use) | 5000 | Bare Steel | 1982-04-05 | Galvanized Steel
USDA ARS ADMIN OFFICE | GA COASTAL PLAIN EXPERIMENT ST | TIFTON | Tift | 1370057 | 2 | [5 empty] | Removed from Ground | Gas (Historical Use) | 5000 | Bare Steel | 1982-04-05 | Galvanized Steel | TOU
USDA ARS ADMIN OFFICE | GA COASTAL PLAIN EXPERIMENT ST | TIFTON | Tift | 1370057 | 3 | Flapper Valve | 1992-01-02 | FALSE | 1992-01-02 | FALSE | Currently in Use | Regular | 10000 | Fiberglass | 1992-01-02 | Fiberglass Reinforced Plastic | Safe Suction (Euro)
USDA ARS ADMIN OFFICE | GA COASTAL PLAIN EXPERIMENT ST | TIFTON | Tift | 1370057 | 4 |  | 1992-01-02 |  | 1992-01-02 |  | Removed from Ground | Diesel | 550 | Fiberglass | 1992-01-02 | Fiberglass Reinforced Plastic | Safe Suction (Euro)
USDA ARS ADMIN OFFICE | GA COASTAL PLAIN EXPERIMENT ST | TIFTON | Tift | 1370057 | 5 |  | 1992-01-02 |  | 1992-01-02 |  | Removed from Ground | Diesel | 550 | Fiberglass | 1992-01-02 | Fiberglass Reinforced Plastic | Safe Suction (Euro)
USDA ARS ADMIN OFFICE | GA COASTAL PLAIN EXPERIMENT ST | TIFTON | Tift | 1370057 | 6 |  | 1992-01-02 |  | 1992-01-02 |  | Removed from Ground | Diesel | 550 | Fiberglass | 1992-01-02 | Fiberglass Reinforced Plastic | Safe Suction (Euro)
PALM CITY TEXACO | I-75 & CHULA EXIT | CHULA | Tift | 1370058 | 1 | [5 empty] | Removed from Ground | Empty | 4000 | Bare Steel | 1966-03-31 | Galvanized Steel
PALM CITY TEXACO | I-75 & CHULA EXIT | CHULA | Tift | 1370058 | 2 | [5 empty] | Removed from Ground | Empty | 4000 | Bare Steel | 1966-03-31 | Galvanized Steel
PALM CITY TEXACO | I-75 & CHULA EXIT | CHULA | Tift | 1370058 | 3 | [5 empty] | Removed from Ground | Empty | 4000 | Bare Steel | 1966-03-31 | Galvanized Steel
PALM CITY TEXACO | I-75 & CHULA EXIT | CHULA | Tift | 1370058 | 4 | [5 empty] | Removed from Ground | Empty | 4000 | Bare Steel | 1966-03-31 | Galvanized Steel
PALM CITY TEXACO | I-75 & CHULA EXIT | CHULA | Tift | 1370058 | 5 | [5 empty] | Removed from Ground | Empty | 4000 | Bare Steel | 1966-03-31 | Galvanized Steel
SHOP & GO | 320 W 12TH ST | TIFTON | Tift | 1370059 | 1 | [5 empty] | Removed from Ground | Empty | 6000 | Bare Steel | 1986-03-26 | Galvanized Steel
SHOP & GO | 320 W 12TH ST | TIFTON | Tift | 1370059 | 2 | [5 empty] | Removed from Ground | Empty | 10000 | Bare Steel | 1986-03-26 | Galvanized Steel
MAGNOLIA PLANTATION INC | 35 OMEGA-Eldorado RD | TIFTON | Tift | 1370060 | 1 |  | 1998-09-03 |  | 1998-09-03 |  | Removed from Ground | Gas (Historical Use) | 10000 | Steel-Impressed Current | 1984-03-26 | Galvanized Steel | Pressurized
MAGNOLIA PLANTATION INC | 35 OMEGA-Eldorado RD | TIFTON | Tift | 1370060 | 2 |  | 1998-09-03 |  | 1998-09-09 |  | Removed from Ground | Gas (Historical Use) | 10000 | Steel-Impressed Current | 1984-03-26 | Galvanized Steel | Pressurized
MAGNOLIA PLANTATION INC | 35 OMEGA-Eldorado RD | TIFTON | Tift | 1370060 | 3 |  | 1998-09-03 |  | 1998-09-03 |  | Removed from Ground | Gas (Historical Use) | 10000 | Steel-Impressed Current | 1984-03-26 | Galvanized Steel | Pressurized
MAGNOLIA PLANTATION INC | 35 OMEGA-Eldorado RD | TIFTON | Tift | 1370060 | 4 |  | 1998-09-01 |  | 1998-09-01 |  | Removed from Ground | Gas (Historical Use) | 10000 | Steel-Impressed Current | 1984-03-26 | Galvanized Steel | Pressurized
MAGNOLIA PLANTATION INC | 35 OMEGA-Eldorado RD | TIFTON | Tift | 1370060 | 5A | Ball Float | 2011-12-01 | FALSE | 2011-12-01 | FALSE | Currently in Use | Diesel | 5000 | Fiberglass Double Walled | 2011-09-26 | Double-Walled Fiberglass | Pressurized
MAGNOLIA PLANTATION INC | 35 OMEGA-Eldorado RD | TIFTON | Tift | 1370060 | 5B | Ball Float | 2011-12-01 | FALSE | 2011-12-01 | FALSE | Currently in Use | Premium | 5000 | Fiberglass Double Walled | 2011-09-26 | Double-Walled Fiberglass | Pressurized
MAGNOLIA PLANTATION INC | 35 OMEGA-Eldorado RD | TIFTON | Tift | 1370060 | 5C | Ball Float | 2011-12-01 | FALSE | 2011-12-01 | FALSE | Currently in Use | Regular | 25000 | Fiberglass Double Walled | 2011-09-26 | Double-Walled Fiberglass | Pressurized
ADCOCK PECAN CO | 801 W 7TH ST | TIFTON | Tift | 1370061 | 1 | [5 empty] | Removed from Ground | Empty | 10000 | Bare Steel | 1971-03-30 | Galvanized Steel
ADCOCK PECAN CO | 801 W 7TH ST | TIFTON | Tift | 1370061 | 2 | [5 empty] | Removed from Ground | Empty | 10000 | Bare Steel | 1971-03-30 | Galvanized Steel
ADCOCK PECAN CO | 801 W 7TH ST | TIFTON | Tift | 1370061 | 3 | [5 empty] | Removed from Ground | Empty | 10000 | Bare Steel | 1971-03-30 | Galvanized Steel
GULF STATION | I-75 ELDORADO EXIT | TIFTON | Tift | 1370062 | 1 | [5 empty] | Removed from Ground | Empty | 10000 | Bare Steel | 1928-05-03 | Galvanized Steel
GULF STATION | I-75 ELDORADO EXIT | TIFTON | Tift | 1370062 | 2 | [5 empty] | Removed from Ground | Empty | 10000 | Bare Steel | 1971-03-30 | Galvanized Steel
GULF STATION | I-75 ELDORADO EXIT | TIFTON | Tift | 1370062 | 3 | [5 empty] | Removed from Ground | Empty | 10000 | Bare Steel | 1971-03-30 | Galvanized Steel
PALM CITY CHEVRON | I-75 CHULA EXIT | CHULA | Tift | 1370063 | 1 | [5 empty] | Removed from Ground | Gas (Historical Use) | 2000 | Bare Steel | 1966-03-31 | Galvanized Steel
PALM CITY CHEVRON | I-75 CHULA EXIT | CHULA | Tift | 1370063 | 2 | [5 empty] | Removed from Ground | Gas (Historical Use) | 3000 | Bare Steel | 1966-03-31 | Galvanized Steel
PALM CITY CHEVRON | I-75 CHULA EXIT | CHULA | Tift | 1370063 | 3 | [5 empty] | Removed from Ground | Gas (Historical Use) | 4000 | Bare Steel | 1966-03-31 | Galvanized Steel
PALM CITY CHEVRON | I-75 CHULA EXIT | CHULA | Tift | 1370063 | 4 | [5 empty] | Removed from Ground | Gas (Historical Use) | 4000 | Bare Steel | 1966-03-31 | Galvanized Steel
PALM CITY CHEVRON | I-75 CHULA EXIT | CHULA | Tift | 1370063 | 5 | [5 empty] | Removed from Ground | Gas (Historical Use) | 4000 | Bare Steel | 1966-03-31 | Galvanized Steel
PALM CITY CHEVRON | I-75 CHULA EXIT | CHULA | Tift | 1370063 | 6 | [5 empty] | Removed from Ground | Gas (Historical Use) | 4000 | Bare Steel | 1966-03-31 | Galvanized Steel
PET DAIRY | 121 SOUTH RIDGE AVE | TIFTON | Tift | 1370065 | 1 | [5 empty] | Permanently Out of Use - historical purposes | Diesel | 10000 | Bare Steel | 1977-03-29 | Galvanized Steel
PIONEER HI-BREED INT'L INC/RESEA | HWY 319 NORTH | TIFTON | Tift | 1370066 | 1 | [5 empty] | Removed from Ground | Diesel | 1000 | Bare Steel | 1985-05-01 | Galvanized Steel
UGA VET DIAG LAB | 43 BRIGHTON RD | TIFTON | Tift | 1370068 | 1 | [5 empty] | Removed from Ground | Diesel | 8000 | Bare Steel | 1966-05-05 | Galvanized Steel | Suction (American)
UGA VET DIAG LAB | 43 BRIGHTON RD | TIFTON | Tift | 1370068 | 2 |  |  | FALSE |  | FALSE | Removed from Ground | Diesel | 3000 | Unknown | 2011-07-25 | Unknown
MCCLELLAN TRUCK LINES | 101 MYERS RD | TIFTON | Tift | 1370069 | 1 | [5 empty] | Removed from Ground | Diesel | 10000 | Bare Steel | 1983-03-28 | Galvanized Steel | Suction (American)
MCCLELLAN TRUCK LINES | 101 MYERS RD | TIFTON | Tift | 1370069 | 2 | [5 empty] | Removed from Ground | Gas (Historical Use) | 2000 | Bare Steel | 1983-03-28 | Galvanized Steel | Suction (American)
CAROLINA FREIGHT CARRIERS CORP | HWY 41 S | TIFTON | Tift | 1370070 | 1 | [5 empty] | Removed from Ground | Empty | 10000 | Bare Steel | 1979-03-29 | Galvanized Steel
CAROLINA FREIGHT CARRIERS CORP | HWY 41 S | TIFTON | Tift | 1370070 | 2 | [5 empty] | Removed from Ground | Gas (Historical Use) | 1000 | Bare Steel | 1971-03-31 | Galvanized Steel
TIFTON #1 MAINT - WAREHOUSE COMP | 900 ARMOUR RD | TIFTON | Tift | 1370072 | 1 |  | 1998-11-01 |  | 1998-11-01 |  | Removed from Ground | Gas (Historical Use) | 10000 | Steel-Impressed Current | 1978-04-03 | Cathodically Protected | Suction (American)
TIFTON #1 MAINT - WAREHOUSE COMP | 900 ARMOUR RD | TIFTON | Tift | 1370072 | 2 |  | 1998-11-01 |  | 1998-11-01 |  | Removed from Ground | Gas (Historical Use) | 10000 | Steel-Impressed Current | 1978-04-03 | Cathodically Protected | Suction (American)
TIFTON #1 MAINT - WAREHOUSE COMP | 900 ARMOUR RD | TIFTON | Tift | 1370072 | 3 |  | 1998-11-01 |  | 1998-11-01 |  | Removed from Ground | Diesel | 10000 | Steel-Impressed Current | 1978-04-03 | Cathodically Protected | Suction (American)
TIFTON #1 MAINT - WAREHOUSE COMP | 900 ARMOUR RD | TIFTON | Tift | 1370072 | 4 |  |  | TRUE |  | TRUE | Removed from Ground | Used Oil | 1000 | Steel-Impressed Current | 1978-04-03 | Cathodically Protected
TIFTON #1 MAINT - WAREHOUSE COMP | 900 ARMOUR RD | TIFTON | Tift | 1370072 | 5 | Overfill Alarm | 2008-04-14 | FALSE | 2008-04-14 | FALSE | Currently in Use | Regular | 12000 | Composite Double Walled | 2008-04-14 | Double-Walled Fiberglass | Pressurized
TIFTON #1 MAINT - WAREHOUSE COMP | 900 ARMOUR RD | TIFTON | Tift | 1370072 | 6 | Overfill Alarm | 2009-04-14 | FALSE | 2008-04-14 | FALSE | Currently in Use | Diesel | 12000 | Composite Double Walled | 2008-04-14 | Double-Walled Fiberglass | Pressurized
TIFTON #2 SLUDGE DISPOSAL FARM (SITE) | 185 OLD BROOKFIELD RD | TIFTON | Tift | 1370073 | 1 | Flapper Valve | 1998-11-01 | FALSE | 1998-11-01 | TRUE | Removed from Ground | Empty | 5000 | Steel-Impressed Current | 1979-04-03 | Fiberglass Reinforced Plastic | Suction (American)
COLQUITT EMC | 1612 KING RD | TIFTON | Tift | 1370074 | 1 | Flapper Valve | 1997-03-01 |  | 1997-03-01 |  | Currently in Use | Gas (Historical Use) | 10000 | Steel-Impressed Current | 1979-04-25 | Steel (Impressed Current) | Pressurized
COLQUITT EMC | 1612 KING RD | TIFTON | Tift | 1370074 | 2 | Flapper Valve | 1997-03-01 |  | 1997-03-01 |  | Currently in Use | Diesel | 10000 | Steel-Impressed Current | 1979-04-25 | Steel (Impressed Current) | Pressurized
HUNT BUILDERS INC | 1005 | TIFTON | Tift | 1370076 | 1 | [5 empty] | Permanently Out of Use - historical purposes | Gas (Historical Use) | 1000 | Bare Steel | 1966-04-28 | Unknown
MASTER CRAFT | R R # 2 573 | TIFTON | Tift | 1370077 | 1 | [5 empty] | Removed from Ground | Diesel | 10000 | Bare Steel | 1971-05-04 | Galvanized Steel
MASTER CRAFT | R R # 2 573 | TIFTON | Tift | 1370077 | 2 | [5 empty] | Removed from Ground | Gas (Historical Use) | 6000 | Bare Steel | 1971-05-04 | Galvanized Steel
PREMIERE TRANSPORTATION/ITL - TI | 1510 REBEL RD | TIFTON | Tift | 1370082 | 1 | [5 empty] | Removed from Ground | Diesel | 6000 | Bare Steel | 1975-05-05 | Bare Steel | Pressurized
PREMIERE TRANSPORTATION/ITL - TI | 1510 REBEL RD | TIFTON | Tift | 1370082 | 2 | [5 empty] | Removed from Ground | Diesel | 6000 | Bare Steel | 1975-05-05 | Bare Steel | Pressurized
PREMIERE TRANSPORTATION/ITL - TI | 1510 REBEL RD | TIFTON | Tift | 1370082 | 3 | [5 empty] | Removed from Ground | Other | 2000 | Bare Steel | 1975-05-05 | Bare Steel | Safe Suction (Euro)
PREMIERE TRANSPORTATION/ITL - TI | 1510 REBEL RD | TIFTON | Tift | 1370082 | 4 |  |  | TRUE |  | TRUE | Removed from Ground | Used Oil | 2000 | Bare Steel | 1975-05-05 | Bare Steel | Pressurized
OMEGA FOODS | 5530 ALABAMA AVE | OMEGA | Tift | 1370083 | 1 | Ball Float | 1995-03-01 | FALSE | 1995-03-01 | FALSE | Currently in Use | E-10 | 8000 | Steel-Impressed Current | 1986-05-02 | Fiberglass Reinforced Plastic | Pressurized
OMEGA FOODS | 5530 ALABAMA AVE | OMEGA | Tift | 1370083 | 2 | Ball Float | 1995-03-01 | FALSE | 1995-03-01 | FALSE | Currently in Use | Premium | 6000 | Steel-Impressed Current | 1986-05-02 | Fiberglass Reinforced Plastic | Pressurized
OMEGA FOODS | 5530 ALABAMA AVE | OMEGA | Tift | 1370083 | 3 | Ball Float | 1995-03-01 | FALSE | 1995-03-01 | FALSE | Currently in Use | Diesel | 6000 | Steel-Impressed Current | 1986-05-02 | Fiberglass Reinforced Plastic | Pressurized
R & K FOOD STORE MYSTIC | 1020 FERRY LAKE RD | TIFTON | Tift | 1370084 | 1 | Flapper Valve | 1994-12-15 |  | 1994-12-15 |  | Temporarily out of use | Gas (Historical Use) | 8000 | Steel-Impressed Current | 1986-05-02 | Fiberglass Reinforced Plastic | Pressurized
R & K FOOD STORE MYSTIC | 1020 FERRY LAKE RD | TIFTON | Tift | 1370084 | 2 | Flapper Valve | 1994-12-15 |  | 1994-12-15 |  | Temporarily out of use | Gas (Historical Use) | 6000 | Steel-Impressed Current | 1986-05-02 | Fiberglass Reinforced Plastic | Pressurized
SPEEDETTE FOOD STORE 5 | 1313 SOUTH RIDGE AVE | TIFTON | Tift | 1370085 | 1 | [5 empty] | Removed from Ground | Gas (Historical Use) | 8000 | Bare Steel | 1986-05-02 | Galvanized Steel | Pressurized
SPEEDETTE FOOD STORE 5 | 1313 SOUTH RIDGE AVE | TIFTON | Tift | 1370085 | 2 | [5 empty] | Removed from Ground | Gas (Historical Use) | 6000 | Bare Steel | 1986-05-02 | Galvanized Steel | Pressurized
SPEEDETTE FOOD STORE #3 | OLD OCILLA RD | TIFTON | Tift | 1370086 | 1 |  | 1994-03-01 |  | 1994-03-01 |  | Removed from Ground | Gas (Historical Use) | 6000 | Galvanic (STIP-3) | 1987-01-01 | Fiberglass Reinforced Plastic | Pressurized
SPEEDETTE FOOD STORE #3 | OLD OCILLA RD | TIFTON | Tift | 1370086 | 2 |  | 1994-03-01 |  | 1994-03-01 |  | Removed from Ground | Gas (Historical Use) | 6000 | Galvanic (STIP-3) | 1987-01-01 | Fiberglass Reinforced Plastic | Pressurized
EZ FOOD MART | 2494 HWY 82 E | BROOKFIELD | Tift | 1370087 | 1 | Flapper Valve | 1996-12-05 | FALSE | 1996-12-05 | FALSE | Currently in Use | Premium | 8000 | Galvanic (STIP-3) | 1986-05-02 | Fiberglass Reinforced Plastic | Pressurized
EZ FOOD MART | 2494 HWY 82 E | BROOKFIELD | Tift | 1370087 | 2 | Flapper Valve | 1996-12-05 | FALSE | 1996-12-05 | FALSE | Currently in Use | Regular | 6000 | Galvanic (STIP-3) | 1986-05-02 | Fiberglass Reinforced Plastic | Pressurized
TIFTON DIST OPER HQ | 1010 BRUCE LANE | TIFTON | Tift | 1370088 | 1 | [5 empty] | Closed in Ground | Diesel | 10000 | Bare Steel | 1976-05-09 | Unknown
TIFTON DIST OPER HQ | 1010 BRUCE LANE | TIFTON | Tift | 1370088 | 2 | [5 empty] | Closed in Ground | Gas (Historical Use) | 10000 | Bare Steel | 1976-05-09 | Unknown
TIFTON DIST OPER HQ | 1010 BRUCE LANE | TIFTON | Tift | 1370088 | 3 |  |  | TRUE |  | TRUE | Closed in Ground | Used Oil | 600 | Bare Steel | 1972-01-01 | Bare Steel
TIFTON DIST OPER HQ | 1010 BRUCE LANE | TIFTON | Tift | 1370088 | D | Flapper Valve | 1991-03-12 | FALSE | 1991-03-12 | FALSE | Currently in Use | Diesel | 10000 | Composite | 1991-03-12 | Double-Walled Fiberglass | Pressurized
TIFTON DIST OPER HQ | 1010 BRUCE LANE | TIFTON | Tift | 1370088 | G |  | 1991-03-12 |  | 1991-03-12 |  | Closed in Ground | Gas (Historical Use) | 10000 | Composite | 1991-03-12 | Fiberglass Reinforced Plastic | Pressurized
UPS TIFTON (UST) | 1707 EASTMAN DR | TIFTON | Tift | 1370089 | 1 | Flapper Valve | 1992-07-01 | FALSE | 1992-07-01 | FALSE | Currently in Use | Diesel | 20000 | Fiberglass | 1986-08-15 | Double-Walled Fiberglass | Pressurized
UPS TIFTON (UST) | 1707 EASTMAN DR | TIFTON | Tift | 1370089 | 2 | Flapper Valve | 1992-07-01 | FALSE | 1992-07-01 | FALSE | Currently in Use | Diesel | 20000 | Fiberglass | 1986-08-15 | Double-Walled Fiberglass | Pressurized
UPS TIFTON (UST) | 1707 EASTMAN DR | TIFTON | Tift | 1370089 | 3 | Flapper Valve | 1992-07-01 | FALSE | 1992-07-01 | FALSE | Currently in Use | Regular | 10000 | Fiberglass | 1986-08-15 | Double-Walled Fiberglass | Pressurized
UPS TIFTON (UST) | 1707 EASTMAN DR | TIFTON | Tift | 1370089 | 4 |  |  | TRUE |  | TRUE | Removed from Ground | Used Oil | 1000 | Fiberglass | 1986-08-15 | Fiberglass Reinforced Plastic | Pressurized
UPS TIFTON (UST) | 1707 EASTMAN DR | TIFTON | Tift | 1370089 | 5 | [5 empty] | Removed from Ground | Other | 1000 | Fiberglass | 1986-08-15 | Fiberglass Reinforced Plastic | Gravity Fed
UPS TIFTON (UST) | 1707 EASTMAN DR | TIFTON | Tift | 1370089 | 6 | [5 empty] | Removed from Ground | Other | 550 | Marked Unknown | 1992-07-01 | Unknown
JONES VOLKSWAGEN INC | U S 82 W 1449 | TIFTON | Tift | 1370090 | 1 | [5 empty] | Permanently Out of Use - historical purposes | Other | 250 | Bare Steel | 1969-05-09 | Galvanized Steel
JONES VOLKSWAGEN INC | U S 82 W 1449 | TIFTON | Tift | 1370090 | 2 |  |  | TRUE |  | TRUE | Permanently Out of Use - historical purposes | Used Oil | 250 | Bare Steel | 1969-05-09 | Galvanized Steel
JONES VOLKSWAGEN INC | U S 82 W 1449 | TIFTON | Tift | 1370090 | 3 | [5 empty] | Permanently Out of Use - historical purposes | Gas (Historical Use) | 500 | Marked Unknown | 1986-05-05 | Unknown
CARRS GROCERY | 4325 GEORGIA HWY 125 N | TIFTON | Tift | 1370091 | 1 | [5 empty] | Removed from Ground | Gas (Historical Use) | 560 | Bare Steel | 1986-05-05 | Galvanized Steel | Suction (American)
CARRS GROCERY | 4325 GEORGIA HWY 125 N | TIFTON | Tift | 1370091 | 2 | [5 empty] | Removed from Ground | Gas (Historical Use) | 560 | Bare Steel | 1986-05-05 | Galvanized Steel | Suction (American)
SHIBA FOOD STORE #3 | 4639 US HWY 82 W | TY TY | Tift | 1370092 | 1 | Ball Float | 1997-02-09 | FALSE | 1997-02-09 | FALSE | Currently in Use | E-10 | 10000 | Steel-Impressed Current | 1982-05-06 | Steel (Impressed Current) | Pressurized
SHIBA FOOD STORE #3 | 4639 US HWY 82 W | TY TY | Tift | 1370092 | 2 | Ball Float | 1997-02-09 | FALSE | 1997-02-09 | FALSE | Currently in Use | Diesel | 10000 | Steel-Impressed Current | 1982-05-06 | Steel (Impressed Current) | Pressurized
SHIBA FOOD STORE #3 | 4639 US HWY 82 W | TY TY | Tift | 1370092 | 3 | Ball Float | 1997-02-09 | FALSE | 1997-02-09 | FALSE | Currently in Use | Premium | 8000 | Steel-Impressed Current | 1982-05-06 | Steel (Impressed Current) | Pressurized
BOBS QUICK STOP | 1101 KING RD | TIFTON | Tift | 1370093 | 1 | Ball Float | 1995-07-01 |  | 1995-07-01 |  | Currently in Use | Gas (Historical Use) | 10000 | Steel-Impressed Current | 1986-05-06 | Fiberglass Reinforced Plastic | Pressurized
BOBS QUICK STOP | 1101 KING RD | TIFTON | Tift | 1370093 | 2 | Ball Float | 1995-07-01 |  | 1995-07-01 |  | Currently in Use | Gas (Historical Use) | 10000 | Steel-Impressed Current | 1986-05-06 | Fiberglass Reinforced Plastic | Pressurized
BOBS QUICK STOP | 1101 KING RD | TIFTON | Tift | 1370093 | 3 | Ball Float | 1995-07-01 |  | 1995-07-01 |  | Currently in Use | Gas (Historical Use) | 10000 | Steel-Impressed Current | 1986-05-06 | Fiberglass Reinforced Plastic | Pressurized
BOBS QUICK STOP | 1101 KING RD | TIFTON | Tift | 1370093 | 4 | Ball Float | 1995-07-01 |  | 1995-07-01 |  | Currently in Use | Diesel | 10000 | Steel-Impressed Current | 1986-05-06 | Fiberglass Reinforced Plastic | Pressurized
BOBS QUICK STOP | 1101 KING RD | TIFTON | Tift | 1370093 | 5 | [5 empty] | Removed from Ground | Diesel | 10000 | Cathodically Protected Steel | 1986-05-06 | Fiberglass Reinforced Plastic
LAMAR'S LOVE AVENUE BP | 287 LOVE AVE | TIFTON | Tift | 1370095 | 1 | [5 empty] | Removed from Ground | Gas (Historical Use) | 4000 | Bare Steel | 1966-05-11 | Galvanized Steel
LAMAR'S LOVE AVENUE BP | 287 LOVE AVE | TIFTON | Tift | 1370095 | 2 | [5 empty] | Removed from Ground | Gas (Historical Use) | 4000 | Bare Steel | 1966-05-11 | Galvanized Steel
LAMAR'S LOVE AVENUE BP | 287 LOVE AVE | TIFTON | Tift | 1370095 | 3 | [5 empty] | Removed from Ground | Gas (Historical Use) | 4000 | Bare Steel | 1966-05-11 | Galvanized Steel
LAMAR'S LOVE AVENUE BP | 287 LOVE AVE | TIFTON | Tift | 1370095 | 4 | [5 empty] | Removed from Ground | Gas (Historical Use) | 4000 | Bare Steel | 1966-05-11 | Galvanized Steel
LAMAR'S LOVE AVENUE BP | 287 LOVE AVE | TIFTON | Tift | 1370095 | 5A | Ball Float | 1996-03-01 | FALSE | 1996-03-01 | FALSE | Currently in Use | Diesel | 4000 | Galvanic (STIP-3) | 1996-03-01 | Fiberglass Reinforced Plastic | Pressurized
LAMAR'S LOVE AVENUE BP | 287 LOVE AVE | TIFTON | Tift | 1370095 | 5B | Ball Float | 1996-03-01 | FALSE | 1996-03-01 | FALSE | Currently in Use | Regular | 4000 | Galvanic (STIP-3) | 1996-03-01 | Fiberglass Reinforced Plastic | Pressurized
LAMAR'S LOVE AVENUE BP | 287 LOVE AVE | TIFTON | Tift | 1370095 | 5C | Ball Float | 1996-03-01 | FALSE | 1996-03-01 | FALSE | Currently in Use | Premium | 4000 | Galvanic (STIP-3) | 1996-03-01 | Fiberglass Reinforced Plastic | Pressurized
ONE STOP | 5503 N ALABAMA AVE | OMEGA | Tift | 1370097 | 1 |  | 1994-12-12 |  | 1994-12-12 |  | Removed from Ground | Gas (Historical Use) | 6000 | Steel-Impressed Current | 1984-05-07 | Cathodically Protected | Safe Suction (Euro)
ONE STOP | 5503 N ALABAMA AVE | OMEGA | Tift | 1370097 | 2 |  | 1994-12-12 |  | 1994-12-12 |  | Removed from Ground | Gas (Historical Use) | 8000 | Steel-Impressed Current | 1984-05-07 | Cathodically Protected | Safe Suction (Euro)
ONE STOP | 5503 N ALABAMA AVE | OMEGA | Tift | 1370097 | 3 |  | 1994-12-12 |  | 1994-12-12 |  | Removed from Ground | Gas (Historical Use) | 6000 | Steel-Impressed Current | 1984-05-07 | Cathodically Protected | Safe Suction (Euro)
ONE STOP | 5503 N ALABAMA AVE | OMEGA | Tift | 1370097 | 4 | Ball Float | 1999-04-05 | FALSE | 1999-04-05 | FALSE | Currently in Use | Regular | 10000 | Epoxy | 1999-01-01 | Fiberglass Reinforced Plastic | Pressurized
ONE STOP | 5503 N ALABAMA AVE | OMEGA | Tift | 1370097 | 5 | Ball Float | 1999-04-05 | FALSE | 1999-04-05 | FALSE | Currently in Use | Premium | 8000 | Epoxy | 1999-01-01 | Fiberglass Reinforced Plastic | Pressurized
SUNNY SWIFTY FOOD STORE | 1355 S MAIN ST | TIFTON | Tift | 1370098 | 1 |  | 1994-12-14 |  | 1994-12-14 |  | Removed from Ground | Gas (Historical Use) | 6000 | Bare Steel | 1981-05-08 | Galvanized Steel | Safe Suction (Euro)
SUNNY SWIFTY FOOD STORE | 1355 S MAIN ST | TIFTON | Tift | 1370098 | 2 |  | 1994-12-14 |  | 1994-12-14 |  | Removed from Ground | Gas (Historical Use) | 8000 | Bare Steel | 1981-05-08 | Galvanized Steel | Safe Suction (Euro)
SUNNY SWIFTY FOOD STORE | 1355 S MAIN ST | TIFTON | Tift | 1370098 | 3 |  | 1994-12-14 |  | 1994-12-14 |  | Removed from Ground | Gas (Historical Use) | 6000 | Bare Steel | 1981-05-08 | Galvanized Steel | Safe Suction (Euro)
SUNNY SWIFTY FOOD STORE | 1355 S MAIN ST | TIFTON | Tift | 1370098 | 4A | Flapper Valve | 2010-06-21 | TRUE | 2001-10-15 | FALSE | Currently in Use | Regular | 6000 | Fiberglass | 2001-10-15 | Fiberglass Reinforced Plastic | Pressurized
SUNNY SWIFTY FOOD STORE | 1355 S MAIN ST | TIFTON | Tift | 1370098 | 4B | Flapper Valve | 2010-06-21 | TRUE | 2001-10-15 | FALSE | Temporarily out of use | Premium | 3000 | Fiberglass | 2001-10-15 | Fiberglass Reinforced Plastic | Pressurized
SUNNY SWIFTY FOOD STORE | 1355 S MAIN ST | TIFTON | Tift | 1370098 | 4C | Flapper Valve | 2010-06-20 | TRUE | 2001-10-15 | FALSE | Temporarily out of use | Diesel | 3000 | Fiberglass | 2001-10-15 | Fiberglass Reinforced Plastic | Pressurized
TIFTON CITGO | 813 HWY 82 W | TIFTON | Tift | 1370101 | 1 | Overfill Alarm | 1998-10-01 |  | 1998-10-01 |  | Removed from Ground | Diesel | 5000 | Steel-Impressed Current | 1966-05-13 | Cathodically Protected | Pressurized
TIFTON CITGO | 813 HWY 82 W | TIFTON | Tift | 1370101 | 2 | Overfill Alarm | 1998-10-01 |  | 1998-10-01 |  | Removed from Ground | E-10 | 5000 | Steel-Impressed Current | 1966-05-13 | Cathodically Protected | Pressurized
TIFTON CITGO | 813 HWY 82 W | TIFTON | Tift | 1370101 | 3 | Overfill Alarm | 1998-10-01 |  | 1998-10-01 |  | Removed from Ground | E-10 | 5000 | Steel-Impressed Current | 1966-05-13 | Cathodically Protected | Pressurized
TIFTON CITGO | 813 HWY 82 W | TIFTON | Tift | 1370101 | 4 | Overfill Alarm | 1998-10-01 |  | 1998-10-01 |  | Removed from Ground | E-10 | 5000 | Steel-Impressed Current | 1966-05-13 | Cathodically Protected | Pressurized
TIFTON CITGO | 813 HWY 82 W | TIFTON | Tift | 1370101 | 5 | Overfill Alarm | 1998-10-01 |  | 1998-10-01 |  | Removed from Ground | E-10 | 10000 | Steel-Impressed Current | 1998-10-01 | Cathodically Protected | Pressurized
BILLS IMPORT SALES | 20 TH ST & U S 41 | TIFTON | Tift | 1370102 | 1 | [5 empty] | Removed from Ground | Gas (Historical Use) | 4000 | Bare Steel | 1963-05-14 | Galvanized Steel | Suction (American)
BILLS IMPORT SALES | 20 TH ST & U S 41 | TIFTON | Tift | 1370102 | 2 | [5 empty] | Removed from Ground | Gas (Historical Use) | 4000 | Bare Steel | 1963-05-14 | Galvanized Steel | Suction (American)
BILLS IMPORT SALES | 20 TH ST & U S 41 | TIFTON | Tift | 1370102 | 3 | [5 empty] | Removed from Ground | Gas (Historical Use) | 4000 | Bare Steel | 1963-05-14 | Galvanized Steel | Suction (American)
BILLS IMPORT SALES | 20 TH ST & U S 41 | TIFTON | Tift | 1370102 | 4 | [5 empty] | Removed from Ground | Gas (Historical Use) | 4000 | Bare Steel | 1963-05-14 | Galvanized Steel | Suction (American)
GOLD KIST STORE | US HWY 41 S | TIFTON | Tift | 1370103 | 1 | [5 empty] | Removed from Ground | Gas (Historical Use) | 2000 | Bare Steel | 1976-05-10 | Galvanized Steel
SHREE DUTT LLC | 207 W TWELTH ST | TIFTON | Tift | 1370105 | 1 | [5 empty] | Removed from Ground | Gas (Historical Use) | 6000 | Bare Steel | 1966-05-12 | Galvanized Steel
SHREE DUTT LLC | 207 W TWELTH ST | TIFTON | Tift | 1370105 | 2 | [5 empty] | Removed from Ground | Gas (Historical Use) | 6000 | Bare Steel | 1966-05-12 | Galvanized Steel | Pressurized
SHREE DUTT LLC | 207 W TWELTH ST | TIFTON | Tift | 1370105 | 3 | [5 empty] | Removed from Ground | Gas (Historical Use) | 3000 | Bare Steel | 1966-05-12 | Galvanized Steel | Pressurized
SHREE DUTT LLC | 207 W TWELTH ST | TIFTON | Tift | 1370105 | 4 | [5 empty] | Removed from Ground | Propane | 550 | Bare Steel | 1966-05-12 | Galvanized Steel | Suction (American)
SHREE DUTT LLC | 207 W TWELTH ST | TIFTON | Tift | 1370105 | 5A |  | 1999-03-25 |  | 1999-03-25 |  | Currently in Use | Gas (Historical Use) | 5000 | Epoxy | 1999-03-25 | Double-Walled Fiberglass | Pressurized
SHREE DUTT LLC | 207 W TWELTH ST | TIFTON | Tift | 1370105 | 5B |  | 1999-03-25 | FALSE | 1999-03-25 | FALSE | Currently in Use | Gas (Historical Use) | 10000 | Epoxy | 1999-03-25 | Double-Walled Fiberglass | Pressurized
LIL PANTRY 6 | 1302 S CENTRAL AVE | TIFTON | Tift | 1370108 | 1 |  | 1998-09-17 | FALSE | 1998-09-17 | FALSE | Temporarily out of use | Gas (Historical Use) | 6000 | Steel-Impressed Current | 1984-05-07 | Steel (Impressed Current) | Pressurized
LIL PANTRY 6 | 1302 S CENTRAL AVE | TIFTON | Tift | 1370108 | 2 |  | 1998-09-17 | FALSE | 1998-09-17 | FALSE | Temporarily out of use | Gas (Historical Use) | 6000 | Steel-Impressed Current | 1984-05-07 | Steel (Impressed Current) | Pressurized
LIL PANTRY 6 | 1302 S CENTRAL AVE | TIFTON | Tift | 1370108 | 3 | Flapper Valve | 1998-09-17 | FALSE | 1998-09-17 | FALSE | Temporarily out of use | Gas (Historical Use) | 8000 | Steel-Impressed Current | 1984-05-07 | Steel (Impressed Current) | Pressurized
LIL PANTRY | 1105 FERRY LAKE RD | TIFTON | Tift | 1370109 | 1 |  | 1996-05-01 |  | 1996-05-01 |  | Currently in Use | Gas (Historical Use) | 5000 | Steel-Impressed Current | 1985-05-07 | Steel (Impressed Current) | Pressurized
LIL PANTRY | 1105 FERRY LAKE RD | TIFTON | Tift | 1370109 | 2 |  | 1996-05-01 |  | 1996-05-01 |  | Currently in Use | Gas (Historical Use) | 5000 | Steel-Impressed Current | 1985-05-07 | Steel (Impressed Current) | Pressurized
LIL PANTRY | 1105 FERRY LAKE RD | TIFTON | Tift | 1370109 | 3 |  | 1996-05-01 |  | 1996-05-01 |  | Currently in Use | Gas (Historical Use) | 5000 | Steel-Impressed Current | 1985-05-07 | Steel (Impressed Current) | Pressurized
INTERSTATE TIFTON #540 | HWY 41 S MAIN ST | TIFTON | Tift | 1370110 | 1 | [5 empty] | Removed from Ground | Gas (Historical Use) | 10000 | Bare Steel | 1971-05-11 | Galvanized Steel | Pressurized
INTERSTATE TIFTON #540 | HWY 41 S MAIN ST | TIFTON | Tift | 1370110 | 2 | [5 empty] | Removed from Ground | Gas (Historical Use) | 10000 | Bare Steel | 1977-05-09 | Galvanized Steel | Pressurized
INTERSTATE TIFTON #540 | HWY 41 S MAIN ST | TIFTON | Tift | 1370110 | 3 | [5 empty] | Removed from Ground | Gas (Historical Use) | 8000 | Bare Steel | 1971-05-11 | Galvanized Steel | Pressurized
INTERSTATE TIFTON #540 | HWY 41 S MAIN ST | TIFTON | Tift | 1370110 | 4 | [5 empty] | Removed from Ground | Diesel | 8000 | Bare Steel | 1971-05-11 | Galvanized Steel | Pressurized
AVONDALE MILLS TIFTON PLANT | US RT 82 E | TIFTON | Tift | 1370112 | 1 | [5 empty] | Removed from Ground | Other | 20000 | Bare Steel | 1978-05-10 | Bare Steel
HENRY TIFT MYERS AIRPORT/NORTH TANK PIT | 3093 US HWY 41 SOUTH | TIFTON | Tift | 1370113 | 1 |  |  | FALSE |  | FALSE | Removed from Ground |  | 10000 | Bare Steel | 1981-05-09 | Galvanized Steel
HENRY TIFT MYERS AIRPORT/NORTH TANK PIT | 3093 US HWY 41 SOUTH | TIFTON | Tift | 1370113 | 2 |  |  | FALSE |  | FALSE | Removed from Ground |  | 10000 | Bare Steel | 1981-05-09 | Galvanized Steel
HENRY TIFT MYERS AIRPORT/NORTH TANK PIT | 3093 US HWY 41 SOUTH | TIFTON | Tift | 1370113 | 3 | [5 empty] | Permanently Out Of Use | Other | 2000 | Bare Steel | 1972-05-11 | Galvanized Steel
HENRY TIFT MYERS AIRPORT/NORTH TANK PIT | 3093 US HWY 41 SOUTH | TIFTON | Tift | 1370113 | 4 | [5 empty] | Permanently Out Of Use | Other | 2000 | Bare Steel | 1972-05-11 | Galvanized Steel
HENRY TIFT MYERS AIRPORT/NORTH TANK PIT | 3093 US HWY 41 SOUTH | TIFTON | Tift | 1370113 | 5 | [5 empty] | Permanently Out Of Use | Other | 1000 | Bare Steel | 1972-05-11 | Galvanized Steel
HENRY TIFT MYERS AIRPORT/NORTH TANK PIT | 3093 US HWY 41 SOUTH | TIFTON | Tift | 1370113 | 6 | Overfill Alarm | 1999-06-09 | FALSE | 1999-06-09 | FALSE | Currently in Use | Aviaion gas/AV Gas | 12000 | Composite | 1999-06-09 | Fiberglass Reinforced Plastic | Safe Suction (Euro)
LOCKERMAN TIRE & AUTO SER INC | 104 E THIRD ST | TIFTON | Tift | 1370115 | 1 |  |  | TRUE |  | TRUE | Removed from Ground | Used Oil | 550 | Bare Steel | 1978-05-07 | Bare Steel
BST/TIFTON CO/R2357 | 422 N CENTRAL AVE | TIFTON | Tift | 1370116 | 1 | [5 empty] | Removed from Ground | Diesel | 550 | Bare Steel | 1961-01-07 | Galvanized Steel | Suction (American)
BST/TIFTON CO/R2357 | 422 N CENTRAL AVE | TIFTON | Tift | 1370116 | 2 | [5 empty] | Removed from Ground | Gas (Historical Use) | 12000 | Bare Steel | 1981-01-02 | Galvanized Steel | Pressurized
BST/TIFTON CO/R2357 | 422 N CENTRAL AVE | TIFTON | Tift | 1370116 | 3 |  | 1988-11-30 |  | 1988-11-20 |  | Removed from Ground | Other | 1000 | Cathodically Protected Steel | 1988-11-30 | Copper
BST/TIFTON CO/R2357 | 422 N CENTRAL AVE | TIFTON | Tift | 1370116 | 4 | Flapper Valve | 1997-12-04 | FALSE | 1997-12-04 | FALSE | Currently in Use | Diesel | 2500 | Fiberglass Double Walled | 1997-12-04 | Copper | Safe Suction (Euro)
CALHOUN OIL CO | 700 MCCORMICK DR | TIFTON | Tift | 1370121 | 1 | [5 empty] | Removed from Ground | Gas (Historical Use) | 2000 | Bare Steel | 1974-05-11 | Galvanized Steel
CALHOUN OIL CO | 700 MCCORMICK DR | TIFTON | Tift | 1370121 | 2 | [5 empty] | Removed from Ground | Gas (Historical Use) | 1000 | Bare Steel | 1986-05-08 | Galvanized Steel
CALHOUN OIL CO | 700 MCCORMICK DR | TIFTON | Tift | 1370121 | 3 |  |  | FALSE |  | FALSE | Removed from Ground |  | 500
CALHOUN OIL CO | 700 MCCORMICK DR | TIFTON | Tift | 1370121 | 4 |  |  | FALSE |  | FALSE | Removed from Ground
CALHOUN OIL CO | 700 MCCORMICK DR | TIFTON | Tift | 1370121 | 5 |  |  | FALSE |  | FALSE | Removed from Ground
BROOKS PROPERTIES | 305 TIFT AVE | TIFTON | Tift | 1370123 | 1 | [5 empty] | Permanently Out Of Use | Gas (Historical Use) | 4000 | Cathodically Protected Steel | 1984-05-08 | Galvanized Steel | Safe Suction (Euro)
BROOKS PROPERTIES | 305 TIFT AVE | TIFTON | Tift | 1370123 | 2 | [5 empty] | Permanently Out Of Use | Gas (Historical Use) | 4000 | Cathodically Protected Steel | 1984-05-08 | Galvanized Steel
BROOKS PROPERTIES | 305 TIFT AVE | TIFTON | Tift | 1370123 | 3 | [5 empty] | Permanently Out Of Use | Gas (Historical Use) | 4000 | Cathodically Protected Steel | 1984-05-08 | Galvanized Steel
BROOKS PROPERTIES | 305 TIFT AVE | TIFTON | Tift | 1370123 | 4 | [5 empty] | Permanently Out Of Use | Diesel | 4000 | Cathodically Protected Steel | 1984-05-08 | Galvanized Steel
BROOKS PROPERTIES | 305 TIFT AVE | TIFTON | Tift | 1370123 | 5A | Ball Float | 1998-07-01 | FALSE | 1998-07-01 | FALSE | Temporarily out of use | Regular | 9000 | Composite | 1998-07-01 | Fiberglass Reinforced Plastic | Pressurized
BROOKS PROPERTIES | 305 TIFT AVE | TIFTON | Tift | 1370123 | 5B | Ball Float | 1998-07-01 | FALSE | 1998-07-01 | FALSE | Temporarily out of use | Empty | 6000 | Composite | 1998-07-01 | Fiberglass Reinforced Plastic | Pressurized
UFO | 2706 CARPENTER RD | TIFTON | Tift | 1370124 | 1 | Ball Float | 1998-09-01 |  | 1998-09-01 |  | Removed from Ground | Gas (Historical Use) | 10000 | Steel-Impressed Current | 1981-05-09 | Fiberglass Reinforced Plastic | Pressurized
UFO | 2706 CARPENTER RD | TIFTON | Tift | 1370124 | 2 | Ball Float | 1998-09-01 |  | 1998-09-01 |  | Removed from Ground | Diesel | 10000 | Steel-Impressed Current | 1981-05-09 | Fiberglass Reinforced Plastic | Pressurized
UFO | 2706 CARPENTER RD | TIFTON | Tift | 1370124 | 3 | Ball Float | 1998-09-01 |  | 1998-09-01 |  | Removed from Ground | Diesel | 10000 | Steel-Impressed Current | 1981-05-09 | Fiberglass Reinforced Plastic | Pressurized
UFO | 2706 CARPENTER RD | TIFTON | Tift | 1370124 | 4 | Ball Float | 1998-09-01 |  | 1998-09-01 |  | Removed from Ground | Diesel | 10000 | Steel-Impressed Current | 1981-05-09 | Fiberglass Reinforced Plastic | Pressurized
UFO | 2706 CARPENTER RD | TIFTON | Tift | 1370124 | 5 | Ball Float | 1998-09-01 |  | 1998-09-01 |  | Removed from Ground | Gas (Historical Use) | 6000 | Steel-Impressed Current | 1998-09-01 | Fiberglass Reinforced Plastic | Pressurized
JUSTINS SHELL | WHIDDON RD & I-75 EXIT 20 | TIFTON | Tift | 1370128 | 1 | [5 empty] | Removed from Ground | Gas (Historical Use) | 5000 | Bare Steel | 1983-05-09 | Galvanized Steel | Pressurized
JUSTINS SHELL | WHIDDON RD & I-75 EXIT 20 | TIFTON | Tift | 1370128 | 2 | [5 empty] | Removed from Ground | Gas (Historical Use) | 5000 | Bare Steel | 1983-05-09 | Galvanized Steel | Pressurized
JUSTINS SHELL | WHIDDON RD & I-75 EXIT 20 | TIFTON | Tift | 1370128 | 3 | [5 empty] | Removed from Ground | Gas (Historical Use) | 6000 | Fiberglass | 1983-05-09 | Galvanized Steel | Pressurized
JUSTINS SHELL | WHIDDON RD & I-75 EXIT 20 | TIFTON | Tift | 1370128 | 4 | [5 empty] | Removed from Ground | Gas (Historical Use) | 8000 | Bare Steel | 1983-05-09 | Galvanized Steel | Pressurized
OMEGA 66 SERVICE STATION | U S 319 | OMEGA | Tift | 1370129 | 1 | [5 empty] | Removed from Ground | Gas (Historical Use) | 1060 | Bare Steel | 1974-05-11 | Galvanized Steel
OMEGA 66 SERVICE STATION | U S 319 | OMEGA | Tift | 1370129 | 2 | [5 empty] | Removed from Ground | Gas (Historical Use) | 1060 | Bare Steel | 1974-05-11 | Galvanized Steel
OMEGA 66 SERVICE STATION | U S 319 | OMEGA | Tift | 1370129 | 3 | [5 empty] | Removed from Ground | Diesel | 560 | Bare Steel | 1971-05-12 | Galvanized Steel
PO BOYS INC | US HWY 82 W | TIFTON | Tift | 1370130 | 1 | [5 empty] | Removed from Ground | Gas (Historical Use) | 8000 | Cathodically Protected Steel | 1986-05-08 | Cathodically Protected | Pressurized
PO BOYS INC | US HWY 82 W | TIFTON | Tift | 1370130 | 2 | [5 empty] | Removed from Ground | Gas (Historical Use) | 8000 | Cathodically Protected Steel | 1986-05-08 | Cathodically Protected | Pressurized
PO BOYS INC | US HWY 82 W | TIFTON | Tift | 1370130 | 3 | [5 empty] | Removed from Ground | Diesel | 8000 | Cathodically Protected Steel | 1986-05-08 | Cathodically Protected | Pressurized
PO BOYS INC | US HWY 82 W | TIFTON | Tift | 1370130 | 4 | [5 empty] | Removed from Ground | Diesel | 10000 | Cathodically Protected Steel | 1986-05-08 | Cathodically Protected | Pressurized
WHIDDON RD 66 SERVICE STATION | WHIDDON RD & I-75 | TIFTON | Tift | 1370132 | 1 | [5 empty] | Removed from Ground | Gas (Historical Use) | 6000 | Bare Steel | 1974-05-11 | Galvanized Steel
WHIDDON RD 66 SERVICE STATION | WHIDDON RD & I-75 | TIFTON | Tift | 1370132 | 2 | [5 empty] | Removed from Ground | Gas (Historical Use) | 6000 | Bare Steel | 1974-05-11 | Galvanized Steel
RALPH VEAZEY FARM | RT | TIFTON | Tift | 1370134 | 1 | [5 empty] | Removed from Ground | Gas (Historical Use) | 3000 | Bare Steel | 1974-05-11 | Galvanized Steel
EXCELSIOR GROCERY | 714 SALEM CHURCH RD | TIFTON | Tift | 1370135 | 1 | [5 empty] | Removed from Ground | Gas (Historical Use) | 3000 | Bare Steel | 1978-05-10 | Galvanized Steel
EXCELSIOR GROCERY | 714 SALEM CHURCH RD | TIFTON | Tift | 1370135 | 2 | Flapper Valve | 1996-11-15 | FALSE | 1989-04-01 | FALSE | Currently in Use | Regular | 6000 | Galvanic (STIP-3) | 1989-01-01 | Fiberglass Reinforced Plastic | Pressurized
EXCELSIOR GROCERY | 714 SALEM CHURCH RD | TIFTON | Tift | 1370135 | 3 | Flapper Valve | 1996-11-15 | FALSE | 1989-04-01 | FALSE | Currently in Use | Diesel | 6000 | Galvanic (STIP-3) | 1989-01-01 | Fiberglass Reinforced Plastic | Pressurized
ALBANY RD 66 | I-75 & US 82 | TIFTON | Tift | 1370136 | 1 | [5 empty] | Removed from Ground | Gas (Historical Use) | 8000 | Bare Steel | 1978-05-10 | Galvanized Steel
ALBANY RD 66 | I-75 & US 82 | TIFTON | Tift | 1370136 | 2 | [5 empty] | Removed from Ground | Diesel | 3000 | Bare Steel | 1983-05-09 | Galvanized Steel
ALBANY RD 66 | I-75 & US 82 | TIFTON | Tift | 1370136 | 3 | [5 empty] | Removed from Ground | Gas (Historical Use) | 4000 | Bare Steel | 1974-05-11 | Galvanized Steel
LOVE AVE 66 | 601 LOVE AVE & SIXTH ST | TIFTON | Tift | 1370137 | 1 | [5 empty] | Removed from Ground | Gas (Historical Use) | 6000 | Bare Steel | 1977-05-10 | Galvanized Steel | Safe Suction (Euro)
LOVE AVE 66 | 601 LOVE AVE & SIXTH ST | TIFTON | Tift | 1370137 | 2 | [5 empty] | Removed from Ground | Gas (Historical Use) | 6000 | Bare Steel | 1977-05-10 | Galvanized Steel | Safe Suction (Euro)
LOVE AVE 66 | 601 LOVE AVE & SIXTH ST | TIFTON | Tift | 1370137 | 3 | [5 empty] | Removed from Ground | Gas (Historical Use) | 6000 | Bare Steel | 1980-05-09 | Galvanized Steel | Pressurized
HANDY ANDY #104 | 2302 HWY 41 N | TIFTON | Tift | 1370138 | 1 | Flapper Valve | 1998-05-01 |  | 1998-05-01 |  | Currently in Use | Gas (Historical Use) | 10000 | Galvanic (STIP-3) | 1987-01-01 | Fiberglass Reinforced Plastic | Pressurized
HANDY ANDY #104 | 2302 HWY 41 N | TIFTON | Tift | 1370138 | 2 | Flapper Valve | 1998-05-01 |  | 1998-05-01 |  | Currently in Use | Gas (Historical Use) | 12000 | Galvanic (STIP-3) | 1987-01-01 | Fiberglass Reinforced Plastic | Pressurized
HANDY ANDY #104 | 2302 HWY 41 N | TIFTON | Tift | 1370138 | 3 | Flapper Valve | 1998-05-01 |  | 1998-05-01 |  | Currently in Use | Gas (Historical Use) | 12000 | Galvanic (STIP-3) | 1987-01-01 | Fiberglass Reinforced Plastic | Pressurized
HANDY ANDY #104 | 2302 HWY 41 N | TIFTON | Tift | 1370138 | 4 | [5 empty] | Closed in Ground | Gas (Historical Use) | 6000 | Bare Steel | 1967-05-13 | Bare Steel
HANDY ANDY #104 | 2302 HWY 41 N | TIFTON | Tift | 1370138 | 5 | [5 empty] | Closed in Ground | Gas (Historical Use) | 6000 | Bare Steel | 1967-05-13 | Bare Steel
HANDY ANDY #104 | 2302 HWY 41 N | TIFTON | Tift | 1370138 | 6 | [5 empty] | Closed in Ground | Gas (Historical Use) | 6000 | Bare Steel | 1967-05-13 | Bare Steel
TIFT COUNTY ROAD DEPTARTMENT | 37 COUNTY FARM RD | TIFTON | Tift | 1370139 | 1 | [5 empty] | Removed from Ground | Diesel | 8000 | Bare Steel | 1982-05-09 | Galvanized Steel | Pressurized
TIFT COUNTY ROAD DEPTARTMENT | 37 COUNTY FARM RD | TIFTON | Tift | 1370139 | 2 | [5 empty] | Removed from Ground | Diesel | 8000 | Bare Steel | 1982-05-09 | Galvanized Steel | Pressurized
TIFT COUNTY ROAD DEPTARTMENT | 37 COUNTY FARM RD | TIFTON | Tift | 1370139 | 3 | [5 empty] | Removed from Ground | Gas (Historical Use) | 8000 | Bare Steel | 1974-05-11 | Galvanized Steel | Suction (American)
TIFT COUNTY ROAD DEPTARTMENT | 37 COUNTY FARM RD | TIFTON | Tift | 1370139 | 4 | [5 empty] | Removed from Ground | Diesel | 3000 | Bare Steel | 1961-05-14 | Galvanized Steel | Suction (American)
TIFT COUNTY ROAD DEPTARTMENT | 37 COUNTY FARM RD | TIFTON | Tift | 1370139 | 5 | [5 empty] | Removed from Ground | Diesel | 5000 | Bare Steel | 1966-05-13 | Galvanized Steel | Suction (American)
TIFT COUNTY ROAD DEPTARTMENT | 37 COUNTY FARM RD | TIFTON | Tift | 1370139 | 6 | Ball Float | 1998-12-01 | FALSE | 1998-12-01 | FALSE | Currently in Use | Regular | 20000 | Composite | 1999-02-01 | Fiberglass Reinforced Plastic | Pressurized
TIFT COUNTY ROAD DEPTARTMENT | 37 COUNTY FARM RD | TIFTON | Tift | 1370139 | 7 | Ball Float | 1998-12-01 | FALSE | 1998-12-01 | FALSE | Currently in Use | Diesel | 20000 | Composite | 1999-02-01 | Fiberglass Reinforced Plastic | Pressurized
TIFT COUNTY ROAD DEPTARTMENT | 37 COUNTY FARM RD | TIFTON | Tift | 1370139 | 8 |  | 1998-12-01 |  | 1998-12-01 |  | Removed from Ground | Gas (Historical Use) | 3000 | Not Marked/Unknown | 1999-03-01 | Not Marked
TIFT COUNTY JAIL | FOURTH ST @CHESTNUT | TIFTON | Tift | 1370140 | 1 | [5 empty] | Removed from Ground | Gas (Historical Use) | 10000 | Bare Steel | 1980-05-09 | Galvanized Steel
TIFT COUNTY JAIL | FOURTH ST @CHESTNUT | TIFTON | Tift | 1370140 | 2 | [5 empty] | Removed from Ground | Gas (Historical Use) | 50 | Bare Steel | 1976-05-10 | Galvanized Steel
TIFT COUNTY JAIL | FOURTH ST @CHESTNUT | TIFTON | Tift | 1370140 | 3 | [5 empty] | Removed from Ground | Empty | 6000 | Bare Steel | 1966-05-13 | Galvanized Steel
TURNER GIBSON | 107 GIBSON ROAD | TIFTON | Tift | 1370141 | 1AST | [5 empty] | Currently in Use | Diesel | 2000 | Bare Steel | 1981-05-09 | Galvanized Steel
TURNER GIBSON | 107 GIBSON ROAD | TIFTON | Tift | 1370141 | 2 | [5 empty] | Removed from Ground | Diesel | 2000 | Bare Steel | 1986-05-08 | Galvanized Steel | Suction (American)
DIXIE FOOD STORE #139 | 2330 OLD OCILLA RD | TIFTON | Tift | 1370145 | 1A | Flapper Valve | 1998-11-30 |  | 1998-11-30 |  | Currently in Use | Gas (Historical Use) | 4000 | Steel-Impressed Current | 1985-05-13 | Steel (Impressed Current) | Pressurized
DIXIE FOOD STORE #139 | 2330 OLD OCILLA RD | TIFTON | Tift | 1370145 | 1B | Flapper Valve | 1998-11-30 |  | 1998-11-30 |  | Currently in Use | Gas (Historical Use) | 5000 | Steel-Impressed Current | 1985-05-13 | Steel (Impressed Current) | Pressurized
DIXIE FOOD STORE #139 | 2330 OLD OCILLA RD | TIFTON | Tift | 1370145 | 1C | Flapper Valve | 1998-11-30 |  | 1998-11-30 |  | Currently in Use | Gas (Historical Use) | 3000 | Steel-Impressed Current | 1985-05-13 | Steel (Impressed Current) | Pressurized
XPRESS MART #116 | I-75 & SECOND ST | TIFTON | Tift | 1370146 | 1 |  | 1998-10-02 |  | 1998-10-02 |  | Removed from Ground | Gas (Historical Use) | 10000 | Steel-Impressed Current | 1978-05-15 | Cathodically Protected | Pressurized
XPRESS MART #116 | I-75 & SECOND ST | TIFTON | Tift | 1370146 | 2 |  | 1998-10-02 |  | 1998-10-02 |  | Removed from Ground | Gas (Historical Use) | 10000 | Steel-Impressed Current | 1978-05-15 | Cathodically Protected | Pressurized
XPRESS MART #116 | I-75 & SECOND ST | TIFTON | Tift | 1370146 | 3 |  | 1998-10-02 |  | 1998-10-02 |  | Removed from Ground | Gas (Historical Use) | 4000 | Steel-Impressed Current | 1978-05-15 | Cathodically Protected | Safe Suction (Euro)
XPRESS MART #116 | I-75 & SECOND ST | TIFTON | Tift | 1370146 | 4 |  | 1998-10-02 |  | 1998-10-02 |  | Removed from Ground | Diesel | 3000 | Steel-Impressed Current | 1978-05-15 | Cathodically Protected | Safe Suction (Euro)
XPRESS MART #116 | I-75 & SECOND ST | TIFTON | Tift | 1370146 | 5 |  |  | FALSE |  | FALSE | Removed from Ground | Used Oil | 500 | Unknown | 2004-09-13 | Unknown
E Z MART | 3301 HWY 82 WEST | TIFTON | Tift | 1370147 | 1 | Overfill Alarm | 1993-10-15 | FALSE | 1993-10-15 | FALSE | Currently in Use | Plus | 10000 | Steel-Impressed Current | 1983-02-28 | Steel (Impressed Current) | Pressurized
E Z MART | 3301 HWY 82 WEST | TIFTON | Tift | 1370147 | 2 | Overfill Alarm | 1993-10-15 | FALSE | 1993-10-15 | FALSE | Currently in Use | Regular | 10000 | Steel-Impressed Current | 1983-02-28 | Steel (Impressed Current) | Pressurized
E Z MART | 3301 HWY 82 WEST | TIFTON | Tift | 1370147 | 3 | Overfill Alarm | 1993-10-15 | FALSE | 1993-10-15 | FALSE | Currently in Use | Premium | 10000 | Steel-Impressed Current | 1983-02-28 | Steel (Impressed Current) | Pressurized
E Z MART | 3301 HWY 82 WEST | TIFTON | Tift | 1370147 | 4 | Overfill Alarm | 1993-10-15 | FALSE | 1993-10-15 | FALSE | Currently in Use | Diesel | 4000 | Steel-Impressed Current | 1983-02-28 | Steel (Impressed Current) | Pressurized
BAY STATION #820 | I-75 & CHULA EXIT 23 | TIFTON | Tift | 1370148 | 1 | [5 empty] | Removed from Ground | Gas (Historical Use) | 4000 | Bare Steel | 1971-05-17 | Galvanized Steel | Safe Suction (Euro)
BAY STATION #820 | I-75 & CHULA EXIT 23 | TIFTON | Tift | 1370148 | 2 | [5 empty] | Removed from Ground | Gas (Historical Use) | 4000 | Bare Steel | 1971-05-17 | Galvanized Steel | Safe Suction (Euro)
BAY STATION #820 | I-75 & CHULA EXIT 23 | TIFTON | Tift | 1370148 | 3 | [5 empty] | Removed from Ground | Gas (Historical Use) | 4000 | Bare Steel | 1971-05-17 | Galvanized Steel | Safe Suction (Euro)
BAY STATION #820 | I-75 & CHULA EXIT 23 | TIFTON | Tift | 1370148 | 4 | [5 empty] | Removed from Ground | Gas (Historical Use) | 4000 | Bare Steel | 1971-05-17 | Galvanized Steel | Safe Suction (Euro)
BAY STATION #820 | I-75 & CHULA EXIT 23 | TIFTON | Tift | 1370148 | 5 | [5 empty] | Removed from Ground | Gas (Historical Use) | 4000 | Bare Steel | 1971-05-17 | Galvanized Steel | Safe Suction (Euro)
BAY STATION #820 | I-75 & CHULA EXIT 23 | TIFTON | Tift | 1370148 | 6 | [5 empty] | Removed from Ground | Diesel | 4000 | Bare Steel | 1971-05-17 | Galvanized Steel | Safe Suction (Euro)
BAY STATION #820 | I-75 & CHULA EXIT 23 | TIFTON | Tift | 1370148 | 7 | [5 empty] | Removed from Ground | Diesel | 4000 | Bare Steel | 1971-05-17 | Galvanized Steel | Safe Suction (Euro)
DIXIE FOOD MART | 2106 S MAIN ST | TIFTON | Tift | 1370149 | 1 | Flapper Valve | 1992-10-25 | FALSE | 1992-10-25 | FALSE | Currently in Use | E-10 | 10000 | Steel-Impressed Current | 1982-03-14 | Steel (Impressed Current) | Pressurized
DIXIE FOOD MART | 2106 S MAIN ST | TIFTON | Tift | 1370149 | 2 | Flapper Valve | 1992-10-25 | FALSE | 1992-10-25 | FALSE | Currently in Use | Premium | 10000 | Steel-Impressed Current | 1982-03-14 | Steel (Impressed Current) | Pressurized
DIXIE FOOD MART | 2106 S MAIN ST | TIFTON | Tift | 1370149 | 3 | Flapper Valve | 1992-10-25 | FALSE | 1992-10-25 | FALSE | Currently in Use | Diesel | 10000 | Steel-Impressed Current | 1982-03-14 | Steel (Impressed Current) | Pressurized
SWIFTY SERVE #633 | 414 W SEVENTH ST | TIFTON | Tift | 1370150 | 1 | [5 empty] | Removed from Ground | Gas (Historical Use) | 1 | Bare Steel | 1971-05-17 | Galvanized Steel
SWIFTY SERVE #633 | 414 W SEVENTH ST | TIFTON | Tift | 1370150 | 10 |  | 1989-07-01 |  | 1989-07-01 |  | Removed from Ground | Gas (Historical Use) | 4000 | Cathodically Protected Steel | 1989-07-01 | Cathodically Protected | Safe Suction (Euro)
SWIFTY SERVE #633 | 414 W SEVENTH ST | TIFTON | Tift | 1370150 | 2 | [5 empty] | Removed from Ground | Gas (Historical Use) | 1 | Bare Steel | 1971-05-17 | Galvanized Steel
SWIFTY SERVE #633 | 414 W SEVENTH ST | TIFTON | Tift | 1370150 | 3 | [5 empty] | Removed from Ground | Gas (Historical Use) | 1 | Bare Steel | 1971-05-17 | Galvanized Steel
SWIFTY SERVE #633 | 414 W SEVENTH ST | TIFTON | Tift | 1370150 | 4 | [5 empty] | Removed from Ground | Diesel | 1 | Bare Steel | 1971-05-17 | Galvanized Steel
SWIFTY SERVE #633 | 414 W SEVENTH ST | TIFTON | Tift | 1370150 | 5 | [5 empty] | Removed from Ground | Kerosene | 1 | Bare Steel | 1971-05-17 | Galvanized Steel
SWIFTY SERVE #633 | 414 W SEVENTH ST | TIFTON | Tift | 1370150 | 6 |  | 1989-07-01 |  | 1989-07-01 |  | Removed from Ground | Kerosene | 4000 | Cathodically Protected Steel | 1989-07-01 | Cathodically Protected | Safe Suction (Euro)
SWIFTY SERVE #633 | 414 W SEVENTH ST | TIFTON | Tift | 1370150 | 7 |  | 1989-07-01 |  | 1989-07-01 |  | Removed from Ground | Diesel | 4000 | Cathodically Protected Steel | 1989-07-01 | Cathodically Protected | Safe Suction (Euro)
SWIFTY SERVE #633 | 414 W SEVENTH ST | TIFTON | Tift | 1370150 | 8 |  | 1989-07-01 |  | 1989-07-01 |  | Removed from Ground | Gas (Historical Use) | 4000 | Cathodically Protected Steel | 1989-07-01 | Cathodically Protected | Safe Suction (Euro)
SWIFTY SERVE #633 | 414 W SEVENTH ST | TIFTON | Tift | 1370150 | 9 |  | 1989-07-01 |  | 1989-07-01 |  | Removed from Ground | Gas (Historical Use) | 4000 | Cathodically Protected Steel | 1989-07-01 | Cathodically Protected | Safe Suction (Euro)
HANZA FOOD MART | 301 W SEVENTH ST | TIFTON | Tift | 1370151 | 1 |  | 1996-02-15 | FALSE | 1996-02-15 | FALSE | Temporarily out of use | Gas (Historical Use) | 4000 | Steel-Impressed Current | 1977-05-15 |  | Pressurized
HANZA FOOD MART | 301 W SEVENTH ST | TIFTON | Tift | 1370151 | 2 |  | 1996-02-15 | FALSE | 1996-02-15 | FALSE | Temporarily out of use | Gas (Historical Use) | 6000 | Steel-Impressed Current | 1977-05-15 |  | Pressurized
HANZA FOOD MART | 301 W SEVENTH ST | TIFTON | Tift | 1370151 | 3 |  | 1996-02-15 |  | 1996-02-15 |  | Closed in Ground | Gas (Historical Use) | 3000 | Steel-Impressed Current | 1977-05-15 |  | Pressurized
HANZA FOOD MART | 301 W SEVENTH ST | TIFTON | Tift | 1370151 | 4 |  | 1996-02-15 | FALSE | 1996-02-15 | FALSE | Temporarily out of use | Gas (Historical Use) | 3000 | Steel-Impressed Current | 1977-05-15 |  | Pressurized
HANZA FOOD MART | 301 W SEVENTH ST | TIFTON | Tift | 1370151 | 5 | [5 empty] | Closed in Ground | Gas (Historical Use) | 3000 | Not Marked/Unknown | 2001-03-14 | Not Marked
FOOD MART | I-75 & ELDORADO EXIT NW QUADRANT | TIFTON | Tift | 1370152 | 1 |  | 1996-03-25 | FALSE | 1996-03-25 | FALSE | Removed from Ground | Gas (Historical Use) | 6000 | Steel-Impressed Current | 1980-05-14 | Cathodically Protected | Pressurized
FOOD MART | I-75 & ELDORADO EXIT NW QUADRANT | TIFTON | Tift | 1370152 | 2 |  | 1996-03-25 | FALSE | 1996-03-25 | FALSE | Removed from Ground | Gas (Historical Use) | 6000 | Steel-Impressed Current | 1980-05-14 | Cathodically Protected | Pressurized
FOOD MART | I-75 & ELDORADO EXIT NW QUADRANT | TIFTON | Tift | 1370152 | 3 |  | 1996-03-25 | FALSE | 1996-03-25 | FALSE | Removed from Ground | Diesel | 6000 | Steel-Impressed Current | 1980-05-14 | Cathodically Protected | Pressurized
QUICK STOP #175 | 1280 US HWY 82 EAST | TIFTON | Tift | 1370153 | 1 | Flapper Valve | 1992-10-01 | FALSE | 1992-10-01 | FALSE | Currently in Use | Premium | 10000 | Steel-Impressed Current | 1983-03-14 | Steel (Impressed Current) | Safe Suction (Euro)
QUICK STOP #175 | 1280 US HWY 82 EAST | TIFTON | Tift | 1370153 | 2 | Flapper Valve | 1992-10-01 | FALSE | 1992-10-01 | FALSE | Currently in Use | E-10 | 10000 | Steel-Impressed Current | 1983-03-14 | Steel (Impressed Current) | Safe Suction (Euro)
QUICK STOP #175 | 1280 US HWY 82 EAST | TIFTON | Tift | 1370153 | 3 | Flapper Valve | 1992-10-01 | FALSE | 1992-10-01 | FALSE | Currently in Use | Diesel | 4000 | Steel-Impressed Current | 1983-03-14 | Steel (Impressed Current) | Safe Suction (Euro)
QUICK STOP #175 | 1280 US HWY 82 EAST | TIFTON | Tift | 1370153 | 4 | [5 empty] | Removed from Ground | Diesel | 4000 | Bare Steel | 1981-06-14 | Cathodically Protected | Safe Suction (Euro)
QUICK STOP #175 | 1280 US HWY 82 EAST | TIFTON | Tift | 1370153 | 5 | [5 empty] | Removed from Ground | Diesel | 3000 | Bare Steel | 1981-06-14 | Cathodically Protected | Safe Suction (Euro)
QUICK STOP #175 | 1280 US HWY 82 EAST | TIFTON | Tift | 1370153 | 6 | [5 empty] | Removed from Ground | Diesel | 3000 | Bare Steel | 1981-06-14 | Cathodically Protected | Safe Suction (Euro)
QUICK STOP #175 | 1280 US HWY 82 EAST | TIFTON | Tift | 1370153 | 7 | Flapper Valve | 1996-11-07 | FALSE | 1996-11-07 | FALSE | Currently in Use | E-0 | 8000 | Composite | 1996-11-07 | Fiberglass Reinforced Plastic | Safe Suction (Euro)
KAISER AGRICULTURAL CHEMICALS IN | US HWY 41 S | TIFTON | Tift | 1370156 | 1 | [5 empty] | Permanently Out of Use - historical purposes | Gas (Historical Use) | 7500 | Bare Steel | 1968-06-06 | Galvanized Steel
INTERSTATE NATIONALEASE INC | 365 SOUTHWELL BLVD | TIFTON | Tift | 1370158 | 1 | Overfill Alarm | 1998-01-01 | FALSE | 1998-01-01 | FALSE | Currently in Use | Diesel | 12000 | Galvanic (STIP-3) | 1986-01-01 | Double-Walled Flex | Pressurized
INTERSTATE NATIONALEASE INC | 365 SOUTHWELL BLVD | TIFTON | Tift | 1370158 | 2 | [5 empty] | Removed from Ground | Other | 3000 | Bare Steel | 1986-01-01 | Cathodically Protected | Suction (American)
INTERSTATE NATIONALEASE INC | 365 SOUTHWELL BLVD | TIFTON | Tift | 1370158 | 3 |  |  | TRUE |  | TRUE | Removed from Ground | Used Oil | 1000 | Bare Steel | 1986-01-01 | Cathodically Protected
JERRY BENNETT TRUCKING | 132 BRANCH ST | OMEGA | Tift | 1370159 | 1 | [5 empty] | Removed from Ground | Diesel | 9000 | Cathodically Protected Steel | 1975-01-04 | Galvanized Steel | Safe Suction (Euro)
JERRY BENNETT TRUCKING | 132 BRANCH ST | OMEGA | Tift | 1370159 | 2 |  | 1998-08-01 | FALSE | 1998-08-01 | FALSE | Temporarily out of use | Diesel | 10000 | Galvanic (STIP-3) | 1987-01-22 | Fiberglass Reinforced Plastic | Safe Suction (Euro)
OLD SERVICE STATION/DAIRY QUEEN | I-75 & WILLIS STILL RD | CHULA | Tift | 1370163 | 1 | [5 empty] | Removed from Ground | Gas (Historical Use) | 10000 | Bare Steel | 1980-05-24 | Galvanized Steel
OLD SERVICE STATION/DAIRY QUEEN | I-75 & WILLIS STILL RD | CHULA | Tift | 1370163 | 2 | [5 empty] | Removed from Ground | Gas (Historical Use) | 10000 | Bare Steel | 1980-05-24 | Galvanized Steel
OLD SERVICE STATION/DAIRY QUEEN | I-75 & WILLIS STILL RD | CHULA | Tift | 1370163 | 3 | [5 empty] | Removed from Ground | Gas (Historical Use) | 10000 | Bare Steel | 1980-05-24 | Galvanized Steel
OLD SERVICE STATION/DAIRY QUEEN | I-75 & WILLIS STILL RD | CHULA | Tift | 1370163 | 4 | [5 empty] | Removed from Ground | Diesel | 10000 | Cathodically Protected Steel | 1987-01-01 | Cathodically Protected
SOUTH GA NATURAL GAS CO | WHIDDON MILL RD | TIFTON | Tift | 1360051 | 1 | [5 empty] | Removed from Ground | Gas (Historical Use) | 1000 | Cathodically Protected Steel | 1984-04-17 | Galvanized Steel
SOUTH GA NATURAL GAS CO | WHIDDON MILL RD | TIFTON | Tift | 1360051 | 2 | [5 empty] | Removed from Ground | Gas (Historical Use) | 1000 | Cathodically Protected Steel | 1984-04-17 | Galvanized Steel
SOUTH GA NATURAL GAS CO | WHIDDON MILL RD | TIFTON | Tift | 1360051 | 3 | [5 empty] | Removed from Ground | Diesel | 550 | Cathodically Protected Steel | 1984-04-17 | Galvanized Steel
SOUTH GA NATURAL GAS CO | WHIDDON MILL RD | TIFTON | Tift | 1360051 | 4 | [5 empty] | Removed from Ground | Gas (Historical Use) | 1000 | Bare Steel | 1960-04-23 | Not Marked
UGA-TIFTON | 2360 Rainwater Rd | Tifton | Tift | UST-SLOC-1370021 | 7 | [5 empty] | Removed from Ground | Diesel | 6000 | Bare Steel | 1956-03-12 | Copper
UGA-TIFTON | 2360 Rainwater Rd | Tifton | Tift | UST-SLOC-1370021 | 8 | [5 empty] | Removed from Ground | Gas (Historical Use) | 2000 | Bare Steel | 1966-03-10 | Galvanized Steel
UGA-TIFTON | 2360 Rainwater Rd | Tifton | Tift | UST-SLOC-1370021 | 9 | [5 empty] | Removed from Ground | Diesel | 1000 | Bare Steel | 1966-03-10 | Galvanized Steel
UGA-TIFTON | 2360 Rainwater Rd | Tifton | Tift | UST-SLOC-1370042 | 1 | [5 empty] | Removed from Ground | Diesel | 10000 | Bare Steel | 1975-01-20 | Unknown
UGA-TIFTON | 2360 Rainwater Rd | Tifton | Tift | UST-SLOC-9137076 | 1 |  |  | FALSE |  | FALSE | Removed from Ground | Diesel | 560 | Unknown | 2011-10-27
UGA-TIFTON | 2360 Rainwater Rd | Tifton | Tift | UST-SLOC-9137077 | 1 | [5 empty] | Removed from Ground | Diesel | 1000 | Marked Unknown | 1997-07-15 | Unknown
UGA-TIFTON | 2360 Rainwater Rd | Tifton | Tift | UST-SLOC-9137077 | 2 | [5 empty] | Removed from Ground | Diesel | 1000 | Marked Unknown | 1997-12-15 | Unknown
UGA-TIFTON | 2360 Rainwater Rd | Tifton | Tift | UST-SLOC-9137078 | 1 | [5 empty] | Removed from Ground | Diesel | 4000 | Marked Unknown | 1997-06-09 | Unknown
UGA-TIFTON | 2360 Rainwater Rd | Tifton | Tift | UST-SLOC-9137079 | 1 | [5 empty] | Removed from Ground | Diesel | 2000 | Marked Unknown | 1997-07-08 | Unknown
UGA-TIFTON | 2360 Rainwater Rd | Tifton | Tift | UST-SLOC-9137081 | 1 | [5 empty] | Removed from Ground | Diesel | 2000 | Marked Unknown | 1997-08-19 | Unknown
UGA-TIFTON | 2360 Rainwater Rd | Tifton | Tift | UST-SLOC-9137083 | 1 | [5 empty] | Removed from Ground | Gas (Historical Use) | 1000 | Marked Unknown | 1997-12-09 | Unknown
UGA-TIFTON | 2360 Rainwater Rd | Tifton | Tift | UST-SLOC-9137083 | 2 | [5 empty] | Removed from Ground | Gas (Historical Use) | 1000 | Marked Unknown | 1997-12-09 | Unknown
UGA-TIFTON | 2360 Rainwater Rd | Tifton | Tift | UST-SLOC-9137083 | 3 | Flapper Valve | 1997-07-14 | FALSE | 1997-07-14 | FALSE | Currently in Use | Gas (Historical Use) | 10000 | Fiberglass Double Walled | 1997-07-14 | Double-Walled Fiberglass | Pressurized
UGA-TIFTON | 2360 Rainwater Rd | Tifton | Tift | UST-SLOC-9137083 | 4 | Flapper Valve | 1997-07-14 | FALSE | 1997-07-14 | FALSE | Currently in Use | Diesel | 10000 | Fiberglass Double Walled | 1997-07-14 | Double-Walled Fiberglass | Pressurized
GA ARNG OMS | US HWY 41 | TIFTON | Tift | 9137001 | 1 | [5 empty] | Removed from Ground | Gas (Historical Use) | 600 | Not Marked/Unknown |  | Not Marked
TRI-COUNTY GAS | TIFTON STORAGE YARD | TIFTON | Tift | 9137002 | 1AST | [5 empty] | Permanently Out of Use - historical purposes | Gas (Historical Use) | 4000 | Not Marked/Unknown |  | Not Marked
ROSS CONCRETE & SUPPLY INC | 109 EAST NINTH ST | TIFTON | Tift | 9137003 | 1 | [5 empty] | Removed from Ground | Diesel | 12000 | Bare Steel | 1983-01-01 | Bare Steel
ROSS CONCRETE & SUPPLY INC | 109 EAST NINTH ST | TIFTON | Tift | 9137003 | 2 | [5 empty] | Removed from Ground | Other | 500 | Not Marked/Unknown | 1995-01-13 | Unknown
RADIO STATION WWGS AM TRANSMITTE | 200 JOHN HOWARD WAY | TIFTON | Tift | 9137004 | 1 | [5 empty] | Removed from Ground | Diesel | 3000 | Bare Steel | 1967-01-01 | Bare Steel | Safe Suction (Euro)
BJS MARKET | 2509 S MAIN ST | TIFTON | Tift | 9137005 | 1 | Flapper Valve | 1996-01-01 | FALSE | 1996-01-01 | FALSE | Temporarily out of use | Empty | 6000 | Galvanic (STIP-3) | 1989-01-01 |  | Safe Suction (Euro)
BJS MARKET | 2509 S MAIN ST | TIFTON | Tift | 9137005 | 2 | Flapper Valve | 1996-01-01 | FALSE | 1996-01-01 | FALSE | Temporarily out of use | Empty | 6000 | Galvanic (STIP-3) | 1989-01-01 |  | Safe Suction (Euro)
BJS MARKET | 2509 S MAIN ST | TIFTON | Tift | 9137005 | 3 | Flapper Valve | 1996-01-01 | FALSE | 1996-01-01 | FALSE | Temporarily out of use | Empty | 6000 | Galvanic (STIP-3) | 1989-01-01 |  | Safe Suction (Euro)
APC #450 | 809 CAMDEN WAY | TIFTON | Tift | 9137006 | 134117 |  | 1988-12-19 |  | 1988-12-19 |  | Removed from Ground | Gas (Historical Use) | 8000 | Galvanic (STIP-3) | 1988-12-19 | Fiberglass Reinforced Plastic | Pressurized
APC #450 | 809 CAMDEN WAY | TIFTON | Tift | 9137006 | 134122 |  | 1988-12-19 |  | 1988-12-19 |  | Removed from Ground | Gas (Historical Use) | 8000 | Galvanic (STIP-3) | 1988-12-19 | Fiberglass Reinforced Plastic | Pressurized
APC #450 | 809 CAMDEN WAY | TIFTON | Tift | 9137006 | 134123 |  | 1988-12-19 |  | 1988-12-19 |  | Removed from Ground | Gas (Historical Use) | 8000 | Galvanic (STIP-3) | 1988-12-19 | Fiberglass Reinforced Plastic | Pressurized
TIFT TOWN SERVICE STATION | 636 LOVE AVE | TIFTON | Tift | 9137007 | 1 | [5 empty] | Removed from Ground | Gas (Historical Use) | 10000 | Bare Steel | 1975-01-01 | Galvanized Steel | Pressurized
TIFT TOWN SERVICE STATION | 636 LOVE AVE | TIFTON | Tift | 9137007 | 2 | [5 empty] | Removed from Ground | Gas (Historical Use) | 10000 | Bare Steel | 1975-01-01 | Galvanized Steel | Pressurized
RED CARPET INN | 104 CHULA BROOKFIELD RD | CHULA | Tift | 9137008 | 1 |  | 1997-01-10 |  | 1997-01-10 |  | Removed from Ground | Gas (Historical Use) | 10000 | Steel-Impressed Current | 1979-01-01 | Cathodically Protected | Pressurized
RED CARPET INN | 104 CHULA BROOKFIELD RD | CHULA | Tift | 9137008 | 2 |  | 1997-01-10 |  | 1997-01-10 |  | Removed from Ground | Gas (Historical Use) | 10000 | Steel-Impressed Current | 1979-01-01 | Cathodically Protected | Pressurized
RED CARPET INN | 104 CHULA BROOKFIELD RD | CHULA | Tift | 9137008 | 3A |  | 2005-01-24 | FALSE | 2005-01-24 | FALSE | Currently in Use | Gas (Historical Use) | 14000 | Composite | 2005-01-24 | Fiberglass Reinforced Plastic | Pressurized
RED CARPET INN | 104 CHULA BROOKFIELD RD | CHULA | Tift | 9137008 | 3B |  | 2005-01-24 | FALSE | 2005-01-24 | FALSE | Currently in Use | Gas (Historical Use) | 6000 | Composite | 2005-01-24 | Fiberglass Reinforced Plastic | Pressurized
RED CARPET INN | 104 CHULA BROOKFIELD RD | CHULA | Tift | 9137008 | 3C |  | 2005-01-24 | FALSE | 2005-01-24 | FALSE | Currently in Use | Diesel | 5000 | Composite | 2005-01-24 | Fiberglass Reinforced Plastic | Pressurized
CHULA TEXACO | I-75 & EXIT #23 | CHULA | Tift | 9137009 | 1 | [5 empty] | Removed from Ground | Gas (Historical Use) | 8000 | Fiberglass | 1985-01-01 | Galvanized Steel
CHULA TEXACO | I-75 & EXIT #23 | CHULA | Tift | 9137009 | 2 | [5 empty] | Removed from Ground | Gas (Historical Use) | 8000 | Fiberglass | 1985-01-01 | Galvanized Steel
CHULA TEXACO | I-75 & EXIT #23 | CHULA | Tift | 9137009 | 3 | [5 empty] | Removed from Ground | Gas (Historical Use) | 6000 | Fiberglass | 1985-01-01 | Galvanized Steel
A & N FOOD MART | 3119 S CENTRAL AVE | TIFTON | Tift | 9137011 | 1 | [5 empty] | Removed from Ground | Gas (Historical Use) | 8000 | Bare Steel | 1977-01-01 | Galvanized Steel | Suction (American)
A & N FOOD MART | 3119 S CENTRAL AVE | TIFTON | Tift | 9137011 | 2 | [5 empty] | Removed from Ground | Gas (Historical Use) | 8000 | Bare Steel | 1977-01-01 | Galvanized Steel | Suction (American)
A & N FOOD MART | 3119 S CENTRAL AVE | TIFTON | Tift | 9137011 | 3 | Flapper Valve | 1999-11-16 | FALSE | 1999-11-16 | FALSE | Currently in Use | Premium | 12000 | Galvanic (STIP-3) | 1999-11-16 | Fiberglass Reinforced Plastic | Pressurized
A & N FOOD MART | 3119 S CENTRAL AVE | TIFTON | Tift | 9137011 | 4 | Flapper Valve | 1999-11-16 | FALSE | 1999-11-16 | FALSE | Currently in Use | Plus | 12000 | Galvanic (STIP-3) | 1999-11-16 | Fiberglass Reinforced Plastic | Pressurized
A & N FOOD MART | 3119 S CENTRAL AVE | TIFTON | Tift | 9137011 | 5 | Flapper Valve | 1999-11-16 | FALSE | 1999-11-16 | FALSE | Currently in Use | E-10 | 12000 | Galvanic (STIP-3) | 1999-11-16 | Fiberglass Reinforced Plastic | Pressurized
WILLIAMS INVESTMENT CO | I-75 EXIT 19 | TIFTON | Tift | 9137012 | 1 | [5 empty] | Removed from Ground | Empty | 4000 | Bare Steel | 1978-07-01 | Galvanized Steel
WILLIAMS INVESTMENT CO | I-75 EXIT 19 | TIFTON | Tift | 9137012 | 2 | [5 empty] | Removed from Ground | Empty | 5000 | Bare Steel | 1978-07-01 | Galvanized Steel
WILLIAMS INVESTMENT CO | I-75 EXIT 19 | TIFTON | Tift | 9137012 | 3 | [5 empty] | Removed from Ground | Empty | 8000 | Bare Steel | 1978-07-01 | Galvanized Steel
SUNSWEET BP | 184 WILLIS STILL RD | CHULA | Tift | 9137013 | 1A | Flapper Valve | 1991-07-12 | FALSE | 1991-07-12 | FALSE | Currently in Use | Regular | 8000 | Galvanic (STIP-3) | 1991-07-10 | Fiberglass Reinforced Plastic | Pressurized
SUNSWEET BP | 184 WILLIS STILL RD | CHULA | Tift | 9137013 | 1B | Flapper Valve | 1991-07-12 | FALSE | 1991-07-12 | FALSE | Currently in Use | Plus | 3000 | Galvanic (STIP-3) | 1991-07-10 | Fiberglass Reinforced Plastic | Pressurized
SUNSWEET BP | 184 WILLIS STILL RD | CHULA | Tift | 9137013 | 1C | Flapper Valve | 1991-07-12 | FALSE | 1991-07-12 | FALSE | Currently in Use | Premium | 4000 | Galvanic (STIP-3) | 1991-07-10 | Fiberglass Reinforced Plastic | Pressurized
SUNSWEET BP | 184 WILLIS STILL RD | CHULA | Tift | 9137013 | 2 | Ball Float | 1993-03-22 | FALSE | 1993-03-22 | FALSE | Currently in Use | Diesel | 8000 | Galvanic (STIP-3) | 1993-02-06 | Fiberglass Reinforced Plastic | Pressurized
RACEWAY 899 TIFTON | 1407 HWY 82 W | TIFTON | Tift | 9137014 | 1 | Ball Float | 1989-01-01 | FALSE | 1989-01-01 | FALSE | Removed from Ground |  | 12000 | Composite Double Walled | 1989-01-01 | Double-Walled Fiberglass | Pressurized
RACEWAY 899 TIFTON | 1407 HWY 82 W | TIFTON | Tift | 9137014 | 2 | Ball Float | 1989-01-01 | FALSE | 1989-01-01 | FALSE | Removed from Ground | Diesel | 12000 | Composite Double Walled | 1989-01-01 | Double-Walled Fiberglass | Pressurized
RACEWAY 899 TIFTON | 1407 HWY 82 W | TIFTON | Tift | 9137014 | 3 | Ball Float | 1989-01-01 | FALSE | 1989-01-01 | FALSE | Removed from Ground |  | 12000 | Composite Double Walled | 1989-01-01 | Double-Walled Fiberglass | Pressurized
J M FOOD MART | 1303 US HWY 82 E | TIFTON | Tift | 9137016 | 1 | Flapper Valve | 1997-03-07 |  | 1997-03-07 |  | Currently in Use | Gas (Historical Use) | 6000 | Galvanic (STIP-3) | 1987-01-01 | Galvanized Steel | Pressurized
J M FOOD MART | 1303 US HWY 82 E | TIFTON | Tift | 9137016 | 2 | Flapper Valve | 1997-03-07 |  | 1997-03-07 |  | Currently in Use | Gas (Historical Use) | 6000 | Galvanic (STIP-3) | 1987-01-01 | Galvanized Steel | Pressurized
J M FOOD MART | 1303 US HWY 82 E | TIFTON | Tift | 9137016 | 3 | Flapper Valve | 1997-03-07 |  | 1997-03-07 |  | Currently in Use | Diesel | 6000 | Galvanic (STIP-3) | 1987-01-01 | Galvanized Steel | Pressurized
BROOKFIELD GENERAL STORE | 2554 US HWY 82 E & WHITLEY RD | ENIGMA | Tift | 9137017 | 1A | Flapper Valve | 1996-11-20 | FALSE | 1992-01-01 | FALSE | Currently in Use | Regular | 8000 | Galvanic (STIP-3) | 1992-01-01 | Fiberglass Reinforced Plastic | Pressurized
BROOKFIELD GENERAL STORE | 2554 US HWY 82 E & WHITLEY RD | ENIGMA | Tift | 9137017 | 1B | Flapper Valve | 1992-01-01 | FALSE | 1992-01-01 | FALSE | Currently in Use | Premium | 4000 | Galvanic (STIP-3) | 1992-01-01 | Fiberglass Reinforced Plastic | Pressurized
HENRY TIFT MYERS AIRPORT/SOUTH TANK PIT | 3093 US HWY 41 NORTH | TIFTON | Tift | 9137019 | 1 |  | 1989-01-01 | FALSE | 1989-01-01 | FALSE | Removed from Ground |  | 10000 | Galvanic (STIP-3) | 1989-01-01 | Fiberglass Reinforced Plastic | Pressurized
SS 25217 | I-75 & WHIDDON RD | TIFTON | Tift | 9137020 | 1 | [5 empty] | Closed in Ground | Gas (Historical Use) | 8000 | Bare Steel | 1968-01-01 | Galvanized Steel
SS 25217 | I-75 & WHIDDON RD | TIFTON | Tift | 9137020 | 2 | [5 empty] | Closed in Ground | Gas (Historical Use) | 8000 | Bare Steel | 1968-01-01 | Galvanized Steel
SS 25217 | I-75 & WHIDDON RD | TIFTON | Tift | 9137020 | 3 | [5 empty] | Closed in Ground | Gas (Historical Use) | 4000 | Bare Steel | 1968-01-01 | Galvanized Steel
SS 25217 | I-75 & WHIDDON RD | TIFTON | Tift | 9137020 | 4 |  |  | TRUE |  | TRUE | Closed in Ground | Used Oil | 550 | Bare Steel | 1968-01-01 | Galvanized Steel
SS 25217 | I-75 & WHIDDON RD | TIFTON | Tift | 9137020 | 5 | [5 empty] | Closed in Ground | Other | 550 | Bare Steel | 1968-01-01 | Galvanized Steel
FLASH FOODS #288 | 1203 US HWY 82 W | TIFTON | Tift | 9137021 | 196985 | Flapper Valve | 1992-04-02 |  | 1992-04-02 |  | Removed from Ground | Gas (Historical Use) | 12000 | Galvanic (STIP-3) | 1991-12-19 | Double-Walled Fiberglass | Pressurized
FLASH FOODS #288 | 1203 US HWY 82 W | TIFTON | Tift | 9137021 | 196986 | Flapper Valve | 1992-04-02 |  | 1992-04-02 |  | Removed from Ground | Gas (Historical Use) | 12000 | Galvanic (STIP-3) | 1991-12-19 | Double-Walled Fiberglass | Pressurized
FLASH FOODS #288 | 1203 US HWY 82 W | TIFTON | Tift | 9137021 | 196987 |  | 1992-04-02 |  | 1992-04-02 |  | Removed from Ground | Gas (Historical Use) | 12000 | Galvanic (STIP-3) | 1991-12-19 | Double-Walled Fiberglass | Pressurized
FLASH FOODS #288 | 1203 US HWY 82 W | TIFTON | Tift | 9137021 | 4 | Flapper Valve | 2012-06-21 | FALSE | 2012-06-21 | FALSE | Currently in Use | E-10 | 15000 | Composite Double Walled | 2012-06-21 | Double-Walled Flex | Pressurized
FLASH FOODS #288 | 1203 US HWY 82 W | TIFTON | Tift | 9137021 | 5 | Flapper Valve | 2021-06-21 | FALSE | 2012-06-21 | FALSE | Currently in Use | E-10 | 15000 | Composite Double Walled | 2012-06-21 | Double-Walled Flex | Pressurized
FLASH FOODS #288 | 1203 US HWY 82 W | TIFTON | Tift | 9137021 | 6 | Flapper Valve | 2012-06-21 | FALSE | 2012-06-21 | FALSE | Currently in Use | Premium | 8000 | Composite Double Walled | 2012-06-21 | Double-Walled Flex | Pressurized
FLASH FOODS #288 | 1203 US HWY 82 W | TIFTON | Tift | 9137021 | 7 | Flapper Valve | 2012-06-21 | FALSE | 2012-06-21 | FALSE | Currently in Use | Diesel | 8000 | Composite Double Walled | 2012-06-21 | Double-Walled Flex | Pressurized
GA DOT #10482 SERVICE STATION (F | I-75 & US HWY 82 INTERCHANGE | TIFTON | Tift | 9137022 | 10482-1 | [5 empty] | Removed from Ground | Diesel | 500 | Marked Unknown | 1992-08-04 | Unknown
GA DOT #10482 SERVICE STATION (F | I-75 & US HWY 82 INTERCHANGE | TIFTON | Tift | 9137022 | 10482-2 | [5 empty] | Removed from Ground | Other | 500 | Marked Unknown | 1992-08-04 | Unknown
PILOT TRAVEL CENTER #192 | 4431 UNION RD | TIFTON | Tift | 9137023 | 1 | Ball Float | 1992-11-27 | FALSE | 1992-11-27 | FALSE | Currently in Use | Diesel | 20000 | Composite | 1992-11-17 | Double-Walled Fiberglass | Pressurized
PILOT TRAVEL CENTER #192 | 4431 UNION RD | TIFTON | Tift | 9137023 | 2 | Ball Float | 1992-11-27 | FALSE | 1992-11-27 | FALSE | Currently in Use | Diesel | 20000 | Composite | 1992-11-17 | Double-Walled Fiberglass | Pressurized
PILOT TRAVEL CENTER #192 | 4431 UNION RD | TIFTON | Tift | 9137023 | 3A | Flapper Valve | 1992-11-27 | FALSE | 1992-11-27 | FALSE | Currently in Use | E-10 | 10000 | Composite | 1992-11-17 | Double-Walled Fiberglass | Pressurized
PILOT TRAVEL CENTER #192 | 4431 UNION RD | TIFTON | Tift | 9137023 | 3B | Flapper Valve | 1992-11-17 | FALSE | 1992-11-17 | FALSE | Currently in Use | E-10 | 6000 | Composite | 1992-11-17 | Double-Walled Fiberglass | Pressurized
PILOT TRAVEL CENTER #192 | 4431 UNION RD | TIFTON | Tift | 9137023 | 3C | Flapper Valve | 1992-11-17 | FALSE | 1992-11-17 | FALSE | Currently in Use | Premium | 4000 | Composite | 1992-11-17 | Double-Walled Fiberglass | Pressurized
PILOT TRAVEL CENTER #192 | 4431 UNION RD | TIFTON | Tift | 9137023 | 4 | Flapper Valve | 2014-03-27 | FALSE | 2014-03-27 | FALSE | Currently in Use | Biodiesel | 20000 | Fiberglass Double Walled | 2014-03-27 | Double-Walled Fiberglass | Safe Suction (Euro)
GA DOT ROW PROPERTY/FORMER SVC S | I-75 & US HWY 41 INTERCHANGE | TIFTON | Tift | 9137024 | 1 | [5 empty] | Removed from Ground | Other | 0 | Marked Unknown | 1992-07-01 | Unknown
EXPRESSWAY FOOD MART INC | 3336 US HWY 41 NORTH | CHULA | Tift | 9137025 | 1 | Ball Float | 1994-01-10 | FALSE | 1994-01-10 | FALSE | Currently in Use | Gas (Historical Use) | 6000 | Lined Interior | 2000-10-09 | Fiberglass Reinforced Plastic | Pressurized
EXPRESSWAY FOOD MART INC | 3336 US HWY 41 NORTH | CHULA | Tift | 9137025 | 2 | Ball Float | 1994-01-10 |  | 1994-01-10 |  | Currently in Use | Gas (Historical Use) | 6000 | Galvanic (STIP-3) | 2000-10-09 | Fiberglass Reinforced Plastic | Pressurized
TIFTON ALUMINUM CO | SOUTHWELL BLVD | TIFTON | Tift | 9137027 | 1 | [5 empty] | Removed from Ground | Diesel | 2000 | Not Marked/Unknown | 1989-01-01 | Not Marked
GA POWER OLD TIFTON DIST OP HQ | 106 WEST SECOND ST | TIFTON | Tift | 9137028 | 1 | [5 empty] | Removed from Ground | Gas (Historical Use) | 10000 | Bare Steel | 1955-01-01 | Bare Steel | Safe Suction (Euro)
DHANI NAIYA LLC | 1820 HWY 41 N | TIFTON | Tift | 9137030 | 1 | Flapper Valve | 1994-04-28 | FALSE | 1994-04-28 | FALSE | Currently in Use | Regular | 15000 | Galvanic (STIP-3) | 1994-04-09 | Fiberglass Reinforced Plastic | Pressurized
TIFTON SPINNING MILL | 3 RD ST & RIDGE AVE | TIFTON | Tift | 9137031 | 1 | [5 empty] | Removed from Ground | Other | 20000 | Not Marked/Unknown | 1994-06-02 | Not Marked
TIFTON SPINNING MILL | 3 RD ST & RIDGE AVE | TIFTON | Tift | 9137031 | 2 | [5 empty] | Removed from Ground | Other | 20000 | Not Marked/Unknown | 1994-06-02 | Not Marked
TIFTON SPINNING MILL | 3 RD ST & RIDGE AVE | TIFTON | Tift | 9137031 | 3 | [5 empty] | Removed from Ground | Other | 20000 | Not Marked/Unknown | 1994-06-02 | Not Marked
MATHIS PROPERTIES | 17 TH ST & SOUTH CENTRAL AVE | TIFTON | Tift | 9137032 | 1 | [5 empty] | Removed from Ground | Gas (Historical Use) | 2000 | Bare Steel | 1956-07-01 | Galvanized Steel | Suction (American)
MATHIS PROPERTIES | 17 TH ST & SOUTH CENTRAL AVE | TIFTON | Tift | 9137032 | 2 | [5 empty] | Removed from Ground | Gas (Historical Use) | 2000 | Bare Steel | 1962-01-01 | Galvanized Steel | Suction (American)
MATHIS PROPERTIES | 17 TH ST & SOUTH CENTRAL AVE | TIFTON | Tift | 9137032 | 3 | [5 empty] | Removed from Ground | Gas (Historical Use) | 550 | Bare Steel | 1962-01-01 | Galvanized Steel | Suction (American)
ROYAL CROWN BOTTLING CO OF TIFTO | 2755 MARSHALL DR | TIFTON | Tift | 9137035 | 1 | [5 empty] | Removed from Ground | Diesel | 10000 | Cathodically Protected Steel | 1987-01-01 | Unknown | Suction (American)
ROYAL CROWN BOTTLING CO OF TIFTO | 2755 MARSHALL DR | TIFTON | Tift | 9137035 | 2 | [5 empty] | Removed from Ground | Gas (Historical Use) | 5000 | Cathodically Protected Steel | 1987-01-01 | Unknown | Suction (American)
MASTERS ECONOMY INN | SEVENTH & VIRGINIA STREETS | TIFTON | Tift | 9137036 | DUMMY | [5 empty] | Permanently Out of Use - historical purposes | Gas (Historical Use) | 0 | Marked Unknown |  | Unknown
PLANT TELEPHONE TOWER SITE | HWY 319 SOUTH | OMEGA | Tift | 9137037 | 1 | [5 empty] | Removed from Ground | Gas (Historical Use) | 1000 | Not Marked/Unknown | 1995-07-08 | Unknown
PLANT TELEPHONE TOWER SITE | HWY 319 SOUTH | OMEGA | Tift | 9137037 | 2 | [5 empty] | Removed from Ground | Diesel | 1000 | Not Marked/Unknown | 1995-07-08 | Unknown
WALKER'S AUTO SALES | 216 W 7TH ST | TIFTON | Tift | 9137038 | 1 | [5 empty] | Removed from Ground | Gas (Historical Use) | 6000 | Marked Unknown | 1995-08-22 | Unknown
WALKER'S AUTO SALES | 216 W 7TH ST | TIFTON | Tift | 9137038 | 2 | [5 empty] | Removed from Ground | Gas (Historical Use) | 6000 | Marked Unknown | 1995-08-22 | Unknown
WALKER'S AUTO SALES | 216 W 7TH ST | TIFTON | Tift | 9137038 | 3 | [5 empty] | Removed from Ground | Gas (Historical Use) | 6000 | Marked Unknown | 1995-08-22 | Unknown
WALKER'S AUTO SALES | 216 W 7TH ST | TIFTON | Tift | 9137038 | 4 | [5 empty] | Removed from Ground | Gas (Historical Use) | 6000 | Marked Unknown | 1995-08-22 | Unknown
WALKER'S AUTO SALES | 216 W 7TH ST | TIFTON | Tift | 9137038 | 5 |  |  | TRUE |  | TRUE | Removed from Ground | Used Oil | 560 | Marked Unknown | 1995-08-22 | Unknown
Soda Pop Stop | 3131 HWY 41 S | TIFTON | Tift | 9137039 | 1 | Flapper Valve | 1993-08-01 | FALSE | 1993-08-01 | FALSE | Currently in Use | Regular | 12000 | Galvanic (STIP-3) | 1993-07-08 | Fiberglass Reinforced Plastic | Pressurized
Soda Pop Stop | 3131 HWY 41 S | TIFTON | Tift | 9137039 | 2 | Flapper Valve | 1993-08-01 | FALSE | 1993-08-01 | FALSE | Temporarily out of use | Plus | 8000 | Galvanic (STIP-3) | 1993-07-08 | Fiberglass Reinforced Plastic | Pressurized
Soda Pop Stop | 3131 HWY 41 S | TIFTON | Tift | 9137039 | 3 | Flapper Valve | 1994-04-01 | FALSE | 1994-04-01 | FALSE | Temporarily out of use | Diesel | 10000 | Galvanic (STIP-3) | 1993-07-08 | Fiberglass Reinforced Plastic | Pressurized
RACHELS MINI SUPER | 2712 HWY 41 SOUTH | TIFTON | Tift | 9137040 | 1 |  | 1990-07-01 |  | 1990-07-01 |  | Removed from Ground | Gas (Historical Use) | 3000 | Cathodically Protected Steel | 1990-07-01 | Cathodically Protected | Safe Suction (Euro)
RACHELS MINI SUPER | 2712 HWY 41 SOUTH | TIFTON | Tift | 9137040 | 2 |  | 1990-07-01 |  | 1990-07-01 |  | Removed from Ground | Gas (Historical Use) | 3000 | Cathodically Protected Steel | 1990-07-01 | Cathodically Protected | Pressurized
RACHELS MINI SUPER | 2712 HWY 41 SOUTH | TIFTON | Tift | 9137040 | 3 |  | 1990-07-01 |  | 1990-07-01 |  | Removed from Ground | Gas (Historical Use) | 3000 | Cathodically Protected Steel | 1990-07-01 | Cathodically Protected | Pressurized
RACHELS MINI SUPER | 2712 HWY 41 SOUTH | TIFTON | Tift | 9137040 | 4 |  | 1990-07-01 |  | 1990-07-01 |  | Removed from Ground | Diesel | 3000 | Cathodically Protected Steel | 1990-07-01 | Cathodically Protected | Safe Suction (Euro)
STAFFORD R T LLC | 1306 US HWY 82 W | TIFTON | Tift | 9137041 | 1 |  | 1990-11-30 |  | 1990-11-30 |  | Removed from Ground | Gas (Historical Use) | 10000 | Fiberglass Double Walled | 1990-11-30 | Fiberglass Reinforced Plastic | Pressurized
STAFFORD R T LLC | 1306 US HWY 82 W | TIFTON | Tift | 9137041 | 2 |  | 1990-11-30 |  | 1990-11-30 |  | Removed from Ground | Gas (Historical Use) | 10000 | Fiberglass Double Walled | 1990-11-30 | Fiberglass Reinforced Plastic | Pressurized
STAFFORD R T LLC | 1306 US HWY 82 W | TIFTON | Tift | 9137041 | 3 |  | 1990-11-30 |  | 1990-11-30 |  | Removed from Ground | Gas (Historical Use) | 10000 | Fiberglass Double Walled | 1990-11-30 | Fiberglass Reinforced Plastic | Pressurized
SUNNY FOOD MART | 2443 HWY 82 EAST | BROOKFIELD | Tift | 9137042 | 1 | Ball Float | 1998-12-22 | FALSE | 1988-01-01 | FALSE | Currently in Use | Regular | 10000 | Steel-Impressed Current | 1998-11-28 | Steel (Impressed Current) | Pressurized
SUNNY FOOD MART | 2443 HWY 82 EAST | BROOKFIELD | Tift | 9137042 | 2 | Ball Float | 1998-12-22 | FALSE | 1988-01-01 | FALSE | Currently in Use | Premium | 10000 | Steel-Impressed Current | 1988-01-01 | Steel (Impressed Current) | Pressurized
SUNNY FOOD MART | 2443 HWY 82 EAST | BROOKFIELD | Tift | 9137042 | 3 | Ball Float | 1988-01-01 | FALSE | 1988-01-01 | FALSE | Currently in Use | Diesel | 6000 | Steel-Impressed Current | 1988-01-01 | Steel (Impressed Current) | Pressurized
ESCOS FOOD STORE #157 | 2640 TIFT AVE | TIFTON | Tift | 9137043 | 1 | Ball Float | 1990-06-01 |  | 1990-06-01 |  | Currently in Use | Gas (Historical Use) | 8000 | Composite | 1990-06-01 | Fiberglass Reinforced Plastic | Pressurized
ESCOS FOOD STORE #157 | 2640 TIFT AVE | TIFTON | Tift | 9137043 | 2 | Ball Float | 1990-06-01 |  | 1990-06-01 |  | Currently in Use | Gas (Historical Use) | 6000 | Composite | 1990-06-01 | Fiberglass Reinforced Plastic | Pressurized
ESCOS FOOD STORE #157 | 2640 TIFT AVE | TIFTON | Tift | 9137043 | 3 | Ball Float | 1990-06-01 |  | 1990-06-01 |  | Currently in Use | Gas (Historical Use) | 6000 | Composite | 1990-06-01 | Fiberglass Reinforced Plastic | Pressurized
GOOD NEIGHBOR GROCERY | 2620 WHIDDON MILL RD | TIFTON | Tift | 9137044 | 1 | [5 empty] | Removed from Ground | Gas (Historical Use) | 1000 | Bare Steel | 1980-01-01 | Galvanized Steel | Safe Suction (Euro)
GOOD NEIGHBOR GROCERY | 2620 WHIDDON MILL RD | TIFTON | Tift | 9137044 | 2 | [5 empty] | Removed from Ground | Gas (Historical Use) | 1000 | Bare Steel | 1980-01-01 | Galvanized Steel | Safe Suction (Euro)
GOOD NEIGHBOR GROCERY | 2620 WHIDDON MILL RD | TIFTON | Tift | 9137044 | 3 | Flapper Valve | 1998-08-10 | FALSE | 1998-08-10 | FALSE | Temporarily out of use | Regular | 2000 | Composite | 1998-08-10 | Fiberglass Reinforced Plastic | Safe Suction (Euro)
ENK545 | 1819 TIFT AV NORTH | TIFTON | Tift | 9137045 | 1 | Flapper Valve | 1995-06-16 | FALSE | 1995-06-13 | FALSE | Currently in Use | Regular | 12000 | Fiberglass Double Walled | 1995-04-16 | Double-Walled Flex | Pressurized
ENK545 | 1819 TIFT AV NORTH | TIFTON | Tift | 9137045 | 2 | Flapper Valve | 1995-06-16 | FALSE | 1995-06-13 | FALSE | Currently in Use | Premium | 8000 | Fiberglass Double Walled | 1995-04-16 | Double-Walled Flex | Pressurized
ENK545 | 1819 TIFT AV NORTH | TIFTON | Tift | 9137045 | 3 | Flapper Valve | 1995-06-16 | FALSE | 1995-06-13 | FALSE | Currently in Use | Diesel | 8000 | Fiberglass Double Walled | 1995-04-16 | Double-Walled Flex | Pressurized
DIXIE FOOD STORE #625 | 5070 HWY 125 NORTH | CHULA | Tift | 9137046 | 1 | Flapper Valve | 1995-11-01 |  | 1995-11-01 |  | Currently in Use | Gas (Historical Use) | 4000 | Steel-Impressed Current | 1986-06-01 | Steel (Impressed Current) | Pressurized
DIXIE FOOD STORE #625 | 5070 HWY 125 NORTH | CHULA | Tift | 9137046 | 2 | Flapper Valve | 1995-11-01 |  | 1995-11-01 |  | Currently in Use | Gas (Historical Use) | 4000 | Steel-Impressed Current | 1986-06-01 | Steel (Impressed Current) | Pressurized
DIXIE FOOD STORE #625 | 5070 HWY 125 NORTH | CHULA | Tift | 9137046 | 3 | Flapper Valve | 1995-11-01 |  | 1995-11-01 |  | Currently in Use | Gas (Historical Use) | 4000 | Steel-Impressed Current | 1986-06-01 | Steel (Impressed Current) | Pressurized
WEBB BROTHERS PROPANE | 3615 HWY 82 WEST | TIFTON | Tift | 9137047 | 1 |  | 1998-12-15 |  | 1998-12-15 |  | Removed from Ground | Empty | 20000 | Fiberglass | 1989-06-01 | Fiberglass Reinforced Plastic | Safe Suction (Euro)
WEBB BROTHERS PROPANE | 3615 HWY 82 WEST | TIFTON | Tift | 9137047 | 2 |  | 1998-12-15 |  | 1998-12-15 |  | Removed from Ground | Diesel | 10000 | Cathodically Protected Steel | 1989-06-01 | Fiberglass Reinforced Plastic | Safe Suction (Euro)
WEBB BROTHERS PROPANE | 3615 HWY 82 W | TIFTON | Tift | 9137048 | 1 | [5 empty] | Removed from Ground | Diesel | 10000 | Bare Steel | 1989-06-01 | Galvanized Steel
PEPIS FOOD MART | 921 W 20TH ST | TIFTON | Tift | 9137049 | 1 | Flapper Valve | 1997-02-09 | FALSE | 1997-02-09 | FALSE | Currently in Use | Diesel | 8000 | Galvanic (STIP-3) | 1986-01-01 | Galvanized Steel | Pressurized
PEPIS FOOD MART | 921 W 20TH ST | TIFTON | Tift | 9137049 | 2 | Flapper Valve | 1997-02-09 | FALSE | 1997-02-09 | FALSE | Currently in Use | E-10 | 6000 | Galvanic (STIP-3) | 1986-01-01 | Galvanized Steel | Pressurized
PEPIS FOOD MART | 921 W 20TH ST | TIFTON | Tift | 9137049 | 3 | Flapper Valve | 1997-02-09 | FALSE | 1997-02-09 | FALSE | Currently in Use | Premium | 6000 | Galvanic (STIP-3) | 1986-01-01 | Galvanized Steel | Pressurized
PEPIS FOOD MART | 921 W 20TH ST | TIFTON | Tift | 9137049 | 4 | Flapper Valve | 1997-02-09 | FALSE | 1997-02-09 | FALSE | Currently in Use | E-10 | 6000 | Galvanic (STIP-3) | 1986-01-01 | Galvanized Steel | Pressurized
NITAS FOOD STORE | 1520 S CENTRAL AVE | TIFTON | Tift | 9137050 | 1 | Flapper Valve | 1998-01-31 | FALSE | 1998-01-31 | FALSE | Temporarily out of use | Regular | 6000 | Steel-Impressed Current | 1985-11-01 | Fiberglass Reinforced Plastic | Pressurized
NITAS FOOD STORE | 1520 S CENTRAL AVE | TIFTON | Tift | 9137050 | 2 | Flapper Valve | 1998-01-31 | FALSE | 1998-01-31 | FALSE | Temporarily out of use | Premium | 6000 | Steel-Impressed Current | 1985-11-01 | Fiberglass Reinforced Plastic | Pressurized
NITAS FOOD STORE | 1520 S CENTRAL AVE | TIFTON | Tift | 9137050 | 3 | Flapper Valve | 1998-01-31 | FALSE | 1998-01-31 | FALSE | Temporarily out of use | Empty | 6000 | Steel-Impressed Current | 1985-11-01 | Fiberglass Reinforced Plastic | Pressurized
BP QUICK CHANGE #82 | 1001 W 2ND STREET | TIFTON | Tift | 9137051 | 1 | Ball Float | 1996-09-01 | FALSE | 1996-09-01 | FALSE | Currently in Use | Regular | 12000 | Steel-Impressed Current | 1981-01-01 | Fiberglass Reinforced Plastic | Pressurized
BP QUICK CHANGE #82 | 1001 W 2ND STREET | TIFTON | Tift | 9137051 | 2 | Ball Float | 1996-09-01 | FALSE | 1996-09-01 | FALSE | Currently in Use | Premium | 6000 | Steel-Impressed Current | 1981-01-01 | Fiberglass Reinforced Plastic | Pressurized
BP QUICK CHANGE #82 | 1001 W 2ND STREET | TIFTON | Tift | 9137051 | 3 | Ball Float | 1996-09-01 | FALSE | 1996-09-01 | FALSE | Currently in Use | Diesel | 6000 | Steel-Impressed Current | 1981-01-01 | Fiberglass Reinforced Plastic | Pressurized
BP QUICK CHANGE #82 | 1001 W 2ND STREET | TIFTON | Tift | 9137051 | 4 | Ball Float | 1996-09-01 | FALSE | 1996-09-01 | FALSE | Currently in Use | Plus | 6000 | Steel-Impressed Current | 1981-01-01 | Fiberglass Reinforced Plastic | Pressurized
UFO | HWY 41 NORTH | TIFTON | Tift | 9137052 | 1 |  |  | FALSE |  | FALSE | Temporarily out of use | Gas (Historical Use) | 0 | Bare Steel | 1995-08-31 | Galvanized Steel
UFO | HWY 41 NORTH | TIFTON | Tift | 9137052 | 2 |  |  | FALSE |  | FALSE | Temporarily out of use | Gas (Historical Use) | 0 | Bare Steel | 1995-08-31 | Galvanized Steel
UFO | HWY 41 NORTH | TIFTON | Tift | 9137052 | 3 |  |  | FALSE |  | FALSE | Temporarily out of use | Gas (Historical Use) | 0 | Bare Steel | 1995-08-31 | Galvanized Steel
UFO | HWY 41 NORTH | TIFTON | Tift | 9137052 | 4 |  |  | FALSE |  | FALSE | Temporarily out of use | Empty | 0 | Bare Steel | 1995-08-31 | Galvanized Steel
EAGLEHEAD FARMS INC | 1010 OMEGA-TY TY ROAD | TIFTON | Tift | 9137053 | 1 |  | 1980-08-27 |  |  |  | Closed in Ground | Diesel | 10000 | Bare Steel | 1980-08-27 | Galvanized Steel | Suction (American)
EAGLEHEAD FARMS INC | 1010 OMEGA-TY TY ROAD | TIFTON | Tift | 9137053 | 2 |  | 1981-04-24 |  |  |  | Closed in Ground | Gas (Historical Use) | 10000 | Bare Steel | 1981-04-24 | Galvanized Steel | Suction (American)
TIFTON TIFT COUNTY AIRPORT | RT 2 | TIFTON | Tift | 9137054 | 1 | [5 empty] | Removed from Ground | Other | 6000 | Bare Steel |  | Galvanized Steel | Safe Suction (Euro)
TIFTON TIFT COUNTY AIRPORT | RT 2 | TIFTON | Tift | 9137054 | 2 | [5 empty] | Removed from Ground | Other | 2000 | Not Marked/Unknown |  | Not Marked
SUNSWEET GROCERY STATION #025 | 3737 HWY 41N | CHULA | Tift | 9137055 | 1 | [5 empty] | Removed from Ground | Gas (Historical Use) | 3500 | Bare Steel | 1982-01-01 | Galvanized Steel | Suction (American)
SUNSWEET GROCERY STATION #025 | 3737 HWY 41N | CHULA | Tift | 9137055 | 2 | [5 empty] | Removed from Ground | Kerosene | 2500 | Bare Steel | 1982-01-01 | Galvanized Steel | Suction (American)
EASTSIDE STANDARD STATION | 812 PINEVIEW AVE | TIFTON | Tift | 9137056 | 1 | [5 empty] | Removed from Ground | Gas (Historical Use) | 2000 | Marked Unknown | 1995-08-25 | Unknown
EASTSIDE STANDARD STATION | 812 PINEVIEW AVE | TIFTON | Tift | 9137056 | 2 | [5 empty] | Removed from Ground | Gas (Historical Use) | 4000 | Marked Unknown | 1995-08-25 | Unknown
SCALES TRANSPORT CORP | 812 JORDAN RD | TIFTON | Tift | 9137057 | 1 |  | 1995-07-29 |  | 1995-07-29 |  | Removed from Ground | Diesel | 20000 | Composite | 1995-07-29 | Fiberglass Reinforced Plastic | Pressurized
EASTSIDE STANDARD STATION | 801 FERRYLAKE RD | TIFTON | Tift | 9137058 | 1 | [5 empty] | Permanently Out of Use - historical purposes | Diesel | 2000 | Not Marked/Unknown |  | Not Marked
EASTSIDE STANDARD STATION | 801 FERRYLAKE RD | TIFTON | Tift | 9137058 | 2 | [5 empty] | Permanently Out of Use - historical purposes | Gas (Historical Use) | 4000 | Not Marked/Unknown |  | Not Marked
SCARBOR FARM SHOP | 5194 US HWY 319 S | OMEGA | Tift | 9137059 | 1 | [5 empty] | Removed from Ground | Gas (Historical Use) | 4000 | Bare Steel | 1989-11-28 | Galvanized Steel | Suction (American)
SCARBOR FARM SHOP | 5194 US HWY 319 S | OMEGA | Tift | 9137059 | 2 | [5 empty] | Removed from Ground | Gas (Historical Use) | 4000 | Bare Steel | 1989-11-28 | Galvanized Steel | Suction (American)
SCARBOR FARM SHOP | 5194 US HWY 319 S | OMEGA | Tift | 9137059 | 3 | [5 empty] | Removed from Ground | Gas (Historical Use) | 4000 | Bare Steel | 1989-11-28 | Galvanized Steel | Suction (American)
GRAY & SON VAULT COMPANY | 230 PONCE DE LEON | TIFTON | Tift | 9137063 | 1 | [5 empty] | Removed from Ground | Gas (Historical Use) | 2000 | Bare Steel | 1986-01-01 | Bare Steel | Safe Suction (Euro)
AVERITT EXPRESS INC | 281 JORDAN RD | TIFTON | Tift | 9137068 | 1 | Ball Float | 1996-01-30 |  | 1996-01-30 |  | Removed from Ground | Diesel | 12000 | Galvanic (STIP-3) | 1996-01-30 | Double-Walled Fiberglass | Pressurized
PENSKE TRUCK LEASING CO LP | 171 JORDAN RD | TIFTON | Tift | 9137069 | 1 | Flapper Valve | 1995-12-15 | FALSE | 1995-12-15 | FALSE | Currently in Use | Diesel | 20000 | Composite | 1995-12-15 | Double-Walled Flex | Pressurized
PENSKE TRUCK LEASING CO LP | 171 JORDAN RD | TIFTON | Tift | 9137069 | 2 | Ball Float | 1995-12-15 | FALSE | 1995-12-15 | FALSE | Currently in Use | Regular | 12000 | Composite | 1995-12-15 | Double-Walled Flex | Pressurized
EXXON/BURGER KING | 1504 HWY 82 WEST | TIFTON | Tift | 9137070 | 1 | Ball Float | 1996-02-01 |  | 1996-02-01 |  | Removed from Ground | Gas (Historical Use) | 12000 | Composite | 1996-02-26 | Fiberglass Reinforced Plastic | Pressurized
EXXON/BURGER KING | 1504 HWY 82 WEST | TIFTON | Tift | 9137070 | 2 | Ball Float | 1996-02-01 |  | 1996-02-01 |  | Removed from Ground | Gas (Historical Use) | 8000 | Composite | 1996-02-26 | Fiberglass Reinforced Plastic | Pressurized
SAMS TIRE | US HIGHWAY 82 & CHURCH STREET | TY TY | Tift | 9137071 | 1 | [5 empty] | Removed from Ground | Gas (Historical Use) | 1000 | Bare Steel | 1970-01-01 | Galvanized Steel
SAMS TIRE | US HIGHWAY 82 & CHURCH STREET | TY TY | Tift | 9137071 | 2 | [5 empty] | Removed from Ground | Gas (Historical Use) | 1000 | Bare Steel | 1970-01-01 | Galvanized Steel
SAMS TIRE | US HIGHWAY 82 & CHURCH STREET | TY TY | Tift | 9137071 | 3 | [5 empty] | Removed from Ground | Gas (Historical Use) | 500 | Bare Steel | 1970-01-01 | Galvanized Steel
LYN INGRAM | 3726 US HWY 82 W | TIFTON | Tift | 9137073 | 1 | Flapper Valve | 1996-10-31 |  | 1996-10-31 |  | Temporarily out of use | Gas (Historical Use) | 6000 | Galvanic (STIP-3) | 1986-01-01 | Cathodically Protected | Pressurized
LYN INGRAM | 3726 US HWY 82 W | TIFTON | Tift | 9137073 | 2 | Flapper Valve | 1996-10-31 |  | 1996-10-31 |  | Temporarily out of use | Diesel | 6000 | Galvanic (STIP-3) | 1986-01-01 | Cathodically Protected | Pressurized
LYN INGRAM | 3726 US HWY 82 W | TIFTON | Tift | 9137073 | 3 | Flapper Valve | 1996-10-31 |  | 1996-10-31 |  | Temporarily out of use | Gas (Historical Use) | 6000 | Galvanic (STIP-3) | 1986-01-01 | Cathodically Protected | Pressurized
TIFT COUNTY LAW ENFORCEMENT CENT | 500 MORGAN ST | TIFTON | Tift | 9137074 | 1 | Ball Float | 1996-10-01 | FALSE | 1996-10-01 | FALSE | Currently in Use | Regular | 10000 | Epoxy | 1996-10-01 | Fiberglass Reinforced Plastic | Pressurized
TIFT COUNTY LAW ENFORCEMENT CENT | 500 MORGAN ST | TIFTON | Tift | 9137074 | 2 | Ball Float | 1996-10-01 | FALSE | 1996-10-01 | FALSE | Currently in Use | Diesel | 10000 | Epoxy | 1996-10-01 | Fiberglass Reinforced Plastic | Pressurized
Quick Buy | 1160 MAIN STREET | TIFTON | Tift | 9137075 | 1 | Ball Float | 1997-03-15 | FALSE | 1997-03-15 | FALSE | Currently in Use | E-0 | 8000 | Galvanic (STIP-3) | 1997-03-12 | Fiberglass Reinforced Plastic | Pressurized
Quick Buy | 1160 MAIN STREET | TIFTON | Tift | 9137075 | 1B | Ball Float | 1997-03-15 | FALSE | 1997-03-15 | FALSE | Currently in Use | E-10 | 4000 | Galvanic (STIP-3) | 1997-03-12 | Fiberglass Reinforced Plastic | Pressurized
RUTLAND ELDORADO SHELL | I-75 EXIT 14 (OMEGA ELDORADO RD | LENOX | Tift | 9137087 | 1 |  | 1998-12-01 |  | 1998-12-01 |  | Removed from Ground | Gas (Historical Use) | 4000 | Steel-Impressed Current | 1998-12-01 | Cathodically Protected | Suction (American)
RUTLAND ELDORADO SHELL | I-75 EXIT 14 (OMEGA ELDORADO RD | LENOX | Tift | 9137087 | 2 |  | 1998-12-01 |  | 1998-12-01 |  | Removed from Ground | Gas (Historical Use) | 4000 | Steel-Impressed Current | 1998-12-01 | Cathodically Protected | Suction (American)
RUTLAND ELDORADO SHELL | I-75 EXIT 14 (OMEGA ELDORADO RD | LENOX | Tift | 9137087 | 3 |  | 1998-12-01 |  | 1998-12-01 |  | Removed from Ground | Gas (Historical Use) | 4000 | Steel-Impressed Current | 1998-12-01 | Cathodically Protected | Suction (American)
RUTLAND ELDORADO SHELL | I-75 EXIT 14 (OMEGA ELDORADO RD | LENOX | Tift | 9137087 | 4 |  | 1998-12-01 |  | 1998-12-01 |  | Removed from Ground | Gas (Historical Use) | 4000 | Steel-Impressed Current | 1998-12-01 | Cathodically Protected | Suction (American)
RUTLAND ELDORADO SHELL | I-75 EXIT 14 (OMEGA ELDORADO RD | LENOX | Tift | 9137087 | 5 |  | 1998-12-01 |  | 1998-12-01 |  | Removed from Ground | Gas (Historical Use) | 6000 | Steel-Impressed Current | 1998-12-01 | Cathodically Protected | Suction (American)
QUICK CHANGE #74 | 805 WEST SEVENTH ST | TIFTON | Tift | 9137088 | 1 | Ball Float | 1997-09-01 | FALSE | 1997-09-01 | FALSE | Currently in Use | Premium | 15000 | Composite | 1997-09-10 | Fiberglass Reinforced Plastic | Pressurized
QUICK CHANGE #74 | 805 WEST SEVENTH ST | TIFTON | Tift | 9137088 | 2 | Ball Float | 1997-09-01 | FALSE | 1997-09-01 | FALSE | Currently in Use | Regular | 8000 | Composite | 1997-09-10 | Fiberglass Reinforced Plastic | Pressurized
QUICK CHANGE #74 | 805 WEST SEVENTH ST | TIFTON | Tift | 9137088 | A |  |  | FALSE |  | FALSE | Removed from Ground | Gas (Historical Use) | 6000 | Bare Steel | 1966-05-11
QUICK CHANGE #74 | 805 WEST SEVENTH ST | TIFTON | Tift | 9137088 | B |  |  | FALSE |  | FALSE | Removed from Ground | Gas (Historical Use) | 6000 | Bare Steel | 1966-05-11
QUICK CHANGE #74 | 805 WEST SEVENTH ST | TIFTON | Tift | 9137088 | C |  |  | FALSE |  | FALSE | Removed from Ground | Gas (Historical Use) | 6000 | Bare Steel | 1966-03-11
QUICK CHANGE #74 | 805 WEST SEVENTH ST | TIFTON | Tift | 9137088 | D |  |  | FALSE |  | FALSE | Removed from Ground | Used Oil | 500 | Bare Steel | 1995-05-11
RILEYS RECYCLING | 2105 N MAIN STREET | TIFTON | Tift | 9137090 | 1 | [5 empty] | Removed from Ground | Gas (Historical Use) | 6000 | Not Marked/Unknown | 1998-03-15 | Not Marked
RILEYS RECYCLING | 2105 N MAIN STREET | TIFTON | Tift | 9137090 | 2 | [5 empty] | Removed from Ground | Diesel | 6000 | Not Marked/Unknown | 1998-03-15 | Not Marked
SUNMART | 902 SOUTH CENTRAL AVE | TIFTON | Tift | 9137091 | 1 | [5 empty] | Removed from Ground | Gas (Historical Use) | 4000 | Bare Steel | 1997-09-01 | Galvanized Steel | Suction (American)
SUNMART | 902 SOUTH CENTRAL AVE | TIFTON | Tift | 9137091 | 2 | [5 empty] | Removed from Ground | Gas (Historical Use) | 4000 | Bare Steel | 1997-09-01 | Galvanized Steel | Suction (American)
SUNMART | 902 SOUTH CENTRAL AVE | TIFTON | Tift | 9137091 | 3 | [5 empty] | Removed from Ground | Gas (Historical Use) | 4000 | Bare Steel | 1997-09-01 | Galvanized Steel | Suction (American)
SUNMART | 902 SOUTH CENTRAL AVE | TIFTON | Tift | 9137091 | 4 | [5 empty] | Removed from Ground | Gas (Historical Use) | 4000 | Bare Steel | 1997-09-01 | Galvanized Steel | Suction (American)
SUNMART | 902 SOUTH CENTRAL AVE | TIFTON | Tift | 9137091 | 5A | Flapper Valve | 1997-12-01 | FALSE | 1997-12-01 | FALSE | Currently in Use | Premium | 10000 | Composite | 1997-12-01 | Fiberglass Reinforced Plastic | Pressurized
SUNMART | 902 SOUTH CENTRAL AVE | TIFTON | Tift | 9137091 | 5B | Flapper Valve | 1997-12-01 | FALSE | 1997-12-01 | FALSE | Temporarily out of use | Regular | 5000 | Composite | 1997-12-01 | Fiberglass Reinforced Plastic | Pressurized
ROUTE 82 TRUCK STOP | 306 EAST 5TH ST | TIFTON | Tift | 9137092 | 1 | Ball Float | 1998-05-06 | FALSE | 1998-05-06 | FALSE | Currently in Use | Premium | 10000 | Composite | 1998-04-22 | Double-Walled Flex | Pressurized
ROUTE 82 TRUCK STOP | 306 EAST 5TH ST | TIFTON | Tift | 9137092 | 2 | Ball Float | 1998-05-06 | FALSE | 1998-05-06 | FALSE | Currently in Use | Regular | 12000 | Composite | 1998-04-22 | Double-Walled Flex | Pressurized
ROUTE 82 TRUCK STOP | 306 EAST 5TH ST | TIFTON | Tift | 9137092 | 3 | Ball Float | 1998-05-06 | FALSE | 1998-05-06 | FALSE | Currently in Use | Diesel | 15000 | Composite | 1998-05-04 | Double-Walled Flex | Pressurized
THE GEN-EARL STORE | 651 TIFTON-ELDORADO RD | TIFTON | Tift | 9137093 | 1 | Ball Float | 1998-06-01 | FALSE | 1998-06-01 | FALSE | Currently in Use | Regular | 12000 | Composite | 1998-04-01 | Double-Walled Flex | Pressurized
THE GEN-EARL STORE | 651 TIFTON-ELDORADO RD | TIFTON | Tift | 9137093 | 2 | Ball Float | 1998-06-01 | FALSE | 1998-06-01 | FALSE | Currently in Use | Premium | 8000 | Composite | 1998-04-01 | Double-Walled Flex | Pressurized
THE GEN-EARL STORE | 651 TIFTON-ELDORADO RD | TIFTON | Tift | 9137093 | 3 | Ball Float | 1998-06-01 | FALSE | 1998-06-01 | FALSE | Currently in Use | Diesel | 12000 | Composite | 1998-04-01 | Double-Walled Flex | Pressurized
THE GEN-EARL STORE | 651 TIFTON-ELDORADO RD | TIFTON | Tift | 9137093 | 4 | Ball Float | 1998-06-01 | FALSE | 1998-06-01 | FALSE | Currently in Use | Diesel | 12000 | Composite | 1998-04-01 | Double-Walled Flex | Pressurized
THE SHACK | 4602 HWY 82 | TY TY | Tift | 9137094 | 1 | [5 empty] | Removed from Ground | Gas (Historical Use) | 2000 | Not Marked/Unknown | 1998-10-16 | Not Marked
THE SHACK | 4602 HWY 82 | TY TY | Tift | 9137094 | 2 | [5 empty] | Removed from Ground | Gas (Historical Use) | 2000 | Not Marked/Unknown | 1998-10-16 | Not Marked
THE SHACK | 4602 HWY 82 | TY TY | Tift | 9137094 | 3 | [5 empty] | Removed from Ground | Gas (Historical Use) | 2000 | Not Marked/Unknown | 1998-10-16 | Not Marked
THE SHACK | 4602 HWY 82 | TY TY | Tift | 9137094 | 4 | [5 empty] | Removed from Ground | Gas (Historical Use) | 2000 | Not Marked/Unknown | 1998-10-16 | Not Marked
POND-O-GOLD INC | 5379 ALABAMA AVE | OMEGA | Tift | 9137095 | 1A | Flapper Valve | 1996-02-28 |  | 1996-02-28 |  | Currently in Use | Gas (Historical Use) | 4000 | Composite | 1996-02-28 | Fiberglass Reinforced Plastic | Safe Suction (Euro)
POND-O-GOLD INC | 5379 ALABAMA AVE | OMEGA | Tift | 9137095 | 1B | Flapper Valve | 1996-02-28 |  | 1996-02-28 |  | Temporarily out of use | Diesel | 6000 | Composite | 1996-02-28 | Fiberglass Reinforced Plastic | Safe Suction (Euro)
SOUTHSIDE CITGO | 127 TIFTON ELDORADO RD | TIFTON | Tift | 9137096 | 1A | Ball Float | 1996-04-01 | FALSE | 1996-04-01 | FALSE | Temporarily out of use | Empty | 9000 | Composite | 1996-04-01 | Fiberglass Reinforced Plastic | Pressurized
SOUTHSIDE CITGO | 127 TIFTON ELDORADO RD | TIFTON | Tift | 9137096 | 1B | Ball Float | 1996-04-01 | FALSE | 1996-04-01 | FALSE | Temporarily out of use | Empty | 6000 | Composite | 1996-04-01 | Fiberglass Reinforced Plastic | Pressurized
HORNBUCKLE FLORIST | 123 COLLEGE ST | OMEGA | Tift | 9137097 | 1 |  | 1998-11-01 |  | 1998-11-01 |  | Removed from Ground | Gas (Historical Use) | 8000 | Steel-Impressed Current | 1998-11-01 | Cathodically Protected | Safe Suction (Euro)
SHELL TRAVEL PLAZA | 603 OLD OMEGA RD | TIFTON | Tift | 9137098 | 1A | Flapper Valve | 1999-06-01 | FALSE | 1999-06-01 | FALSE | Currently in Use | Regular | 12000 | Composite | 1999-06-01 | Fiberglass Reinforced Plastic | Pressurized
SHELL TRAVEL PLAZA | 603 OLD OMEGA RD | TIFTON | Tift | 9137098 | 1B | Flapper Valve | 1999-06-01 | FALSE | 1999-06-01 | FALSE | Currently in Use | Premium | 8000 | Composite | 1999-06-01 | Fiberglass Reinforced Plastic | Pressurized
SHELL TRAVEL PLAZA | 603 OLD OMEGA RD | TIFTON | Tift | 9137098 | 2 | Flapper Valve | 1999-06-01 | FALSE | 1999-06-01 | FALSE | Currently in Use | Diesel | 10000 | Composite | 1999-06-01 | Fiberglass Reinforced Plastic | Pressurized
SHELL TRAVEL PLAZA | 603 OLD OMEGA RD | TIFTON | Tift | 9137098 | 3 | Flapper Valve | 1999-06-01 | FALSE | 1999-06-01 | FALSE | Currently in Use | Diesel | 10000 | Composite | 1999-06-01 | Fiberglass Reinforced Plastic | Pressurized
GM INTERNATIONAL | 212 EAST GOLDEN ROAD | TIFTON | Tift | 9137099 | 1 | [5 empty] | Removed from Ground | Gas (Historical Use) | 550 | Bare Steel | 1999-05-20 | Bare Steel | Suction (American)
TIFT COUNTY COURTHOUSE | 237 E SECOND STREET | TIFTON | Tift | 9137100 | 1 | [5 empty] | Removed from Ground | Diesel | 1000 | Bare Steel | 1999-08-01 | Copper | Suction (American)
TIFT COUNTY COURTHOUSE | 237 E SECOND STREET | TIFTON | Tift | 9137100 | 2 | [5 empty] | Removed from Ground | Diesel | 1000 | Bare Steel | 1999-08-01 | Copper | Suction (American)
FRIENDLY EXPRESS #101 | 1310 HIGHWAY 82 W | TIFTON | Tift | 9137101 | 1 | Ball Float | 1999-12-07 |  | 1999-12-07 |  | Currently in Use | Gas (Historical Use) | 20000 | Fiberglass Double Walled | 2000-05-15 | Double-Walled Fiberglass | Pressurized
FRIENDLY EXPRESS #101 | 1310 HIGHWAY 82 W | TIFTON | Tift | 9137101 | 2 | Ball Float | 1999-12-07 |  | 1999-12-07 |  | Currently in Use | Gas (Historical Use) | 20000 | Fiberglass Double Walled | 2000-05-15 | Double-Walled Fiberglass | Pressurized
FRIENDLY EXPRESS #101 | 1310 HIGHWAY 82 W | TIFTON | Tift | 9137101 | 3A | Ball Float | 1999-12-07 |  | 1999-12-07 |  | Currently in Use | Diesel | 10000 | Fiberglass Double Walled | 2000-05-15 | Double-Walled Fiberglass | Pressurized
FRIENDLY EXPRESS #101 | 1310 HIGHWAY 82 W | TIFTON | Tift | 9137101 | 3B | Ball Float | 1999-12-07 |  | 1999-12-07 |  | Temporarily out of use | Gas (Historical Use) | 10000 | Fiberglass Double Walled | 2000-05-15 | Double-Walled Fiberglass | Pressurized
RUDYS TIRE SERVICE | 222 EAST NINTH STREET | TIFTON | Tift | 9137102 | 1 | [5 empty] | Permanently Out of Use - historical purposes | Gas (Historical Use) | 1000 | Marked Unknown |  | Galvanized Steel
RUDYS TIRE SERVICE | 222 EAST NINTH STREET | TIFTON | Tift | 9137102 | 2 | [5 empty] | Permanently Out of Use - historical purposes | Gas (Historical Use) | 1500 | Marked Unknown |  | Galvanized Steel
ENK839 | 311 EAST 5TH STREET | TIFTON | Tift | 9137103 | 1 | Flapper Valve | 2001-01-01 | FALSE | 2001-01-01 | FALSE | Currently in Use | Regular | 20000 | Fiberglass Double Walled | 2000-12-01 | Double-Walled Flex | Pressurized
ENK839 | 311 EAST 5TH STREET | TIFTON | Tift | 9137103 | 2 |  | 2001-01-01 | FALSE | 2001-01-01 | FALSE | Currently in Use | Premium | 12000 | Fiberglass Double Walled | 2000-12-01 | Double-Walled Flex | Pressurized
MURPHY USA #7743 | 1852 US HWY 82 W | TIFTON | Tift | 9137104 | 1A | Ball Float | 2001-08-19 | FALSE | 2001-08-19 | FALSE | Removed from Ground | Regular | 14000 | Fiberglass Double Walled | 2001-08-31 | Double-Walled Flex | Pressurized
MURPHY USA #7743 | 1852 US HWY 82 W | TIFTON | Tift | 9137104 | 1B | Ball Float | 2001-08-19 | FALSE | 2001-08-19 | FALSE | Removed from Ground | Premium | 7000 | Fiberglass Double Walled | 2001-08-31 | Double-Walled Flex | Pressurized
MURPHY USA #7743 | 1852 US HWY 82 W | TIFTON | Tift | 9137104 | 2A | Ball Float | 2001-08-19 | FALSE | 2001-08-19 | FALSE | Removed from Ground | Regular | 14000 | Fiberglass Double Walled | 2001-08-31 | Double-Walled Flex | Pressurized
MURPHY USA #7743 | 1852 US HWY 82 W | TIFTON | Tift | 9137104 | 2B | Flapper Valve | 2001-08-19 | FALSE | 2001-08-19 | FALSE | Removed from Ground | Diesel | 7000 | Fiberglass Double Walled | 2001-08-31 | Double-Walled Flex | Pressurized
MURPHY USA #7743 | 1852 US HWY 82 W | TIFTON | Tift | 9137104 | 3 | Flapper Valve | 2019-07-24 | FALSE | 2019-07-24 | FALSE | Currently in Use | E-10 | 25000 | Fiberglass Double Walled | 2019-07-03 | Double-Walled Fiberglass | Pressurized
MURPHY USA #7743 | 1852 US HWY 82 W | TIFTON | Tift | 9137104 | 4A | Flapper Valve | 2019-07-24 | FALSE | 2019-07-24 | FALSE | Currently in Use | Premium | 8000 | Fiberglass Double Walled | 2019-07-03 | Double-Walled Fiberglass | Pressurized
MURPHY USA #7743 | 1852 US HWY 82 W | TIFTON | Tift | 9137104 | 4B | Flapper Valve | 2019-07-24 | FALSE | 2019-07-24 | FALSE | Currently in Use | Diesel | 10000 | Fiberglass Double Walled | 2019-07-03 | Double-Walled Fiberglass | Pressurized
MURPHY USA #7743 | 1852 US HWY 82 W | TIFTON | Tift | 9137104 | 4C | Flapper Valve | 2019-07-24 | FALSE | 2019-07-24 | FALSE | Currently in Use | E-0 | 8000 | Fiberglass Double Walled | 2019-07-03 | Double-Walled Fiberglass | Pressurized
HOLIDAY INN '66' (ALBANY ROAD) | US 82 WEST @ I-75 | TIFTON | Tift | 9000567 | 1 | [5 empty] | Removed from Ground | Gas (Historical Use) | 8000 | Bare Steel | 1978-05-10 | Galvanized Steel
HOLIDAY INN '66' (ALBANY ROAD) | US 82 WEST @ I-75 | TIFTON | Tift | 9000567 | 2 | [5 empty] | Removed from Ground | Diesel | 3000 | Bare Steel | 1983-05-09 | Galvanized Steel
HOLIDAY INN '66' (ALBANY ROAD) | US 82 WEST @ I-75 | TIFTON | Tift | 9000567 | 3 | [5 empty] | Removed from Ground | Diesel | 4000 | Bare Steel | 1974-05-11 | Galvanized Steel
CHEVRON #44082 | US 82 @ I-75 RT 1 BOX 250 | TIFTON | Tift | 9000605 | 1 | [5 empty] | Removed from Ground | Gas (Historical Use) | 10000 | Fiberglass | 1983-04-24 | Fiberglass Reinforced Plastic
CHEVRON #44082 | US 82 @ I-75 RT 1 BOX 250 | TIFTON | Tift | 9000605 | 2 | [5 empty] | Removed from Ground | Gas (Historical Use) | 10000 | Fiberglass | 1983-04-24 | Fiberglass Reinforced Plastic
CHEVRON #44082 | US 82 @ I-75 RT 1 BOX 250 | TIFTON | Tift | 9000605 | 3 | [5 empty] | Removed from Ground | Gas (Historical Use) | 10000 | Fiberglass | 1983-04-24 | Fiberglass Reinforced Plastic
CHEVRON #44082 | US 82 @ I-75 RT 1 BOX 250 | TIFTON | Tift | 9000605 | 4 |  |  | TRUE |  | TRUE | Removed from Ground | Used Oil | 1000 | Fiberglass | 1983-04-24 | Fiberglass Reinforced Plastic
FLASH FOODS #166 | 802 W SEVENTH ST | TIFTON | Tift | 9000610 | 1 | [5 empty] | Removed from Ground | Gas (Historical Use) | 8000 | Bare Steel | 1984-06-01 | Unknown
FLASH FOODS #166 | 802 W SEVENTH ST | TIFTON | Tift | 9000610 | 10 | Overfill Alarm | 2012-06-19 | FALSE | 2012-06-19 | FALSE | Currently in Use | Premium | 8000 | Composite Double Walled | 2012-06-19 | Double-Walled Flex | Pressurized
FLASH FOODS #166 | 802 W SEVENTH ST | TIFTON | Tift | 9000610 | 11 | Flapper Valve | 2012-06-19 | FALSE | 2012-06-19 | FALSE | Currently in Use | Diesel | 8000 | Composite Double Walled | 2012-06-19 | Double-Walled Flex | Pressurized
FLASH FOODS #166 | 802 W SEVENTH ST | TIFTON | Tift | 9000610 | 2 | [5 empty] | Removed from Ground | Gas (Historical Use) | 8000 | Bare Steel | 1984-06-01 | Unknown
FLASH FOODS #166 | 802 W SEVENTH ST | TIFTON | Tift | 9000610 | 3 | [5 empty] | Removed from Ground | Gas (Historical Use) | 6000 | Bare Steel | 1984-06-01 | Unknown
FLASH FOODS #166 | 802 W SEVENTH ST | TIFTON | Tift | 9000610 | 4 | Flapper Valve | 1990-09-10 |  | 1990-09-10 |  | Removed from Ground | Gas (Historical Use) | 8000 | Composite | 1990-09-10 | Fiberglass Reinforced Plastic | Pressurized
FLASH FOODS #166 | 802 W SEVENTH ST | TIFTON | Tift | 9000610 | 5 | Flapper Valve | 1990-09-10 |  | 1990-09-10 |  | Removed from Ground | Gas (Historical Use) | 8000 | Composite | 1990-09-10 | Fiberglass Reinforced Plastic | Pressurized
FLASH FOODS #166 | 802 W SEVENTH ST | TIFTON | Tift | 9000610 | 6 | Flapper Valve | 1990-09-10 |  | 1990-09-10 |  | Removed from Ground | Gas (Historical Use) | 8000 | Composite | 1990-09-10 | Fiberglass Reinforced Plastic | Pressurized
FLASH FOODS #166 | 802 W SEVENTH ST | TIFTON | Tift | 9000610 | 7 | Ball Float | 1990-09-10 |  | 1990-09-10 |  | Removed from Ground | Diesel | 6000 | Composite | 1990-09-10 | Fiberglass Reinforced Plastic | Pressurized
FLASH FOODS #166 | 802 W SEVENTH ST | TIFTON | Tift | 9000610 | 8 | Flapper Valve | 2012-06-19 | FALSE | 2012-06-19 | FALSE | Currently in Use | E-10 | 15000 | Composite Double Walled | 2012-06-19 | Double-Walled Flex | Pressurized
FLASH FOODS #166 | 802 W SEVENTH ST | TIFTON | Tift | 9000610 | 9 | Flapper Valve | 2012-06-19 | FALSE | 2012-06-19 | FALSE | Currently in Use | E-10 | 15000 | Composite Double Walled | 2012-06-19 | Double-Walled Flex | Pressurized
FLASH FOODS #173 | 1002 W 8TH ST | TIFTON | Tift | 9000477 | 1 | [5 empty] | Removed from Ground | Gas (Historical Use) | 8000 | Bare Steel | 1982-03-27 | Fiberglass Reinforced Plastic
FLASH FOODS #173 | 1002 W 8TH ST | TIFTON | Tift | 9000477 | 2 | [5 empty] | Removed from Ground | Gas (Historical Use) | 8000 | Bare Steel | 1982-03-27 | Fiberglass Reinforced Plastic
FLASH FOODS #173 | 1002 W 8TH ST | TIFTON | Tift | 9000477 | 3 | [5 empty] | Removed from Ground | Gas (Historical Use) | 8000 | Bare Steel | 1982-03-27 | Fiberglass Reinforced Plastic
FLASH FOODS #173 | 1002 W 8TH ST | TIFTON | Tift | 9000477 | 4 | Ball Float | 1991-01-31 |  | 1991-01-31 |  | Removed from Ground | Gas (Historical Use) | 8000 | Composite | 1991-01-31 | Double-Walled Fiberglass | Pressurized
FLASH FOODS #173 | 1002 W 8TH ST | TIFTON | Tift | 9000477 | 5 | Ball Float | 1991-01-31 |  | 1991-01-31 |  | Removed from Ground | Gas (Historical Use) | 8000 | Composite | 1991-01-31 | Double-Walled Fiberglass | Pressurized
FLASH FOODS #173 | 1002 W 8TH ST | TIFTON | Tift | 9000477 | 6 | Ball Float | 1991-01-31 |  | 1991-01-31 |  | Removed from Ground | E-85 | 8000 | Composite | 1991-01-31 | Double-Walled Fiberglass | Pressurized
FLASH FOODS #173 | 1002 W 8TH ST | TIFTON | Tift | 9000477 | 7 | Flapper Valve | 2014-06-11 | FALSE | 2014-06-11 | FALSE | Currently in Use | E-10 | 15000 | Composite Double Walled | 2014-06-11 | Double-Walled Flex | Pressurized
FLASH FOODS #173 | 1002 W 8TH ST | TIFTON | Tift | 9000477 | 8A | Flapper Valve | 2014-06-11 | FALSE | 2014-06-11 | FALSE | Currently in Use | E-0 | 6000 | Composite Double Walled | 2014-06-11 | Double-Walled Flex | Pressurized
FLASH FOODS #173 | 1002 W 8TH ST | TIFTON | Tift | 9000477 | 8B | Overfill Alarm | 2014-06-11 | FALSE | 2014-06-11 | FALSE | Currently in Use | Diesel | 6000 | Composite Double Walled | 2014-06-11 | Double-Walled Flex | Pressurized
FLASH FOODS #173 | 1002 W 8TH ST | TIFTON | Tift | 9000477 | 9 | Flapper Valve | 2014-06-11 | FALSE | 2014-06-11 | FALSE | Currently in Use | Premium | 8000 | Composite Double Walled | 2014-06-11 | Double-Walled Flex | Pressurized
AARON FOOD MART | 1010 W 2ND ST | TIFTON | Tift | 9000429 | 1 | [5 empty] | Removed from Ground | Gas (Historical Use) | 10000 | Not Marked/Unknown | 1970-04-27 | Galvanized Steel
AARON FOOD MART | 1010 W 2ND ST | TIFTON | Tift | 9000429 | 2 | [5 empty] | Removed from Ground | Gas (Historical Use) | 10000 | Bare Steel | 1970-04-27 | Galvanized Steel
AARON FOOD MART | 1010 W 2ND ST | TIFTON | Tift | 9000429 | 3 | [5 empty] | Removed from Ground | Gas (Historical Use) | 5000 | Bare Steel | 1970-04-27 | Galvanized Steel
AARON FOOD MART | 1010 W 2ND ST | TIFTON | Tift | 9000429 | 4 |  |  | TRUE |  | TRUE | Removed from Ground | Used Oil | 550 | Bare Steel | 1970-04-27 | Galvanized Steel
AARON FOOD MART | 1010 W 2ND ST | TIFTON | Tift | 9000429 | 5 | Ball Float | 1989-12-27 | FALSE | 1989-12-27 | FALSE | Currently in Use | E-10 | 10000 | Composite | 1989-10-12 | Fiberglass Reinforced Plastic | Pressurized
AARON FOOD MART | 1010 W 2ND ST | TIFTON | Tift | 9000429 | 6 | Ball Float | 1989-12-27 | FALSE | 1989-12-27 | FALSE | Currently in Use | Premium | 10000 | Composite | 1989-10-12 | Fiberglass Reinforced Plastic | Pressurized
AARON FOOD MART | 1010 W 2ND ST | TIFTON | Tift | 9000429 | 7 | Ball Float | 1989-12-27 | FALSE | 1989-12-27 | FALSE | Currently in Use | Plus | 10000 | Composite | 1989-10-12 | Fiberglass Reinforced Plastic | Pressurized
AARON FOOD MART | 1010 W 2ND ST | TIFTON | Tift | 9000429 | 8 |  |  | TRUE |  | TRUE | Removed from Ground | Used Oil | 1000 | Double Walled | 1989-10-12 | Fiberglass Reinforced Plastic
US POSTAL SERVICE/MAIN POST OFFI | 117 NORTH STATE RD | LYONS | Toombs | 9138001 | 1 | [5 empty] | Removed from Ground | Diesel | 2000 | Not Marked/Unknown |  | Not Marked
FILLUP-EXPRESS | 300 N STREET | VIDALIA | Toombs | 9138002 | 5 |  | 1998-08-31 | FALSE | 1998-08-31 | FALSE | Temporarily out of use | Gas (Historical Use) | 8000 | Galvanic (STIP-3) | 1986-03-15 | Galvanized Steel | Pressurized
FILLUP-EXPRESS | 300 N STREET | VIDALIA | Toombs | 9138002 | 6 |  | 1998-08-31 | FALSE | 1998-08-31 | FALSE | Temporarily out of use | Gas (Historical Use) | 8000 | Galvanic (STIP-3) | 1986-03-15 | Galvanized Steel | Pressurized
FILLUP-EXPRESS | 300 N STREET | VIDALIA | Toombs | 9138002 | 7 |  | 1998-08-31 | FALSE | 1998-08-31 | FALSE | Temporarily out of use | Gas (Historical Use) | 8000 | Galvanic (STIP-3) | 1986-03-15 | Galvanized Steel | Pressurized
FILLUP-EXPRESS | 300 N STREET | VIDALIA | Toombs | 9138002 | 8 |  | 1998-08-31 | FALSE | 1998-08-31 | FALSE | Temporarily out of use | Diesel | 8000 | Galvanic (STIP-3) | 1986-03-15 | Galvanized Steel | Pressurized
B AND J MINIT MART | 305 NE BROAD STREET | LYONS | Toombs | 9138003 | 1 | Flapper Valve | 1999-12-13 | FALSE | 1999-12-13 | FALSE | Removed from Ground | Gas (Historical Use) | 6000 | Steel-Impressed Current | 1986-01-01 | Steel (Impressed Current) | Pressurized
B AND J MINIT MART | 305 NE BROAD STREET | LYONS | Toombs | 9138003 | 2 | Flapper Valve | 1999-03-11 | FALSE | 1999-03-11 | FALSE | Removed from Ground | Gas (Historical Use) | 6000 | Steel-Impressed Current | 1986-01-01 | Steel (Impressed Current) | Pressurized
B AND J MINIT MART | 305 NE BROAD STREET | LYONS | Toombs | 9138003 | 3 | Flapper Valve | 1999-03-11 | FALSE | 1999-03-11 | FALSE | Removed from Ground | Gas (Historical Use) | 6000 | Steel-Impressed Current | 1986-01-01 | Steel (Impressed Current) | Pressurized
BST/VIDALIA SOC R2573 | 302 TESTON LN | VIDALIA | Toombs | 9138004 | 1 | [5 empty] | Removed from Ground | Gas (Historical Use) | 4000 | Marked Unknown | 1989-12-01 | Unknown | Pressurized
BST/VIDALIA SOC R2573 | 302 TESTON LN | VIDALIA | Toombs | 9138004 | 2 | [5 empty] | Removed from Ground | Gas (Historical Use) | 12000 | Marked Unknown | 1980-08-01 | Unknown | Pressurized
ENK591 | 1401 FIRST ST | VIDALIA | Toombs | 9138005 | 1 | Flapper Valve | 1991-01-08 | FALSE | 1991-01-08 | FALSE | Currently in Use | Plus | 12000 | Composite Double Walled | 1991-01-08 | Double-Walled Fiberglass | Pressurized
ENK591 | 1401 FIRST ST | VIDALIA | Toombs | 9138005 | 2 | Flapper Valve | 1991-01-08 | FALSE | 1991-01-08 | FALSE | Currently in Use | Premium | 12000 | Composite Double Walled | 1991-01-09 | Double-Walled Fiberglass | Pressurized
ENK591 | 1401 FIRST ST | VIDALIA | Toombs | 9138005 | 3 | Flapper Valve | 1991-01-08 | FALSE | 1991-01-08 | FALSE | Currently in Use | Regular | 12000 | Composite Double Walled | 1991-01-10 | Double-Walled Fiberglass | Pressurized
ENK591 | 1401 FIRST ST | VIDALIA | Toombs | 9138005 | 4 | Flapper Valve | 1991-01-08 | FALSE | 1991-01-08 | FALSE | Currently in Use | Diesel | 6000 | Composite Double Walled | 1991-01-10 | Double-Walled Fiberglass | Pressurized
ENK591 | 1401 FIRST ST | VIDALIA | Toombs | 9138005 | 5 | Flapper Valve | 1991-01-08 | FALSE | 1991-01-08 | FALSE | Currently in Use | Diesel Off Road | 6000 | Composite Double Walled | 1991-01-10 | Double-Walled Fiberglass | Pressurized
ENMARK/INTERSTATE VIDALIA #590 | 203 NORTH ST | VIDALIA | Toombs | 9138006 | D1 | [5 empty] | Removed from Ground | Diesel | 4000 | Bare Steel | 1968-01-01 | Galvanized Steel
ENMARK/INTERSTATE VIDALIA #590 | 203 NORTH ST | VIDALIA | Toombs | 9138006 | NL1 | [5 empty] | Removed from Ground | Gas (Historical Use) | 8000 | Bare Steel | 1968-01-01 | Galvanized Steel
ENMARK/INTERSTATE VIDALIA #590 | 203 NORTH ST | VIDALIA | Toombs | 9138006 | P1 | [5 empty] | Removed from Ground | Gas (Historical Use) | 4000 | Bare Steel | 1992-12-11 | Galvanized Steel
ENMARK/INTERSTATE VIDALIA #590 | 203 NORTH ST | VIDALIA | Toombs | 9138006 | R1 | [5 empty] | Removed from Ground | Gas (Historical Use) | 8000 | Bare Steel | 1968-01-01 | Galvanized Steel
LYONS OPEN AIR MARKET | 468 S VICTORY DR | LYONS | Toombs | 9138008 | 1 | [5 empty] | Removed from Ground | Gas (Historical Use) | 3000 | Not Marked/Unknown | 1992-01-20 | Not Marked
LYONS OPEN AIR MARKET | 468 S VICTORY DR | LYONS | Toombs | 9138008 | 2 | [5 empty] | Removed from Ground | Gas (Historical Use) | 3000 | Not Marked/Unknown | 1992-01-20 | Not Marked
LYONS OPEN AIR MARKET | 468 S VICTORY DR | LYONS | Toombs | 9138008 | 3 | [5 empty] | Removed from Ground | Gas (Historical Use) | 3000 | Not Marked/Unknown | 1992-01-20 | Not Marked
LYONS OPEN AIR MARKET | 468 S VICTORY DR | LYONS | Toombs | 9138008 | 4 | Flapper Valve | 1992-01-01 |  | 1992-01-01 |  | Currently in Use | Gas (Historical Use) | 4000 | Galvanic (STIP-3) | 1992-01-20 | Galvanized Steel | Safe Suction (Euro)
LYONS OPEN AIR MARKET | 468 S VICTORY DR | LYONS | Toombs | 9138008 | 5 | Flapper Valve | 1992-01-01 |  | 1992-01-01 |  | Currently in Use | Gas (Historical Use) | 4000 | Galvanic (STIP-3) | 1992-01-20 | Galvanized Steel | Safe Suction (Euro)
LYONS OPEN AIR MARKET | 468 S VICTORY DR | LYONS | Toombs | 9138008 | 6 | Flapper Valve | 1992-01-01 |  | 1992-01-01 |  | Currently in Use | Gas (Historical Use) | 4000 | Galvanic (STIP-3) | 1992-01-20 | Galvanized Steel | Safe Suction (Euro)
UNCLE DS | 700 ORANGE ST | VIDALIA | Toombs | 9138009 | 1 |  | 1989-01-15 | FALSE | 1989-01-15 | FALSE | Temporarily out of use | Gas (Historical Use) | 6000 | Bare Steel | 1989-01-01 | Bare Steel
UNCLE DS | 700 ORANGE ST | VIDALIA | Toombs | 9138009 | 2 |  | 1989-01-15 | FALSE | 1989-01-15 | FALSE | Temporarily out of use | Gas (Historical Use) | 6000 | Bare Steel | 1989-01-01 | Bare Steel
UNCLE DS | 700 ORANGE ST | VIDALIA | Toombs | 9138009 | 3 |  | 1989-01-15 | FALSE | 1989-01-15 | FALSE | Temporarily out of use | Gas (Historical Use) | 6000 | Bare Steel | 1989-01-01 | Bare Steel
UNCLE DS | 700 ORANGE ST | VIDALIA | Toombs | 9138009 | 4 | [5 empty] | Removed from Ground | Gas (Historical Use) | 0 | Bare Steel | 1986-05-07 | Galvanized Steel
UNCLE DS | 700 ORANGE ST | VIDALIA | Toombs | 9138009 | 5 | [5 empty] | Removed from Ground | Gas (Historical Use) | 0 | Bare Steel | 1986-05-07 | Galvanized Steel
UNCLE DS | 700 ORANGE ST | VIDALIA | Toombs | 9138009 | 6 | [5 empty] | Removed from Ground | Gas (Historical Use) | 0 | Bare Steel | 1986-05-07 | Galvanized Steel
UNCLE DS | 700 ORANGE ST | VIDALIA | Toombs | 9138009 | 7 | [5 empty] | Removed from Ground | Gas (Historical Use) | 0 | Bare Steel | 1986-05-07 | Galvanized Steel
FLASH FOODS #259 | 201 SMITH ST | VIDALIA | Toombs | 9138010 | 1 | Flapper Valve | 1990-06-01 | FALSE | 1990-06-01 | FALSE | Currently in Use | Premium | 10000 | Composite | 1990-06-01 | Double-Walled Flex | Pressurized
FLASH FOODS #259 | 201 SMITH ST | VIDALIA | Toombs | 9138010 | 2 | Flapper Valve | 1990-06-01 | FALSE | 1990-06-01 | FALSE | Currently in Use | Regular | 10000 | Composite | 1990-06-01 | Double-Walled Flex | Pressurized
FLASH FOODS #259 | 201 SMITH ST | VIDALIA | Toombs | 9138010 | 3 | Flapper Valve | 1990-06-01 | FALSE | 1990-06-01 | FALSE | Currently in Use | Plus | 10000 | Composite | 1990-06-01 | Double-Walled Flex | Pressurized
BELK MATTHEWS CO | 2347 EAST FIRST ST | VIDALIA | Toombs | 9138011 | 1 | [5 empty] | Closed in Ground | Diesel | 1 | Fiberglass | 1996-02-07 | Bare Steel
SOUTHEASTERN TECH COLLEGE | 3001 EAST FIRST STREET | VIDALIA | Toombs | 9138012 | 1 |  |  | TRUE |  | TRUE | Removed from Ground | Used Oil | 550 | Double Walled | 1990-10-17 | Galvanized Steel | Gravity Fed
SOUTHEASTERN TECH COLLEGE | 3001 EAST FIRST STREET | VIDALIA | Toombs | 9138012 | 2 |  |  | FALSE |  | FALSE | Removed from Ground | Used Oil | 550 | Unknown | 2004-03-19 | Unknown
SOUTHEASTERN TECH COLLEGE | 3001 EAST FIRST STREET | VIDALIA | Toombs | 9138012 | 3 |  |  | FALSE |  | FALSE | Removed from Ground | Used Oil | 550 | Unknown | 2004-03-19 | Unknown
CEDAR CROSSING GROCERY | 2193 HWY 56 E | UVALDA | Toombs | 9138014 | 1 |  | 1996-09-11 |  | 1996-09-11 |  | Permanently Out of Use - historical purposes | Gas (Historical Use) | 3000 | Cathodically Protected Steel | 1980-01-01 | Galvanized Steel | Safe Suction (Euro)
CEDAR CROSSING GROCERY | 2193 HWY 56 E | UVALDA | Toombs | 9138014 | 2 |  | 1996-09-11 |  | 1996-09-11 |  | Permanently Out of Use - historical purposes | Gas (Historical Use) | 3000 | Cathodically Protected Steel | 1980-01-01 | Galvanized Steel | Safe Suction (Euro)
CEDAR CROSSING GROCERY | 2193 HWY 56 E | UVALDA | Toombs | 9138014 | 3 |  | 1996-09-11 |  | 1996-09-11 |  | Permanently Out of Use - historical purposes | Gas (Historical Use) | 3000 | Cathodically Protected Steel | 1980-01-01 | Galvanized Steel | Safe Suction (Euro)
CEDAR CROSSING GROCERY | 2193 HWY 56 E | UVALDA | Toombs | 9138014 | 4 | Flapper Valve | 1996-09-11 | FALSE | 2017-03-23 | FALSE | Currently in Use | Diesel | 3000 | Galvanic (STIP-3)/Sacrificial Anodes | 1980-01-01 | Cathodically Protected | Safe Suction (Euro)
CEDAR CROSSING GROCERY | 2193 HWY 56 E | UVALDA | Toombs | 9138014 | 5A | Flapper Valve | 1996-09-11 | FALSE | 2017-03-23 | FALSE | Currently in Use | Diesel | 2000 | Composite | 1996-09-11 | Fiberglass Reinforced Plastic | Safe Suction (Euro)
CEDAR CROSSING GROCERY | 2193 HWY 56 E | UVALDA | Toombs | 9138014 | 5B | Flapper Valve | 1996-09-11 | FALSE | 2017-03-23 | FALSE | Currently in Use | Premium | 2000 | Composite | 1996-09-11 | Fiberglass Reinforced Plastic | Pressurized
CEDAR CROSSING GROCERY | 2193 HWY 56 E | UVALDA | Toombs | 9138014 | 6 | Flapper Valve | 1996-09-11 | FALSE | 2017-03-23 | FALSE | Currently in Use | Regular | 6000 | Composite | 1996-09-11 | Fiberglass Reinforced Plastic | Pressurized
FIRESTONE STORE | MAXWELL SHOPPING CENTER | VIDALIA | Toombs | 9138015 | 1 |  |  | TRUE |  | TRUE | Removed from Ground | Used Oil | 500 | Bare Steel | 1990-04-27 | Bare Steel
CORNER MARATHON STATION | 201 E FIRST ST | VIDALIA | Toombs | 9138016 | 1 | [5 empty] | Removed from Ground | Gas (Historical Use) | 6000 | Not Marked/Unknown | 1994-05-01 | Not Marked
CORNER MARATHON STATION | 201 E FIRST ST | VIDALIA | Toombs | 9138016 | 2 | [5 empty] | Removed from Ground | Gas (Historical Use) | 6000 | Not Marked/Unknown | 1994-05-01 | Not Marked
CORNER MARATHON STATION | 201 E FIRST ST | VIDALIA | Toombs | 9138016 | 3 | [5 empty] | Removed from Ground | Gas (Historical Use) | 6000 | Not Marked/Unknown | 1994-05-01 | Not Marked
CORNER MARATHON STATION | 201 E FIRST ST | VIDALIA | Toombs | 9138016 | 4 |  |  | TRUE |  | TRUE | Removed from Ground | Used Oil | 550 | Not Marked/Unknown | 1994-05-01 | Not Marked
CORNER MARATHON STATION | 201 E FIRST ST | VIDALIA | Toombs | 9138016 | 5 |  |  | TRUE |  | TRUE | Removed from Ground | Used Oil | 550 | Not Marked/Unknown | 1994-05-01 | Not Marked
CORNER MARATHON STATION | 201 E FIRST ST | VIDALIA | Toombs | 9138016 | 6 |  | 1994-05-01 |  | 1994-05-01 |  | Removed from Ground | Gas (Historical Use) | 10000 | Cathodically Protected Steel | 1994-05-01 | Fiberglass Reinforced Plastic | Pressurized
CORNER MARATHON STATION | 201 E FIRST ST | VIDALIA | Toombs | 9138016 | 7 |  | 1994-05-01 |  | 1994-05-01 |  | Removed from Ground | Gas (Historical Use) | 8000 | Cathodically Protected Steel | 1994-05-01 | Fiberglass Reinforced Plastic | Pressurized
CORNER MARATHON STATION | 201 E FIRST ST | VIDALIA | Toombs | 9138016 | 8 |  | 1994-05-01 |  | 1994-05-01 |  | Removed from Ground | Diesel | 2000 | Cathodically Protected Steel | 1994-05-01 | Fiberglass Reinforced Plastic | Pressurized
GREENE'S TRI-COUNTRY GAS | VIDALIA BULK PLANT | VIDALIA | Toombs | 9138017 | 1 | [5 empty] | Currently in Use | Other | 16000 | Unknown |  | Not Marked
GREENE'S TRI-COUNTRY GAS | VIDALIA BULK PLANT | VIDALIA | Toombs | 9138017 | 2 | [5 empty] | Currently in Use | Other | 16000 | Unknown |  | Not Marked
GREENE'S TRI-COUNTRY GAS | VIDALIA BULK PLANT | VIDALIA | Toombs | 9138017 | 3 | [5 empty] | Currently in Use | Other | 16000 | Unknown |  | Not Marked
GREENE'S TRI-COUNTRY GAS | VIDALIA BULK PLANT | VIDALIA | Toombs | 9138017 | 4 | [5 empty] | Currently in Use | Other | 16000 | Unknown |  | Not Marked
292 COUNTRY PANTRY | 893 GA HWY 292 | LYONS | Toombs | 9138019 | 1 | Flapper Valve | 1993-04-26 | FALSE | 1993-04-26 | FALSE | Currently in Use | Premium | 8000 | Composite | 1993-04-27 | Fiberglass Reinforced Plastic | Safe Suction (Euro)
292 COUNTRY PANTRY | 893 GA HWY 292 | LYONS | Toombs | 9138019 | 2 | Flapper Valve | 1993-04-26 | FALSE | 1993-04-26 | FALSE | Currently in Use | Regular | 4000 | Composite | 1993-04-27 | Fiberglass Reinforced Plastic | Safe Suction (Euro)
292 COUNTRY PANTRY | 893 GA HWY 292 | LYONS | Toombs | 9138019 | 3 | Flapper Valve | 1993-04-26 | FALSE | 1993-04-26 | FALSE | Currently in Use | Diesel | 8000 |  | 1993-04-27 | Fiberglass Reinforced Plastic | Safe Suction (Euro)
STEPHENS SVC STA | US HWY 1 | LYONS | Toombs | 9138021 | 1 | [5 empty] | Removed from Ground | Gas (Historical Use) | 1000 | Not Marked/Unknown | 1993-12-06 | Not Marked
STEPHENS SVC STA | US HWY 1 | LYONS | Toombs | 9138021 | 2 | [5 empty] | Removed from Ground | Gas (Historical Use) | 1000 | Not Marked/Unknown | 1993-12-06 | Not Marked
ABANDONED SVC STA | US HWY 1 | LYONS | Toombs | 9138022 | 1 | [5 empty] | Currently in Use | Gas (Historical Use) | 0 | Not Marked/Unknown |  | Not Marked
ABANDONED SVC STA | US HWY 1 | LYONS | Toombs | 9138023 | 1 | [5 empty] | Currently in Use | Used Oil | 0 | Not Marked/Unknown |  | Not Marked
OXFORD OF VIDALIA | 901 NORTH ST EXT | VIDALIA | Toombs | 9138024 | 1 | [5 empty] | Removed from Ground | Diesel | 1000 | Bare Steel | 1993-11-15 | Galvanized Steel | Suction (American)
MEADOWS REGIONAL MEDICAL CTR | 1703 MEADOWS LN | VIDALIA | Toombs | 9138025 | 1 | [5 empty] | Closed in Ground | Diesel | 5000 | Bare Steel | 1994-07-12 | Galvanized Steel | Safe Suction (Euro)
MEADOWS REGIONAL MEDICAL CTR | 1703 MEADOWS LN | VIDALIA | Toombs | 9138025 | 2 | [5 empty] | Removed from Ground | Diesel | 3000 | Bare Steel | 1994-07-12 | Galvanized Steel | Safe Suction (Euro)
MEADOWS REGIONAL MEDICAL CTR | 1703 MEADOWS LN | VIDALIA | Toombs | 9138025 | 3 | Ball Float | 1994-08-03 |  | 1994-08-03 |  | Removed from Ground | Diesel | 10000 | Steel-Impressed Current | 1962-01-01 | Fiberglass Reinforced Plastic | Pressurized
GA PINE STRAW | 148 WILLIAMS AVE | LYONS | Toombs | 9138026 | 1 | Flapper Valve | 1994-05-01 | FALSE | 1994-05-01 | FALSE | Currently in Use | Diesel | 10000 | Bare Steel | 1994-04-04 | Fiberglass Reinforced Plastic | Pressurized
INDIAN FORD FARM | HWY 152 & HWY 130 | LYONS | Toombs | 9138027 | 1 | [5 empty] | Removed from Ground | Gas (Historical Use) | 2000 | Not Marked/Unknown | 1996-07-11 | Not Marked
INDIAN FORD FARM | HWY 152 & HWY 130 | LYONS | Toombs | 9138027 | 1A | Flapper Valve | 1997-06-01 | FALSE | 1997-06-01 | FALSE | Currently in Use | Regular | 2500 | Fiberglass Double Walled | 1997-06-01 | Fiberglass Reinforced Plastic | Safe Suction (Euro)
INDIAN FORD FARM | HWY 152 & HWY 130 | LYONS | Toombs | 9138027 | 1B | Flapper Valve | 1997-06-01 | FALSE | 1997-06-01 | FALSE | Currently in Use | Diesel | 2500 | Fiberglass Double Walled | 1997-06-01 | Fiberglass Reinforced Plastic | Safe Suction (Euro)
INDIAN FORD FARM | HWY 152 & HWY 130 | LYONS | Toombs | 9138027 | 2 | [5 empty] | Removed from Ground | Diesel | 2000 | Not Marked/Unknown | 1996-07-11 | Not Marked
John's #2 | HWY 15 BOX 4384 | VIDALIA | Toombs | 9138028 | 1 | [5 empty] | Removed from Ground | Gas (Historical Use) | 6000 | Bare Steel | 1967-01-01 | Galvanized Steel | Suction (American)
John's #2 | HWY 15 BOX 4384 | VIDALIA | Toombs | 9138028 | 2 | [5 empty] | Removed from Ground | Gas (Historical Use) | 6000 | Bare Steel | 1967-01-01 | Galvanized Steel | Suction (American)
John's #2 | HWY 15 BOX 4384 | VIDALIA | Toombs | 9138028 | 3A | Flapper Valve | 1994-12-05 | FALSE | 1994-12-05 | FALSE | Currently in Use | Gas (Historical Use) | 2000 | Composite | 1994-12-07 | Fiberglass Reinforced Plastic | Safe Suction (Euro)
John's #2 | HWY 15 BOX 4384 | VIDALIA | Toombs | 9138028 | 3B | Flapper Valve | 1994-12-05 | FALSE | 1994-12-05 | FALSE | Currently in Use | Gas (Historical Use) | 6000 | Composite | 1994-12-07 | Fiberglass Reinforced Plastic | Safe Suction (Euro)
JOE HEATH SVC STATION | 401 EAST FIRST ST | VIDALIA | Toombs | 9138029 | 1 | [5 empty] | Removed from Ground | Gas (Historical Use) | 1000 | Not Marked/Unknown | 1995-02-13 | Not Marked
JOE HEATH SVC STATION | 401 EAST FIRST ST | VIDALIA | Toombs | 9138029 | 2 | [5 empty] | Removed from Ground | Gas (Historical Use) | 1000 | Not Marked/Unknown | 1995-02-13 | Not Marked
JOE HEATH SVC STATION | 401 EAST FIRST ST | VIDALIA | Toombs | 9138029 | 3 |  |  | TRUE |  | TRUE | Removed from Ground | Used Oil | 500 | Not Marked/Unknown | 1995-02-13 | Not Marked
SWEET ONION JUNCTION | 1739 US HWY 1 NORTH | LYONS | Toombs | 9138030 | 1 | Flapper Valve | 1988-08-19 |  | 1988-08-19 |  | Removed from Ground | Gas (Historical Use) | 6000 | Galvanic (STIP-3) | 1988-08-19 | Galvanized Steel | Pressurized
SWEET ONION JUNCTION | 1739 US HWY 1 NORTH | LYONS | Toombs | 9138030 | 2 | Flapper Valve | 1988-08-19 |  | 1988-08-19 |  | Removed from Ground | Gas (Historical Use) | 6000 | Galvanic (STIP-3) | 1988-08-19 | Galvanized Steel | Pressurized
SWEET ONION JUNCTION | 1739 US HWY 1 NORTH | LYONS | Toombs | 9138030 | 3 | Flapper Valve | 1988-08-19 |  | 1988-08-19 |  | Removed from Ground | Gas (Historical Use) | 6000 | Galvanic (STIP-3) | 1988-08-19 | Galvanized Steel | Pressurized
JAMES THOMPSON SVC STATION | 708 W FIRST STREET | VIDALIA | Toombs | 9138031 | 1 | [5 empty] | Removed from Ground | Gas (Historical Use) | 10000 | Bare Steel | 1963-01-01 | Galvanized Steel | Pressurized
JAMES THOMPSON SVC STATION | 708 W FIRST STREET | VIDALIA | Toombs | 9138031 | 1A | Ball Float | 1997-12-03 | FALSE | 1997-12-03 | FALSE | Currently in Use | Regular | 8000 | Composite | 1997-12-01 | Fiberglass Reinforced Plastic | Pressurized
JAMES THOMPSON SVC STATION | 708 W FIRST STREET | VIDALIA | Toombs | 9138031 | 1B | Ball Float | 1997-12-03 | FALSE | 1997-12-03 | FALSE | Currently in Use | Premium | 4000 | Composite | 1997-12-01 | Fiberglass Reinforced Plastic | Pressurized
JAMES THOMPSON SVC STATION | 708 W FIRST STREET | VIDALIA | Toombs | 9138031 | 2 | [5 empty] | Removed from Ground | Gas (Historical Use) | 10000 | Bare Steel | 1963-01-01 | Galvanized Steel | Pressurized
JAMES THOMPSON SVC STATION | 708 W FIRST STREET | VIDALIA | Toombs | 9138031 | 2A | Flapper Valve | 1997-12-03 | FALSE | 1997-12-03 | FALSE | Currently in Use | Diesel On Road | 4000 | Composite | 1997-12-01 | Fiberglass Reinforced Plastic | Safe Suction (Euro)
JAMES THOMPSON SVC STATION | 708 W FIRST STREET | VIDALIA | Toombs | 9138031 | 2B | Flapper Valve | 1997-12-03 | FALSE | 1997-12-03 | FALSE | Currently in Use | Diesel Off Road | 2000 | Composite | 1997-12-01 | Fiberglass Reinforced Plastic | Safe Suction (Euro)
JAMES THOMPSON SVC STATION | 708 W FIRST STREET | VIDALIA | Toombs | 9138031 | 3 | [5 empty] | Removed from Ground | Gas (Historical Use) | 6000 | Bare Steel | 1963-01-01 | Galvanized Steel | Pressurized
JAMES THOMPSON SVC STATION | 708 W FIRST STREET | VIDALIA | Toombs | 9138031 | 4 | [5 empty] | Removed from Ground | Diesel | 0 | Cathodically Protected Steel | 1983-01-01 | Galvanized Steel | Suction (American)
JAMES THOMPSON SVC STATION | 708 W FIRST STREET | VIDALIA | Toombs | 9138031 | 5 | [5 empty] | Removed from Ground | Gas (Historical Use) | 0 | Marked Unknown |  | Unknown
LARK BUILDERS | 336 SOUTH STATES ST | LYONS | Toombs | 9138032 | 1 | [5 empty] | Removed from Ground | Diesel | 10000 | Not Marked/Unknown | 1995-08-01 | Unknown
LARK BUILDERS | 336 SOUTH STATES ST | LYONS | Toombs | 9138032 | 2 | [5 empty] | Removed from Ground | Gas (Historical Use) | 4000 | Not Marked/Unknown | 1995-08-01 | Unknown
ENK748 | 277 W LIBERTY ST | LYONS | Toombs | 9138033 | 1 |  | 1991-07-01 | FALSE | 1991-07-01 | FALSE | Removed from Ground | Gas (Historical Use) | 6000 | Composite | 1988-10-01 | Fiberglass Reinforced Plastic | Pressurized
ENK748 | 277 W LIBERTY ST | LYONS | Toombs | 9138033 | 2 |  | 1991-07-01 | FALSE | 1991-07-01 | FALSE | Removed from Ground | Gas (Historical Use) | 4000 | Composite | 1988-10-01 | Fiberglass Reinforced Plastic | Pressurized
ENK748 | 277 W LIBERTY ST | LYONS | Toombs | 9138033 | 3 |  | 1991-07-01 | FALSE | 1991-07-01 | FALSE | Removed from Ground | Gas (Historical Use) | 6000 | Composite | 1988-10-01 | Fiberglass Reinforced Plastic | Pressurized
ENK748 | 277 W LIBERTY ST | LYONS | Toombs | 9138033 | 4 | Flapper Valve | 1995-11-01 | FALSE | 1995-11-01 | FALSE | Currently in Use | Diesel | 10000 | Composite | 1995-11-27 | Fiberglass Reinforced Plastic | Pressurized
ENK748 | 277 W LIBERTY ST | LYONS | Toombs | 9138033 | 5A | Flapper Valve | 2019-05-01 | FALSE | 2019-05-01 | FALSE | Currently in Use | Regular | 8000 | Fiberglass Double Walled | 2019-05-01 | Double-Walled Flex | Pressurized
ENK748 | 277 W LIBERTY ST | LYONS | Toombs | 9138033 | 5B | Flapper Valve | 2019-05-01 | FALSE | 2019-05-01 | FALSE | Currently in Use | Premium | 4000 | Fiberglass Double Walled | 2019-05-01 | Double-Walled Flex | Pressurized
VIP STORE #5 | 605 N E BROAD ST | LYONS | Toombs | 9138034 | 1 | Ball Float | 1991-07-01 |  | 1991-07-01 |  | Currently in Use | Gas (Historical Use) | 4000 | Steel-Impressed Current | 1997-07-01 | Steel (Impressed Current) | Pressurized
VIP STORE #5 | 605 N E BROAD ST | LYONS | Toombs | 9138034 | 2 | Ball Float | 1991-07-01 |  | 1991-07-01 |  | Currently in Use | Gas (Historical Use) | 4000 | Steel-Impressed Current | 1991-07-01 | Steel (Impressed Current) | Pressurized
VIP STORE #5 | 605 N E BROAD ST | LYONS | Toombs | 9138034 | 3 | Ball Float | 1991-07-01 |  | 1991-07-01 |  | Currently in Use | Gas (Historical Use) | 2000 | Steel-Impressed Current | 1991-07-01 | Steel (Impressed Current) | Pressurized
VIP STORE #5 | 605 N E BROAD ST | LYONS | Toombs | 9138034 | 4 | Ball Float | 1991-07-01 |  | 1991-07-01 |  | Temporarily out of use | Diesel | 1000 | Steel-Impressed Current | 1991-07-01 | Steel (Impressed Current) | Pressurized
VIDALIA 10 MINUTE LUBE | 612 E NORTH ST | VIDALIA | Toombs | 9138035 | 1 | Ball Float | 1989-04-01 | TRUE | 1989-04-01 | TRUE | Currently in Use | New Oil | 4000 | Galvanic (STIP-3) | 1989-04-01 | Galvanized Steel | Pressurized
VIDALIA 10 MINUTE LUBE | 612 E NORTH ST | VIDALIA | Toombs | 9138035 | 2 | Ball Float | 1989-04-01 | TRUE | 1989-04-01 | TRUE | Currently in Use | New Oil | 4000 | Galvanic (STIP-3) | 1989-04-01 | Galvanized Steel | Pressurized
VIDALIA 10 MINUTE LUBE | 612 E NORTH ST | VIDALIA | Toombs | 9138035 | 3 |  | 1989-04-01 | FALSE | 1989-04-01 | FALSE | Currently in Use | Used Oil | 500 | Galvanic (STIP-3) | 1989-04-01 |  | Gravity
DENNIS SPORT SHOP | 9296 HWY 1 S | LYONS | Toombs | 9138036 | 1 | [5 empty] | Removed from Ground | Gas (Historical Use) | 6000 | Cathodically Protected Steel | 1999-11-30 | Galvanized Steel | Safe Suction (Euro)
DENNIS SPORT SHOP | 9296 HWY 1 S | LYONS | Toombs | 9138036 | 2 | [5 empty] | Removed from Ground | Gas (Historical Use) | 5000 | Cathodically Protected Steel | 1999-11-30 | Galvanized Steel | Safe Suction (Euro)
DENNIS SPORT SHOP | 9296 HWY 1 S | LYONS | Toombs | 9138036 | 3 | [5 empty] | Removed from Ground | Diesel | 6000 | Cathodically Protected Steel | 1999-11-30 | Galvanized Steel | Safe Suction (Euro)
DENNIS SPORT SHOP | 9296 HWY 1 S | LYONS | Toombs | 9138036 | 4 | [5 empty] | Removed from Ground | Diesel | 6000 | Cathodically Protected Steel | 1999-11-30 | Galvanized Steel | Safe Suction (Euro)
DENNIS SPORT SHOP | 9296 HWY 1 S | LYONS | Toombs | 9138036 | 5A | Ball Float | 2002-08-01 | FALSE | 2002-08-01 | FALSE | Currently in Use | Diesel | 9000 | Composite | 2002-08-01 | Fiberglass Reinforced Plastic | Pressurized
DENNIS SPORT SHOP | 9296 HWY 1 S | LYONS | Toombs | 9138036 | 5B | Ball Float | 2002-08-01 | FALSE | 2002-08-01 | FALSE | Currently in Use | Diesel | 3000 | Composite | 2002-08-01 | Fiberglass Reinforced Plastic | Pressurized
DENNIS SPORT SHOP | 9296 HWY 1 S | LYONS | Toombs | 9138036 | 6 | Ball Float | 2002-08-01 | FALSE | 2002-08-01 | FALSE | Currently in Use | Regular | 10000 | Composite | 2002-08-01 | Fiberglass Reinforced Plastic | Pressurized
DENNIS SPORT SHOP | 9296 HWY 1 S | LYONS | Toombs | 9138036 | 7 | Ball Float | 2002-08-01 | FALSE | 2002-08-01 | FALSE | Currently in Use | Premium | 4000 | Composite | 2002-08-01 | Fiberglass Reinforced Plastic | Pressurized
FAST BREAK II | 1709 EAST FIRST ST | VIDALIA | Toombs | 9138037 | 1 | Flapper Valve | 1988-06-01 | FALSE | 1988-06-01 | FALSE | Currently in Use | Regular | 10000 | Fiberglass | 1988-06-01 | Fiberglass Reinforced Plastic | Pressurized
FAST BREAK II | 1709 EAST FIRST ST | VIDALIA | Toombs | 9138037 | 2 | Flapper Valve | 1988-06-01 | FALSE | 1988-06-01 | FALSE | Currently in Use | Regular | 10000 | Fiberglass | 1988-06-01 | Fiberglass Reinforced Plastic | Pressurized
FAST BREAK II | 1709 EAST FIRST ST | VIDALIA | Toombs | 9138037 | 3 | Flapper Valve | 1988-06-01 | FALSE | 1988-06-01 | FALSE | Currently in Use | Premium | 10000 | Fiberglass | 1988-06-01 | Fiberglass Reinforced Plastic | Pressurized
AARON GROCERY | 2885 US #1 N | LYONS | Toombs | 9138038 | 1 | Flapper Valve | 1998-07-01 | FALSE | 1998-07-01 | FALSE | Temporarily out of use | Gas (Historical Use) | 4000 | Steel-Impressed Current | 1980-01-01 | Steel (Impressed Current) | Safe Suction (Euro)
AARON GROCERY | 2885 US #1 N | LYONS | Toombs | 9138038 | 2 | Flapper Valve | 1998-07-01 | FALSE | 1998-07-01 | FALSE | Temporarily out of use | Gas (Historical Use) | 3000 | Steel-Impressed Current | 1980-01-01 | Steel (Impressed Current) | Safe Suction (Euro)
AARON GROCERY | 2885 US #1 N | LYONS | Toombs | 9138038 | 3 | Flapper Valve | 1998-07-01 | FALSE | 1998-07-01 | FALSE | Temporarily out of use | Gas (Historical Use) | 3000 | Steel-Impressed Current | 1980-01-01 | Steel (Impressed Current) | Safe Suction (Euro)
AARON GROCERY | 2885 US #1 N | LYONS | Toombs | 9138038 | 4 | Flapper Valve | 1998-07-01 | FALSE | 1998-07-01 | FALSE | Temporarily out of use | Gas (Historical Use) | 3000 | Steel-Impressed Current | 1980-01-01 | Steel (Impressed Current) | Safe Suction (Euro)
S & S FOOD | HWY 292 @ BROADFOOT BLVD | VIDALIA | Toombs | 9138039 | 1A |  | 1995-04-01 | FALSE | 1995-04-01 | FALSE | Removed from Ground | E-10 | 10000 | Epoxy | 1995-04-01 | Fiberglass Reinforced Plastic | Pressurized
S & S FOOD | HWY 292 @ BROADFOOT BLVD | VIDALIA | Toombs | 9138039 | 1B |  | 1995-04-01 | FALSE | 1995-04-01 | FALSE | Removed from Ground | Gas (Historical Use) | 5000 | Epoxy | 1995-04-01 | Fiberglass Reinforced Plastic | Pressurized
PETROSS CONVENIENCE STORE | 3328 GA HWY 130 W | VIDALIA | Toombs | 9138040 | PU |  |  |  | 1987-07-16 |  | Permanently Out Of Use | Gas (Historical Use) | 1000 | Fiberglass | 1987-07-16 | Galvanized Steel | Suction (American)
PETROSS CONVENIENCE STORE | 3328 GA HWY 130 W | VIDALIA | Toombs | 9138040 | RU |  |  |  | 1987-07-10 |  | Permanently Out Of Use | Gas (Historical Use) | 1000 | Fiberglass | 1987-07-16 | Galvanized Steel | Suction (American)
PACIFIC PRIDE CARDLOCK | HARRIS IND RD | VIDALIA | Toombs | 9138041 | 1A | Ball Float | 1994-04-01 | FALSE | 1994-04-01 | FALSE | Currently in Use | Regular | 6000 | Epoxy | 1994-04-01 | Double-Walled Flex | Pressurized
PACIFIC PRIDE CARDLOCK | HARRIS IND RD | VIDALIA | Toombs | 9138041 | 1B | Ball Float | 1994-04-01 | FALSE | 1994-04-01 | FALSE | Currently in Use | Premium | 4000 | Epoxy | 1994-04-01 | Double-Walled Flex | Pressurized
PACIFIC PRIDE CARDLOCK | HARRIS IND RD | VIDALIA | Toombs | 9138041 | 2 |  | 1994-04-01 | FALSE | 1994-04-01 | FALSE | Currently in Use | Diesel | 10000 | Epoxy | 1994-04-01 | Double-Walled Flex | Pressurized
JOHNS COUNTRY JUNCTION INC | 5468 GA HWY 15 | VIDALIA | Toombs | 9138042 | 1 | Flapper Valve | 1994-06-01 | FALSE | 1994-06-01 | FALSE | Currently in Use | Regular | 6000 | Galvanic (STIP-3) | 1987-06-01 | Double-Walled Flex | Pressurized
JOHNS COUNTRY JUNCTION INC | 5468 GA HWY 15 | VIDALIA | Toombs | 9138042 | 2 | Flapper Valve | 1994-06-01 | FALSE | 1994-06-01 | FALSE | Currently in Use | Regular | 6000 | Galvanic (STIP-3) | 1987-06-01 | Double-Walled Flex | Pressurized
JOHNS COUNTRY JUNCTION INC | 5468 GA HWY 15 | VIDALIA | Toombs | 9138042 | 3 | Flapper Valve | 1994-06-01 | FALSE | 1994-06-01 | FALSE | Currently in Use | Premium | 6000 | Galvanic (STIP-3) | 1987-06-01 | Double-Walled Flex | Pressurized
JOHNS COUNTRY JUNCTION INC | 5468 GA HWY 15 | VIDALIA | Toombs | 9138042 | 4 | Flapper Valve | 1994-06-01 | FALSE | 1994-06-01 | FALSE | Currently in Use | Diesel | 6000 | Galvanic (STIP-3) | 1987-06-01 | Double-Walled Flex | Pressurized
JOHNS COUNTRY JUNCTION INC | 5468 GA HWY 15 | VIDALIA | Toombs | 9138042 | 5 | Flapper Valve | 2000-05-01 | FALSE | 2000-05-01 | FALSE | Currently in Use | Diesel | 2000 | Composite | 2000-05-01 | Fiberglass Reinforced Plastic | Safe Suction (Euro)
JANIS DISCOUNT | 400 NW BROAD ST | LYONS | Toombs | 9138043 | 1 |  | 1998-07-01 |  | 1998-07-01 |  | Currently in Use | Gas (Historical Use) | 8000 | Steel-Impressed Current | 1972-01-01 | Fiberglass Reinforced Plastic | Suction (American)
JANIS DISCOUNT | 400 NW BROAD ST | LYONS | Toombs | 9138043 | 2 |  | 1998-07-01 |  | 1998-07-01 |  | Currently in Use | Gas (Historical Use) | 6000 | Steel-Impressed Current | 1972-01-01 | Fiberglass Reinforced Plastic | Suction (American)
JANI'S MART | 2432 HWY 297 N | VIDALIA | Toombs | 9138046 | 1A | Flapper Valve | 1995-05-22 | FALSE | 1995-05-22 | FALSE | Currently in Use | Regular | 4000 | Galvanic (STIP-3) | 1995-05-21 | Fiberglass Reinforced Plastic | Pressurized
JANI'S MART | 2432 HWY 297 N | VIDALIA | Toombs | 9138046 | 1B | Flapper Valve | 1995-05-22 | FALSE | 1995-05-22 | FALSE | Currently in Use | Diesel | 2000 | Galvanic (STIP-3) | 1995-05-21 | Fiberglass Reinforced Plastic | Pressurized
TRAFFIC OIL COMPANY CARD LOCK | 800 W FIRST STREET | VIDALIA | Toombs | 9138047 | 1 |  | 1995-11-13 |  | 1995-11-13 |  | Removed from Ground | Diesel | 8000 | Composite | 1995-11-08 | Fiberglass Reinforced Plastic | Pressurized
TRAFFIC OIL COMPANY CARD LOCK | 800 W FIRST STREET | VIDALIA | Toombs | 9138047 | 2A |  | 1995-11-13 |  | 1995-11-13 |  | Removed from Ground | Gas (Historical Use) | 2000 | Composite | 1995-11-08 | Fiberglass Reinforced Plastic | Pressurized
TRAFFIC OIL COMPANY CARD LOCK | 800 W FIRST STREET | VIDALIA | Toombs | 9138047 | 2B |  | 1995-11-13 |  | 1995-11-13 |  | Removed from Ground | Gas (Historical Use) | 6000 | Composite | 1995-11-08 | Fiberglass Reinforced Plastic | Pressurized
JETTS AUTO SERVICE | 1905 LYONS HWY | VIDALIA | Toombs | 9138048 | 1 | [5 empty] | Removed from Ground | Gas (Historical Use) | 10000 | Marked Unknown | 1996-02-28 | Unknown
JETTS AUTO SERVICE | 1905 LYONS HWY | VIDALIA | Toombs | 9138048 | 2 | [5 empty] | Removed from Ground | Gas (Historical Use) | 10000 | Marked Unknown | 1996-02-28 | Unknown
JETTS AUTO SERVICE | 1905 LYONS HWY | VIDALIA | Toombs | 9138048 | 3 | [5 empty] | Removed from Ground | Gas (Historical Use) | 10000 | Marked Unknown | 1996-02-28 | Unknown
JETTS AUTO SERVICE | 1905 LYONS HWY | VIDALIA | Toombs | 9138048 | 4 | [5 empty] | Removed from Ground | Diesel | 10000 | Marked Unknown | 1996-02-28 | Unknown
JETTS AUTO SERVICE | 1905 LYONS HWY | VIDALIA | Toombs | 9138048 | 5 |  |  | TRUE |  | TRUE | Removed from Ground | Used Oil | 500 | Marked Unknown | 1996-02-28 | Unknown
COLEMAN PAPER CO | 603 E MAIN ST | VIDALIA | Toombs | 9138049 | 1 | [5 empty] | Removed from Ground | Gas (Historical Use) | 10000 | Not Marked/Unknown | 1996-03-18 | Not Marked
PACIFIC PRIDE #2 | US HWY 280 & BRICE BLVD | VIDALIA | Toombs | 9138050 | 1A | Ball Float | 1996-03-01 | FALSE | 1996-03-01 | FALSE | Currently in Use | Regular | 6000 | Composite | 1996-03-10 | Fiberglass Reinforced Plastic | Pressurized
PACIFIC PRIDE #2 | US HWY 280 & BRICE BLVD | VIDALIA | Toombs | 9138050 | 1B | Ball Float | 1996-03-01 | FALSE | 1996-03-01 | FALSE | Currently in Use | Premium | 4000 | Composite | 1996-03-10 | Fiberglass Reinforced Plastic
PACIFIC PRIDE #2 | US HWY 280 & BRICE BLVD | VIDALIA | Toombs | 9138050 | 2 | Flapper Valve | 1996-03-01 | FALSE | 1996-03-01 | FALSE | Currently in Use | Diesel | 8000 | Composite | 1996-03-10 | Fiberglass Reinforced Plastic
STEVE WEEKS | ON THE CORNER (132 MCINTOSH | VIDALIA | Toombs | 9138052 | 1 | [5 empty] | Removed from Ground | Gas (Historical Use) | 6000 | Not Marked/Unknown | 1997-05-08 | Not Marked
STEVE WEEKS | ON THE CORNER (132 MCINTOSH | VIDALIA | Toombs | 9138052 | 2 | [5 empty] | Removed from Ground | Gas (Historical Use) | 3000 | Not Marked/Unknown | 1997-05-01 | Not Marked
BETHANY HOME NURSING CENTER | 1305 E NORTH STREET | VIDALIA | Toombs | 9138053 | 3 | [5 empty] | Removed from Ground | Gas (Historical Use) | 250 | Not Marked/Unknown | 1998-02-19 | Not Marked
L&S GROCERY | 467 LAURA DIXON RD | LYONS | Toombs | 9138054 | 1 | Flapper Valve | 1998-01-12 |  | 1998-01-12 |  | Removed from Ground | Gas (Historical Use) | 2000 | Composite | 1998-01-10 | Fiberglass Reinforced Plastic | Safe Suction (Euro)
ENK752 | 612 S STATE ST | LYONS | Toombs | 9138055 | 1A | Ball Float | 1998-01-01 | FALSE | 1998-01-01 | FALSE | Currently in Use | Regular | 12000 | Composite | 1998-01-01 | Double-Walled Flex | Pressurized
ENK752 | 612 S STATE ST | LYONS | Toombs | 9138055 | 1B | Ball Float | 1998-01-01 | FALSE | 1998-01-01 | FALSE | Currently in Use | Premium | 8000 | Composite | 1998-01-01 | Double-Walled Flex | Pressurized
POPS GENERAL STORE | 6375 US HWY 1 SOUTH | LYONS | Toombs | 9138056 | 1 | Ball Float | 1999-07-16 | FALSE | 1999-07-16 | FALSE | Currently in Use | Regular | 8000 | Composite | 1999-07-06 | Fiberglass Reinforced Plastic | Pressurized
POPS GENERAL STORE | 6375 US HWY 1 SOUTH | LYONS | Toombs | 9138056 | 2 | Ball Float | 1999-07-16 | FALSE | 1999-07-16 | FALSE | Currently in Use | Premium | 4000 | Composite | 1999-07-06 | Fiberglass Reinforced Plastic | Pressurized
POPS GENERAL STORE | 6375 US HWY 1 SOUTH | LYONS | Toombs | 9138056 | 3 | Ball Float | 1999-07-16 | FALSE | 1999-07-16 | FALSE | Currently in Use | Diesel | 8000 | Composite | 1999-07-06 | Fiberglass Reinforced Plastic | Safe Suction (Euro)
POPS GENERAL STORE | 6375 US HWY 1 SOUTH | LYONS | Toombs | 9138056 | 4 | Flapper Valve | 1999-07-16 | FALSE | 1999-07-16 | FALSE | Currently in Use | Diesel | 2000 | Composite | 1999-07-06 | Fiberglass Reinforced Plastic | Safe Suction (Euro)
SULLIVAN ENVIRONMENT SERVICES | 425 HIGHWAY 292 | VIDALIA | Toombs | 9138057 | 1 | Ball Float | 1999-10-08 | FALSE | 1999-10-08 | FALSE | Currently in Use | Diesel | 10000 | Composite Double Walled | 1999-10-05 | Double-Walled Flex | Pressurized
MICHAELS COFFEE & TOBACCO | 600 W FIRST STREET | VIDALIA | Toombs | 9138058 | 1 | Flapper Valve | 1999-11-04 | FALSE | 1999-11-04 | FALSE | Currently in Use | Regular | 10000 | Composite | 1999-11-02 | Double-Walled Flex | Pressurized
MICHAELS COFFEE & TOBACCO | 600 W FIRST STREET | VIDALIA | Toombs | 9138058 | 2 | Flapper Valve | 1999-11-04 | FALSE | 1999-11-04 | FALSE | Currently in Use | Premium | 6000 | Composite | 1999-11-02 | Double-Walled Flex | Pressurized
BIG MA'S | 4213 HWY 56 W | UVALDA | Toombs | 9138059 | 1A | Ball Float | 2000-04-25 | FALSE | 2000-04-25 | FALSE | Currently in Use | Regular | 8000 | Composite | 2000-04-19 | Fiberglass Reinforced Plastic | Pressurized
BIG MA'S | 4213 HWY 56 W | UVALDA | Toombs | 9138059 | 1B | Ball Float | 2000-04-25 | FALSE | 2000-04-25 | FALSE | Currently in Use | Premium | 4000 | Composite | 2000-04-19 | Fiberglass Reinforced Plastic | Pressurized
BIG MA'S | 4213 HWY 56 W | UVALDA | Toombs | 9138059 | 2 | Flapper Valve | 2000-04-25 | FALSE | 2000-04-25 | FALSE | Currently in Use | Diesel On Road | 10000 | Composite | 2000-04-19 | Fiberglass Reinforced Plastic | Safe Suction (Euro)
BIG MA'S | 4213 HWY 56 W | UVALDA | Toombs | 9138059 | 3 | Flapper Valve | 2000-04-25 | FALSE | 2000-04-25 | FALSE | Currently in Use | Diesel Off Road | 2000 | Composite | 2000-04-19 | Fiberglass Reinforced Plastic | Safe Suction (Euro)
MURPHY USA #6557 | 3103 E FIRST ST | VIDALIA | Toombs | 9138060 | 1 | Flapper Valve | 2000-08-11 | FALSE | 2000-08-11 | FALSE | Currently in Use | Regular | 12000 | Fiberglass Double Walled | 2000-08-09 | Double-Walled Flex | Pressurized
MURPHY USA #6557 | 3103 E FIRST ST | VIDALIA | Toombs | 9138060 | 2A | Flapper Valve | 2000-08-11 | FALSE | 2000-08-11 | FALSE | Currently in Use | Plus | 8000 | Fiberglass Double Walled | 2000-08-09 | Double-Walled Flex | Pressurized
MURPHY USA #6557 | 3103 E FIRST ST | VIDALIA | Toombs | 9138060 | 2B | Flapper Valve | 2000-08-11 | FALSE | 2000-08-11 | FALSE | Currently in Use | Premium | 4000 | Fiberglass Double Walled | 2000-08-09 | Double-Walled Flex | Pressurized
ALTAMAHA EMC GENERATOR | HWY 280 WEST | LYONS | Toombs | 9138091 | 1 | Flapper Valve | 2001-01-05 | FALSE | 2001-01-05 | FALSE | Currently in Use | Diesel | 10000 | Composite | 2001-01-04 | Double-Walled Flex | Safe Suction (Euro)
TAMMYS | 701 ORANGE ST | VIDALIA | Toombs | 9138092 | 1A | Flapper Valve | 2001-06-16 | FALSE | 2001-06-16 | FALSE | Currently in Use | Regular | 8000 | Composite | 2001-06-12 | Double-Walled Flex | Pressurized
TAMMYS | 701 ORANGE ST | VIDALIA | Toombs | 9138092 | 1B | Flapper Valve | 2001-06-16 | FALSE | 2001-06-16 | FALSE | Currently in Use | Premium | 4000 | Composite | 2001-06-12 | Double-Walled Flex | Pressurized
ALTAMAHA EMC OFFICE | 611 W LIBERTY AVE | LYONS | Toombs | 1380001 | 1 | Flapper Valve | 1995-03-01 | FALSE | 1995-03-01 | FALSE | Currently in Use | Diesel | 6000 | Galvanic (STIP-3) | 1988-01-01 | Galvanized Steel | Safe Suction (Euro)
ALTAMAHA EMC OFFICE | 611 W LIBERTY AVE | LYONS | Toombs | 1380001 | 2 | Flapper Valve | 1995-03-01 | FALSE | 1995-03-01 | FALSE | Currently in Use | Regular | 2000 | Galvanic (STIP-3) | 1988-01-01 | Galvanized Steel | Safe Suction (Euro)
BRAD RAGAN TIRE & APPLIANCE\GOOD | 606 E 1ST ST | VIDALIA | Toombs | 1380002 | 1 | [5 empty] | Removed from Ground | Gas (Historical Use) | 500 | Bare Steel | 1974-03-02 | Galvanized Steel
EDWARD JOHNSON WAREHOUSE | 6742 SOUTH STATE STREET | LYONS | Toombs | 1380003 | 1 | [5 empty] | Removed from Ground | Gas (Historical Use) | 550 | Bare Steel | 1974-03-02 | Galvanized Steel | Safe Suction (Euro)
BRUNOS PIGGLY WIGGLY SOUTHERN IN | 100 BRINSON RD | VIDALIA | Toombs | 1380004 | 1 | [5 empty] | Removed from Ground | Diesel | 20000 | Bare Steel | 1978-06-15 | Not Marked
BRUNOS PIGGLY WIGGLY SOUTHERN IN | 100 BRINSON RD | VIDALIA | Toombs | 1380004 | 2 | [5 empty] | Removed from Ground | Diesel | 20000 | Bare Steel | 1978-06-15 | Fiberglass Reinforced Plastic | Pressurized
BRUNOS PIGGLY WIGGLY SOUTHERN IN | 100 BRINSON RD | VIDALIA | Toombs | 1380004 | 3 | [5 empty] | Removed from Ground | Other | 20000 | Bare Steel | 1978-06-15 | Bare Steel | Suction (American)
BRUNOS PIGGLY WIGGLY SOUTHERN IN | 100 BRINSON RD | VIDALIA | Toombs | 1380004 | 4 | [5 empty] | Removed from Ground | Gas (Historical Use) | 20000 | Bare Steel | 1978-06-15 | Bare Steel | Gravity Fed
BRUNOS PIGGLY WIGGLY SOUTHERN IN | 100 BRINSON RD | VIDALIA | Toombs | 1380004 | 5 | [5 empty] | Removed from Ground | Gas (Historical Use) | 20000 | Bare Steel | 1978-06-15 | Not Marked
BRUNOS PIGGLY WIGGLY SOUTHERN IN | 100 BRINSON RD | VIDALIA | Toombs | 1380004 | 6 | [5 empty] | Removed from Ground | Diesel | 20000 | Bare Steel | 1978-10-15 | Galvanized Steel
BRUNOS PIGGLY WIGGLY SOUTHERN IN | 100 BRINSON RD | VIDALIA | Toombs | 1380004 | 7 | [5 empty] | Removed from Ground | Other | 8000 | Cathodically Protected Steel | 1978-05-15 | Galvanized Steel | Suction (American)
BRUNOS PIGGLY WIGGLY SOUTHERN IN | 100 BRINSON RD | VIDALIA | Toombs | 1380004 | 8 |  |  | TRUE |  | TRUE | Removed from Ground | Used Oil | 2000 | Cathodically Protected Steel | 1978-05-15 | Galvanized Steel | Suction (American)
LARK BUILDERS INC | 409 DIXON ST | VIDALIA | Toombs | 1380007 | 1 | [5 empty] | Removed from Ground | Gas (Historical Use) | 560 | Bare Steel | 1964-03-04 | Galvanized Steel
LARK BUILDERS INC | 409 DIXON ST | VIDALIA | Toombs | 1380007 | 2 | Ball Float | 1994-09-15 | FALSE | 1994-09-15 | FALSE | Currently in Use | Diesel | 10000 | Composite | 1994-09-12 | Fiberglass Reinforced Plastic | Pressurized
MAIN STREET GROCERY | 706 NE MAIN ST | VIDALIA | Toombs | 1380015 | 1 |  | 1995-04-01 |  | 1995-04-01 |  | Permanently Out of Use - historical purposes | Gas (Historical Use) | 6000 | Bare Steel | 1972-04-17 | Galvanized Steel | Safe Suction (Euro)
MAIN STREET GROCERY | 706 NE MAIN ST | VIDALIA | Toombs | 1380015 | 2 | Flapper Valve | 1995-04-01 | FALSE | 1995-04-01 | FALSE | Temporarily out of use | Gas (Historical Use) | 6000 | Steel-Impressed Current | 1972-04-17 | Steel (Impressed Current) | Safe Suction (Euro)
MAIN STREET GROCERY | 706 NE MAIN ST | VIDALIA | Toombs | 1380015 | 3 | Flapper Valve | 1995-04-01 | FALSE | 1995-04-01 | FALSE | Temporarily out of use | Gas (Historical Use) | 3000 | Steel-Impressed Current | 1978-04-16 | Steel (Impressed Current) | Safe Suction (Euro)
PICK-N-MOVE | 2208 CENTER RD | VIDALIA | Toombs | 1380016 | 1 | [5 empty] | Removed from Ground | Gas (Historical Use) | 10000 | Bare Steel | 1980-04-12 | Galvanized Steel
PICK-N-MOVE | 2208 CENTER RD | VIDALIA | Toombs | 1380016 | 2 |  | 1993-06-01 |  | 1993-06-01 |  | Removed from Ground | Kerosene | 2000 | Bare Steel | 1984-04-11 | Galvanized Steel | Safe Suction (Euro)
PICK-N-MOVE | 2208 CENTER RD | VIDALIA | Toombs | 1380016 | 3 | Ball Float | 1993-06-01 | FALSE | 1993-06-01 | FALSE | Currently in Use | Regular | 6000 | Steel-Impressed Current | 1986-02-01 | Fiberglass Reinforced Plastic | Pressurized
PICK-N-MOVE | 2208 CENTER RD | VIDALIA | Toombs | 1380016 | 4 | Ball Float | 1993-06-01 | FALSE | 1993-06-01 | FALSE | Currently in Use | Plus | 6000 | Steel-Impressed Current | 1986-02-01 | Fiberglass Reinforced Plastic | Pressurized
PICK-N-MOVE | 2208 CENTER RD | VIDALIA | Toombs | 1380016 | 5 | Ball Float | 1993-06-01 | FALSE | 1993-06-01 | FALSE | Currently in Use | Premium | 6000 | Steel-Impressed Current | 1986-02-01 | Fiberglass Reinforced Plastic | Pressurized
GA FC | GA HWY 147 - 3 MI S OF LYONS | LYONS | Toombs | 1380017 | 1 | [5 empty] | Removed from Ground | Diesel | 560 | Bare Steel | 1970-09-01 | Galvanized Steel | Safe Suction (Euro)
GA FC | GA HWY 147 - 3 MI S OF LYONS | LYONS | Toombs | 1380017 | 2 | [5 empty] | Removed from Ground | Gas (Historical Use) | 2000 | Bare Steel | 1982-06-01 | Galvanized Steel | Safe Suction (Euro)
GA FC | GA HWY 147 - 3 MI S OF LYONS | LYONS | Toombs | 1380017 | 214935 |  | 1993-08-13 |  | 1993-08-13 |  | Removed from Ground | Diesel | 1000 | Galvanic (STIP-3) | 1993-08-13 | Cathodically Protected | Safe Suction (Euro)
GA FC | GA HWY 147 - 3 MI S OF LYONS | LYONS | Toombs | 1380017 | 214937 |  | 1993-08-13 |  | 1993-08-13 |  | Removed from Ground | Gas (Historical Use) | 1000 | Galvanic (STIP-3) | 1993-08-13 | Cathodically Protected | Safe Suction (Euro)
GA FC | GA HWY 147 - 3 MI S OF LYONS | LYONS | Toombs | 1380017 | 3 | [5 empty] | Removed from Ground | Gas (Historical Use) | 560 | Bare Steel | 1970-09-01 | Galvanized Steel | Safe Suction (Euro)
CHOO CHOO BUILD-IT MART | 1600 MCINTOSH ST | VIDALIA | Toombs | 1380018 | 1 | [5 empty] | Removed from Ground | Gas (Historical Use) | 1000 | Bare Steel | 1982-04-11 | Galvanized Steel
CHOO CHOO BUILD-IT MART | 1600 MCINTOSH ST | VIDALIA | Toombs | 1380018 | 2 | [5 empty] | Removed from Ground | Diesel | 1000 | Bare Steel | 1982-04-11 | Galvanized Steel
GA DOT 10526 TOOMBS CO MAINT HQ | US 280/531 REIDSVILLE RD | LYONS | Toombs | 1380020 | 10526-1 | [5 empty] | Removed from Ground | Gas (Historical Use) | 550 | Bare Steel | 1961-05-05 | Galvanized Steel | Safe Suction (Euro)
GA DOT 10526 TOOMBS CO MAINT HQ | US 280/531 REIDSVILLE RD | LYONS | Toombs | 1380020 | 10526-2 | [5 empty] | Removed from Ground | Gas (Historical Use) | 550 | Bare Steel | 1961-05-05 | Galvanized Steel | Safe Suction (Euro)
GA DOT 10526 TOOMBS CO MAINT HQ | US 280/531 REIDSVILLE RD | LYONS | Toombs | 1380020 | 526D1 | [5 empty] | Removed from Ground | Diesel | 1000 | Bare Steel | 1971-05-03 | Galvanized Steel | Safe Suction (Euro)
GA DOT 10526 TOOMBS CO MAINT HQ | US 280/531 REIDSVILLE RD | LYONS | Toombs | 1380020 | 526G1 | [5 empty] | Removed from Ground | Gas (Historical Use) | 1000 | Bare Steel | 1971-05-03 | Galvanized Steel | Safe Suction (Euro)
LYONS ELEMENTARY SCHOOL | NORTH LEXINGTON ST | LYONS | Toombs | 1380022 | 1 | [5 empty] | Permanently Out of Use - historical purposes | Diesel | 3000 | Bare Steel | 1955-04-30 | Unknown
LYONS ELEMENTARY SCHOOL | NORTH LEXINGTON ST | LYONS | Toombs | 1380022 | 2 | [5 empty] | Permanently Out of Use - historical purposes | Diesel | 3000 | Bare Steel | 1955-04-30 | Unknown
LYONS ELEMENTARY SCHOOL | NORTH LEXINGTON ST | LYONS | Toombs | 1380022 | 3 | [5 empty] | Permanently Out of Use - historical purposes | Propane | 500 | Bare Steel | 1955-04-30 | Unknown
TOOMBS CO BOARD COMPLEX | NORTH STATE ST | LYONS | Toombs | 1380023 | 1 | [5 empty] | Permanently Out of Use - historical purposes | Propane | 500 | Bare Steel | 1955-04-30 | Unknown
TOOMBS COUNTY MIDDLE SCHOOL | COLLINS RD | LYONS | Toombs | 1380024 | 1 | [5 empty] | Removed from Ground | Diesel | 3000 | Bare Steel | 1955-04-30 | Unknown
TOOMBS COUNTY MIDDLE SCHOOL | COLLINS RD | LYONS | Toombs | 1380024 | 2 | [5 empty] | Removed from Ground | Diesel | 3000 | Bare Steel | 1955-04-30 | Unknown
TOOMBS COUNTY MIDDLE SCHOOL | COLLINS RD | LYONS | Toombs | 1380024 | 3 | [5 empty] | Removed from Ground | Propane | 3000 | Bare Steel | 1955-04-30 | Unknown
TOOMBS COUNTY MIDDLE SCHOOL | COLLINS RD | LYONS | Toombs | 1380024 | 4 | [5 empty] | Removed from Ground | Gas (Historical Use) | 10000 | Bare Steel | 1980-04-23 | Unknown
TOOMBS CENTRAL SCHOOL | RT 5/US 1 SOUTH | LYONS | Toombs | 1380025 | 1 | [5 empty] | Permanently Out of Use - historical purposes | Diesel | 1 | Bare Steel | 1986-04-22 | Unknown
TOOMBS CENTRAL SCHOOL | RT 5/US 1 SOUTH | LYONS | Toombs | 1380025 | 2 | [5 empty] | Permanently Out of Use - historical purposes | Diesel | 1 | Bare Steel | 1986-04-22 | Unknown
ARNG/CO C 878TH ENGR BN (CBT HVY | STATE FARM RD GA ARMY NATL GUA | LYONS | Toombs | 1380028 | 1 | [5 empty] | Removed from Ground | Propane | 1000 | Bare Steel | 1956-05-08 | Galvanized Steel
ARNG/CO C 878TH ENGR BN (CBT HVY | STATE FARM RD GA ARMY NATL GUA | LYONS | Toombs | 1380028 | 2 | [5 empty] | Removed from Ground | Propane | 1000 | Bare Steel | 1956-05-08 | Galvanized Steel
NESMITH OIL CO INC | 887 W LIBERTY ST | LYONS | Toombs | 1380030 | 1 |  | 1984-03-01 |  | 1984-03-01 |  | Removed from Ground | Gas (Historical Use) | 20000 | Cathodically Protected Steel | 1978-05-08 | Cathodically Protected | Pressurized
NESMITH OIL CO INC | 887 W LIBERTY ST | LYONS | Toombs | 1380030 | 10 |  | 1998-08-25 |  | 1998-08-25 |  | Removed from Ground | Kerosene | 10000 | Composite | 1998-08-01 | Fiberglass Reinforced Plastic | Safe Suction (Euro)
NESMITH OIL CO INC | 887 W LIBERTY ST | LYONS | Toombs | 1380030 | 11 |  | 1998-08-25 |  | 1998-08-25 |  | Removed from Ground | Diesel | 1000 | Composite | 1998-08-01 | Fiberglass Reinforced Plastic | Safe Suction (Euro)
NESMITH OIL CO INC | 887 W LIBERTY ST | LYONS | Toombs | 1380030 | 12 |  | 1998-08-25 |  | 1998-08-25 |  | Removed from Ground | Diesel | 1000 | Composite | 1998-08-01 | Fiberglass Reinforced Plastic | Safe Suction (Euro)
NESMITH OIL CO INC | 887 W LIBERTY ST | LYONS | Toombs | 1380030 | 13 |  | 2005-06-01 | FALSE | 2005-06-01 | FALSE | Removed from Ground | Gas (Historical Use) | 8000 | Composite | 2005-06-01 | Fiberglass Reinforced Plastic | Pressurized
NESMITH OIL CO INC | 887 W LIBERTY ST | LYONS | Toombs | 1380030 | 2 |  | 1984-03-01 |  | 1984-03-01 |  | Removed from Ground | Gas (Historical Use) | 20000 | Cathodically Protected Steel | 1978-05-08 | Cathodically Protected | Pressurized
NESMITH OIL CO INC | 887 W LIBERTY ST | LYONS | Toombs | 1380030 | 3 |  | 1984-03-01 |  | 1984-03-01 |  | Removed from Ground | Gas (Historical Use) | 20000 | Cathodically Protected Steel | 1978-05-08 | Cathodically Protected | Pressurized
NESMITH OIL CO INC | 887 W LIBERTY ST | LYONS | Toombs | 1380030 | 4 |  | 1984-03-01 |  | 1984-03-01 |  | Removed from Ground | Diesel | 20000 | Cathodically Protected Steel | 1978-05-08 | Cathodically Protected | Pressurized
NESMITH OIL CO INC | 887 W LIBERTY ST | LYONS | Toombs | 1380030 | 5 |  | 1994-03-01 |  | 1994-03-01 |  | Removed from Ground | Kerosene | 4000 | Bare Steel | 1984-05-06 | Galvanized Steel | Pressurized
NESMITH OIL CO INC | 887 W LIBERTY ST | LYONS | Toombs | 1380030 | 6 | [5 empty] | Removed from Ground | Kerosene | 6000 | Bare Steel | 1984-05-06 | Galvanized Steel | Safe Suction (Euro)
NESMITH OIL CO INC | 887 W LIBERTY ST | LYONS | Toombs | 1380030 | 7 | [5 empty] | Removed from Ground | Diesel | 1000 | Bare Steel | 1978-05-08 | Galvanized Steel | Safe Suction (Euro)
NESMITH OIL CO INC | 887 W LIBERTY ST | LYONS | Toombs | 1380030 | 8 | [5 empty] | Removed from Ground | Gas (Historical Use) | 500 | Bare Steel | 1978-05-08 | Galvanized Steel | Safe Suction (Euro)
NESMITH OIL CO INC | 887 W LIBERTY ST | LYONS | Toombs | 1380030 | 9 | [5 empty] | Removed from Ground | Gas (Historical Use) | 500 | Bare Steel | 1978-05-08 | Galvanized Steel | Safe Suction (Euro)
AUTO TRUCK WASH | 215 S STATE ST | LYONS | Toombs | 1380031 | 1 |  | 1991-07-01 |  | 1991-07-01 |  | Removed from Ground | Gas (Historical Use) | 8000 | Steel-Impressed Current | 1976-05-08 | Cathodically Protected | Pressurized
AUTO TRUCK WASH | 215 S STATE ST | LYONS | Toombs | 1380031 | 2 |  | 1991-07-01 |  | 1991-07-01 |  | Removed from Ground | Gas (Historical Use) | 8000 | Steel-Impressed Current | 1976-05-08 | Cathodically Protected | Pressurized
AUTO TRUCK WASH | 215 S STATE ST | LYONS | Toombs | 1380031 | 3 |  | 1991-07-01 |  | 1991-07-01 |  | Removed from Ground | Gas (Historical Use) | 3000 | Steel-Impressed Current | 1978-05-08 | Cathodically Protected | Pressurized
AUTO TRUCK WASH | 215 S STATE ST | LYONS | Toombs | 1380031 | 4 |  | 1991-07-01 |  | 1991-07-01 |  | Removed from Ground | Diesel | 1000 | Steel-Impressed Current | 1978-05-08 | Cathodically Protected | Pressurized
VIDALIA EXXON | 801 E FIRST ST | VIDALIA | Toombs | 1380032 | 1 | [5 empty] | Removed from Ground | Gas (Historical Use) | 8000 | Bare Steel | 1978-05-08 | Galvanized Steel
VIDALIA EXXON | 801 E FIRST ST | VIDALIA | Toombs | 1380032 | 2 | [5 empty] | Removed from Ground | Gas (Historical Use) | 8000 | Bare Steel | 1978-05-08 | Galvanized Steel
VIDALIA EXXON | 801 E FIRST ST | VIDALIA | Toombs | 1380032 | 3 | [5 empty] | Removed from Ground | Gas (Historical Use) | 4000 | Bare Steel | 1978-05-08 | Galvanized Steel
VIDALIA EXXON | 801 E FIRST ST | VIDALIA | Toombs | 1380032 | 4 | [5 empty] | Removed from Ground | Diesel | 2000 | Bare Steel | 1978-05-08 | Galvanized Steel
VIDALIA EXXON | 801 E FIRST ST | VIDALIA | Toombs | 1380032 | 5 | [5 empty] | Removed from Ground | Used Oil | 500 | Bare Steel | 2001-06-28 | Galvanized Steel | Safe Suction (Euro)
VIDALIA EXXON | 801 E FIRST ST | VIDALIA | Toombs | 1380032 | 6 | [5 empty] | Removed from Ground | Used Oil | 500 | Bare Steel | 2001-06-28 | Galvanized Steel | Safe Suction (Euro)
PANTRY SHELF | 273 NORTH STATE ST | LYONS | Toombs | 1380034 | 1 | Flapper Valve | 1991-07-01 | FALSE | 1991-07-01 | FALSE | Currently in Use | Regular | 6000 | Steel-Impressed Current | 1986-05-06 | Steel (Impressed Current) | Pressurized
PANTRY SHELF | 273 NORTH STATE ST | LYONS | Toombs | 1380034 | 2 | Flapper Valve | 1991-07-01 | FALSE | 1991-07-01 | FALSE | Currently in Use | Premium | 6000 | Steel-Impressed Current | 1986-05-06 | Steel (Impressed Current) | Pressurized
SHYAM DISCOUNT | GREEN & FIRST ST | VIDALIA | Toombs | 1380035 | 1 | Ball Float | 1992-07-01 | FALSE | 1992-07-01 | FALSE | Removed from Ground | Gas (Historical Use) | 8000 | Steel-Impressed Current | 1976-05-07 | Steel (Impressed Current) | Pressurized
SHYAM DISCOUNT | GREEN & FIRST ST | VIDALIA | Toombs | 1380035 | 2 | Ball Float | 1992-07-01 | FALSE | 1992-07-01 | FALSE | Removed from Ground | Gas (Historical Use) | 6000 | Steel-Impressed Current | 1976-05-07 | Steel (Impressed Current) | Pressurized
SHYAM DISCOUNT | GREEN & FIRST ST | VIDALIA | Toombs | 1380035 | 3 | Ball Float | 1992-07-01 | FALSE | 1992-07-01 | FALSE | Removed from Ground | Gas (Historical Use) | 4000 | Steel-Impressed Current | 1976-05-07 | Steel (Impressed Current) | Pressurized
CLYDES MARKET #56 | MCINTOSH AND JENKINS ST | VIDALIA | Toombs | 1380036 | 1 |  | 1997-08-15 |  | 1997-08-15 |  | Removed from Ground | Gas (Historical Use) | 4000 | Steel-Impressed Current | 1975-05-08 | Cathodically Protected | Safe Suction (Euro)
CLYDES MARKET #56 | MCINTOSH AND JENKINS ST | VIDALIA | Toombs | 1380036 | 2 |  | 1997-08-15 |  | 1997-08-15 |  | Removed from Ground | Gas (Historical Use) | 4000 | Steel-Impressed Current | 1975-05-08 | Cathodically Protected | Safe Suction (Euro)
CLYDES MARKET #56 | MCINTOSH AND JENKINS ST | VIDALIA | Toombs | 1380036 | 3 |  | 1997-08-15 |  | 1997-08-15 |  | Removed from Ground | Gas (Historical Use) | 4000 | Steel-Impressed Current | 1975-05-08 | Cathodically Protected | Safe Suction (Euro)
CLYDES MARKET #56 | MCINTOSH AND JENKINS ST | VIDALIA | Toombs | 1380036 | 4 |  | 1997-08-15 |  | 1997-08-15 |  | Removed from Ground | Gas (Historical Use) | 4000 | Steel-Impressed Current | 1975-05-08 | Cathodically Protected | Safe Suction (Euro)
ENK756 | US 280 E | VIDALIA | Toombs | 1380037 | 1 | Ball Float | 1993-10-01 | FALSE | 1993-10-01 | FALSE | Currently in Use | Premium | 10000 | Galvanic (STIP-3) | 1985-05-05 | Fiberglass Reinforced Plastic | Pressurized
ENK756 | US 280 E | VIDALIA | Toombs | 1380037 | 2 |  | 1993-10-01 | FALSE | 1993-10-01 | FALSE | Removed from Ground | Gas (Historical Use) | 10000 |  | 1985-05-05 | Fiberglass Reinforced Plastic | Pressurized
ENK756 | US 280 E | VIDALIA | Toombs | 1380037 | 3 | Ball Float | 1993-10-01 | FALSE | 1993-10-01 | FALSE | Currently in Use | Regular | 10000 | Galvanic (STIP-3) | 1985-05-05 | Fiberglass Reinforced Plastic | Pressurized
ENK756 | US 280 E | VIDALIA | Toombs | 1380037 | 4 |  | 1993-10-01 |  | 1993-10-01 |  | Currently in Use | Diesel | 10000 | Cathodically Protected Steel | 1985-05-05 | Fiberglass Reinforced Plastic | Pressurized
HERMANS GROCERY | MCINTOSH & HWY 292 | VIDALIA | Toombs | 1380038 | 1 | [5 empty] | Removed from Ground | Gas (Historical Use) | 560 | Bare Steel | 1956-05-12 | Galvanized Steel | Safe Suction (Euro)
HERMANS GROCERY | MCINTOSH & HWY 292 | VIDALIA | Toombs | 1380038 | 2 | [5 empty] | Removed from Ground | Gas (Historical Use) | 560 | Bare Steel | 1956-05-12 | Galvanized Steel | Safe Suction (Euro)
WOODLAND OIL INC | 100 WINONA ST | VIDALIA | Toombs | 1380039 | 1 | Ball Float | 1993-01-01 | FALSE | 1993-01-01 | FALSE | Removed from Ground | Diesel | 10000 | Steel-Impressed Current | 1972-05-08 | Steel (Impressed Current) | Pressurized
WOODLAND OIL INC | 100 WINONA ST | VIDALIA | Toombs | 1380039 | 2 | Ball Float | 1993-01-01 | FALSE | 1993-01-01 | FALSE | Removed from Ground | Gas (Historical Use) | 20000 | Steel-Impressed Current | 1972-05-08 | Steel (Impressed Current) | Pressurized
WOODLAND OIL INC | 100 WINONA ST | VIDALIA | Toombs | 1380039 | 3 | Ball Float | 1993-01-01 | FALSE | 1993-01-01 | FALSE | Removed from Ground | Diesel | 20000 | Steel-Impressed Current | 1972-05-08 | Steel (Impressed Current) | Pressurized
MOXLEY STATION | US 280 & MONTGOMERY STS | VIDALIA | Toombs | 1380040 | 1 | [5 empty] | Removed from Ground | Gas (Historical Use) | 2000 | Bare Steel | 1956-05-12 | Galvanized Steel
MOXLEY STATION | US 280 & MONTGOMERY STS | VIDALIA | Toombs | 1380040 | 2 | [5 empty] | Removed from Ground | Gas (Historical Use) | 2000 | Bare Steel | 1956-05-12 | Galvanized Steel
MOXLEY STATION | US 280 & MONTGOMERY STS | VIDALIA | Toombs | 1380040 | 3 | [5 empty] | Removed from Ground | Gas (Historical Use) | 2000 | Bare Steel | 1956-05-12 | Galvanized Steel
TAYLOR GROCERY | 1698 HWY 56 EAST | LYONS | Toombs | 1380041 | 1 | [5 empty] | Removed from Ground | Gas (Historical Use) | 1000 | Bare Steel | 1979-05-07 | Galvanized Steel
TAYLOR GROCERY | 1698 HWY 56 EAST | LYONS | Toombs | 1380041 | 2 | [5 empty] | Removed from Ground | Gas (Historical Use) | 560 | Bare Steel | 1971-05-09 | Galvanized Steel
TAYLOR GROCERY | 1698 HWY 56 EAST | LYONS | Toombs | 1380041 | 3 | [5 empty] | Removed from Ground | Gas (Historical Use) | 560 | Bare Steel | 1971-05-09 | Galvanized Steel
TAYLOR GROCERY | 1698 HWY 56 EAST | LYONS | Toombs | 1380041 | 4 |  | 1988-03-01 |  | 1988-03-01 |  | Temporarily out of use | Gas (Historical Use) | 1500 | Galvanic (STIP-3) | 1988-03-01 | Cathodically Protected | Safe Suction (Euro)
TAYLOR GROCERY | 1698 HWY 56 EAST | LYONS | Toombs | 1380041 | 5 |  | 1988-03-01 | FALSE | 1988-03-01 | FALSE | Temporarily out of use | Gas (Historical Use) | 1000 | Galvanic (STIP-3) | 1988-03-01 | Cathodically Protected | Safe Suction (Euro)
TAYLOR GROCERY | 1698 HWY 56 EAST | LYONS | Toombs | 1380041 | 6 |  | 1988-03-01 | FALSE | 1988-03-01 | FALSE | Temporarily out of use | Diesel | 1000 | Galvanic (STIP-3) | 1988-03-01 | Cathodically Protected | Safe Suction (Euro)
LYONS SHELL | US 280 AND NO 1 | LYONS | Toombs | 1380042 | 1 | [5 empty] | Removed from Ground | Diesel | 6000 | Bare Steel | 1961-05-11 | Galvanized Steel
LYONS SHELL | US 280 AND NO 1 | LYONS | Toombs | 1380042 | 2 | [5 empty] | Removed from Ground | Gas (Historical Use) | 6000 | Bare Steel | 1961-05-11 | Galvanized Steel
LYONS SHELL | US 280 AND NO 1 | LYONS | Toombs | 1380042 | 3 | [5 empty] | Removed from Ground | Gas (Historical Use) | 5000 | Bare Steel | 1961-05-11 | Galvanized Steel
LYONS SHELL | US 280 AND NO 1 | LYONS | Toombs | 1380042 | 4 | [5 empty] | Removed from Ground | Gas (Historical Use) | 4000 | Bare Steel | 1961-01-01 | Galvanized Steel
LYONS SHELL | US 280 AND NO 1 | LYONS | Toombs | 1380042 | 5 | [5 empty] | Removed from Ground | Gas (Historical Use) | 4000 | Bare Steel | 1961-01-01 | Galvanized Steel
LYONS SHELL | US 280 AND NO 1 | LYONS | Toombs | 1380042 | 6 | [5 empty] | Removed from Ground | Gas (Historical Use) | 4000 | Bare Steel | 1961-01-01 | Galvanized Steel
LYONS SHELL | US 280 AND NO 1 | LYONS | Toombs | 1380042 | 7 | [5 empty] | Removed from Ground | Gas (Historical Use) | 4000 | Bare Steel | 1961-01-01 | Galvanized Steel
PIK OUIK CONVENIENCE STORE | 901 MT VERNON ROAD | VIDALIA | Toombs | 1380043 | 1 | Ball Float | 1991-10-01 |  | 1991-10-01 |  | Removed from Ground | Gas (Historical Use) | 6000 | Steel-Impressed Current | 1976-05-07 | Steel (Impressed Current) | Pressurized
PIK OUIK CONVENIENCE STORE | 901 MT VERNON ROAD | VIDALIA | Toombs | 1380043 | 2 | [5 empty] | Removed from Ground | Diesel | 3000 | Marked Unknown | 1985-06-10 | Galvanized Steel | Safe Suction (Euro)
PIK OUIK CONVENIENCE STORE | 901 MT VERNON ROAD | VIDALIA | Toombs | 1380043 | 3 | Ball Float | 1991-10-01 |  | 1991-10-01 |  | Removed from Ground | Gas (Historical Use) | 6000 | Steel-Impressed Current | 1976-05-07 | Galvanized Steel | Pressurized
PIK OUIK CONVENIENCE STORE | 901 MT VERNON ROAD | VIDALIA | Toombs | 1380043 | 4 | Ball Float | 1991-10-01 | FALSE | 1991-10-01 | FALSE | Removed from Ground | Gas (Historical Use) | 6000 | Steel-Impressed Current | 1991-10-01 | Steel (Impressed Current) | Pressurized
VIDALIA REGIONAL AIRPORT | 2921 AIRPORT RD | VIDALIA | Toombs | 1380044 | 1 |  | 1998-06-16 |  | 1998-06-16 |  | Removed from Ground | Other | 6000 | Steel-Impressed Current | 1972-05-08 | Cathodically Protected | Safe Suction (Euro)
VIDALIA REGIONAL AIRPORT | 2921 AIRPORT RD | VIDALIA | Toombs | 1380044 | 2 |  | 1998-06-16 |  | 1998-06-16 |  | Removed from Ground | Other | 8000 | Steel-Impressed Current | 1972-05-08 | Cathodically Protected | Safe Suction (Euro)
VIDALIA REGIONAL AIRPORT | 2921 AIRPORT RD | VIDALIA | Toombs | 1380044 | 3 |  | 1998-06-16 |  | 1998-06-16 |  | Removed from Ground | Other | 12000 | Steel-Impressed Current | 1972-05-08 | Cathodically Protected | Safe Suction (Euro)
WHEELER STATION | 1 ST AND WINONA ST | VIDALIA | Toombs | 1380045 | 1 | [5 empty] | Removed from Ground | Gas (Historical Use) | 4000 | Bare Steel | 1961-05-11 | Galvanized Steel
WHEELER STATION | 1 ST AND WINONA ST | VIDALIA | Toombs | 1380045 | 2 | [5 empty] | Removed from Ground | Gas (Historical Use) | 4000 | Bare Steel | 1961-05-11 | Galvanized Steel
WHEELER STATION | 1 ST AND WINONA ST | VIDALIA | Toombs | 1380045 | 3 | [5 empty] | Removed from Ground | Gas (Historical Use) | 4000 | Bare Steel | 1961-05-11 | Galvanized Steel
WHEELER STATION | 1 ST AND WINONA ST | VIDALIA | Toombs | 1380045 | 4 | [5 empty] | Removed from Ground | Gas (Historical Use) | 4000 | Bare Steel | 1961-05-11 | Galvanized Steel
GA POWER/VIDALIA OPERATING HDQS | 406 E OXLEY BLVD | VIDALIA | Toombs | 1380046 | 2 |  | 1995-05-25 |  | 1995-05-25 |  | Removed from Ground | Diesel | 10000 | Fiberglass | 1986-05-07 | Unknown | Pressurized
GA POWER/VIDALIA OPERATING HDQS | 406 E OXLEY BLVD | VIDALIA | Toombs | 1380046 | VD1 | [5 empty] | Closed in Ground | Gas (Historical Use) | 10000 | Bare Steel | 1986-05-07 | Galvanized Steel
GA POWER/VIDALIA OPERATING HDQS | 406 E OXLEY BLVD | VIDALIA | Toombs | 1380046 | VD3 | Flapper Valve | 1991-03-12 | FALSE | 1991-03-12 | FALSE | Currently in Use | Diesel | 6000 | Composite | 1991-03-12 | Double-Walled Fiberglass | Pressurized
MR C #2 | PO BOX 572 | VIDALIA | Toombs | 1380047 | 1 | [5 empty] | Removed from Ground | Gas (Historical Use) | 3000 | Bare Steel | 1974-05-11 | Galvanized Steel
MR C #2 | PO BOX 572 | VIDALIA | Toombs | 1380047 | 2 | [5 empty] | Removed from Ground | Gas (Historical Use) | 3000 | Bare Steel | 1974-05-11 | Galvanized Steel
MR C #2 | PO BOX 572 | VIDALIA | Toombs | 1380047 | 3 | [5 empty] | Removed from Ground | Gas (Historical Use) | 3000 | Bare Steel | 1974-05-11 | Galvanized Steel
SOUTHERN PIPE & SUPPLY | 1208 E FIRST STREET | VIDALIA | Toombs | 1380049 | 1 | [5 empty] | Removed from Ground | Diesel | 2000 | Bare Steel | 1980-05-09 | Galvanized Steel | Suction (American)
SOUTHERN PIPE & SUPPLY | 1208 E FIRST STREET | VIDALIA | Toombs | 1380049 | 2A | [5 empty] | Removed from Ground | Gas (Historical Use) | 500 | Bare Steel | 1980-05-09 | Galvanized Steel | Suction (American)
SOUTHERN PIPE & SUPPLY | 1208 E FIRST STREET | VIDALIA | Toombs | 1380049 | 2B | [5 empty] | Removed from Ground | Gas (Historical Use) | 500 | Bare Steel | 1980-05-09 | Galvanized Steel | Suction (American)
STEPHENS MOTOR CO | US HWY 280 EAST | VIDALIA | Toombs | 1380050 | 1 | [5 empty] | Removed from Ground | Empty | 1000 | Bare Steel | 1978-05-10 | Galvanized Steel | Safe Suction (Euro)
HWY #1 FARM CENTER | US 1 | LYONS | Toombs | 1380051 | 1 | [5 empty] | Removed from Ground | Diesel | 4000 | Bare Steel | 1981-05-09 | Galvanized Steel
HWY #1 FARM CENTER | US 1 | LYONS | Toombs | 1380051 | 2 | [5 empty] | Removed from Ground | Gas (Historical Use) | 2000 | Bare Steel | 1981-05-09 | Galvanized Steel
YELLOW FREIGHT SYSTEMS INC | 2100 TRANSUS DR | VIDALIA | Toombs | 1380053 | 1 | [5 empty] | Removed from Ground | Diesel | 4000 | Cathodically Protected Steel | 1985-05-08 | Galvanized Steel
EDWARDS AUTO | 421 S STATE ST | LYONS | Toombs | 1380054 | 1 | [5 empty] | Removed from Ground | Gas (Historical Use) | 3000 | Bare Steel | 1974-05-11 | Galvanized Steel | Safe Suction (Euro)
EDWARDS AUTO | 421 S STATE ST | LYONS | Toombs | 1380054 | 2 | [5 empty] | Removed from Ground | Gas (Historical Use) | 3000 | Bare Steel | 1974-05-11 | Galvanized Steel | Safe Suction (Euro)
EDWARDS AUTO | 421 S STATE ST | LYONS | Toombs | 1380054 | 3 | [5 empty] | Removed from Ground | Gas (Historical Use) | 3000 | Bare Steel | 1974-05-11 | Galvanized Steel | Pressurized
EDWARDS AUTO | 421 S STATE ST | LYONS | Toombs | 1380054 | 4 | [5 empty] | Removed from Ground | Gas (Historical Use) | 3000 | Bare Steel | 1974-05-11 | Galvanized Steel | Pressurized
EDWARDS AUTO | 421 S STATE ST | LYONS | Toombs | 1380054 | 5 | [5 empty] | Removed from Ground | Diesel | 3000 | Bare Steel | 1974-05-11 | Galvanized Steel | Pressurized
EDWARDS AUTO | 421 S STATE ST | LYONS | Toombs | 1380054 | 6 |  |  | TRUE |  | TRUE | Removed from Ground | Used Oil | 550 | Bare Steel | 1973-01-01 | Galvanized Steel | Gravity Fed
SANTA CLAUS MINIT MART | 1425 HWY 1 S | LYONS | Toombs | 1380055 | 1 | [5 empty] | Removed from Ground | Kerosene | 560 | Bare Steel | 1972-05-11 | Galvanized Steel
SANTA CLAUS MINIT MART | 1425 HWY 1 S | LYONS | Toombs | 1380055 | 3 | Flapper Valve | 1998-03-10 | FALSE | 1998-03-10 | FALSE | Currently in Use | Premium | 5000 | Steel-Impressed Current | 1972-05-11 | Fiberglass Reinforced Plastic | Pressurized
SANTA CLAUS MINIT MART | 1425 HWY 1 S | LYONS | Toombs | 1380055 | 4 | Flapper Valve | 1998-03-10 | FALSE | 1998-03-10 | FALSE | Currently in Use | Regular | 5000 | Steel-Impressed Current | 1972-05-11 | Fiberglass Reinforced Plastic | Pressurized
SANTA CLAUS MINIT MART | 1425 HWY 1 S | LYONS | Toombs | 1380055 | 5 | Flapper Valve | 1998-03-10 | FALSE | 1998-03-10 | FALSE | Currently in Use | Diesel | 1000 | Steel-Impressed Current | 1972-05-11 | Fiberglass Reinforced Plastic | Safe Suction (Euro)
PENNINGTON GRAIN | US 280 EAST | VIDALIA | Toombs | 1380056 | 1 | [5 empty] | Removed from Ground | Gas (Historical Use) | 4000 | Bare Steel | 1981-05-09 | Galvanized Steel
ALBERT MEDDERS | PO BOX 146 | LYONS | Toombs | 1380057 | 1 | [5 empty] | Removed from Ground | Diesel | 10000 | Bare Steel | 1978-05-10 | Galvanized Steel | Safe Suction (Euro)
ALBERT MEDDERS | PO BOX 146 | LYONS | Toombs | 1380057 | 2 | [5 empty] | Removed from Ground | Gas (Historical Use) | 2000 | Bare Steel | 1974-05-11 | Galvanized Steel | Safe Suction (Euro)
MCLAINS GROCERY | HWY 152 & 86 | LYONS | Toombs | 1380058 | 1 | [5 empty] | Removed from Ground | Gas (Historical Use) | 560 | Bare Steel | 1956-05-15 | Galvanized Steel
MCLAINS GROCERY | HWY 152 & 86 | LYONS | Toombs | 1380058 | 2 | [5 empty] | Removed from Ground | Empty | 560 | Bare Steel | 1956-05-15 | Galvanized Steel
MCLEMORES ABATTOIR | RT 4 GA HWY 15 SOUTH | VIDALIA | Toombs | 1380059 | 1 | [5 empty] | Removed from Ground | Empty | 560 | Bare Steel | 1972-05-11 | Galvanized Steel
HERCULES INC | US HWY 280 | LYONS | Toombs | 1380060 | 1 | [5 empty] | Removed from Ground | Gas (Historical Use) | 560 | Bare Steel | 1976-05-10 | Galvanized Steel
VIDALIA SERVICE STATION | US HWY 280 E & RIGSBEE ST | VIDALIA | Toombs | 1380061 | 1 | Flapper Valve | 1998-01-20 | FALSE | 1998-01-20 | FALSE | Closed in Ground | Gas (Historical Use) | 6000 | Steel-Impressed Current | 1966-05-13 | Steel (Impressed Current) | Safe Suction (Euro)
VIDALIA SERVICE STATION | US HWY 280 E & RIGSBEE ST | VIDALIA | Toombs | 1380061 | 2 | Flapper Valve | 1998-01-20 | FALSE | 1998-01-20 | FALSE | Closed in Ground | Gas (Historical Use) | 3000 | Steel-Impressed Current | 1966-05-13 | Steel (Impressed Current) | Safe Suction (Euro)
VIDALIA SERVICE STATION | US HWY 280 E & RIGSBEE ST | VIDALIA | Toombs | 1380061 | 3 | Flapper Valve | 1998-01-20 | FALSE | 1998-01-20 | FALSE | Closed in Ground | Gas (Historical Use) | 3000 | Steel-Impressed Current | 1966-05-13 | Steel (Impressed Current) | Safe Suction (Euro)
VIDALIA SERVICE STATION | US HWY 280 E & RIGSBEE ST | VIDALIA | Toombs | 1380061 | 4 | [5 empty] | Removed from Ground | Diesel | 3000 | Bare Steel | 1966-05-13 | Galvanized Steel | Safe Suction (Euro)
VIDALIA SERVICE STATION | US HWY 280 E & RIGSBEE ST | VIDALIA | Toombs | 1380061 | 6 | Flapper Valve | 2009-01-13 | TRUE | 2009-01-13 | TRUE | Closed in Ground | Used Oil | 2000 | Steel-Impressed Current | 1966-01-01 | Steel (Impressed Current) | Safe Suction (Euro)
FLASH FOODS #290 | 101 E NORTH ST | VIDALIA | Toombs | 1380062 | 1 |  | 1998-02-05 |  | 1997-08-05 |  | Removed from Ground | Diesel | 8000 | Steel-Impressed Current | 1976-05-10 | Cathodically Protected | Suction (American)
FLASH FOODS #290 | 101 E NORTH ST | VIDALIA | Toombs | 1380062 | 10 | Flapper Valve | 2005-04-01 | FALSE | 2005-04-01 | FALSE | Currently in Use | E-0 | 4000 | Composite Double Walled | 2005-04-01 | Double-Walled Flex | Pressurized
FLASH FOODS #290 | 101 E NORTH ST | VIDALIA | Toombs | 1380062 | 2 |  | 1998-02-05 |  | 1997-08-05 |  | Removed from Ground | Diesel | 8000 | Steel-Impressed Current | 1976-05-10 | Cathodically Protected | Suction (American)
FLASH FOODS #290 | 101 E NORTH ST | VIDALIA | Toombs | 1380062 | 3 |  | 1998-02-05 |  | 1997-08-05 |  | Removed from Ground | Gas (Historical Use) | 8000 | Steel-Impressed Current | 1976-05-10 | Cathodically Protected | Pressurized
FLASH FOODS #290 | 101 E NORTH ST | VIDALIA | Toombs | 1380062 | 4 |  | 1998-02-05 |  | 1997-08-05 |  | Removed from Ground | Gas (Historical Use) | 8000 | Steel-Impressed Current | 1976-05-10 | Cathodically Protected | Pressurized
FLASH FOODS #290 | 101 E NORTH ST | VIDALIA | Toombs | 1380062 | 5 |  | 1998-02-05 |  | 1997-08-05 |  | Removed from Ground | Gas (Historical Use) | 8000 | Steel-Impressed Current | 1976-05-10 | Cathodically Protected | Pressurized
FLASH FOODS #290 | 101 E NORTH ST | VIDALIA | Toombs | 1380062 | 6 |  | 1998-02-05 |  | 1997-08-05 |  | Removed from Ground | Gas (Historical Use) | 10000 | Steel-Impressed Current | 1976-05-10 | Cathodically Protected | Pressurized
FLASH FOODS #290 | 101 E NORTH ST | VIDALIA | Toombs | 1380062 | 7 | Flapper Valve | 2005-04-01 | FALSE | 2005-04-01 | FALSE | Currently in Use | Regular | 15000 | Composite Double Walled | 2005-04-01 | Double-Walled Flex | Pressurized
FLASH FOODS #290 | 101 E NORTH ST | VIDALIA | Toombs | 1380062 | 8 | Flapper Valve | 2005-04-01 | FALSE | 2005-04-01 | FALSE | Currently in Use | Premium | 8000 | Composite Double Walled | 2005-04-01 | Double-Walled Flex | Pressurized
FLASH FOODS #290 | 101 E NORTH ST | VIDALIA | Toombs | 1380062 | 9 | Ball Float | 2005-04-01 | FALSE | 2005-04-01 | FALSE | Currently in Use | Diesel | 8000 | Composite Double Walled | 2005-04-01 | Double-Walled Flex | Pressurized
BETHANEY HOMES | 1305 E NORTH STREET | VIDALIA | Toombs | 1380063 | 1 | [5 empty] | Removed from Ground | Gas (Historical Use) | 560 | Bare Steel | 1976-05-10 | Galvanized Steel
BETHANEY HOMES | 1305 E NORTH STREET | VIDALIA | Toombs | 1380063 | 2 | [5 empty] | Removed from Ground | Gas (Historical Use) | 1000 | Bare Steel | 1976-05-10 | Galvanized Steel
DERST BAKING CO WAREHOUSE | SOUTH SIDE BELLVUE ST | LYONS | Toombs | 1380064 | 1 | [5 empty] | Removed from Ground | Empty | 500 | Bare Steel | 1962-05-14 | Unknown | Suction (American)
GEORGIA CENTRAL RAILWAY DEPOT (FORMERLY) | 200 MAIN STREET | VIDALIA | Toombs | 10000690 | 1 |  |  | FALSE |  | FALSE | Removed from Ground | Not Marked/Tank Removed | 0 | Unknown | 2004-01-28
TOOMBS COUNTY BOARD OF EDUCATION SCHOOL BUS SHOP | 199 COLLINS RD | LYONS | Toombs | 10001586 | 1 | Flapper Valve | 2007-12-02 | FALSE | 2007-12-02 | FALSE | Currently in Use | Regular | 3000 | Composite Double Walled | 2007-11-30 | Steel/FG Secondary containment | Safe Suction (Euro)
TOOMBS COUNTY BOARD OF EDUCATION SCHOOL BUS SHOP | 199 COLLINS RD | LYONS | Toombs | 10001586 | 2 | Flapper Valve | 2007-12-02 | FALSE | 2007-12-02 | FALSE | Currently in Use | Diesel | 10000 | Composite Double Walled | 2007-11-30 | Steel/FG Secondary containment | Safe Suction (Euro)
PARKERS #46 | 113 S OXLEY DR | LYONS | Toombs | 10001546 | 1A |  | 2008-03-01 | FALSE | 2008-03-01 | FALSE | Currently in Use | Diesel | 4000 | Composite Double Walled | 2008-02-01 | Double-Walled Fiberglass | Pressurized
PARKERS #46 | 113 S OXLEY DR | LYONS | Toombs | 10001546 | 1B |  | 2008-03-01 | FALSE | 2008-03-01 | FALSE | Currently in Use | E-10 | 4000 | Composite Double Walled | 2008-02-01 | Double-Walled Fiberglass | Pressurized
PARKERS #46 | 113 S OXLEY DR | LYONS | Toombs | 10001546 | 2 |  | 2008-03-01 | FALSE | 2008-03-01 | FALSE | Currently in Use | E-10 | 12000 | Composite Double Walled | 2008-02-01 | Double-Walled Fiberglass | Pressurized
PARKERS #46 | 113 S OXLEY DR | LYONS | Toombs | 10001546 | 3 |  | 2013-01-31 | FALSE | 2013-01-31 | FALSE | Currently in Use | Gas (Historical Use) | 4000 | Composite Double Walled | 2013-01-31 | Double-Walled Fiberglass | Pressurized
CHARLES NOBLES | 223 SOUTH STATE STREET | LYONS | Toombs | 10001484 | 1 |  |  | FALSE |  | FALSE | Removed from Ground | Gas (Historical Use) | 3000 | Bare Steel | 1987-01-01 | Bare Steel | Pressurized
CHARLES NOBLES | 223 SOUTH STATE STREET | LYONS | Toombs | 10001484 | 2 |  |  | FALSE |  | FALSE | Removed from Ground | Gas (Historical Use) | 3000 | Bare Steel | 1987-01-01 | Bare Steel | Pressurized
HARTON CHEVROLET (GDOT STP-030-3(18) TOOMBS CO; PARCEL 358 | 202 W FIRST ST | VIDALIA | Toombs | 10001970 | 1 |  |  | FALSE |  | FALSE | Removed from Ground | Gas (Historical Use) | 0 | Bare Steel | 2007-06-12 | Copper
HARTON CHEVROLET (GDOT STP-030-3(18) TOOMBS CO; PARCEL 358 | 202 W FIRST ST | VIDALIA | Toombs | 10001970 | 2 |  |  | FALSE |  | FALSE | Removed from Ground | Gas (Historical Use) | 0 | Bare Steel | 2007-06-12 | Bare Steel
GAY OIL COMPANY | 158 WINGE RD | LYONS | Toombs | 10002214 | 1 |  | 2013-11-16 | FALSE | 2013-11-16 | FALSE | Temporarily out of use | Gas (Historical Use) | 8000 | Composite Double Walled | 2013-04-15 | Aboveground | Suction (American)
GAY OIL COMPANY | 158 WINGE RD | LYONS | Toombs | 10002214 | 2 |  | 2013-04-16 | FALSE | 2013-04-16 | FALSE | Temporarily out of use | Diesel | 8000 | Composite Double Walled | 2013-04-15 | Aboveground | Suction (American)
GAY OIL COMPANY | 158 WINGE RD | LYONS | Toombs | 10002214 | 3 |  | 2013-04-16 | FALSE | 2013-04-16 | FALSE | Temporarily out of use | Diesel | 8000 | Composite Double Walled | 2013-04-15 | Aboveground | Suction (American)
BROWN IMPLEMENT & MILLING | 520 SOUTH STATE STREET | LYONS | Toombs | 10001667 | 1 |  |  | FALSE |  | FALSE | Removed from Ground | Gas (Historical Use) | 500 | Bare Steel | 2008-12-12 | Galvanized Steel | Safe Suction (Euro)
PARKERS #51 | 105 QUEEN ST | VIDALIA | Toombs | 10002454 | 1 | Flapper Valve | 2015-07-01 | FALSE | 2015-07-01 | FALSE | Currently in Use | Regular | 20000 | Composite Double Walled | 2015-07-01 | Double-Walled Fiberglass | Pressurized
PARKERS #51 | 105 QUEEN ST | VIDALIA | Toombs | 10002454 | 2A | Flapper Valve | 2015-07-01 | FALSE | 2015-07-01 | FALSE | Currently in Use | Premium | 5000 | Composite Double Walled | 2015-07-01 | Double-Walled Fiberglass | Pressurized
PARKERS #51 | 105 QUEEN ST | VIDALIA | Toombs | 10002454 | 2B | Flapper Valve | 2015-07-01 | FALSE | 2015-07-01 | FALSE | Currently in Use | E-0 | 5000 | Composite Double Walled | 2015-07-01 | Double-Walled Fiberglass | Pressurized
PARKERS #51 | 105 QUEEN ST | VIDALIA | Toombs | 10002454 | 2C | Flapper Valve | 2015-07-01 | FALSE | 2015-07-01 | FALSE | Currently in Use | Diesel | 5000 | Composite Double Walled | 2015-07-01 | Double-Walled Fiberglass | Pressurized
RABBITTS ON THE STRIP | 600 EAST FIRST ST | VIDALIA | Toombs | 7138001 | 1 | [5 empty] | Removed from Ground | Gas (Historical Use) | 8000 | Not Marked/Unknown | 1993-05-24 | Not Marked
RABBITTS ON THE STRIP | 600 EAST FIRST ST | VIDALIA | Toombs | 7138001 | 2 | [5 empty] | Removed from Ground | Gas (Historical Use) | 4000 | Not Marked/Unknown | 1993-05-24 | Not Marked
RABBITTS ON THE STRIP | 600 EAST FIRST ST | VIDALIA | Toombs | 7138001 | 3 | [5 empty] | Removed from Ground | Gas (Historical Use) | 8000 | Not Marked/Unknown | 1993-05-24 | Not Marked
CIRCLE F FARMS | 100 ADAMS ST | VIDALIA | Toombs | 470252 | 1 | Flapper Valve | 1998-01-16 | FALSE | 1998-01-16 | FALSE | Currently in Use | Regular | 8000 | Steel-Impressed Current | 1980-05-09 | Steel (Impressed Current) | Pressurized
CIRCLE F FARMS | 100 ADAMS ST | VIDALIA | Toombs | 470252 | 2 | Flapper Valve | 1998-01-16 | FALSE | 1998-01-16 | FALSE | Currently in Use | Diesel | 8000 | Steel-Impressed Current | 1980-05-09 | Steel (Impressed Current) | Pressurized
CIRCLE F FARMS | 100 ADAMS ST | VIDALIA | Toombs | 470252 | 3 | Flapper Valve | 1998-01-16 | FALSE | 1998-01-16 | FALSE | Temporarily out of use | Premium | 6000 | Steel-Impressed Current | 1980-05-09 | Steel (Impressed Current) | Pressurized
NORMAN TOWN GROCERY | 1674 NEW NORMAN TOWN RD | VIDALIA | Toombs | 530058 | 1 | [5 empty] | Closed in Ground | Gas (Historical Use) | 1000 | Bare Steel | 1976-05-10 | Galvanized Steel
NORMAN TOWN GROCERY | 1674 NEW NORMAN TOWN RD | VIDALIA | Toombs | 530058 | 2 | [5 empty] | Closed in Ground | Gas (Historical Use) | 1000 | Bare Steel | 1976-05-10 | Galvanized Steel
NORMAN TOWN GROCERY | 1674 NEW NORMAN TOWN RD | VIDALIA | Toombs | 530058 | 3A | Flapper Valve | 1993-06-01 | FALSE | 1993-06-01 | FALSE | Currently in Use | Regular | 4000 | Galvanic (STIP-3)/Sacrificial Anodes | 1993-06-01 | Fiberglass Reinforced Plastic | Safe Suction (Euro)
NORMAN TOWN GROCERY | 1674 NEW NORMAN TOWN RD | VIDALIA | Toombs | 530058 | 3B | Flapper Valve | 1993-06-01 | FALSE | 1993-06-01 | FALSE | Currently in Use | Diesel | 2000 | Galvanic (STIP-3)/Sacrificial Anodes | 1993-06-01 | Fiberglass Reinforced Plastic | Safe Suction (Euro)
GOLD KIST STORE | DONOVAN ST | VIDALIA | Toombs | 1380066 | 1 | [5 empty] | Removed from Ground | Gas (Historical Use) | 500 | Bare Steel | 1981-05-09 | Galvanized Steel
GOLD KIST STORE | DONOVAN ST | VIDALIA | Toombs | 1380066 | 2 | [5 empty] | Removed from Ground | Diesel | 500 | Bare Steel | 1981-01-01 | Galvanized Steel
GLENN WILLIAMSON STATION | 301 E FIRST ST | VIDALIA | Toombs | 1380067 | 1 | Flapper Valve | 1998-03-01 | FALSE | 1998-03-01 | FALSE | Temporarily out of use | Gas (Historical Use) | 3000 | Steel-Impressed Current | 1986-05-07 | Galvanized Steel | Safe Suction (Euro)
GLENN WILLIAMSON STATION | 301 E FIRST ST | VIDALIA | Toombs | 1380067 | 2 | Flapper Valve | 1998-03-01 | FALSE | 1998-03-01 | FALSE | Temporarily out of use | Gas (Historical Use) | 3000 | Steel-Impressed Current | 1986-05-07 | Galvanized Steel | Safe Suction (Euro)
GLENN WILLIAMSON STATION | 301 E FIRST ST | VIDALIA | Toombs | 1380067 | 3 | Flapper Valve | 1998-03-01 | FALSE | 1998-03-01 | FALSE | Temporarily out of use | Gas (Historical Use) | 2000 | Steel-Impressed Current | 1986-05-07 | Galvanized Steel | Safe Suction (Euro)
GLENN WILLIAMSON STATION | 301 E FIRST ST | VIDALIA | Toombs | 1380067 | 4 |  |  | TRUE |  | TRUE | Closed in Ground | Used Oil | 550 | Bare Steel | 2004-03-22 | Galvanized Steel | Pressurized
GAY OIL CO | 207 HWY 1 S | LYONS | Toombs | 1380069 | 1 | Flapper Valve | 1997-08-26 |  | 1997-08-26 |  | Removed from Ground | Gas (Historical Use) | 4000 | Steel-Impressed Current | 1986-05-07 | Steel (Impressed Current) | Pressurized
GAY OIL CO | 207 HWY 1 S | LYONS | Toombs | 1380069 | 2 | Flapper Valve | 1997-08-26 |  | 1997-08-26 |  | Removed from Ground | Gas (Historical Use) | 4000 | Steel-Impressed Current | 1986-05-07 | Steel (Impressed Current) | Pressurized
GAY OIL CO | 207 HWY 1 S | LYONS | Toombs | 1380069 | 3 | Flapper Valve | 1997-08-26 |  | 1997-08-26 |  | Removed from Ground | Gas (Historical Use) | 4000 | Steel-Impressed Current | 1986-05-07 | Steel (Impressed Current) | Pressurized
GAY OIL CO | 207 HWY 1 S | LYONS | Toombs | 1380069 | 4 | Flapper Valve | 1997-08-26 |  | 1997-08-26 |  | Removed from Ground | Gas (Historical Use) | 4000 | Steel-Impressed Current | 1986-05-07 | Steel (Impressed Current) | Pressurized
VIDALIA MONUMENT CO | 2109 HWY 280 | VIDALIA | Toombs | 1380070 | 1 | [5 empty] | Removed from Ground | Gas (Historical Use) | 3000 | Cathodically Protected Steel | 1986-05-07 | Galvanized Steel | Safe Suction (Euro)
GAY OIL CO INC | 1400 HWY 280 E | VIDALIA | Toombs | 1380071 | 1 | Flapper Valve | 1997-08-26 |  | 1997-08-26 |  | Removed from Ground | Diesel | 6000 | Steel-Impressed Current | 1986-05-07 | Steel (Impressed Current) | Safe Suction (Euro)
GAY OIL CO INC | 1400 HWY 280 E | VIDALIA | Toombs | 1380071 | 2 | Flapper Valve | 1997-08-26 |  | 1997-08-26 |  | Removed from Ground | Diesel | 3000 | Steel-Impressed Current | 1986-05-07 | Steel (Impressed Current) | Safe Suction (Euro)
JR FOOD MART | HWY 1 & 280 | LYONS | Toombs | 1380072 | 1 | [5 empty] | Removed from Ground | Gas (Historical Use) | 10000 | Cathodically Protected Steel | 1979-05-09 | Galvanized Steel | Pressurized
JR FOOD MART | HWY 1 & 280 | LYONS | Toombs | 1380072 | 2 | [5 empty] | Removed from Ground | Gas (Historical Use) | 10000 | Cathodically Protected Steel | 1979-05-09 | Galvanized Steel | Pressurized
JR FOOD MART | HWY 1 & 280 | LYONS | Toombs | 1380072 | 3 | [5 empty] | Removed from Ground | Gas (Historical Use) | 10000 | Cathodically Protected Steel | 1979-05-09 | Galvanized Steel | Pressurized
Gwynnera's Prestige Auto Care | 161 S STATE ST | LYONS | Toombs | 1380073 | 1 | [5 empty] | Removed from Ground | Gas (Historical Use) | 3000 | Bare Steel | 1966-05-12 | Galvanized Steel | Safe Suction (Euro)
Gwynnera's Prestige Auto Care | 161 S STATE ST | LYONS | Toombs | 1380073 | 2 | [5 empty] | Removed from Ground | Gas (Historical Use) | 3000 | Bare Steel | 1966-05-12 | Galvanized Steel | Safe Suction (Euro)
Gwynnera's Prestige Auto Care | 161 S STATE ST | LYONS | Toombs | 1380073 | 3 | [5 empty] | Removed from Ground | Gas (Historical Use) | 3000 | Bare Steel | 1966-05-12 | Galvanized Steel | Safe Suction (Euro)
Gwynnera's Prestige Auto Care | 161 S STATE ST | LYONS | Toombs | 1380073 | 4 | [5 empty] | Removed from Ground | Gas (Historical Use) | 3000 | Bare Steel | 1966-05-12 | Galvanized Steel
Gwynnera's Prestige Auto Care | 161 S STATE ST | LYONS | Toombs | 1380073 | 5A |  | 1996-01-01 | FALSE | 1996-01-01 | FALSE | Temporarily out of use | Gas (Historical Use) | 1000 | Composite | 1996-01-01 | Fiberglass Reinforced Plastic | Safe Suction (Euro)
Gwynnera's Prestige Auto Care | 161 S STATE ST | LYONS | Toombs | 1380073 | 5B |  | 1996-01-01 | FALSE | 1996-01-01 | FALSE | Temporarily out of use | Gas (Historical Use) | 1000 | Composite | 1996-01-01 | Fiberglass Reinforced Plastic | Safe Suction (Euro)
BRYANT & GAY | 804 W 1ST ST | VIDALIA | Toombs | 1380074 | 1 | [5 empty] | Removed from Ground | Gas (Historical Use) | 8000 | Bare Steel | 1971-05-11 | Galvanized Steel
BRYANT & GAY | 804 W 1ST ST | VIDALIA | Toombs | 1380074 | 10 | Flapper Valve | 1988-05-01 | FALSE | 1988-05-01 | FALSE | Currently in Use | Diesel | 8000 | Galvanic (STIP-3) | 1988-04-01 | Galvanized Steel | Pressurized
BRYANT & GAY | 804 W 1ST ST | VIDALIA | Toombs | 1380074 | 2 | [5 empty] | Removed from Ground | Gas (Historical Use) | 8000 | Bare Steel | 1971-05-11 | Galvanized Steel
BRYANT & GAY | 804 W 1ST ST | VIDALIA | Toombs | 1380074 | 3 | [5 empty] | Removed from Ground | Gas (Historical Use) | 8000 | Bare Steel | 1971-05-11 | Galvanized Steel
BRYANT & GAY | 804 W 1ST ST | VIDALIA | Toombs | 1380074 | 4 | [5 empty] | Removed from Ground | Gas (Historical Use) | 3000 | Bare Steel | 1971-05-11 | Galvanized Steel
BRYANT & GAY | 804 W 1ST ST | VIDALIA | Toombs | 1380074 | 5 | [5 empty] | Removed from Ground | Diesel | 4000 | Bare Steel | 1971-05-11 | Galvanized Steel
BRYANT & GAY | 804 W 1ST ST | VIDALIA | Toombs | 1380074 | 6 | [5 empty] | Removed from Ground | Gas (Historical Use) | 4000 | Bare Steel | 1971-05-11 | Galvanized Steel
BRYANT & GAY | 804 W 1ST ST | VIDALIA | Toombs | 1380074 | 7 | Flapper Valve | 1988-05-01 | FALSE | 1988-05-01 | FALSE | Currently in Use | Premium | 8000 | Galvanic (STIP-3) | 1988-04-01 | Galvanized Steel | Pressurized
BRYANT & GAY | 804 W 1ST ST | VIDALIA | Toombs | 1380074 | 8 | Flapper Valve | 1988-05-01 | FALSE | 1988-05-01 | FALSE | Currently in Use | Plus | 8000 | Galvanic (STIP-3) | 1988-04-01 | Galvanized Steel | Pressurized
BRYANT & GAY | 804 W 1ST ST | VIDALIA | Toombs | 1380074 | 9 | Flapper Valve | 1988-05-01 | FALSE | 1988-05-01 | FALSE | Currently in Use | Regular | 8000 | Galvanic (STIP-3) | 1988-04-01 | Galvanized Steel | Pressurized
SWEET ONION CORNER PANTRY/QUIK C | HWY 280/201 CHURCH ST | VIDALIA | Toombs | 1380075 | 1 | [5 empty] | Removed from Ground | Gas (Historical Use) | 8000 | Bare Steel | 1982-05-08 | Galvanized Steel
SWEET ONION CORNER PANTRY/QUIK C | HWY 280/201 CHURCH ST | VIDALIA | Toombs | 1380075 | 2 | [5 empty] | Removed from Ground | Gas (Historical Use) | 3000 | Bare Steel | 1971-05-11 | Galvanized Steel
SWEET ONION CORNER PANTRY/QUIK C | HWY 280/201 CHURCH ST | VIDALIA | Toombs | 1380075 | 3 | [5 empty] | Removed from Ground | Gas (Historical Use) | 3000 | Bare Steel | 1971-05-11 | Galvanized Steel
SWEET ONION CORNER PANTRY/QUIK C | HWY 280/201 CHURCH ST | VIDALIA | Toombs | 1380075 | 4 | [5 empty] | Removed from Ground | Gas (Historical Use) | 3000 | Bare Steel | 1971-05-11 | Galvanized Steel
TAMMYS | HWY NORTH ST | VIDALIA | Toombs | 1380077 | 1 |  | 1998-02-01 |  | 1998-02-01 |  | Removed from Ground | Gas (Historical Use) | 8000 | Steel-Impressed Current | 1984-05-07 | Cathodically Protected | Safe Suction (Euro)
TAMMYS | HWY NORTH ST | VIDALIA | Toombs | 1380077 | 2 |  | 1998-02-01 |  | 1998-02-01 |  | Removed from Ground | Gas (Historical Use) | 6000 | Steel-Impressed Current | 1984-05-07 | Cathodically Protected | Safe Suction (Euro)
TAMMYS | HWY NORTH ST | VIDALIA | Toombs | 1380077 | 3 |  | 1998-02-01 |  | 1998-02-01 |  | Removed from Ground | Gas (Historical Use) | 4000 | Steel-Impressed Current | 1984-05-07 | Cathodically Protected | Safe Suction (Euro)
FRIENDLY FOODS | 201 NORTH ST E | VIDALIA | Toombs | 1380078 | 1 | Ball Float | 1992-12-01 |  | 1992-12-01 |  | Currently in Use | Diesel | 6000 | Galvanic (STIP-3) | 1985-05-07 | Galvanized Steel | Pressurized
FRIENDLY FOODS | 201 NORTH ST E | VIDALIA | Toombs | 1380078 | 2 | Ball Float | 1992-12-01 | FALSE | 1992-12-01 | FALSE | Currently in Use | Regular | 6000 | Galvanic (STIP-3) | 1985-05-07 | Galvanized Steel | Pressurized
FRIENDLY FOODS | 201 NORTH ST E | VIDALIA | Toombs | 1380078 | 3 | Ball Float | 1992-12-01 | FALSE | 1992-12-01 | FALSE | Currently in Use | Premium | 4000 | Galvanic (STIP-3) | 1985-05-07 | Galvanized Steel | Pressurized
FAST BREAK | US 1 & 280 | LYONS | Toombs | 1380079 | 1 | Ball Float | 1993-01-01 | FALSE | 1993-01-01 | FALSE | Currently in Use | Regular | 6000 | Steel-Impressed Current | 1982-05-08 | Double-Walled Flex | Pressurized
FAST BREAK | US 1 & 280 | LYONS | Toombs | 1380079 | 2 | Ball Float | 1993-01-01 | FALSE | 1993-01-01 | FALSE | Currently in Use | Plus | 6000 | Steel-Impressed Current | 1982-05-08 | Double-Walled Flex | Pressurized
FAST BREAK | US 1 & 280 | LYONS | Toombs | 1380079 | 3 | Ball Float | 1993-01-01 | FALSE | 1993-01-01 | FALSE | Currently in Use | Premium | 6000 | Steel-Impressed Current | 1982-05-08 | Double-Walled Flex | Pressurized
FAST BREAK | US 1 & 280 | LYONS | Toombs | 1380079 | 4 | Ball Float | 1993-01-01 | FALSE | 1993-01-01 | FALSE | Currently in Use | Diesel | 6000 | Steel-Impressed Current | 1982-05-08 | Double-Walled Flex | Pressurized
FAST BREAK | US 1 & 280 | LYONS | Toombs | 1380079 | 5 |  | 1999-03-11 | FALSE | 1999-03-11 | FALSE | Temporarily out of use | Kerosene | 1000 | Epoxy | 1999-03-11 | Double-Walled Flex | Suction (American)
ENK590 | 112 NORTH ST | VIDALIA | Toombs | 1380081 | D1 | [5 empty] | Permanently Out of Use - historical purposes | Diesel | 4000 | Bare Steel | 1968-05-11 | Galvanized Steel
ENK590 | 112 NORTH ST | VIDALIA | Toombs | 1380081 | NL1 | [5 empty] | Permanently Out of Use - historical purposes | Gas (Historical Use) | 8000 | Bare Steel | 1968-05-11 | Galvanized Steel
ENK590 | 112 NORTH ST | VIDALIA | Toombs | 1380081 | P1 | [5 empty] | Permanently Out of Use - historical purposes | Gas (Historical Use) | 4000 | Bare Steel | 1968-05-11 | Galvanized Steel
ENK590 | 112 NORTH ST | VIDALIA | Toombs | 1380081 | R1 | [5 empty] | Permanently Out of Use - historical purposes | Gas (Historical Use) | 8000 | Bare Steel | 1968-05-11 | Galvanized Steel
ALLMONDS CHEVRON | 200 E FIRST ST | VIDALIA | Toombs | 1380082 | 1 | [5 empty] | Removed from Ground | Gas (Historical Use) | 3000 | Bare Steel | 1961-05-14 | Unknown
ALLMONDS CHEVRON | 200 E FIRST ST | VIDALIA | Toombs | 1380082 | 2 | [5 empty] | Removed from Ground | Gas (Historical Use) | 3000 | Bare Steel | 1961-05-14 | Unknown
ALLMONDS CHEVRON | 200 E FIRST ST | VIDALIA | Toombs | 1380082 | 3 | [5 empty] | Removed from Ground | Gas (Historical Use) | 3000 | Bare Steel | 1961-05-14 | Unknown
ALLMONDS CHEVRON | 200 E FIRST ST | VIDALIA | Toombs | 1380082 | 4 | [5 empty] | Removed from Ground | Gas (Historical Use) | 3000 | Bare Steel | 1961-05-14 | Unknown
ALLMONDS CHEVRON | 200 E FIRST ST | VIDALIA | Toombs | 1380082 | 5 |  |  | TRUE |  | TRUE | Removed from Ground | Used Oil | 500 | Bare Steel | 1961-05-14 | Unknown
BST/VIDALIA CO/R2586 | 202 E SECOND ST | VIDALIA | Toombs | 1380083 | 1 | [5 empty] | Removed from Ground | Diesel | 5000 | Bare Steel | 1974-01-04 | Copper
BST/VIDALIA CO/R2586 | 202 E SECOND ST | VIDALIA | Toombs | 1380083 | 2 | Flapper Valve | 1997-03-06 | FALSE | 1997-03-06 | FALSE | Currently in Use | Diesel | 1000 | Fiberglass Double Walled | 1992-06-01 | Copper | Suction (American)
BST/LYNSGAMA R2519 | 212 WEST GRADY ST | LYONS | Toombs | 1380084 | 1 | [5 empty] | Removed from Ground | Diesel | 550 | Bare Steel | 1971-01-05 | Galvanized Steel | Suction (American)
K G FOSKEY | ALSTON RD | VIDALIA | Toombs | 1380085 | 1 | [5 empty] | Removed from Ground | Gas (Historical Use) | 1000 | Bare Steel | 1984-05-08 | Galvanized Steel
K G FOSKEY | ALSTON RD | VIDALIA | Toombs | 1380085 | 2 | [5 empty] | Removed from Ground | Diesel | 4000 | Bare Steel | 1984-05-08 | Galvanized Steel
HOLLIS CONSTRUCTION CO | BRINSO RD | VIDALIA | Toombs | 1380087 | 1 | [5 empty] | Removed from Ground | Gas (Historical Use) | 1000 | Bare Steel | 1976-05-10 | Galvanized Steel
BLOUNT & RUALK INC | 111 BRINSON RD | VIDALIA | Toombs | 1380088 | 1 | [5 empty] | Removed from Ground | Diesel | 2000 | Bare Steel | 1974-05-11 | Galvanized Steel | Suction (American)
BLOUNT & RUALK INC | 111 BRINSON RD | VIDALIA | Toombs | 1380088 | 2 | [5 empty] | Removed from Ground | Gas (Historical Use) | 2000 | Bare Steel | 1974-05-11 | Galvanized Steel | Suction (American)
W M CURRIE INC | 105 W FOURTH ST | VIDALIA | Toombs | 1380091 | 1 | [5 empty] | Closed in Ground | Gas (Historical Use) | 2000 | Bare Steel | 1961-05-14 | Galvanized Steel | Safe Suction (Euro)
THE FILLIN | 301 W 1ST ST | VIDALIA | Toombs | 1380092 | 1 |  | 1998-03-01 |  | 1998-03-01 |  | Removed from Ground | Gas (Historical Use) | 6000 | Steel-Impressed Current | 1985-05-08 | Steel (Impressed Current) | Pressurized
THE FILLIN | 301 W 1ST ST | VIDALIA | Toombs | 1380092 | 2 |  | 1998-03-01 |  | 1998-03-01 |  | Removed from Ground | Gas (Historical Use) | 6000 | Steel-Impressed Current | 1985-05-08 | Steel (Impressed Current) | Pressurized
THE FILLIN | 301 W 1ST ST | VIDALIA | Toombs | 1380092 | 3 |  | 1998-03-01 |  | 1998-03-01 |  | Removed from Ground | Diesel | 8000 | Steel-Impressed Current | 1985-05-08 | Steel (Impressed Current) | Pressurized
THE FILLIN | 301 W 1ST ST | VIDALIA | Toombs | 1380092 | 4 |  | 1998-03-01 |  | 1998-03-01 |  | Removed from Ground | Gas (Historical Use) | 8000 | Steel-Impressed Current | 1985-05-08 | Steel (Impressed Current) | Pressurized
GIT-N-GO | 1500 LYONS HWY | VIDALIA | Toombs | 1380094 | 1 | Flapper Valve | 1997-08-26 | FALSE | 1997-08-26 | FALSE | Temporarily out of use | Gas (Historical Use) | 6000 | Galvanic (STIP-3) | 1986-01-01 | Galvanized Steel | Pressurized
GIT-N-GO | 1500 LYONS HWY | VIDALIA | Toombs | 1380094 | 2 | Flapper Valve | 1997-08-26 | FALSE | 1997-08-26 | FALSE | Temporarily out of use | Gas (Historical Use) | 6000 | Galvanic (STIP-3) | 1986-01-01 | Galvanized Steel | Pressurized
GIT-N-GO | 1500 LYONS HWY | VIDALIA | Toombs | 1380094 | 3 | Flapper Valve | 1997-08-26 | FALSE | 1997-08-26 | FALSE | Temporarily out of use | Gas (Historical Use) | 6000 | Galvanic (STIP-3) | 1986-01-01 | Galvanized Steel | Pressurized
YELLOW FREIGHT SYSTEM INC | 1929 TRANSUS DR | VIDALIA | Toombs | 1380095 | 1 | [5 empty] | Removed from Ground | Diesel | 4000 | Bare Steel | 1985-05-22 | Unknown
ROADWAY EXPRESS INC | ROUTE 3 BOX 250H | VIDALIA | Toombs | 1380097 | 1 | [5 empty] | Removed from Ground | Diesel | 10000 | Bare Steel | 1982-04-24 | Galvanized Steel
PALMER SERVICE STATION | 1340 HWY 76 E | HIAWASSEE | Towns | 1390002 | 1 | [5 empty] | Removed from Ground | Gas (Historical Use) | 5500 | Bare Steel | 1995-11-27 | Bare Steel
PALMER SERVICE STATION | 1340 HWY 76 E | HIAWASSEE | Towns | 1390002 | 2 | [5 empty] | Removed from Ground | Gas (Historical Use) | 1000 | Bare Steel | 1995-11-27 | Bare Steel
PALMER SERVICE STATION | 1340 HWY 76 E | HIAWASSEE | Towns | 1390002 | 3 | [5 empty] | Removed from Ground | Gas (Historical Use) | 1000 | Bare Steel | 1995-11-27 | Bare Steel
PALMER SERVICE STATION | 1340 HWY 76 E | HIAWASSEE | Towns | 1390002 | 4 | [5 empty] | Removed from Ground | Diesel | 1000 | Bare Steel | 1995-11-27 | Bare Steel
PALMER SERVICE STATION | 1340 HWY 76 E | HIAWASSEE | Towns | 1390002 | 5 | [5 empty] | Removed from Ground | Gas (Historical Use) | 1000 | Marked Unknown | 1995-11-27 | Unknown
CHATUGE REGIONAL HOSPITAL | 110 MAIN ST | HIAWASSEE | Towns | 1390003 | 1 | [5 empty] | Removed from Ground | Diesel | 10000 | Bare Steel | 1994-09-17 | Galvanized Steel
CHATUGE REGIONAL HOSPITAL | 110 MAIN ST | HIAWASSEE | Towns | 1390003 | 2 | [5 empty] | Removed from Ground | Diesel | 6000 | Bare Steel | 1994-09-01 | Galvanized Steel | Safe Suction (Euro)
CHATUGE REGIONAL HOSPITAL | 110 MAIN ST | HIAWASSEE | Towns | 1390003 | 3 | [5 empty] | Removed from Ground | Diesel | 1500 | Bare Steel | 1994-09-01 | Galvanized Steel | Safe Suction (Euro)
GA FORESTRY COMMISSION | 443 SUNNYSIDE | HIAWASSEE | Towns | 1390004 | 1 | [5 empty] | Removed from Ground | Gas (Historical Use) | 560 | Bare Steel | 1965-01-01 | Galvanized Steel
GA FORESTRY COMMISSION | 443 SUNNYSIDE | HIAWASSEE | Towns | 1390004 | 2 |  | 1992-01-01 |  | 1992-01-01 |  | Removed from Ground | Gas (Historical Use) | 1000 | Cathodically Protected Steel | 1992-01-09 | Galvanized Steel | Safe Suction (Euro)
GA FORESTRY COMMISSION | 443 SUNNYSIDE | HIAWASSEE | Towns | 1390004 | 3 |  | 1992-01-01 |  | 1992-01-01 |  | Removed from Ground | Diesel | 1000 | Cathodically Protected Steel | 1992-01-01 | Galvanized Steel | Safe Suction (Euro)
GREENS AMOCO | 7687 HWY 76 | YOUNG HARRIS | Towns | 1390008 | 1 |  |  | FALSE |  | FALSE | Permanently Out of Use - historical purposes | Empty | 2000 |  | 1986-01-01 | Bare Steel
GREENS AMOCO | 7687 HWY 76 | YOUNG HARRIS | Towns | 1390008 | 2 |  |  | FALSE |  | FALSE | Permanently Out of Use - historical purposes | Empty | 2000 |  | 1986-01-01 | Bare Steel
GREENS AMOCO | 7687 HWY 76 | YOUNG HARRIS | Towns | 1390008 | 3 |  |  | FALSE |  | FALSE | Permanently Out of Use - historical purposes | Empty | 3000 |  | 1986-01-01 | Bare Steel
GREENS AMOCO | 7687 HWY 76 | YOUNG HARRIS | Towns | 1390008 | 4 |  |  | FALSE |  | FALSE | Permanently Out of Use - historical purposes | Empty | 1000 |  | 1986-01-01 | Bare Steel
GREENS AMOCO | 7687 HWY 76 | YOUNG HARRIS | Towns | 1390008 | 5 |  |  | FALSE |  | FALSE | Permanently Out of Use - historical purposes | Empty | 280 |  | 1986-01-01 | Bare Steel
TOWNS CO MAINT BARN | TATER RIDGE DR | HIAWASSEE | Towns | 1390011 | 1 | Flapper Valve | 1998-10-01 |  | 1998-10-01 |  | Currently in Use | Gas (Historical Use) | 10000 | Steel-Impressed Current | 1998-10-01 | Steel (Impressed Current) | Pressurized
TOWNS CO MAINT BARN | TATER RIDGE DR | HIAWASSEE | Towns | 1390011 | 2 | Flapper Valve | 1998-10-01 |  | 1998-10-01 |  | Currently in Use | Diesel | 10000 | Steel-Impressed Current | 1998-10-01 | Steel (Impressed Current) | Pressurized
YOUNG HARRIS GULF | 1147 MAIN ST | YOUNG HARRIS | Towns | 1390012 | 1 | [5 empty] | Removed from Ground | Gas (Historical Use) | 1000 | Bare Steel | 1999-01-01 | Galvanized Steel
YOUNG HARRIS GULF | 1147 MAIN ST | YOUNG HARRIS | Towns | 1390012 | 2 | [5 empty] | Removed from Ground | Gas (Historical Use) | 1000 | Bare Steel | 1999-01-01 | Galvanized Steel
YOUNG HARRIS GULF | 1147 MAIN ST | YOUNG HARRIS | Towns | 1390012 | 3 | [5 empty] | Removed from Ground | Gas (Historical Use) | 2000 | Bare Steel | 1999-01-01 | Galvanized Steel
BIG D #350 | 7535 HWY 76 | YOUNG HARRIS | Towns | 1390013 | 1 |  | 1995-06-01 |  | 1995-06-01 |  | Removed from Ground | Gas (Historical Use) | 6000 | Not Marked/Unknown | 1995-09-01 | Cathodically Protected | Suction (American)
BIG D #350 | 7535 HWY 76 | YOUNG HARRIS | Towns | 1390013 | 2 |  | 1995-09-01 |  | 1995-09-01 |  | Removed from Ground | Gas (Historical Use) | 4000 | Not Marked/Unknown | 1995-09-01 | Cathodically Protected | Suction (American)
BIG D #350 | 7535 HWY 76 | YOUNG HARRIS | Towns | 1390013 | 3 |  | 1995-09-01 |  | 1995-09-01 |  | Removed from Ground | Gas (Historical Use) | 4000 | Not Marked/Unknown | 1995-09-01 | Cathodically Protected | Suction (American)
BIG D #350 | 7535 HWY 76 | YOUNG HARRIS | Towns | 1390013 | 4 |  | 1995-09-01 |  | 1995-09-01 |  | Removed from Ground | Gas (Historical Use) | 4000 | Not Marked/Unknown | 1995-09-01 | Cathodically Protected | Suction (American)
DENTONS GROCERY & GRILL | 1500 US HWY 76 E 2 MILES E OF HIAWASSEE | HIAWASSEE | Towns | 1390014 | 1 | Flapper Valve | 1998-12-08 | FALSE | 1998-12-08 | TRUE | Currently in Use | Regular | 10000 | Steel-Impressed Current | 1999-04-23 | Fiberglass Reinforced Plastic | Safe Suction (Euro)
DENTONS GROCERY & GRILL | 1500 US HWY 76 E 2 MILES E OF HIAWASSEE | HIAWASSEE | Towns | 1390014 | 2 | Flapper Valve | 1998-12-08 | FALSE | 1998-12-02 | TRUE | Currently in Use | E-0 | 4000 | Steel-Impressed Current | 1999-04-23 | Fiberglass Reinforced Plastic | Safe Suction (Euro)
DENTONS GROCERY & GRILL | 1500 US HWY 76 E 2 MILES E OF HIAWASSEE | HIAWASSEE | Towns | 1390014 | 3 | Flapper Valve | 1998-12-08 | FALSE | 1998-12-08 | TRUE | Currently in Use | Gas (Historical Use) | 4000 | Steel-Impressed Current | 1999-04-23 | Fiberglass Reinforced Plastic | Safe Suction (Euro)
DENTONS GROCERY & GRILL | 1500 US HWY 76 E 2 MILES E OF HIAWASSEE | HIAWASSEE | Towns | 1390014 | 4 | Flapper Valve | 1998-12-08 | FALSE | 1998-12-08 | TRUE | Currently in Use | Diesel | 3000 | Steel-Impressed Current | 1999-04-23 | Fiberglass Reinforced Plastic | Safe Suction (Euro)
YOUNG HARRIS VORTAC | 3674 MSL IVY LOG | YOUNG HARRIS | Towns | 1390015 | 1 | [5 empty] | Removed from Ground | Diesel | 1000 | Bare Steel | 1966-01-01 | Copper | Safe Suction (Euro)
LAKEVIEW STORE | 1057 SHAKE RAG RD | HIAWASSEE | Towns | 1390018 | 1 | Flapper Valve | 1999-04-01 |  | 1999-04-01 |  | Currently in Use | Gas (Historical Use) | 8000 | Steel-Impressed Current | 1978-01-01 | Double-Walled Flex | Pressurized
LAKEVIEW STORE | 1057 SHAKE RAG RD | HIAWASSEE | Towns | 1390018 | 2 | Flapper Valve | 1999-04-01 |  | 1999-04-01 |  | Currently in Use | Gas (Historical Use) | 6000 | Steel-Impressed Current | 1978-01-01 | Double-Walled Flex | Pressurized
LAKEVIEW STORE | 1057 SHAKE RAG RD | HIAWASSEE | Towns | 1390018 | 3 | Flapper Valve | 1999-04-01 |  | 1999-04-01 |  | Currently in Use | Gas (Historical Use) | 4000 | Steel-Impressed Current | 1978-01-01 | Double-Walled Flex | Pressurized
MARKET K GROUP LLC | 830 N MAIN ST | HIAWASSEE | Towns | 1390019 | 1 |  | 1994-06-01 |  | 1994-06-01 |  | Currently in Use | Gas (Historical Use) | 8000 | Steel-Impressed Current | 1981-05-01 | Fiberglass Reinforced Plastic | Pressurized
MARKET K GROUP LLC | 830 N MAIN ST | HIAWASSEE | Towns | 1390019 | 2 |  | 1994-06-01 |  | 1994-06-01 |  | Currently in Use | Gas (Historical Use) | 8000 | Steel-Impressed Current | 1981-05-01 | Fiberglass Reinforced Plastic | Pressurized
MARKET K GROUP LLC | 830 N MAIN ST | HIAWASSEE | Towns | 1390019 | 3 |  | 1994-06-01 |  | 1994-06-01 |  | Currently in Use | Gas (Historical Use) | 6000 | Steel-Impressed Current | 1981-05-01 | Fiberglass Reinforced Plastic | Pressurized
E L BROWNS GENERAL MERCHANDISE | EAST MAIN ST | YOUNG HARRIS | Towns | 1390021 | 1 | [5 empty] | Removed from Ground | Gas (Historical Use) | 560 | Bare Steel |  | Galvanized Steel
E L BROWNS GENERAL MERCHANDISE | EAST MAIN ST | YOUNG HARRIS | Towns | 1390021 | 2 | [5 empty] | Removed from Ground | Gas (Historical Use) | 560 | Bare Steel |  | Galvanized Steel
CANE CREEK GROCERY | BYERS CREEK RD | YOUNG HARRIS | Towns | 1390022 | 1 | [5 empty] | Temporarily out of use | Gas (Historical Use) | 560 | Bare Steel | 1999-01-01 | Galvanized Steel
MOORELANDS 66 | HWY 76 | HIAWASSEE | Towns | 1390024 | 1 | [5 empty] | Removed from Ground | Gas (Historical Use) | 560 | Bare Steel |  | Galvanized Steel
MOORELANDS 66 | HWY 76 | HIAWASSEE | Towns | 1390024 | 2 | [5 empty] | Removed from Ground | Gas (Historical Use) | 560 | Bare Steel |  | Galvanized Steel
GOLDEN PANTRY #11 | 163 HYW 76 | HIAWASSEE | Towns | 1390027 | 1 |  | 1998-09-21 |  | 1998-09-21 |  | Removed from Ground | Gas (Historical Use) | 10000 | Cathodically Protected Steel | 1986-01-01 | Fiberglass Reinforced Plastic | Pressurized
GOLDEN PANTRY #11 | 163 HYW 76 | HIAWASSEE | Towns | 1390027 | 2 |  | 1998-09-21 |  | 1998-09-21 |  | Removed from Ground | Gas (Historical Use) | 10000 | Cathodically Protected Steel | 1986-01-01 | Fiberglass Reinforced Plastic | Pressurized
GOLDEN PANTRY #11 | 163 HYW 76 | HIAWASSEE | Towns | 1390027 | 3 |  | 1998-09-21 |  | 1998-09-21 |  | Removed from Ground | Gas (Historical Use) | 10000 | Cathodically Protected Steel | 1986-01-01 | Fiberglass Reinforced Plastic | Pressurized
GOLDEN PANTRY #11 | 163 HYW 76 | HIAWASSEE | Towns | 1390027 | 4 |  | 1998-09-21 |  | 1998-09-21 |  | Removed from Ground | Diesel | 8000 | Cathodically Protected Steel | 1986-01-01 | Fiberglass Reinforced Plastic | Pressurized
GOLDEN PANTRY #11 | 163 HYW 76 | HIAWASSEE | Towns | 1390027 | 5 |  | 1998-09-21 |  | 1998-09-21 |  | Removed from Ground | Kerosene | 2000 | Cathodically Protected Steel | 1986-01-01 | Fiberglass Reinforced Plastic | Pressurized
YOUNG HARRIS 76 STATION | 7209 HWY 76 | YOUNG HARRIS | Towns | 1390028 | 1 | [5 empty] | Removed from Ground | Gas (Historical Use) | 1000 | Bare Steel | 1984-01-02 | Unknown
YOUNG HARRIS 76 STATION | 7209 HWY 76 | YOUNG HARRIS | Towns | 1390028 | 2 | [5 empty] | Removed from Ground | Gas (Historical Use) | 1000 | Bare Steel | 1984-01-02 | Unknown
YOUNG HARRIS 76 STATION | 7209 HWY 76 | YOUNG HARRIS | Towns | 1390028 | 3 | [5 empty] | Removed from Ground | Gas (Historical Use) | 1000 | Bare Steel | 1984-01-02 | Unknown
HIAWASSEE COUNTRY STORE | 6394 US HIGHWAY 76 EAST | HIAWASSEE | Towns | 10003079 | 1 |  |  | FALSE |  | FALSE | Removed from Ground |  | 1000
HIAWASSEE COUNTRY STORE | 6394 US HIGHWAY 76 EAST | HIAWASSEE | Towns | 10003079 | 2 |  |  | FALSE |  | FALSE | Removed from Ground |  | 500
HIAWASSEE COUNTRY STORE | 6394 US HIGHWAY 76 EAST | HIAWASSEE | Towns | 10003079 | 3 |  |  | FALSE |  | FALSE | Removed from Ground |  | 250
BRMEMC | 875 MAIN ST | YOUNG HARRIS | Towns | 10002300 | 1 | Flapper Valve | 2012-07-13 | FALSE | 2012-07-13 | FALSE | Currently in Use | Regular | 20000 | Fiberglass Double Walled | 2012-07-13 | Double-Walled Fiberglass | Pressurized
BRMEMC | 875 MAIN ST | YOUNG HARRIS | Towns | 10002300 | 2 | Flapper Valve | 2012-07-13 | FALSE | 2012-07-13 | FALSE | Currently in Use | Diesel | 20000 | Fiberglass | 2012-07-13 | Double-Walled Fiberglass | Pressurized
BRASSTOWN VALLEY RESORT | 6321 US HWY 76 | YOUNG HARRIS | Towns | 10001792 | 1 | Overfill Alarm | 2008-10-22 | FALSE | 2013-08-13 | FALSE | Currently in Use | Regular | 2500 | Fiberglass Double Walled | 2008-10-15 | Double-Walled Fiberglass | Safe Suction (Euro)
BRASSTOWN VALLEY RESORT | 6321 US HWY 76 | YOUNG HARRIS | Towns | 10001792 | 2 | Overfill Alarm | 2008-10-22 | FALSE | 2013-08-13 | FALSE | Currently in Use | Diesel | 2500 | Fiberglass Double Walled | 2008-10-15 | Double-Walled Fiberglass | Safe Suction (Euro)
THE iMARKET #783 | 94 NORTH MAIN ST | HIAWASSEE | Towns | 10002255 | 1 |  | 2012-01-19 | FALSE | 2012-01-19 | FALSE | Currently in Use | Gas (Historical Use) | 25000 | Fiberglass Double Walled | 2012-01-19 | Double-Walled Fiberglass | Pressurized
THE iMARKET #783 | 94 NORTH MAIN ST | HIAWASSEE | Towns | 10002255 | 2 |  | 2012-01-19 | FALSE | 2012-01-19 | FALSE | Currently in Use | Gas (Historical Use) | 7000 | Fiberglass Double Walled | 2012-01-19 | Double-Walled Fiberglass | Pressurized
THE iMARKET #783 | 94 NORTH MAIN ST | HIAWASSEE | Towns | 10002255 | 3 |  | 2012-01-19 | FALSE | 2012-01-19 | FALSE | Currently in Use | Diesel | 5000 | Fiberglass Double Walled | 2012-01-19 | Double-Walled Fiberglass | Pressurized
THE iMARKET #783 | 94 NORTH MAIN ST | HIAWASSEE | Towns | 10002255 | 4 |  | 2012-01-19 | FALSE | 2012-01-19 | FALSE | Currently in Use | Diesel | 5000 | Fiberglass Double Walled | 2012-01-19 | Double-Walled Fiberglass | Pressurized
SUNNY BAY CAR WASH | 1753 US HWY 76 W | HIAWASSEE | Towns | 10001329 | 1 | Flapper Valve | 2006-11-11 | FALSE | 2006-11-11 | FALSE | Temporarily out of use | Gas (Historical Use) | 6000 | Epoxy | 2006-11-11 | Fiberglass Reinforced Plastic | Pressurized
SUNNY BAY CAR WASH | 1753 US HWY 76 W | HIAWASSEE | Towns | 10001329 | 2 | Flapper Valve | 2006-11-11 | FALSE | 2006-11-11 | FALSE | Temporarily out of use | Gas (Historical Use) | 6000 | Epoxy | 2006-11-11 | Fiberglass Reinforced Plastic | Pressurized
SUNNY BAY CAR WASH | 1753 US HWY 76 W | HIAWASSEE | Towns | 10001329 | 3 | Flapper Valve | 2006-11-11 | FALSE | 2006-11-11 | FALSE | Temporarily out of use | Diesel | 6000 | Epoxy | 2006-11-11 | Fiberglass Reinforced Plastic | Pressurized
FORMER LAKESIDE ANTIQUES | 2683 STATE ROUTE 76 | HIAWASSEE | Towns | 10000074 | 1 |  |  | FALSE |  | FALSE | Removed from Ground | Gas (Historical Use) | 550 | Unknown | 2002-03-25 | Unknown
FORMER LAKESIDE ANTIQUES | 2683 STATE ROUTE 76 | HIAWASSEE | Towns | 10000074 | 2 |  |  | FALSE |  | FALSE | Removed from Ground | Gas (Historical Use) | 550 | Unknown | 2002-03-25 | Unknown
HIAWASSEE BP | HWY 76 W | HIAWASSEE | Towns | 1190028 | 1 | [5 empty] | Removed from Ground | Gas (Historical Use) | 3000 | Cathodically Protected Steel | 1971-05-03 | Galvanized Steel
HIAWASSEE BP | HWY 76 W | HIAWASSEE | Towns | 1190028 | 2 | [5 empty] | Removed from Ground | Gas (Historical Use) | 3000 | Cathodically Protected Steel | 1971-05-03 | Galvanized Steel
HIAWASSEE BP | HWY 76 W | HIAWASSEE | Towns | 1190028 | 3 | [5 empty] | Removed from Ground | Gas (Historical Use) | 3000 | Cathodically Protected Steel | 1971-05-03 | Galvanized Steel
HIAWASSEE BP | HWY 76 W | HIAWASSEE | Towns | 1190028 | 4 | [5 empty] | Removed from Ground | Diesel | 1000 | Cathodically Protected Steel | 1981-04-30 | Galvanized Steel
HIAWASSEE BP | HWY 76 W | HIAWASSEE | Towns | 1190028 | 5 |  |  | TRUE |  | TRUE | Removed from Ground | Used Oil | 280 | Cathodically Protected Steel | 1971-05-03 | Galvanized Steel
ELLERS EXXON | GA HWY 75 @ BELL CREEK ST | HIAWASSEE | Towns | 9139001 | 1 | [5 empty] | Removed from Ground | Gas (Historical Use) | 1000 | Marked Unknown | 1992-01-24 | Unknown
ELLERS EXXON | GA HWY 75 @ BELL CREEK ST | HIAWASSEE | Towns | 9139001 | 2 | [5 empty] | Removed from Ground | Gas (Historical Use) | 1000 | Marked Unknown | 1992-01-24 | Unknown
ELLERS EXXON | GA HWY 75 @ BELL CREEK ST | HIAWASSEE | Towns | 9139001 | 3 | [5 empty] | Removed from Ground | Gas (Historical Use) | 1000 | Marked Unknown | 1992-01-24 | Unknown
ELLERS EXXON | GA HWY 75 @ BELL CREEK ST | HIAWASSEE | Towns | 9139001 | 4 | [5 empty] | Removed from Ground | Gas (Historical Use) | 2000 | Marked Unknown | 1992-01-24 | Unknown
BOUNDARY WATERS RESORT & MARINA | 528 SUNNYSIDE RD | HIAWASSEE | Towns | 9139003 | 1 | [5 empty] | Removed from Ground | Gas (Historical Use) | 2000 | Bare Steel | 1980-01-01 | Galvanized Steel | Pressurized
BOUNDARY WATERS RESORT & MARINA | 528 SUNNYSIDE RD | HIAWASSEE | Towns | 9139003 | 2 | Flapper Valve | 1999-03-03 |  | 1999-03-03 |  | Currently in Use | Gas (Historical Use) | 4000 | Epoxy | 1992-03-06 | Fiberglass Reinforced Plastic | Pressurized
CIRCLE M FOOD SHOP #9 | 214 S MAIN ST | HIAWASSEE | Towns | 9139004 | 1 | Ball Float | 1990-01-01 |  | 1990-01-01 |  | Currently in Use | Gas (Historical Use) | 8000 | Galvanic (STIP-3) | 1990-01-01 | Fiberglass Reinforced Plastic | Pressurized
CIRCLE M FOOD SHOP #9 | 214 S MAIN ST | HIAWASSEE | Towns | 9139004 | 2 | Ball Float | 1990-01-01 |  | 1990-01-01 |  | Currently in Use | Gas (Historical Use) | 8000 | Galvanic (STIP-3) | 1990-01-01 | Fiberglass Reinforced Plastic | Pressurized
CIRCLE M FOOD SHOP #9 | 214 S MAIN ST | HIAWASSEE | Towns | 9139004 | 3A | Ball Float | 1990-01-01 |  | 1990-01-01 |  | Currently in Use | Other | 4000 | Galvanic (STIP-3) | 1990-01-01 | Fiberglass Reinforced Plastic | Pressurized
CIRCLE M FOOD SHOP #9 | 214 S MAIN ST | HIAWASSEE | Towns | 9139004 | 3B | Ball Float | 1990-01-01 |  | 1990-01-01 |  | Currently in Use | Gas (Historical Use) | 6000 | Galvanic (STIP-3) | 1990-01-01 | Fiberglass Reinforced Plastic | Pressurized
TOWNS COUNTY MAINT (OLD HIWASSEE | GA HWY 75/.9 MI S SR 2 ON SR 17 | HIAWASSEE | Towns | 9139006 | 120D1 | [5 empty] | Removed from Ground | Diesel | 2000 | Cathodically Protected Steel | 1987-01-01 | Galvanized Steel | Suction (American)
TOWNS COUNTY MAINT (OLD HIWASSEE | GA HWY 75/.9 MI S SR 2 ON SR 17 | HIAWASSEE | Towns | 9139006 | 120G1 | [5 empty] | Removed from Ground | Gas (Historical Use) | 2000 | Cathodically Protected Steel | 1987-01-01 | Galvanized Steel | Suction (American)
TOWNS CO BD OF EDUCATION | LOCATION UNKNOWN | HIAWASSEE | Towns | 9139007 | 1 | [5 empty] | Permanently Out of Use - historical purposes | Gas (Historical Use) | 1 | Bare Steel |  | Bare Steel
TOWNS CO COMPREHENSIVE SCHOOL | 1400 US HWY 76 EAST | HIAWASSEE | Towns | 9139009 | 1 |  | 1998-07-15 |  | 1998-07-15 |  | Removed from Ground | Gas (Historical Use) | 10000 | Steel-Impressed Current | 1979-01-01 | Cathodically Protected | Safe Suction (Euro)
TOWNS CO COMPREHENSIVE SCHOOL | 1400 US HWY 76 EAST | HIAWASSEE | Towns | 9139009 | 184820 |  | 1998-10-23 |  | 1991-01-01 |  | Removed from Ground | Diesel | 10000 | Composite | 1991-01-01 | Fiberglass Reinforced Plastic | Suction (American)
TOWNS CO COMPREHENSIVE SCHOOL | 1400 US HWY 76 EAST | HIAWASSEE | Towns | 9139009 | 3 | Flapper Valve | 2001-07-30 |  | 2001-07-30 |  | Currently in Use | Diesel | 10000 | Composite | 2001-07-30 | Fiberglass Reinforced Plastic | Safe Suction (Euro)
DNR SWALLOW CREEK WILDLIFE MANAG | 1821 UNDERWOOD RD | HIAWASSEE | Towns | 9139010 | 1 | [5 empty] | Removed from Ground | Gas (Historical Use) | 1000 | Bare Steel | 1970-01-01 | Bare Steel
DNR SWALLOW CREEK WILDLIFE MANAG | 1821 UNDERWOOD RD | HIAWASSEE | Towns | 9139010 | 2 | [5 empty] | Removed from Ground | Gas (Historical Use) | 550 | Bare Steel | 1970-01-01 | Bare Steel
DNR SWALLOW CREEK WILDLIFE MANAG | 1821 UNDERWOOD RD | HIAWASSEE | Towns | 9139010 | 3 |  | 1990-05-21 |  | 1990-05-21 |  | Removed from Ground | Gas (Historical Use) | 1000 | Cathodically Protected Steel | 1990-05-21 | Cathodically Protected
ONE STOP MARINA (LEES DOCK) | APPR 6 MI UPSTREAM OF CHATUGE DA | HIAWASSEE | Towns | 9139012 | 1 | [5 empty] | Removed from Ground | Gas (Historical Use) | 2000 | Bare Steel | 1992-08-12 | Galvanized Steel
BLUE RIDGE MOUNTAIN EMC | MAIN AND REED STR | YOUNG HARRIS | Towns | 9139013 | 1 | [5 empty] | Removed from Ground | Gas (Historical Use) | 10000 | Fiberglass | 1992-09-01 | Fiberglass Reinforced Plastic | Pressurized
BLUE RIDGE MOUNTAIN EMC | MAIN AND REED STR | YOUNG HARRIS | Towns | 9139013 | 2 | [5 empty] | Removed from Ground | Diesel | 10000 | Fiberglass | 1992-09-01 | Fiberglass Reinforced Plastic | Pressurized
BLUE RIDGE MOUNTAIN EMC | MAIN AND REED STR | YOUNG HARRIS | Towns | 9139013 | 3 | [5 empty] | Removed from Ground | Gas (Historical Use) | 550 | Not Marked/Unknown | 1994-06-01 | Not Marked
BLUE RIDGE MOUNTAIN EMC | MAIN AND REED STR | YOUNG HARRIS | Towns | 9139013 | 4 |  | 1993-07-01 | FALSE | 1993-07-01 | FALSE | Temporarily out of use | Regular | 10000 | Fiberglass | 1993-07-01 | Fiberglass Reinforced Plastic | Pressurized
BLUE RIDGE MOUNTAIN EMC | MAIN AND REED STR | YOUNG HARRIS | Towns | 9139013 | 5 |  | 1993-07-01 | FALSE | 1993-07-01 | FALSE | Temporarily out of use | Diesel | 10000 | Fiberglass | 1993-07-01 | Fiberglass Reinforced Plastic | Pressurized
BIG D #190 FRIENDSHIP | 1835 US HWY 76 | HIAWASSEE | Towns | 9139014 | 1 | [5 empty] | Removed from Ground | Diesel | 550 | Bare Steel | 1994-04-08 | Galvanized Steel | Suction (American)
BIG D #190 FRIENDSHIP | 1835 US HWY 76 | HIAWASSEE | Towns | 9139014 | 2 | [5 empty] | Removed from Ground | Gas (Historical Use) | 1000 | Bare Steel | 1994-04-08 | Galvanized Steel | Suction (American)
BIG D #190 FRIENDSHIP | 1835 US HWY 76 | HIAWASSEE | Towns | 9139014 | 3 | [5 empty] | Removed from Ground | Gas (Historical Use) | 4000 | Bare Steel | 1994-04-08 | Galvanized Steel | Suction (American)
BIG D #190 FRIENDSHIP | 1835 US HWY 76 | HIAWASSEE | Towns | 9139014 | 4A | Flapper Valve | 1995-06-01 |  | 1995-06-01 |  | Currently in Use | Gas (Historical Use) | 6000 | Epoxy | 1995-06-01 | Double-Walled Flex | Pressurized
BIG D #190 FRIENDSHIP | 1835 US HWY 76 | HIAWASSEE | Towns | 9139014 | 4B | Flapper Valve | 1995-06-01 |  | 1995-06-01 |  | Currently in Use | Gas (Historical Use) | 4000 | Epoxy | 1995-06-01 | Double-Walled Flex | Pressurized
ORBITINDUSTRIES HIAWASSEE GARMEN | HWY 76 | HIAWASSEE | Towns | 9139015 | 1 | [5 empty] | Removed from Ground | Diesel | 4000 | Bare Steel | 1994-12-15 | Bare Steel
PARKER OIL CO | 999 HWY 76 | HIAWASSEE | Towns | 9139016 | 1 | Flapper Valve | 1994-10-30 |  | 1994-10-30 |  | Currently in Use | Diesel | 6000 | Composite | 1994-10-30 | Fiberglass Reinforced Plastic | Safe Suction (Euro)
PARKER OIL CO | 999 HWY 76 | HIAWASSEE | Towns | 9139016 | 2A | Flapper Valve | 1994-10-30 |  | 1994-10-30 |  | Currently in Use | Gas (Historical Use) | 4000 | Composite | 1994-10-30 | Fiberglass Reinforced Plastic | Safe Suction (Euro)
PARKER OIL CO | 999 HWY 76 | HIAWASSEE | Towns | 9139016 | 2B | Flapper Valve | 1994-10-30 |  | 1994-10-30 |  | Currently in Use | Diesel | 4000 | Composite | 1994-10-30 | Fiberglass Reinforced Plastic | Safe Suction (Euro)
PARKER OIL CO | 999 HWY 76 | HIAWASSEE | Towns | 9139016 | 3A | Flapper Valve | 1994-10-30 |  | 1994-10-30 |  | Currently in Use | Gas (Historical Use) | 4000 | Composite | 1994-10-30 | Fiberglass Reinforced Plastic | Safe Suction (Euro)
PARKER OIL CO | 999 HWY 76 | HIAWASSEE | Towns | 9139016 | 3B | Flapper Valve | 1994-10-30 |  | 1994-10-30 |  | Currently in Use | Gas (Historical Use) | 6000 | Composite | 1994-10-30 | Fiberglass Reinforced Plastic | Safe Suction (Euro)
PARKER OIL CO | 999 HWY 76 | HIAWASSEE | Towns | 9139016 | 4 | Flapper Valve | 2002-11-15 | FALSE | 2002-11-15 | FALSE | Currently in Use | Gas (Historical Use) | 6000 | Composite | 2002-11-15 | Fiberglass Reinforced Plastic | Safe Suction (Euro)
PARKER OIL CO | 999 HWY 76 | HIAWASSEE | Towns | 9139016 | 5 | Flapper Valve | 2002-11-15 | FALSE | 2002-11-15 | FALSE | Currently in Use | Kerosene | 10000 | Composite | 2002-11-15 | Fiberglass Reinforced Plastic | Safe Suction (Euro)
THE PASTURE COUNTRY STORE | 3958 RIVER BANK Road | HIAWASSEE | Towns | 9139017 | 1 | Ball Float | 1990-05-09 | FALSE | 1990-05-09 | TRUE | Currently in Use | Regular | 6000 | Galvanic (STIP-3) | 1989-01-01 | Fiberglass Reinforced Plastic | Pressurized
THE PASTURE COUNTRY STORE | 3958 RIVER BANK Road | HIAWASSEE | Towns | 9139017 | 2 | Ball Float | 1990-05-09 | FALSE | 1990-05-09 | TRUE | Currently in Use | Regular | 6000 | Galvanic (STIP-3) | 1989-01-01 | Fiberglass Reinforced Plastic | Pressurized
THE PASTURE COUNTRY STORE | 3958 RIVER BANK Road | HIAWASSEE | Towns | 9139017 | 3 | Ball Float | 1990-05-09 | FALSE | 1990-05-09 | TRUE | Currently in Use | Premium | 6000 | Galvanic (STIP-3) | 1989-01-01 | Fiberglass Reinforced Plastic | Pressurized
THE PASTURE COUNTRY STORE | 3958 RIVER BANK Road | HIAWASSEE | Towns | 9139017 | 4 | Ball Float | 1990-05-09 | FALSE | 1990-05-09 | TRUE | Currently in Use | Diesel | 2000 | Galvanic (STIP-3) | 1989-01-01 | Fiberglass Reinforced Plastic | Safe Suction (Euro)
AMERI VENTURE 4 LLC | 2600 HWY 17 | YOUNG HARRIS | Towns | 9139019 | 1 |  | 1995-07-20 |  | 1995-07-20 |  | Currently in Use | Gas (Historical Use) | 12000 | Composite | 1995-07-20 | Fiberglass Reinforced Plastic | Pressurized
AMERI VENTURE 4 LLC | 2600 HWY 17 | YOUNG HARRIS | Towns | 9139019 | 2 |  | 1995-07-20 |  | 1995-07-20 |  | Currently in Use | Gas (Historical Use) | 8000 | Composite | 1995-07-20 | Fiberglass Reinforced Plastic | Pressurized
AMERI VENTURE 4 LLC | 2600 HWY 17 | YOUNG HARRIS | Towns | 9139019 | 3A | Ball Float | 1995-07-20 |  | 1995-07-20 |  | Currently in Use | Kerosene | 2000 | Composite | 1995-07-20 | Fiberglass Reinforced Plastic | Pressurized
AMERI VENTURE 4 LLC | 2600 HWY 17 | YOUNG HARRIS | Towns | 9139019 | 3B | Ball Float | 1995-07-20 | FALSE | 1995-07-20 | FALSE | Currently in Use | Diesel | 6000 | Composite | 1995-07-20 | Fiberglass Reinforced Plastic | Pressurized
BIG D #700 | 1775 CEDAR CLIFF RD | HIAWASSEE | Towns | 9139020 | 1A |  | 1995-06-01 |  | 1995-06-01 |  | Removed from Ground | Gas (Historical Use) | 2000 | Not Marked/Unknown | 2005-07-18 | Cathodically Protected | Suction (American)
BIG D #700 | 1775 CEDAR CLIFF RD | HIAWASSEE | Towns | 9139020 | 2 |  | 1995-06-01 |  | 1995-06-01 |  | Removed from Ground | Gas (Historical Use) | 4000 | Not Marked/Unknown | 2005-07-18 | Cathodically Protected | Suction (American)
BIG D #700 | 1775 CEDAR CLIFF RD | HIAWASSEE | Towns | 9139020 | 3A |  | 1995-06-01 |  | 1995-06-01 |  | Removed from Ground | Gas (Historical Use) | 6000 | Epoxy | 1995-06-01 | Double Walled | Suction (American)
BIG D #700 | 1775 CEDAR CLIFF RD | HIAWASSEE | Towns | 9139020 | 4 |  | 1995-06-01 |  | 1995-06-01 |  | Removed from Ground | Gas (Historical Use) | 4000 | Epoxy | 1995-06-01 | Double Walled | Suction (American)
AMVETS POST 66/FORMER CONVENIENC | GA HWY 66 | YOUNG HARRIS | Towns | 9139022 | 1 | [5 empty] | Removed from Ground | Gas (Historical Use) | 0 | Not Marked/Unknown |  | Not Marked
STREAK HILL GROCERY | 2650 HWY 17-75 | HIAWASSEE | Towns | 9139023 | 1 |  | 2000-07-20 |  | 2000-07-20 |  | Temporarily out of use | Gas (Historical Use) | 1000 | Cathodically Protected Steel | 1974-01-01 | Cathodically Protected | Safe Suction (Euro)
STREAK HILL GROCERY | 2650 HWY 17-75 | HIAWASSEE | Towns | 9139023 | 2 |  | 2000-07-20 |  | 2000-07-20 |  | Temporarily out of use | Diesel | 1000 | Cathodically Protected Steel | 1974-01-01 | Cathodically Protected
STREAK HILL GROCERY | 2650 HWY 17-75 | HIAWASSEE | Towns | 9139023 | 3 |  | 2000-07-20 |  | 2000-07-20 |  | Temporarily out of use | Gas (Historical Use) | 1000 | Cathodically Protected Steel | 1974-01-01 | Cathodically Protected | Safe Suction (Euro)
Dukes Ridges Marina | 3499 US HWY 76 | HIAWASSEE | Towns | 9139026 | 1 | Ball Float | 1998-12-10 | FALSE | 1998-12-10 | FALSE | Currently in Use | Gas (Historical Use) | 4000 | Composite | 1996-01-01 | Double-Walled Flex | Pressurized
BEST QUICK STOP | 3909 U S HWY 76 | YOUNG HARRIS | Towns | 9139027 | 1 | Ball Float | 1997-02-17 |  | 1997-02-17 |  | Currently in Use | Gas (Historical Use) | 12000 | Epoxy | 1997-02-12 | Fiberglass Reinforced Plastic | Pressurized
BEST QUICK STOP | 3909 U S HWY 76 | YOUNG HARRIS | Towns | 9139027 | 2 | Ball Float | 1997-02-17 |  | 1997-02-17 |  | Currently in Use | Gas (Historical Use) | 8000 | Epoxy | 1997-02-12 | Fiberglass Reinforced Plastic | Pressurized
BEST QUICK STOP | 3909 U S HWY 76 | YOUNG HARRIS | Towns | 9139027 | 3 | Ball Float | 1997-02-17 |  | 1997-02-17 |  | Currently in Use | Diesel | 8000 | Epoxy | 1997-02-12 | Fiberglass Reinforced Plastic | Pressurized
BEST QUICK STOP | 3909 U S HWY 76 | YOUNG HARRIS | Towns | 9139027 | 4A | Ball Float | 1997-02-17 |  | 1997-02-17 |  | Currently in Use | Diesel | 5000 | Epoxy | 1997-02-12 | Fiberglass Reinforced Plastic | Pressurized
BEST QUICK STOP | 3909 U S HWY 76 | YOUNG HARRIS | Towns | 9139027 | 4B | Ball Float | 1997-02-17 |  | 1997-02-17 |  | Currently in Use | Kerosene | 3000 | Epoxy | 1997-02-12 | Fiberglass Reinforced Plastic | Pressurized
WINDY HILL CONVENIENCE | 2631 HWY 66 | YOUNG HARRIS | Towns | 9139028 | 1A | Flapper Valve | 1997-01-01 |  | 1997-01-01 |  | Currently in Use | Gas (Historical Use) | 12000 | Composite | 1997-01-01 | Double-Walled Flex | Pressurized
WINDY HILL CONVENIENCE | 2631 HWY 66 | YOUNG HARRIS | Towns | 9139028 | 1B | Flapper Valve | 1997-01-01 |  | 1997-01-01 |  | Currently in Use | Gas (Historical Use) | 8000 | Composite | 1997-01-01 | Double-Walled Flex | Pressurized
WINDY HILL CONVENIENCE | 2631 HWY 66 | YOUNG HARRIS | Towns | 9139028 | 2A | Flapper Valve | 1997-01-01 |  | 1997-01-01 |  | Currently in Use | Diesel | 8000 | Composite | 1997-01-01 | Double-Walled Flex | Safe Suction (Euro)
WINDY HILL CONVENIENCE | 2631 HWY 66 | YOUNG HARRIS | Towns | 9139028 | 2B | Flapper Valve | 1997-01-01 |  | 1997-01-01 |  | Currently in Use | Diesel | 4000 | Composite | 1997-01-01 | Double-Walled Flex | Safe Suction (Euro)
WINDY HILL CONVENIENCE | 2631 HWY 66 | YOUNG HARRIS | Towns | 9139028 | 2C | Flapper Valve | 1997-01-01 | FALSE | 1997-01-01 | FALSE | Temporarily out of use | Kerosene | 4000 | Composite | 1997-01-01 | Double-Walled Flex | Safe Suction (Euro)
CORNERSTONE AMOCO | 1600 STATE HWY 76 | YOUNG HARRIS | Towns | 9139029 | 1 | Flapper Valve | 1997-09-01 |  | 1997-09-01 |  | Currently in Use | Gas (Historical Use) | 10000 | Fiberglass | 1997-09-01 | Fiberglass Reinforced Plastic | Pressurized
CORNERSTONE AMOCO | 1600 STATE HWY 76 | YOUNG HARRIS | Towns | 9139029 | 2 | Flapper Valve | 1997-09-01 |  | 1997-09-01 |  | Currently in Use | Gas (Historical Use) | 8000 | Fiberglass | 1997-09-01 | Fiberglass Reinforced Plastic | Pressurized
CORNERSTONE AMOCO | 1600 STATE HWY 76 | YOUNG HARRIS | Towns | 9139029 | 3 | Flapper Valve | 1997-09-01 |  | 1997-09-01 |  | Currently in Use | Gas (Historical Use) | 8000 | Fiberglass | 1997-09-01 | Fiberglass Reinforced Plastic | Pressurized
CORNERSTONE AMOCO | 1600 STATE HWY 76 | YOUNG HARRIS | Towns | 9139029 | 4A | Flapper Valve | 1997-09-01 |  | 1997-09-01 |  | Currently in Use | Diesel | 2000 | Fiberglass | 1997-09-01 | Fiberglass Reinforced Plastic | Pressurized
CORNERSTONE AMOCO | 1600 STATE HWY 76 | YOUNG HARRIS | Towns | 9139029 | 4B | Flapper Valve | 1997-09-01 |  | 1997-09-01 |  | Currently in Use | Diesel | 4000 | Fiberglass | 1997-09-01 | Fiberglass Reinforced Plastic | Pressurized
BALD MOUNTAIN PARK | 3540 FODDER CREEK RD | HIAWASSEE | Towns | 9139030 | 1 | [5 empty] | Removed from Ground | Gas (Historical Use) | 2000 | Cathodically Protected Steel | 1988-01-01 | Fiberglass Reinforced Plastic | Suction (American)
BALD MOUNTAIN PARK | 3540 FODDER CREEK RD | HIAWASSEE | Towns | 9139030 | 2 | [5 empty] | Removed from Ground | Gas (Historical Use) | 2000 | Cathodically Protected Steel | 1988-01-01 | Fiberglass Reinforced Plastic | Suction (American)
BALD MOUNTAIN PARK | 3540 FODDER CREEK RD | HIAWASSEE | Towns | 9139030 | 3 | [5 empty] | Removed from Ground | Diesel | 2000 | Cathodically Protected Steel | 1988-01-01 | Fiberglass Reinforced Plastic | Suction (American)
BALD MOUNTAIN PARK | 3540 FODDER CREEK RD | HIAWASSEE | Towns | 9139030 | 4 | [5 empty] | Removed from Ground | Gas (Historical Use) | 500 | Cathodically Protected Steel | 1988-01-01 | Fiberglass Reinforced Plastic | Suction (American)
BALD MOUNTAIN PARK | 3540 FODDER CREEK RD | HIAWASSEE | Towns | 9139030 | 5 | [5 empty] | Removed from Ground | Diesel | 500 | Cathodically Protected Steel | 1988-01-01 | Fiberglass Reinforced Plastic | Suction (American)
TREETOPS LAKESIDE COUNTRY STORE | 1300 STATE HWY 75 N | HIAWASSEE | Towns | 9139031 | 1 |  | 1997-01-01 |  | 1997-01-01 |  | Currently in Use | Gas (Historical Use) | 10000 | Epoxy | 1997-01-01 | Fiberglass Reinforced Plastic | Pressurized
TREETOPS LAKESIDE COUNTRY STORE | 1300 STATE HWY 75 N | HIAWASSEE | Towns | 9139031 | 2 | Flapper Valve | 1997-01-01 |  | 1997-01-01 |  | Currently in Use | Gas (Historical Use) | 8000 | Epoxy | 1997-01-01 | Fiberglass Reinforced Plastic | Pressurized
TREETOPS LAKESIDE COUNTRY STORE | 1300 STATE HWY 75 N | HIAWASSEE | Towns | 9139031 | 3 | Flapper Valve | 1997-01-01 |  | 1997-01-01 |  | Currently in Use | Diesel | 4000 | Epoxy | 1987-01-01 | Fiberglass Reinforced Plastic | Pressurized
TREETOPS LAKESIDE COUNTRY STORE | 1300 STATE HWY 75 N | HIAWASSEE | Towns | 9139031 | 4 | Overfill Alarm | 1997-01-01 |  | 1997-01-01 |  | Currently in Use | Kerosene | 1000 | Epoxy | 1997-01-01 | Fiberglass Reinforced Plastic | Pressurized
TREETOPS LAKESIDE COUNTRY STORE | 1300 STATE HWY 75 N | HIAWASSEE | Towns | 9139031 | 5A | Flapper Valve | 2006-07-22 | FALSE | 2006-07-22 | FALSE | Currently in Use | Gas (Historical Use) | 1000 | Fiberglass Double Walled | 2006-07-22 | Fiberglass Reinforced Plastic | Safe Suction (Euro)
TREETOPS LAKESIDE COUNTRY STORE | 1300 STATE HWY 75 N | HIAWASSEE | Towns | 9139031 | 5B | Flapper Valve | 2006-07-22 | FALSE | 2006-07-22 | FALSE | Currently in Use | Diesel | 1000 | Fiberglass Double Walled | 2006-07-22 | Fiberglass Reinforced Plastic | Safe Suction (Euro)
YOUNG HARRIS 76 | 1147 MAIN ST | YOUNG HARRIS | Towns | 9139032 | 1 | [5 empty] | Removed from Ground | Gas (Historical Use) | 0 | Bare Steel |  | Bare Steel
YOUNG HARRIS 76 | 1147 MAIN ST | YOUNG HARRIS | Towns | 9139032 | 2 | [5 empty] | Removed from Ground | Gas (Historical Use) | 0 | Bare Steel |  | Bare Steel
YOUNG HARRIS 76 | 1147 MAIN ST | YOUNG HARRIS | Towns | 9139032 | 3 | [5 empty] | Removed from Ground | Gas (Historical Use) | 0 | Bare Steel |  | Bare Steel
HIAWASSEE BP SERVICE CENTER SHOP | 487 MAIN ST N | HIAWASSEE | Towns | 9139033 | 1 |  | 1999-11-01 |  | 1999-11-01 |  | Removed from Ground | Gas (Historical Use) | 3000 | Cathodically Protected Steel | 1999-11-01 | Double Walled | Pressurized
HIAWASSEE BP SERVICE CENTER SHOP | 487 MAIN ST N | HIAWASSEE | Towns | 9139033 | 2 |  | 1999-11-01 |  | 1999-11-01 |  | Removed from Ground | Gas (Historical Use) | 2000 | Cathodically Protected Steel | 1999-11-01 | Double Walled | Pressurized
HIRWASSEE FOOD MART | 163 S MAIN ST | HIAWASSEE | Towns | 9139034 | 1 | Ball Float | 2001-12-14 | FALSE | 2001-12-14 | FALSE | Temporarily out of use | Gas (Historical Use) | 10000 | Composite | 2001-12-12 | Fiberglass Reinforced Plastic | Pressurized
HIRWASSEE FOOD MART | 163 S MAIN ST | HIAWASSEE | Towns | 9139034 | 2 | Ball Float | 2001-12-14 | FALSE | 2001-12-14 | FALSE | Temporarily out of use | Gas (Historical Use) | 8000 | Composite | 2001-12-12 | Fiberglass Reinforced Plastic | Pressurized
HIRWASSEE FOOD MART | 163 S MAIN ST | HIAWASSEE | Towns | 9139034 | 3 | Ball Float | 2001-12-14 | FALSE | 2001-12-14 | FALSE | Temporarily out of use | Diesel | 6000 | Composite | 2001-12-12 | Fiberglass Reinforced Plastic | Pressurized
HIRWASSEE FOOD MART | 163 S MAIN ST | HIAWASSEE | Towns | 9139034 | 4 | Ball Float | 2001-12-14 | FALSE | 2001-12-14 | FALSE | Temporarily out of use | Kerosene | 1000 | Composite | 2001-12-12 | Fiberglass Reinforced Plastic | Safe Suction (Euro)
TREUTLEN PROBATION CENTER | SESSIONS ST | SOPERTON | Treutlen | 9140001 | 1 | Flapper Valve | 1998-10-01 | FALSE | 1998-10-01 | FALSE | Temporarily out of use | Diesel | 6000 | Fiberglass | 1990-01-01 | Fiberglass Reinforced Plastic | Safe Suction (Euro)
FOOD CHIEF | 5630 ORIANNA RD | SOPERTON | Treutlen | 9140002 | 1-A | Flapper Valve | 1992-10-21 | FALSE | 1992-10-21 | FALSE | Currently in Use | Diesel | 4000 | Galvanic (STIP-3) | 1992-09-17 | Galvanized Steel | Pressurized
FOOD CHIEF | 5630 ORIANNA RD | SOPERTON | Treutlen | 9140002 | 1-B |  | 1992-10-21 | FALSE | 1992-10-21 | FALSE | Currently in Use | Premium | 4000 | Galvanic (STIP-3) | 1992-09-17 | Galvanized Steel | Pressurized
FOOD CHIEF | 5630 ORIANNA RD | SOPERTON | Treutlen | 9140002 | 2 |  | 1992-10-21 | FALSE | 1992-10-21 | FALSE | Currently in Use | Regular | 8000 | Galvanic (STIP-3) | 1992-09-17 | Galvanized Steel | Pressurized
GRAHAMS FINER FOODS LLC DBA 221 C STORE | 3687 Mount Vernon Rd. Road | SOPERTON | Treutlen | 9140005 | 1 | Flapper Valve | 1998-07-01 | FALSE | 1998-07-01 | FALSE | Currently in Use | Diesel On Road | 3000 | Steel-Impressed Current | 1986-01-01 | Fiberglass Reinforced Plastic | Pressurized
GRAHAMS FINER FOODS LLC DBA 221 C STORE | 3687 Mount Vernon Rd. Road | SOPERTON | Treutlen | 9140005 | 2 | Flapper Valve | 1998-07-01 | FALSE | 1998-07-01 | FALSE | Currently in Use | Diesel On Road | 3000 | Steel-Impressed Current | 1986-01-01 | Fiberglass Reinforced Plastic | Pressurized
GRAHAMS FINER FOODS LLC DBA 221 C STORE | 3687 Mount Vernon Rd. Road | SOPERTON | Treutlen | 9140005 | 3 | Flapper Valve | 1998-07-01 | FALSE | 1998-07-01 | FALSE | Currently in Use | Diesel Off Road | 3000 | Steel-Impressed Current | 1986-01-01 | Fiberglass Reinforced Plastic | Pressurized
GRAHAMS FINER FOODS LLC DBA 221 C STORE | 3687 Mount Vernon Rd. Road | SOPERTON | Treutlen | 9140005 | 4 | Ball Float | 2005-12-15 | FALSE | 2005-12-15 | FALSE | Currently in Use | Premium | 4000 | Composite | 2005-12-12 | Fiberglass Reinforced Plastic | Pressurized
GRAHAMS FINER FOODS LLC DBA 221 C STORE | 3687 Mount Vernon Rd. Road | SOPERTON | Treutlen | 9140005 | 5 | Ball Float | 2005-12-15 | FALSE | 2005-12-15 | FALSE | Currently in Use | Regular | 8000 | Composite | 2005-12-12 | Fiberglass Reinforced Plastic | Pressurized
JET FOODS #74 | 3939 EAST MAIN ST | SOPERTON | Treutlen | 9140006 | 1 | Ball Float | 1990-01-01 | FALSE | 1990-01-01 | FALSE | Currently in Use | Regular | 8000 | Galvanic (STIP-3) | 1990-01-01 | Fiberglass Reinforced Plastic | Pressurized
JET FOODS #74 | 3939 EAST MAIN ST | SOPERTON | Treutlen | 9140006 | 2 | Ball Float | 1990-01-01 | FALSE | 1990-01-01 | FALSE | Currently in Use | Regular | 8000 | Galvanic (STIP-3) | 1990-01-01 | Fiberglass Reinforced Plastic | Pressurized
JET FOODS #74 | 3939 EAST MAIN ST | SOPERTON | Treutlen | 9140006 | 3 | Ball Float | 1990-01-01 | FALSE | 1990-01-01 | FALSE | Currently in Use | Regular | 8000 | Galvanic (STIP-3) | 1990-01-01 | Fiberglass Reinforced Plastic | Pressurized
GILLIS SPRINGS GROCERY (ABANDONED) | 12626 US HWY 221 | SOPERTON | Treutlen | 9140007 | 1 | [5 empty] | Removed from Ground | Gas (Historical Use) | 1000 | Bare Steel | 1980-01-01 | Galvanized Steel | Suction (American)
GILLIS SPRINGS GROCERY (ABANDONED) | 12626 US HWY 221 | SOPERTON | Treutlen | 9140007 | 2 | [5 empty] | Removed from Ground | Gas (Historical Use) | 1000 | Bare Steel | 1980-01-01 | Galvanized Steel | Suction (American)
GILLIS SPRINGS GROCERY (ABANDONED) | 12626 US HWY 221 | SOPERTON | Treutlen | 9140007 | 3 | [5 empty] | Removed from Ground | Gas (Historical Use) | 1000 | Bare Steel | 1987-01-01 | Galvanized Steel | Suction (American)
GILLIS SPRINGS GROCERY (ABANDONED) | 12626 US HWY 221 | SOPERTON | Treutlen | 9140007 | 4A | Flapper Valve | 1999-05-28 | FALSE | 1999-05-28 | FALSE | Currently in Use | E-10 | 4000 | Composite | 1999-05-25 | Fiberglass Reinforced Plastic | Pressurized
GILLIS SPRINGS GROCERY (ABANDONED) | 12626 US HWY 221 | SOPERTON | Treutlen | 9140007 | 4B | Flapper Valve | 1999-05-28 | FALSE | 1999-05-28 | FALSE | Currently in Use | Diesel | 3000 | Composite | 1999-05-25 | Fiberglass Reinforced Plastic | Pressurized
GILLIS SPRINGS GROCERY (ABANDONED) | 12626 US HWY 221 | SOPERTON | Treutlen | 9140007 | 4C | Flapper Valve | 1999-05-28 | FALSE | 1999-05-28 | FALSE | Currently in Use | Diesel | 3000 | Composite | 1999-05-25 | Fiberglass Reinforced Plastic | Pressurized
GILLIS SPRINGS GROCERY (ABANDONED) | 12626 US HWY 221 | SOPERTON | Treutlen | 9140007 | 5 | Flapper Valve | 2005-04-01 | FALSE | 2005-04-01 | FALSE | Currently in Use | E-10 | 8000 | Composite | 2005-04-01 | Fiberglass Reinforced Plastic | Pressurized
TREUTLEN CO RD DEPT | METTER RD/HWY 46 | SOPERTON | Treutlen | 9140008 | 1 |  | 1995-05-27 |  | 1995-05-27 |  | Removed from Ground | Diesel | 1000 | Galvanic (STIP-3) | 1995-05-27 | Cathodically Protected | Safe Suction (Euro)
TREUTLEN CO RD DEPT | METTER RD/HWY 46 | SOPERTON | Treutlen | 9140008 | 2 |  | 1995-05-27 |  | 1995-05-27 |  | Removed from Ground | Gas (Historical Use) | 1000 | Galvanic (STIP-3) | 1995-05-27 | Cathodically Protected | Safe Suction (Euro)
TRU MART | 107 MARTIN L KING JR STREET | SOPERTON | Treutlen | 9140009 | 1 |  | 1996-01-01 |  | 1996-01-01 |  | Removed from Ground | Gas (Historical Use) | 10000 | Steel-Impressed Current | 1998-10-08 | Cathodically Protected | Suction (American)
TRU MART | 107 MARTIN L KING JR STREET | SOPERTON | Treutlen | 9140009 | 2 |  | 1996-01-01 |  | 1996-01-01 |  | Removed from Ground | Gas (Historical Use) | 10000 | Steel-Impressed Current | 1998-10-08 | Cathodically Protected | Suction (American)
TRU MART | 107 MARTIN L KING JR STREET | SOPERTON | Treutlen | 9140009 | 3 |  | 1996-01-01 |  | 1996-01-01 |  | Removed from Ground | Diesel | 4000 | Steel-Impressed Current | 1998-10-08 | Cathodically Protected | Suction (American)
CITY OF SOPERTON | HWY 29 S | SOPERTON | Treutlen | 9140025 | 1 | [5 empty] | Removed from Ground | Gas (Historical Use) | 500 | Marked Unknown | 2000-01-01 | Galvanized Steel | Suction (American)
CITY OF SOPERTON | HWY 29 S | SOPERTON | Treutlen | 9140025 | 2 | [5 empty] | Removed from Ground | Gas (Historical Use) | 500 | Marked Unknown | 2000-01-01 | Galvanized Steel | Suction (American)
GEORGE MCLEOD | 202 WEST MAIN STREET | SOPERTON | Treutlen | 10000938 | 1 |  |  | FALSE |  | FALSE | Removed from Ground | Gas (Historical Use) | 3000 | Bare Steel | 1990-01-01
GEORGE MCLEOD | 202 WEST MAIN STREET | SOPERTON | Treutlen | 10000938 | 2 |  |  | FALSE |  | FALSE | Removed from Ground | Gas (Historical Use) | 3000 | Bare Steel | 1990-01-01
GEORGE MCLEOD | 202 WEST MAIN STREET | SOPERTON | Treutlen | 10000938 | 3 |  |  | FALSE |  | FALSE | Removed from Ground | Gas (Historical Use) | 2000 | Bare Steel | 1990-01-01
COWBOY CAREYS CONV BARN | 5077 GA Hwy 46 | SOPERTON | Treutlen | 10001337 | 1A |  | 2007-05-07 | FALSE | 2007-05-07 | FALSE | Temporarily out of use | Gas (Historical Use) | 6000 | Fiberglass Double Walled | 2007-05-01 |  | Pressurized
COWBOY CAREYS CONV BARN | 5077 GA Hwy 46 | SOPERTON | Treutlen | 10001337 | 1B |  | 2007-05-07 | FALSE | 2007-05-07 | FALSE | Temporarily out of use | Diesel | 6000 | Fiberglass Double Walled | 2007-05-01 |  | Pressurized
VAL-U-MAX | SECOND AVENUE | SOPERTON | Treutlen | 10002142 | 1 |  |  | FALSE |  | FALSE | Removed from Ground | Gas (Historical Use) | 500 | Bare Steel | 2012-08-28 | Bare Steel | Safe Suction (Euro)
VAL-U-MAX | SECOND AVENUE | SOPERTON | Treutlen | 10002142 | 2 |  |  | FALSE |  | FALSE | Removed from Ground | Gas (Historical Use) | 500 | Bare Steel | 2012-08-27 | Bare Steel | Safe Suction (Euro)
ZAIDEE CORNER STORE | 11881 GA HWY 46 | SOPERTON | Treutlen | 10001942 | 1A | Ball Float | 2010-11-15 | FALSE | 2010-11-15 | FALSE | Temporarily out of use | Gas (Historical Use) | 8000 | Composite Double Walled | 2010-11-11 | Double-Walled Flex | Pressurized
ZAIDEE CORNER STORE | 11881 GA HWY 46 | SOPERTON | Treutlen | 10001942 | 1B | Ball Float | 2010-11-15 | FALSE | 2010-11-15 | FALSE | Temporarily out of use | Diesel | 4000 | Composite Double Walled | 2010-11-11 | Double-Walled Flex | Pressurized
ALTAMAHA ELECTRIC MEMBERSHIP CORP | 1016 SECOND ST | SOPERTON | Treutlen | 10002600 | 1A | Flapper Valve | 2016-09-10 | FALSE | 2016-09-10 | FALSE | Currently in Use | E-10 | 2000 | Composite Double Walled | 2016-09-10 | Double-Walled Flex | Pressurized
ALTAMAHA ELECTRIC MEMBERSHIP CORP | 1016 SECOND ST | SOPERTON | Treutlen | 10002600 | 1B | Flapper Valve | 2016-09-10 | FALSE | 2016-09-10 | FALSE | Currently in Use | Diesel | 2000 | Composite Double Walled | 2016-09-10 | Double-Walled Flex | Pressurized
Platinum Gas & Store Inc | 1183 N SECOND ST | SOPERTON | Treutlen | 10002839 | 1 |  |  | FALSE |  | FALSE | Removed from Ground | Empty | 1000 | Bare Steel
Platinum Gas & Store Inc | 1183 N SECOND ST | SOPERTON | Treutlen | 10002839 | 2 |  |  | FALSE |  | FALSE | Removed from Ground | Empty | 500 | Bare Steel
Hooky's General Store | 4528 E Louisiana Ave | Soperton | Treutlen | 10003024 | 1A | Flapper Valve | 2019-11-15 | FALSE | 2019-11-15 | FALSE | Currently in Use | Regular | 8000 | Composite Double Walled | 2019-09-27 | Double-Walled Flex | Pressurized
Hooky's General Store | 4528 E Louisiana Ave | Soperton | Treutlen | 10003024 | 1B | Flapper Valve | 2019-11-15 | FALSE | 2019-11-15 | FALSE | Currently in Use | Premium | 4000 | Composite Double Walled | 2019-09-27 | Double-Walled Flex | Pressurized
Hooky's General Store | 4528 E Louisiana Ave | Soperton | Treutlen | 10003024 | 2A | Flapper Valve | 2019-11-15 | FALSE | 2019-11-15 | FALSE | Currently in Use | Diesel On Road | 8000 | Composite Double Walled | 2019-09-27 | Double-Walled Flex | Pressurized
Hooky's General Store | 4528 E Louisiana Ave | Soperton | Treutlen | 10003024 | 2B | Flapper Valve | 2019-11-15 | FALSE | 2019-11-15 | FALSE | Currently in Use | Diesel Off Road | 4000 | Composite Double Walled | 2019-09-27 | Double-Walled Flex | Pressurized
VIP STORE #4 | 104 LOUISIANA AVE | SOPERTON | Treutlen | 1400001 | 1 |  | 1995-06-01 | FALSE | 1995-06-01 | FALSE | Temporarily out of use | Gas (Historical Use) | 3000 | Steel-Impressed Current | 1971-03-03 | Fiberglass Reinforced Plastic | Pressurized
VIP STORE #4 | 104 LOUISIANA AVE | SOPERTON | Treutlen | 1400001 | 2 |  | 1995-06-01 | FALSE | 1995-06-01 | FALSE | Temporarily out of use | Gas (Historical Use) | 3000 | Steel-Impressed Current | 1971-03-03 | Fiberglass Reinforced Plastic | Pressurized
VIP STORE #4 | 104 LOUISIANA AVE | SOPERTON | Treutlen | 1400001 | 3 |  | 1995-06-01 | FALSE | 1995-06-01 | FALSE | Temporarily out of use | Diesel | 3000 | Steel-Impressed Current | 1971-03-03 | Fiberglass Reinforced Plastic | Pressurized
VIP STORE #4 | 104 LOUISIANA AVE | SOPERTON | Treutlen | 1400001 | 4 |  | 1995-06-01 | FALSE | 1995-06-01 | FALSE | Temporarily out of use | Gas (Historical Use) | 8000 | Steel-Impressed Current | 1971-03-03 | Fiberglass Reinforced Plastic | Pressurized
VIP STORE #4 | 104 LOUISIANA AVE | SOPERTON | Treutlen | 1400001 | 5 |  | 1995-06-01 | TRUE | 1995-06-01 | TRUE | Currently in Use | Used Oil | 500 |  | 1971-03-03 | Fiberglass Reinforced Plastic | Pressurized
TREUTLEN COUNTY BD OF EDUCATION | COLLEGE ST | SOPERTON | Treutlen | 1400003 | 1 | [5 empty] | Removed from Ground | Gas (Historical Use) | 1000 | Bare Steel | 1978-01-15 | Galvanized Steel
MCLEOD FOOD STORE | 4157 W MAIN ST | SOPERTON | Treutlen | 1400004 | 1 | Ball Float | 1998-11-30 | FALSE | 1998-11-30 | FALSE | Currently in Use | Regular | 6000 | Steel-Impressed Current | 1979-03-22 | Double-Walled Flex | Safe Suction (Euro)
MCLEOD FOOD STORE | 4157 W MAIN ST | SOPERTON | Treutlen | 1400004 | 2 | Ball Float | 1998-11-30 | FALSE | 1998-11-30 | FALSE | Currently in Use | Premium | 6000 | Steel-Impressed Current | 1979-03-22 | Double-Walled Flex | Safe Suction (Euro)
MCLEOD FOOD STORE | 4157 W MAIN ST | SOPERTON | Treutlen | 1400004 | 3 | Ball Float | 1998-11-30 | FALSE | 1998-11-30 | FALSE | Currently in Use | Diesel | 3000 | Steel-Impressed Current | 1979-03-22 | Double-Walled Flex | Safe Suction (Euro)
TREUTLEN CO FORESTRY UNIT | RT 1 BOX 88 US HWY 221 | SOPERTON | Treutlen | 1400006 | 1 | [5 empty] | Removed from Ground | Gas (Historical Use) | 2000 | Bare Steel | 1974-04-25 | Galvanized Steel | Safe Suction (Euro)
TREUTLEN CO FORESTRY UNIT | RT 1 BOX 88 US HWY 221 | SOPERTON | Treutlen | 1400006 | 2 | [5 empty] | Removed from Ground | Diesel | 560 | Marked Unknown | 1951-05-01 | Galvanized Steel | Safe Suction (Euro)
TREUTLEN CO FORESTRY UNIT | RT 1 BOX 88 US HWY 221 | SOPERTON | Treutlen | 1400006 | 3 |  | 1990-01-01 |  | 1990-01-01 |  | Removed from Ground | Diesel | 1000 | Galvanic (STIP-3) | 1990-01-01 | Cathodically Protected | Safe Suction (Euro)
TREUTLEN CO FORESTRY UNIT | RT 1 BOX 88 US HWY 221 | SOPERTON | Treutlen | 1400006 | 4 |  | 1990-01-01 |  | 1990-01-01 |  | Removed from Ground | Gas (Historical Use) | 1000 | Galvanic (STIP-3) | 1990-01-01 | Cathodically Protected | Safe Suction (Euro)
GA DOT SIGN SHOP #10539 | 704 GEORGIA AVE WEST | SOPERTON | Treutlen | 1400007 | 539G1 | [5 empty] | Removed from Ground | Gas (Historical Use) | 998 | Bare Steel | 1986-04-29 | Galvanized Steel | Safe Suction (Euro)
GA DOT SIGN SHOP #10539 | 704 GEORGIA AVE WEST | SOPERTON | Treutlen | 1400007 | 539G2 | [5 empty] | Removed from Ground | Gas (Historical Use) | 1020 | Bare Steel | 1986-04-29 | Galvanized Steel | Safe Suction (Euro)
GA DOT #10293/OLD SOPERTON MAINT | GA HWY 46 EAST | SOPERTON | Treutlen | 1400008 | 1 | [5 empty] | Removed from Ground | Gas (Historical Use) | 1000 | Bare Steel | 1961-05-05 | Unknown
GA DOT #10293/OLD SOPERTON MAINT | GA HWY 46 EAST | SOPERTON | Treutlen | 1400008 | 2 | [5 empty] | Removed from Ground | Diesel | 500 | Bare Steel | 1961-05-05 | Unknown
SOPERTON | RT 1 | SOPERTON | Treutlen | 1400009 | 1 | [5 empty] | Removed from Ground | Gas (Historical Use) | 550 | Bare Steel | 1975-04-13 | Unknown
SOPERTON | RT 1 | SOPERTON | Treutlen | 1400009 | 2 | [5 empty] | Removed from Ground | Diesel | 550 | Bare Steel | 1957-04-17 | Unknown
CIRCLE S FOODMART | 443 2ND ST | SOPERTON | Treutlen | 1400010 | 1 | Flapper Valve | 1996-02-08 | FALSE | 1988-04-18 | FALSE | Currently in Use | Regular | 8000 | Steel-Impressed Current | 1979-05-02 | Fiberglass Reinforced Plastic | Pressurized
CIRCLE S FOODMART | 443 2ND ST | SOPERTON | Treutlen | 1400010 | 2 | Flapper Valve | 1996-02-08 | FALSE | 1988-04-18 | FALSE | Currently in Use | Regular | 6000 | Steel-Impressed Current | 1979-05-02 | Fiberglass Reinforced Plastic | Pressurized
CIRCLE S FOODMART | 443 2ND ST | SOPERTON | Treutlen | 1400010 | 3 | [5 empty] | Removed from Ground | Gas (Historical Use) | 4000 | Bare Steel | 1979-05-02 | Galvanized Steel
CIRCLE S FOODMART | 443 2ND ST | SOPERTON | Treutlen | 1400010 | 4 | Flapper Valve | 1996-02-08 | FALSE | 1988-04-18 | FALSE | Currently in Use | Premium | 4000 | Composite | 1988-01-01 | Fiberglass Reinforced Plastic | Pressurized
MINIT MART | 1088 SECOND ST N | SOPERTON | Treutlen | 1400011 | 1A |  | 1993-05-01 | FALSE | 1993-05-01 | FALSE | Currently in Use | Premium | 6000 | Galvanic (STIP-3) | 1993-05-01 |  | Pressurized
MINIT MART | 1088 SECOND ST N | SOPERTON | Treutlen | 1400011 | 1B |  | 1993-05-01 | FALSE | 1993-05-01 | FALSE | Currently in Use | Regular | 6000 | Galvanic (STIP-3) | 1993-05-01 |  | Pressurized
MINIT MART | 1088 SECOND ST N | SOPERTON | Treutlen | 1400011 | N3 | [5 empty] | Removed from Ground | Gas (Historical Use) | 4000 | Bare Steel | 1976-05-02 | Galvanized Steel | Suction (American)
MINIT MART | 1088 SECOND ST N | SOPERTON | Treutlen | 1400011 | R1 | [5 empty] | Removed from Ground | Gas (Historical Use) | 4000 | Bare Steel | 1976-05-02 | Galvanized Steel
MINIT MART | 1088 SECOND ST N | SOPERTON | Treutlen | 1400011 | R2 | [5 empty] | Removed from Ground | Gas (Historical Use) | 4000 | Bare Steel | 1976-05-02 | Galvanized Steel
ENK750 | 10663 GA 29 | SOPERTON | Treutlen | 1400012 | 1 |  | 1996-07-01 | FALSE | 1996-07-01 | FALSE | Temporarily out of use | Gas (Historical Use) | 10000 | Steel-Impressed Current | 1974-05-08 | Double Walled | Pressurized
ENK750 | 10663 GA 29 | SOPERTON | Treutlen | 1400012 | 2 |  | 1996-07-01 | FALSE | 1996-07-01 | FALSE | Temporarily out of use | Gas (Historical Use) | 10000 | Steel-Impressed Current | 1974-05-08 | Double Walled | Pressurized
ENK750 | 10663 GA 29 | SOPERTON | Treutlen | 1400012 | 3 |  | 1996-07-01 | FALSE | 1996-07-01 | FALSE | Temporarily out of use | Gas (Historical Use) | 10000 | Steel-Impressed Current | 1974-05-08 | Double Walled | Pressurized
ENK750 | 10663 GA 29 | SOPERTON | Treutlen | 1400012 | 4 | [5 empty] | Removed from Ground | Diesel | 3000 | Bare Steel | 1980-01-01 | Galvanized Steel | Safe Suction (Euro)
FLASH FOODS #83 | 102 METTER RD HWY 46 | SOPERTON | Treutlen | 1400017 | 1 | [5 empty] | Removed from Ground | Gas (Historical Use) | 3000 | Bare Steel | 1977-05-10 | Galvanized Steel
FLASH FOODS #83 | 102 METTER RD HWY 46 | SOPERTON | Treutlen | 1400017 | 2 | [5 empty] | Removed from Ground | Gas (Historical Use) | 2000 | Bare Steel | 1977-05-10 | Galvanized Steel
FLASH FOODS #83 | 102 METTER RD HWY 46 | SOPERTON | Treutlen | 1400017 | 3 | [5 empty] | Removed from Ground | Gas (Historical Use) | 1050 | Bare Steel | 1977-05-10 | Galvanized Steel
FLASH FOODS #83 | 102 METTER RD HWY 46 | SOPERTON | Treutlen | 1400017 | 4 | Flapper Valve | 1989-01-01 | FALSE | 1989-01-01 | FALSE | Currently in Use | Regular | 8000 | Steel-Impressed Current | 1989-01-01 | Steel (Impressed Current) | Pressurized
FLASH FOODS #83 | 102 METTER RD HWY 46 | SOPERTON | Treutlen | 1400017 | 5 | Flapper Valve | 1989-01-01 | FALSE | 1989-01-01 | FALSE | Currently in Use | Plus | 6000 | Steel-Impressed Current | 1989-01-01 | Steel (Impressed Current) | Pressurized
FLASH FOODS #83 | 102 METTER RD HWY 46 | SOPERTON | Treutlen | 1400017 | 6 | Flapper Valve | 1989-01-01 | FALSE | 1989-01-01 | FALSE | Currently in Use | Premium | 6000 | Steel-Impressed Current | 1989-01-01 | Steel (Impressed Current) | Pressurized
SOPERTON FULL SERVICE CENTER | 4652 E LOUISIANA AVE | SOPERTON | Treutlen | 1400018 | 1 | Flapper Valve | 1997-08-26 | FALSE | 1997-08-26 | FALSE | Temporarily out of use | Diesel | 3000 | Steel-Impressed Current | 1986-05-07 | Steel (Impressed Current) | TOU
SOPERTON FULL SERVICE CENTER | 4652 E LOUISIANA AVE | SOPERTON | Treutlen | 1400018 | 2 | Flapper Valve | 1997-08-26 | FALSE | 1997-08-26 | FALSE | Temporarily out of use | Regular | 3000 | Steel-Impressed Current | 1986-05-07 | Steel (Impressed Current) | TOU
SOPERTON FULL SERVICE CENTER | 4652 E LOUISIANA AVE | SOPERTON | Treutlen | 1400018 | 3 | Flapper Valve | 1997-08-26 | FALSE | 1997-08-26 | FALSE | Temporarily out of use | Regular | 3000 | Steel-Impressed Current | 1986-05-07 | Steel (Impressed Current) | TOU
SOPERTON FULL SERVICE CENTER | 4652 E LOUISIANA AVE | SOPERTON | Treutlen | 1400018 | 4 | Flapper Valve | 1997-08-26 | FALSE | 1997-08-26 | FALSE | Temporarily out of use | Diesel Off Road | 3000 | Steel-Impressed Current | 1986-05-07 | Steel (Impressed Current) | TOU
Sweet Onion Junction | 10363 GA 29 | SOPERTON | Treutlen | 1400019 | 1 | Flapper Valve | 1997-08-26 | FALSE | 1997-08-26 | FALSE | Currently in Use | Diesel | 8000 | Steel-Impressed Current | 1986-05-07 | Steel (Impressed Current) | Pressurized
Sweet Onion Junction | 10363 GA 29 | SOPERTON | Treutlen | 1400019 | 2 | Flapper Valve | 1997-08-26 | FALSE | 1997-08-26 | FALSE | Currently in Use | Regular | 8000 | Steel-Impressed Current | 1986-05-07 | Steel (Impressed Current) | Pressurized
Sweet Onion Junction | 10363 GA 29 | SOPERTON | Treutlen | 1400019 | 3 | Flapper Valve | 1997-08-26 | FALSE | 1997-08-26 | FALSE | Currently in Use | Premium | 8000 | Steel-Impressed Current | 1986-05-07 | Steel (Impressed Current) | Pressurized
Sweet Onion Junction | 10363 GA 29 | SOPERTON | Treutlen | 1400019 | 4 | Flapper Valve | 1997-08-26 | FALSE | 1997-08-26 | FALSE | Currently in Use | Diesel | 8000 | Steel-Impressed Current | 1986-05-07 | Steel (Impressed Current) | Pressurized
GA DOT #10260 TREUTLEN CO MAINT | RD #159 | SOPERTON | Treutlen | 1400021 | 260D1 | [5 empty] | Removed from Ground | Diesel | 2000 | Cathodically Protected Steel | 1987-01-01 | Galvanized Steel | Suction (American)
GA DOT #10260 TREUTLEN CO MAINT | RD #159 | SOPERTON | Treutlen | 1400021 | 260G1 | [5 empty] | Removed from Ground | Gas (Historical Use) | 2000 | Cathodically Protected Steel | 1987-01-01 | Cathodically Protected | Suction (American)
MR B'S | RT 1 LONE OAK RD | HOGANSVILLE | Troup | 1410001 | 1 | [5 empty] | Removed from Ground | Gas (Historical Use) | 10000 | Bare Steel | 1972-01-01 | Galvanized Steel
MR B'S | RT 1 LONE OAK RD | HOGANSVILLE | Troup | 1410001 | 2 | [5 empty] | Removed from Ground | Gas (Historical Use) | 8000 | Bare Steel | 1979-05-03 | Galvanized Steel
MR B'S | RT 1 LONE OAK RD | HOGANSVILLE | Troup | 1410001 | 3 | [5 empty] | Removed from Ground | Gas (Historical Use) | 8000 | Bare Steel | 1979-05-03 | Galvanized Steel
LARANGE WATER FILTER PLANT | 980 CAMERON MILL RD | LAGRANGE | Troup | 1410004 | 1 | [5 empty] | Closed in Ground | Diesel | 4000 | Bare Steel | 1951-03-01 | Galvanized Steel | Gravity Fed
LARANGE WATER FILTER PLANT | 980 CAMERON MILL RD | LAGRANGE | Troup | 1410004 | 2 | [5 empty] | Closed in Ground | Diesel | 5000 | Bare Steel | 1966-02-25 | Galvanized Steel | Gravity Fed
BLUE CIRCLE WILLIAMS/LAGRANGE BL | 200 BACON STREET | LAGRANGE | Troup | 1410006 | 1 | [5 empty] | Removed from Ground | Empty | 2000 | Marked Unknown | 1986-04-14 | Unknown
BLUE CIRCLE WILLIAMS/LAGRANGE BL | 200 BACON STREET | LAGRANGE | Troup | 1410006 | 2 | [5 empty] | Removed from Ground | Empty | 0 | Marked Unknown | 1986-04-14 | Unknown
Vaughan Xpress | 120 COOLEY IND WAY | LAGRANGE | Troup | 1410007 | 1 | [5 empty] | Closed in Ground | Diesel | 25000 | Bare Steel | 1980-04-15 | Bare Steel
Vaughan Xpress | 120 COOLEY IND WAY | LAGRANGE | Troup | 1410007 | 2 | [5 empty] | Closed in Ground | Diesel | 25000 | Bare Steel | 1980-04-15 | Bare Steel
Vaughan Xpress | 120 COOLEY IND WAY | LAGRANGE | Troup | 1410007 | 3 | Flapper Valve | 2020-05-12 | FALSE | 2020-04-07 | FALSE | Currently in Use | Diesel | 20000 | Composite Double Walled | 2020-03-26 | Double-Walled Fiberglass | Pressurized
CHARLIE WIL MURPHY | 1737 WHITESVILLE ST | LAGRANGE | Troup | 1410008 | 1 | [5 empty] | Removed from Ground | Gas (Historical Use) | 1000 | Bare Steel | 1976-03-07 | Galvanized Steel | Safe Suction (Euro)
CHARLIE WIL MURPHY | 1737 WHITESVILLE ST | LAGRANGE | Troup | 1410008 | 2 | [5 empty] | Removed from Ground | Gas (Historical Use) | 4000 | Bare Steel | 1986-03-05 | Galvanized Steel | Safe Suction (Euro)
CHARLIE WIL MURPHY | 1737 WHITESVILLE ST | LAGRANGE | Troup | 1410008 | 3 | [5 empty] | Removed from Ground | Gas (Historical Use) | 4000 | Bare Steel | 1986-03-05 | Galvanized Steel | Safe Suction (Euro)
HIGHLAND MARINA RESORT | 1000 SEMINOLE RD | LAGRANGE | Troup | 1410012 | 1 | [5 empty] | Removed from Ground | Gas (Historical Use) | 4000 | Bare Steel | 1977-02-06 | Galvanized Steel
HIGHLAND MARINA RESORT | 1000 SEMINOLE RD | LAGRANGE | Troup | 1410012 | 3 | Flapper Valve | 1987-03-01 | FALSE | 1987-03-01 | FALSE | Currently in Use | Premium | 7800 | Fiberglass | 1987-03-01 | Fiberglass Reinforced Plastic | Safe Suction (Euro)
HIGHLAND MARINA RESORT | 1000 SEMINOLE RD | LAGRANGE | Troup | 1410012 | 4 | [5 empty] | Removed from Ground | Other | 1000 | Not Marked/Unknown | 1998-11-01 | Not Marked
J G DAVIDSON JR ELECT CONT INC | 305 PIERCE ST/P. O. BOX 338 | LAGRANGE | Troup | 1410014 | 1 | [5 empty] | Removed from Ground | Gas (Historical Use) | 600 | Bare Steel | 1984-02-11 | Galvanized Steel | Suction (American)
BLUE CIRCLE WILLIAMS | 116 SWIFT ST | LAGRANGE | Troup | 1410015 | 1 | [5 empty] | Removed from Ground | Gas (Historical Use) | 4000 | Bare Steel | 1983-03-07 | Galvanized Steel
BLUE CIRCLE WILLIAMS | 116 SWIFT ST | LAGRANGE | Troup | 1410015 | 2 | [5 empty] | Removed from Ground | Diesel | 4000 | Bare Steel | 1983-03-07 | Galvanized Steel
BLUE CIRCLE WILLIAMS | 116 SWIFT ST | LAGRANGE | Troup | 1410015 | 3 | [5 empty] | Removed from Ground | Diesel | 4000 | Bare Steel | 1983-03-07 | Galvanized Steel
POOR BOY GROCERY | 404 WHITESVILLE ST | LAGRANGE | Troup | 1410016 | 1 | [5 empty] | Removed from Ground | Gas (Historical Use) | 6000 | Bare Steel | 1984-02-11 | Galvanized Steel | Suction (American)
POOR BOY GROCERY | 404 WHITESVILLE ST | LAGRANGE | Troup | 1410016 | 2 | [5 empty] | Removed from Ground | Gas (Historical Use) | 6000 | Bare Steel | 1984-02-11 | Galvanized Steel | Suction (American)
POOR BOY GROCERY | 404 WHITESVILLE ST | LAGRANGE | Troup | 1410016 | 3 | [5 empty] | Removed from Ground | Gas (Historical Use) | 6000 | Bare Steel | 1984-02-11 | Galvanized Steel | Suction (American)
GA STATE PATROL POST 2 | 2573 HAMILTON RD | LAGRANGE | Troup | 1410017 | 1 | [5 empty] | Removed from Ground | Gas (Historical Use) | 6000 | Bare Steel | 1975-03-09 | Unknown
CENTER ELEMENTARY SCHOOL | 4864 WEST POINT RD | LAGRANGE | Troup | 1410018 | 1 | [5 empty] | Removed from Ground | Propane | 500 | Bare Steel | 1955-02-05 | Bare Steel
CENTER ELEMENTARY SCHOOL | 4864 WEST POINT RD | LAGRANGE | Troup | 1410018 | 2 | [5 empty] | Removed from Ground | Gas (Historical Use) | 10000 | Bare Steel | 1978-01-30 | Galvanized Steel
GRAY HILL ELEMENTARY SCHOOL | 3524 BARTLEY RD | WEST POINT | Troup | 1410019 | 1 | [5 empty] | Removed from Ground | Propane | 500 | Not Marked/Unknown | 1955-02-05 | Not Marked
GRAY HILL ELEMENTARY SCHOOL | 3524 BARTLEY RD | WEST POINT | Troup | 1410019 | 2 | [5 empty] | Removed from Ground | Gas (Historical Use) | 10000 | Not Marked/Unknown | 1978-01-30 | Not Marked
HILLCREST ELEMENTARY SCHOOL | 3116 NEW FRANKLIN RD | LAGRANGE | Troup | 1410020 | 1 | [5 empty] | Removed from Ground | Diesel | 10000 | Bare Steel | 1978-01-30 | Galvanized Steel | Suction (American)
MOUNTVILLE ELEMENTARY SCHOOL | 4117 GREENVILLE HWY | LAGRANGE | Troup | 1410021 | 1 | [5 empty] | Removed from Ground | Gas (Historical Use) | 10000 | Not Marked/Unknown | 1978-01-30 | Not Marked
ROSEMONT ELEMENTARY SCHOOL | 4679 HAMILTON RD | LAGRANGE | Troup | 1410022 | 2 | [5 empty] | Removed from Ground | Diesel | 10000 | Bare Steel | 1978-01-30 | Galvanized Steel | Suction (American)
INSTRUCTIONAL SUPPORT BLDG | 3157 ROANOKE RD | LAGRANGE | Troup | 1410023 | 1 | [5 empty] | Removed from Ground | Propane | 500 | Bare Steel | 1955-02-05 | Bare Steel
TROUP COUNTY BUS SHOP | 1700 WHITESVILLE RD | LAGRANGE | Troup | 1410024 | 1 | [5 empty] | Removed from Ground | Diesel | 8000 | Bare Steel | 1971-02-01 | Galvanized Steel | Suction (American)
TROUP COUNTY BUS SHOP | 1700 WHITESVILLE RD | LAGRANGE | Troup | 1410024 | 2 |  | 1998-12-01 |  | 1998-12-01 |  | Removed from Ground | Gas (Historical Use) | 10000 | Cathodically Protected Steel | 1978-01-30 | Cathodically Protected | Suction (American)
TROUP COUNTY BUS SHOP | 1700 WHITESVILLE RD | LAGRANGE | Troup | 1410024 | 3 |  | 1997-08-01 |  | 1997-08-01 |  | Removed from Ground | Diesel | 6000 | Fiberglass | 1997-08-01 | Fiberglass Reinforced Plastic | Suction (American)
TROUP COUNTY BUS SHOP | 1700 WHITESVILLE RD | LAGRANGE | Troup | 1410024 | 4 |  | 1997-08-01 |  | 1997-08-01 |  | Removed from Ground | Diesel | 10000 | Fiberglass | 1997-08-01 | Fiberglass Reinforced Plastic | Suction (American)
LOYD-TATUM FIRE STATION (4) | OLD WEST POINT RD | LAGRANGE | Troup | 1410028 | 1 | [5 empty] | Removed from Ground | Gas (Historical Use) | 500 | Bare Steel | 1984-03-12 | Galvanized Steel
WEST POINT PEPPERELL DIXIE MILL | 710 GREENVILLE ST | LAGRANGE | Troup | 1410039 | 1 | [5 empty] | Removed from Ground | Gas (Historical Use) | 0 | Bare Steel | 1986-03-12 | Galvanized Steel
TROUP COUNTY BOARD OF COMMISSION | 2508 HAMILTON RD | LAGRANGE | Troup | 1410040 | 1 | Flapper Valve | 1994-04-01 | FALSE | 1994-04-01 | FALSE | Currently in Use | Regular | 10000 | Steel-Impressed Current | 1976-03-14 | Steel (Impressed Current) | Suction (American)
TROUP COUNTY BOARD OF COMMISSION | 2508 HAMILTON RD | LAGRANGE | Troup | 1410040 | 2 | Flapper Valve | 1994-04-01 | FALSE | 1994-04-01 | FALSE | Currently in Use | Diesel | 15000 | Steel-Impressed Current | 1978-03-14 | Steel (Impressed Current) | Suction (American)
TROUP COUNTY BOARD OF COMMISSION | 2508 HAMILTON RD | LAGRANGE | Troup | 1410040 | 3 | [5 empty] | Closed in Ground | Diesel | 10000 | Bare Steel | 1968-03-16 | Bare Steel
FLOWERS BAKING CO/FLOWERS BAKERY | 523 NEW FRANKLIN RD | LAGRANGE | Troup | 1410042 | 1 | [5 empty] | Removed from Ground | Gas (Historical Use) | 8000 | Bare Steel | 1982-03-11 | Galvanized Steel
FLOWERS BAKING CO/FLOWERS BAKERY | 523 NEW FRANKLIN RD | LAGRANGE | Troup | 1410042 | 2 | [5 empty] | Removed from Ground | Gas (Historical Use) | 8000 | Bare Steel | 1982-03-11 | Galvanized Steel
FLOWERS BAKING CO/FLOWERS BAKERY | 523 NEW FRANKLIN RD | LAGRANGE | Troup | 1410042 | 3 | [5 empty] | Removed from Ground | Gas (Historical Use) | 8000 | Fiberglass | 1982-03-11 | Galvanized Steel
CHARITABLE SERVICES CO | DALLIS ST LANDSCAPE DEPT | LAGRANGE | Troup | 1410043 | 1 | [5 empty] | Removed from Ground | Gas (Historical Use) | 1000 | Bare Steel | 1982-04-17 | Unknown | Suction (American)
EAST I-85 EXXON | I-85 AT EXIT #2 | LAGRANGE | Troup | 1410044 | 1 | [5 empty] | Removed from Ground | Gas (Historical Use) | 6000 | Bare Steel | 1980-04-17 | Unknown
EAST I-85 EXXON | I-85 AT EXIT #2 | LAGRANGE | Troup | 1410044 | 2 | [5 empty] | Removed from Ground | Gas (Historical Use) | 6000 | Bare Steel | 1980-04-17 | Unknown
EAST I-85 EXXON | I-85 AT EXIT #2 | LAGRANGE | Troup | 1410044 | 3 | [5 empty] | Removed from Ground | Gas (Historical Use) | 6000 | Cathodically Protected Steel | 1980-04-17 | Unknown
EVANS & EVANS INC | 2106 HAMILTON RD | LAGRANGE | Troup | 1410045 | 1 | [5 empty] | Removed from Ground | Gas (Historical Use) | 550 | Bare Steel | 1979-04-18 | Bare Steel
ABERNATHY BP | 1001 HOGANSVILLE RD | LAGRANGE | Troup | 1410046 | 1 | Flapper Valve | 1989-08-08 |  | 1989-08-08 |  | Removed from Ground | Gas (Historical Use) | 4000 | Galvanic (STIP-3) | 1979-04-18 | Fiberglass Reinforced Plastic | Safe Suction (Euro)
ABERNATHY BP | 1001 HOGANSVILLE RD | LAGRANGE | Troup | 1410046 | 2 | Flapper Valve | 1989-08-08 |  | 1989-08-08 |  | Removed from Ground | Gas (Historical Use) | 4000 | Galvanic (STIP-3) | 1979-04-18 | Fiberglass Reinforced Plastic | Safe Suction (Euro)
ABERNATHY BP | 1001 HOGANSVILLE RD | LAGRANGE | Troup | 1410046 | 3 | Flapper Valve | 1989-08-08 |  | 1989-08-08 |  | Removed from Ground | Gas (Historical Use) | 2000 | Galvanic (STIP-3) | 1979-04-18 | Fiberglass Reinforced Plastic | Safe Suction (Euro)
ABERNATHY BP | 1001 HOGANSVILLE RD | LAGRANGE | Troup | 1410046 | 4 | [5 empty] | Removed from Ground | Diesel | 1000 | Bare Steel | 1979-04-18 | Unknown
GEORGE'S SERVICE STATION | HAMILTON RD | LAGRANGE | Troup | 1410049 | 1 | [5 empty] | Removed from Ground | Gas (Historical Use) | 1000 | Bare Steel | 1976-04-18 | Unknown
GEORGE'S SERVICE STATION | HAMILTON RD | LAGRANGE | Troup | 1410049 | 2 | [5 empty] | Removed from Ground | Gas (Historical Use) | 550 | Bare Steel | 1976-04-18 | Unknown
GEORGE'S SERVICE STATION | HAMILTON RD | LAGRANGE | Troup | 1410049 | 3 | [5 empty] | Removed from Ground | Gas (Historical Use) | 550 | Bare Steel | 1976-04-18 | Unknown
LEGION GOLF SHOP | HAMILTON RD | LAGRANGE | Troup | 1410052 | 1 | [5 empty] | Removed from Ground | Gas (Historical Use) | 550 | Bare Steel | 1976-04-18 | Unknown
TALL TALES | 3191 NEW FRANKLIN RD | LAGRANGE | Troup | 1410053 | 1 | [5 empty] | Removed from Ground | Gas (Historical Use) | 1000 | Bare Steel | 1976-04-18 | Bare Steel | Suction (American)
TALL TALES | 3191 NEW FRANKLIN RD | LAGRANGE | Troup | 1410053 | 2 | [5 empty] | Removed from Ground | Gas (Historical Use) | 1000 | Bare Steel | 1976-04-18 | Bare Steel | Suction (American)
TALL TALES | 3191 NEW FRANKLIN RD | LAGRANGE | Troup | 1410053 | 3 | [5 empty] | Removed from Ground | Gas (Historical Use) | 1000 | Bare Steel | 1976-04-18 | Bare Steel | Suction (American)
TALL TALES | 3191 NEW FRANKLIN RD | LAGRANGE | Troup | 1410053 | 4 | Flapper Valve | 1999-02-08 | FALSE | 1999-02-08 | FALSE | Currently in Use | Regular | 10000 | Composite | 1999-02-08 | Fiberglass Reinforced Plastic | Pressurized
TALL TALES | 3191 NEW FRANKLIN RD | LAGRANGE | Troup | 1410053 | 5 | Flapper Valve | 1999-02-08 | FALSE | 1999-02-08 | FALSE | Currently in Use | Premium | 10000 | Composite | 1999-02-08 | Fiberglass Reinforced Plastic | Pressurized
SHELNUT'S GROCERY & GAS | RT 2 | WEST POINT | Troup | 1410054 | 1 | [5 empty] | Removed from Ground | Gas (Historical Use) | 560 | Bare Steel | 1976-04-18 | Unknown
SHELNUT'S GROCERY & GAS | RT 2 | WEST POINT | Troup | 1410054 | 2 | [5 empty] | Removed from Ground | Gas (Historical Use) | 560 | Bare Steel | 1976-04-18 | Unknown
NELSON'S SERVICE STATION | MOOTY BRIDGE RD | LAGRANGE | Troup | 1410058 | 1 | [5 empty] | Permanently Out of Use - historical purposes | Gas (Historical Use) | 550 | Bare Steel | 1974-04-19 | Unknown
NELSON'S SERVICE STATION | MOOTY BRIDGE RD | LAGRANGE | Troup | 1410058 | 2 |  | 1998-12-22 |  | 1998-12-22 |  | Permanently Out of Use - historical purposes | Gas (Historical Use) | 550 | Bare Steel | 1974-04-19 | Unknown
WRIGHT GEN STORE | 4587 HWY 109 EAST | MOUNTVILLE | Troup | 1410059 | PLUS |  | 1999-10-20 | FALSE | 1999-10-20 | FALSE | Temporarily out of use | Empty | 500 | Steel-Impressed Current | 1979-02-25 | Steel (Impressed Current) | Safe Suction (Euro)
WRIGHT GEN STORE | 4587 HWY 109 EAST | MOUNTVILLE | Troup | 1410059 | RU |  | 1999-10-20 | FALSE |  | FALSE | Temporarily out of use | Empty | 2000 | Steel-Impressed Current | 1979-02-25 | Steel (Impressed Current) | Safe Suction (Euro)
WRIGHT GEN STORE | 4587 HWY 109 EAST | MOUNTVILLE | Troup | 1410059 | SU |  |  | FALSE | 1999-10-20 | FALSE | Temporarily out of use | Empty | 500 | Steel-Impressed Current | 1979-02-25 | Steel (Impressed Current) | Safe Suction (Euro)
TILLMAN'S | WEST POINT RD | LAGRANGE | Troup | 1410061 | 1 | [5 empty] | Permanently Out of Use - historical purposes | Gas (Historical Use) | 1000 | Bare Steel | 1976-04-18 | Unknown
TILLMAN'S | WEST POINT RD | LAGRANGE | Troup | 1410061 | 2 | [5 empty] | Permanently Out of Use - historical purposes | Gas (Historical Use) | 550 | Bare Steel | 1976-04-18 | Unknown
KAYDON CORP | 1571 FORREST AVE | LAGRANGE | Troup | 1410064 | 1 | [5 empty] | Closed in Ground | Other | 1000 | Unknown | 1974-05-23 | Galvanized Steel
KAYDON CORP | 1571 FORREST AVE | LAGRANGE | Troup | 1410064 | 2 | [5 empty] | Closed in Ground | Other | 2000 | Unknown | 1974-05-23 | Galvanized Steel
LAGRANGE LANDSCAPE AND MAINTENAN | 214 LUKIN INDUSTRIAL DR | LAGRANGE | Troup | 1410065 | 1 | [5 empty] | Removed from Ground | Gas (Historical Use) | 2000 | Cathodically Protected Steel | 1986-04-25 | Galvanized Steel | Safe Suction (Euro)
LAGRANGE LANDSCAPE AND MAINTENAN | 214 LUKIN INDUSTRIAL DR | LAGRANGE | Troup | 1410065 | 2 | [5 empty] | Removed from Ground | Diesel | 1000 | Cathodically Protected Steel | 1987-04-25 | Galvanized Steel | Safe Suction (Euro)
MAJIK MARKET #21143 | 19611 US HWY #27 | PINE MOUNTAIN | Troup | 1410066 | 1 | [5 empty] | Permanently Out of Use - historical purposes | Gas (Historical Use) | 8000 | Cathodically Protected Steel | 1986-01-01 | Cathodically Protected | Pressurized
MAJIK MARKET #21143 | 19611 US HWY #27 | PINE MOUNTAIN | Troup | 1410066 | 2 | [5 empty] | Permanently Out of Use - historical purposes | Gas (Historical Use) | 8000 | Cathodically Protected Steel | 1986-01-01 | Cathodically Protected | Pressurized
MAJIK MARKET #21143 | 19611 US HWY #27 | PINE MOUNTAIN | Troup | 1410066 | 3 | [5 empty] | Permanently Out of Use - historical purposes | Gas (Historical Use) | 8000 | Cathodically Protected Steel | 1986-01-01 | Cathodically Protected | Pressurized
FISHERANS ONE STOP | 3322 NEW FRANKLIN RD | LAGRANGE | Troup | 1410067 | 1 | [5 empty] | Removed from Ground | Gas (Historical Use) | 2000 | Bare Steel | 1985-01-01 | Galvanized Steel | Pressurized
FISHERANS ONE STOP | 3322 NEW FRANKLIN RD | LAGRANGE | Troup | 1410067 | 2 | [5 empty] | Removed from Ground | Gas (Historical Use) | 4000 | Bare Steel | 1985-01-01 | Galvanized Steel | Pressurized
FISHERANS ONE STOP | 3322 NEW FRANKLIN RD | LAGRANGE | Troup | 1410067 | 3 | [5 empty] | Removed from Ground | Gas (Historical Use) | 4000 | Bare Steel | 1985-01-01 | Galvanized Steel | Pressurized
PYNE WOODYYARD | HWY 109/ROANOKE RD | LAGRANGE | Troup | 1410068 | 1 | [5 empty] | Removed from Ground | Gas (Historical Use) | 1000 | Bare Steel | 1970-04-22 | Galvanized Steel
JAMIE MILLER LOGGING CO | CHIPLEY HWY | WEST POINT | Troup | 1410069 | 1 | [5 empty] | Removed from Ground | Gas (Historical Use) | 1000 | Bare Steel | 1975-04-21 | Galvanized Steel
LAGRANGE MECHANICAL FABRICATORS | NEW AIRPORT RD | LAGRANGE | Troup | 1410070 | 1 | [5 empty] | Removed from Ground | Gas (Historical Use) | 1000 | Bare Steel | 1985-04-18 | Galvanized Steel
LOYS OFFICE SUPPLIES | 913 EAST MAIN ST | LAGRANGE | Troup | 1410071 | 1 | [5 empty] | Removed from Ground | Gas (Historical Use) | 550 | Bare Steel | 1970-04-22 | Galvanized Steel
LANGFORD CONSTRUCTION CO | 314 GREENVILLE ST | LAGRANGE | Troup | 1410072 | 1 | [5 empty] | Removed from Ground | Gas (Historical Use) | 550 | Bare Steel | 1985-04-18 | Galvanized Steel
LANGFORD CONSTRUCTION CO | 314 GREENVILLE ST | LAGRANGE | Troup | 1410072 | 2 | [5 empty] | Removed from Ground | Gas (Historical Use) | 1000 | Bare Steel | 1985-04-18 | Galvanized Steel
CROCKETT BROTHERS INC | 301 VERNON ST | LAGRANGE | Troup | 1410073 | 1 | Flapper Valve | 1997-02-01 | FALSE | 1997-02-01 | FALSE | Removed from Ground | Gas (Historical Use) | 1000 | Steel-Impressed Current | 1971-04-22 | Steel (Impressed Current) | Safe Suction (Euro)
CROCKETT BROTHERS INC | 301 VERNON ST | LAGRANGE | Troup | 1410073 | 2 | Flapper Valve | 1997-02-01 | FALSE | 1997-02-01 | FALSE | Removed from Ground | Gas (Historical Use) | 1000 | Steel-Impressed Current | 1971-04-22 | Steel (Impressed Current) | Safe Suction (Euro)
CROCKETT BROTHERS INC | 301 VERNON ST | LAGRANGE | Troup | 1410073 | 3 | Flapper Valve | 1997-02-01 | FALSE | 1997-02-01 | FALSE | Removed from Ground | Gas (Historical Use) | 1000 | Steel-Impressed Current | 1971-04-22 | Steel (Impressed Current) | Safe Suction (Euro)
CROCKETT BROTHERS INC | 301 VERNON ST | LAGRANGE | Troup | 1410073 | 4 | Flapper Valve | 1997-02-01 | FALSE | 1997-02-01 | FALSE | Removed from Ground | Gas (Historical Use) | 1000 | Steel-Impressed Current | 1971-04-22 | Steel (Impressed Current) | Safe Suction (Euro)
CROCKETT BROTHERS INC | 301 VERNON ST | LAGRANGE | Troup | 1410073 | 5 | Flapper Valve | 1997-02-01 | FALSE | 1997-02-01 | FALSE | Removed from Ground | Diesel | 550 | Steel-Impressed Current | 1971-04-22 | Steel (Impressed Current) | Safe Suction (Euro)
MAMA RUTHS | HWY 109 & THOMPSON RD | LAGRANGE | Troup | 1410074 | 1 | [5 empty] | Removed from Ground | Gas (Historical Use) | 1000 | Bare Steel | 1976-04-20 | Galvanized Steel | Suction (American)
MAMA RUTHS | HWY 109 & THOMPSON RD | LAGRANGE | Troup | 1410074 | 2 | [5 empty] | Removed from Ground | Gas (Historical Use) | 1000 | Bare Steel | 1976-04-20 | Galvanized Steel | Suction (American)
HILL FIRE PROTECTION | 1421 GREENVILLE RD | LAGRANGE | Troup | 1410075 | 1 | [5 empty] | Removed from Ground | Gas (Historical Use) | 550 | Bare Steel | 1972-04-21 | Galvanized Steel
DIXIE WELL BORING CO | RT 2/WHITESVILLE RD | LAGRANGE | Troup | 1410076 | 1 | [5 empty] | Removed from Ground | Gas (Historical Use) | 550 | Bare Steel | 1979-04-20 | Galvanized Steel
DIXIE WELL BORING CO | RT 2/WHITESVILLE RD | LAGRANGE | Troup | 1410076 | 2 | [5 empty] | Removed from Ground | Diesel | 2000 | Bare Steel | 1980-04-19 | Galvanized Steel
FARMERS SALES & SERVICE | 1401 LAGAYETTE PARKWAY | LAGRANGE | Troup | 1410077 | 1 | [5 empty] | Removed from Ground | Gas (Historical Use) | 1000 | Bare Steel | 1974-04-21 | Galvanized Steel
FARMERS SALES & SERVICE | 1401 LAGAYETTE PARKWAY | LAGRANGE | Troup | 1410077 | 2 | [5 empty] | Removed from Ground | Diesel | 1000 | Bare Steel | 1974-04-21 | Galvanized Steel
CITY OF HOGANSVILLE | 400 EAST MAIN ST | HOGANSVILLE | Troup | 1410078 | 1 | [5 empty] | Removed from Ground | Gas (Historical Use) | 1000 | Bare Steel | 1968-04-22 | Galvanized Steel
CITY OF HOGANSVILLE | 400 EAST MAIN ST | HOGANSVILLE | Troup | 1410078 | 2 | [5 empty] | Removed from Ground | Diesel | 550 | Bare Steel | 1980-04-19 | Galvanized Steel
CITY OF HOGANSVILLE | 400 EAST MAIN ST | HOGANSVILLE | Troup | 1410078 | 3 | [5 empty] | Removed from Ground | Gas (Historical Use) | 2000 | Bare Steel | 1980-04-19 | Galvanized Steel
BARNES GROCERY | RT 2/MOBLEY BRIDGE RD | HOGANSVILLE | Troup | 1410079 | 1 | [5 empty] | Removed from Ground | Gas (Historical Use) | 550 | Bare Steel | 1971-04-22 | Galvanized Steel
BARNES GROCERY | RT 2/MOBLEY BRIDGE RD | HOGANSVILLE | Troup | 1410079 | 2 | [5 empty] | Removed from Ground | Gas (Historical Use) | 550 | Bare Steel | 1971-04-22 | Galvanized Steel
WEST POINT GA RMLR | SHUMAKER RD .5 MILE | WEST POINT | Troup | 1410081 | 1 | [5 empty] | Removed from Ground | Diesel | 300 | Bare Steel | 1976-04-25 | Bare Steel | Safe Suction (Euro)
BUFFALO ROCK CO | 33 NORTH CARY ST | LAGRANGE | Troup | 1410082 | 1 | [5 empty] | Removed from Ground | Gas (Historical Use) | 1000 | Bare Steel | 1976-04-25 | Galvanized Steel
BUFFALO ROCK CO | 33 NORTH CARY ST | LAGRANGE | Troup | 1410082 | 2 | [5 empty] | Removed from Ground | Diesel | 1000 | Bare Steel | 1982-04-24 | Galvanized Steel
KMART #7020 | 100 COMMERCE AVE | LAGRANGE | Troup | 1410083 | 1 |  |  | TRUE |  | TRUE | Removed from Ground | Used Oil | 1000 | Bare Steel | 1973-04-07 | Galvanized Steel
LAGRANGE MOLDED PRODUCTS | 1513 REDDING DR | LAGRANGE | Troup | 1410085 | 1 | [5 empty] | Removed from Ground | Other | 30000 | Bare Steel | 1974-05-04 | Not Marked
LAGRANGE MOLDED PRODUCTS | 1513 REDDING DR | LAGRANGE | Troup | 1410085 | 2 | [5 empty] | Removed from Ground | Diesel | 30000 | Bare Steel | 1974-05-04 | Not Marked
LAGRANGE MOLDED PRODUCTS | 1513 REDDING DR | LAGRANGE | Troup | 1410085 | 3 | [5 empty] | Removed from Ground | Diesel | 30000 | Bare Steel | 1974-05-04 | Not Marked
LAGRANGE MOLDED PRODUCTS | 1513 REDDING DR | LAGRANGE | Troup | 1410085 | 4 | [5 empty] | Removed from Ground | Diesel | 30000 | Bare Steel | 1974-05-04 | Not Marked
LAGRANGE MOLDED PRODUCTS | 1513 REDDING DR | LAGRANGE | Troup | 1410085 | 5 | [5 empty] | Removed from Ground | Diesel | 30000 | Bare Steel | 1974-05-04 | Not Marked
LAGRANGE MOLDED PRODUCTS | 1513 REDDING DR | LAGRANGE | Troup | 1410085 | 6 | [5 empty] | Removed from Ground | Gas (Historical Use) | 30000 | Bare Steel | 1974-05-04 | Not Marked
LAGRANGE MOLDED PRODUCTS | 1513 REDDING DR | LAGRANGE | Troup | 1410085 | 7 | [5 empty] | Permanently Out of Use - historical purposes | Empty | 5000 | Not Marked/Unknown |  | Unknown
LAGRANGE MOLDED PRODUCTS | 1513 REDDING DR | LAGRANGE | Troup | 1410085 | 8 | [5 empty] | Permanently Out of Use - historical purposes | Other | 500 | Not Marked/Unknown |  | Unknown
JASONS QUICK SACK #114/PIT SHOP | 1748 VERNON RD | LAGRANGE | Troup | 1410086 | 1 | Flapper Valve | 1997-03-01 | FALSE | 1997-03-01 | FALSE | Currently in Use | Diesel Off Road | 10000 | Steel-Impressed Current | 1984-05-01 | Steel (Impressed Current) | Pressurized
JASONS QUICK SACK #114/PIT SHOP | 1748 VERNON RD | LAGRANGE | Troup | 1410086 | 2 | Flapper Valve | 1997-03-01 | FALSE | 1997-03-01 | FALSE | Currently in Use | Premium | 10000 | Steel-Impressed Current | 1984-05-01 | Steel (Impressed Current) | Pressurized
JASONS QUICK SACK #114/PIT SHOP | 1748 VERNON RD | LAGRANGE | Troup | 1410086 | 3 | Flapper Valve | 1997-03-01 | FALSE | 1997-03-01 | FALSE | Currently in Use | Regular | 8000 | Steel-Impressed Current | 1984-05-01 | Steel (Impressed Current) | Pressurized
JASONS QUICK SACK #114/PIT SHOP | 1748 VERNON RD | LAGRANGE | Troup | 1410086 | 4 | Flapper Valve | 1997-03-01 | FALSE | 1997-03-01 | FALSE | Currently in Use | Diesel | 8000 | Steel-Impressed Current | 1984-05-01 | Steel (Impressed Current) | Pressurized
GEORGIA DEPARTMENT OF TRANSPORTA | GA HWY 219 1107 HOGANSVILLE RD | LAGRANGE | Troup | 1410087 | 1 | [5 empty] | Removed from Ground | Gas (Historical Use) | 1000 | Marked Unknown | 2001-07-16 | Unknown
GEORGIA DEPARTMENT OF TRANSPORTA | GA HWY 219 1107 HOGANSVILLE RD | LAGRANGE | Troup | 1410087 | 10356-1 | [5 empty] | Removed from Ground | Gas (Historical Use) | 3000 | Bare Steel | 1970-01-01 | Galvanized Steel
GEORGIA DEPARTMENT OF TRANSPORTA | GA HWY 219 1107 HOGANSVILLE RD | LAGRANGE | Troup | 1410087 | 356G1 | [5 empty] | Removed from Ground | Gas (Historical Use) | 1000 | Fiberglass | 1991-06-04 | Galvanized Steel
CIRCLE K 6751 | 1503 LAFAYETTE PKWY | LAGRANGE | Troup | 1410088 | 1 | Flapper Valve | 1991-04-04 | FALSE | 1991-04-04 | FALSE | Currently in Use | Premium | 10000 | Fiberglass | 1991-03-14 | Fiberglass Reinforced Plastic | Pressurized
CIRCLE K 6751 | 1503 LAFAYETTE PKWY | LAGRANGE | Troup | 1410088 | 2 | Flapper Valve | 1991-04-04 | FALSE | 1991-04-04 | FALSE | Currently in Use | Diesel | 10000 | Fiberglass | 1991-03-14 | Fiberglass Reinforced Plastic | Pressurized
CIRCLE K 6751 | 1503 LAFAYETTE PKWY | LAGRANGE | Troup | 1410088 | 3 | Flapper Valve | 1991-04-04 | FALSE | 1991-04-04 | FALSE | Currently in Use | Regular | 12000 | Fiberglass | 1991-03-14 | Fiberglass Reinforced Plastic | Pressurized
CIRCLE K 6751 | 1503 LAFAYETTE PKWY | LAGRANGE | Troup | 1410088 | NO-LEAD#1 | [5 empty] | Removed from Ground | Gas (Historical Use) | 10270 | Bare Steel | 1981-04-05 | Galvanized Steel
CIRCLE K 6751 | 1503 LAFAYETTE PKWY | LAGRANGE | Troup | 1410088 | NO-LEAD#2 | [5 empty] | Removed from Ground | Gas (Historical Use) | 10270 | Bare Steel | 1981-04-05 | Galvanized Steel
CIRCLE K 6751 | 1503 LAFAYETTE PKWY | LAGRANGE | Troup | 1410088 | REG | [5 empty] | Removed from Ground | Gas (Historical Use) | 10270 | Bare Steel | 1981-04-05 | Galvanized Steel
CIRCLE K 6751 | 1503 LAFAYETTE PKWY | LAGRANGE | Troup | 1410088 | SEPARATOR |  |  | TRUE |  | TRUE | Removed from Ground | Used Oil | 550 | Bare Steel | 1981-04-05 | Galvanized Steel
CIRCLE K 6751 | 1503 LAFAYETTE PKWY | LAGRANGE | Troup | 1410088 | XTRA | [5 empty] | Removed from Ground | Gas (Historical Use) | 10270 | Bare Steel | 1981-04-05 | Galvanized Steel
CROWN STATION GA-043 | 300 VERNON RD | LAGRANGE | Troup | 1410089 | NO-LEAD | [5 empty] | Removed from Ground | Gas (Historical Use) | 15060 | Bare Steel | 1974-04-07 | Galvanized Steel | Pressurized
CROWN STATION GA-043 | 300 VERNON RD | LAGRANGE | Troup | 1410089 | NOLEAD | [5 empty] | Removed from Ground | Gas (Historical Use) | 10270 | Bare Steel | 1978-04-06 | Galvanized Steel | Pressurized
CROWN STATION GA-043 | 300 VERNON RD | LAGRANGE | Troup | 1410089 | XTRA | [5 empty] | Removed from Ground | Gas (Historical Use) | 15060 | Bare Steel | 1974-04-07 | Galvanized Steel | Pressurized
HOGANSVILLE | PO BOX 276 | HOGANSVILLE | Troup | 1410090 | 1 | [5 empty] | Removed from Ground | Diesel | 5000 | Bare Steel | 1979-04-12 | Unknown
HOGANSVILLE | PO BOX 276 | HOGANSVILLE | Troup | 1410090 | 2 | [5 empty] | Removed from Ground | Gas (Historical Use) | 3000 | Bare Steel | 1979-04-12 | Unknown
WEST POINT WILDLIFE MANAGEMENT A | OFF GA HWY 219 | LAGRANGE | Troup | 1410091 | 1 | [5 empty] | Removed from Ground | Gas (Historical Use) | 550 | Bare Steel | 1983-04-10 | Galvanized Steel
WILEY WOODYS EXXON | 138 COMMERCE AVE | LAGRANGE | Troup | 1410092 | 1 | [5 empty] | Removed from Ground | Gas (Historical Use) | 6000 | Bare Steel | 1993-03-01 | Unknown
WILEY WOODYS EXXON | 138 COMMERCE AVE | LAGRANGE | Troup | 1410092 | 2 | [5 empty] | Removed from Ground | Gas (Historical Use) | 6000 | Bare Steel | 1993-03-01 | Unknown
WILEY WOODYS EXXON | 138 COMMERCE AVE | LAGRANGE | Troup | 1410092 | 3 | [5 empty] | Removed from Ground | Gas (Historical Use) | 4000 | Bare Steel | 1993-03-01 | Unknown
WILEY WOODYS EXXON | 138 COMMERCE AVE | LAGRANGE | Troup | 1410092 | 4 | Flapper Valve | 1993-03-01 | FALSE | 1993-03-01 | FALSE | Removed from Ground | Regular | 6000 | Fiberglass | 1993-03-01 | Fiberglass Reinforced Plastic | Pressurized
WILEY WOODYS EXXON | 138 COMMERCE AVE | LAGRANGE | Troup | 1410092 | 5 | Flapper Valve | 1993-03-01 | FALSE | 1993-03-01 | FALSE | Removed from Ground | Premium | 6000 | Fiberglass | 1993-03-01 | Fiberglass Reinforced Plastic | Pressurized
WILEY WOODYS EXXON | 138 COMMERCE AVE | LAGRANGE | Troup | 1410092 | 6 | Flapper Valve | 1993-03-01 | FALSE | 1993-03-01 | FALSE | Removed from Ground | Plus | 4000 | Fiberglass | 1993-03-01 | Fiberglass Reinforced Plastic | Pressurized
WILEY WOODYS EXXON | 138 COMMERCE AVE | LAGRANGE | Troup | 1410092 | 7 | Flapper Valve | 1993-03-01 | FALSE | 1993-03-01 | FALSE | Removed from Ground | Diesel | 2000 | Fiberglass | 1993-03-01 | Fiberglass Reinforced Plastic | Suction (American)
LAGRANGE QUARRY | VULCAN MATERIALS RD | LAGRANGE | Troup | 1410093 | 027-01 | [5 empty] | Removed from Ground | Other | 1000 | Cathodically Protected Steel | 1985-01-01 | Galvanized Steel
LAGRANGE QUARRY | VULCAN MATERIALS RD | LAGRANGE | Troup | 1410093 | 027-02 | [5 empty] | Removed from Ground | Other | 1000 | Cathodically Protected Steel | 1985-01-01 | Galvanized Steel
LAGRANGE QUARRY | VULCAN MATERIALS RD | LAGRANGE | Troup | 1410093 | 027-03 | [5 empty] | Removed from Ground | Other | 1000 | Cathodically Protected Steel | 1985-01-01 | Galvanized Steel
LAGRANGE QUARRY | VULCAN MATERIALS RD | LAGRANGE | Troup | 1410093 | 027-04 | [5 empty] | Removed from Ground | Other | 1000 | Cathodically Protected Steel | 1985-01-01 | Galvanized Steel
LAGRANGE QUARRY | VULCAN MATERIALS RD | LAGRANGE | Troup | 1410093 | 027-05 | [5 empty] | Removed from Ground | Other | 1000 | Cathodically Protected Steel | 1985-01-01 | Galvanized Steel
LAGRANGE QUARRY | VULCAN MATERIALS RD | LAGRANGE | Troup | 1410093 | 027-06 | [5 empty] | Removed from Ground | Other | 1000 | Cathodically Protected Steel | 1985-01-01 | Galvanized Steel
LAGRANGE QUARRY | VULCAN MATERIALS RD | LAGRANGE | Troup | 1410093 | 027-07 | [5 empty] | Removed from Ground | Other | 1000 | Bare Steel | 1985-01-01 | Galvanized Steel
LAGRANGE QUARRY | VULCAN MATERIALS RD | LAGRANGE | Troup | 1410093 | 027-09 | [5 empty] | Removed from Ground | Gas (Historical Use) | 2000 | Bare Steel | 1972-01-05 | Galvanized Steel
HAWKINS OIL CO OF LAGRANGE INC | 109 W MULBERRY ST | LAGRANGE | Troup | 1410095 | 1 | Flapper Valve | 1995-07-01 | FALSE | 1995-07-01 | FALSE | Currently in Use | Diesel | 20000 | Steel-Impressed Current | 1978-05-01 | Steel (Impressed Current) | Safe Suction (Euro)
HAWKINS OIL CO OF LAGRANGE INC | 109 W MULBERRY ST | LAGRANGE | Troup | 1410095 | 2 | Flapper Valve | 1995-07-01 | FALSE | 1995-07-01 | FALSE | Currently in Use | Premium | 20000 | Steel-Impressed Current | 1978-05-01 | Steel (Impressed Current) | Pressurized
HAWKINS OIL CO OF LAGRANGE INC | 109 W MULBERRY ST | LAGRANGE | Troup | 1410095 | 3 | Flapper Valve | 1995-07-01 | FALSE | 1995-07-01 | FALSE | Currently in Use | Regular | 20000 | Steel-Impressed Current | 1978-05-01 | Steel (Impressed Current) | Pressurized
HAWKINS OIL CO OF LAGRANGE INC | 109 W MULBERRY ST | LAGRANGE | Troup | 1410095 | 4 | Flapper Valve | 1995-07-01 | FALSE | 1995-07-01 | FALSE | Currently in Use | Kerosene | 10000 | Steel-Impressed Current | 1978-05-01 | Steel (Impressed Current) | Safe Suction (Euro)
HAWKINS OIL CO OF LAGRANGE INC | 109 W MULBERRY ST | LAGRANGE | Troup | 1410095 | 5 | Flapper Valve | 1995-07-01 | FALSE | 1995-07-01 | FALSE | Currently in Use | Plus | 10000 | Steel-Impressed Current | 1978-05-01 | Steel (Impressed Current) | Safe Suction (Euro)
HAWKINS OIL CO OF LAGRANGE INC | 109 W MULBERRY ST | LAGRANGE | Troup | 1410095 | 6 | Flapper Valve | 1995-07-01 | FALSE | 1995-07-01 | FALSE | Currently in Use | Diesel | 12000 | Steel-Impressed Current | 1978-05-01 | Steel (Impressed Current) | Safe Suction (Euro)
HAWKINS OIL CO OF LAGRANGE INC | 109 W MULBERRY ST | LAGRANGE | Troup | 1410095 | 7 | [5 empty] | Permanently Out Of Use | Gas (Historical Use) | 560 | Not Marked/Unknown | 1966-05-04 | Not Marked
YELLOW JACKET BAIT & TACKLE | 3056 NEW FRANKLIN | LAGRANGE | Troup | 1410096 | 1 | [5 empty] | Removed from Ground | Gas (Historical Use) | 1000 | Bare Steel | 1978-05-01 | Galvanized Steel
YELLOW JACKET BAIT & TACKLE | 3056 NEW FRANKLIN | LAGRANGE | Troup | 1410096 | 2 | [5 empty] | Removed from Ground | Gas (Historical Use) | 560 | Bare Steel | 1971-05-03 | Galvanized Steel
YELLOW JACKET BAIT & TACKLE | 3056 NEW FRANKLIN | LAGRANGE | Troup | 1410096 | 3 | [5 empty] | Removed from Ground | Gas (Historical Use) | 560 | Bare Steel | 1971-05-03 | Galvanized Steel
WINKLES TEXACO | 305 HWY 29 | HOGANSVILLE | Troup | 1410097 | 1 | [5 empty] | Permanently Out of Use - historical purposes | Gas (Historical Use) | 4000 | Bare Steel | 1961-05-05 | Galvanized Steel
WINKLES TEXACO | 305 HWY 29 | HOGANSVILLE | Troup | 1410097 | 2 | [5 empty] | Permanently Out of Use - historical purposes | Gas (Historical Use) | 4000 | Bare Steel | 1961-05-05 | Galvanized Steel
ANNIE L THOMPSON GROCERY | 6942 HAMILTON RD | PINE MOUNTAIN | Troup | 1410098 | 1 | [5 empty] | Permanently Out of Use - historical purposes | Gas (Historical Use) | 560 | Bare Steel | 1966-05-04 | Galvanized Steel
ANNIE L THOMPSON GROCERY | 6942 HAMILTON RD | PINE MOUNTAIN | Troup | 1410098 | 2 | [5 empty] | Permanently Out of Use - historical purposes | Gas (Historical Use) | 560 | Bare Steel | 1966-05-04 | Galvanized Steel
ANNIE L THOMPSON GROCERY | 6942 HAMILTON RD | PINE MOUNTAIN | Troup | 1410098 | 3 | [5 empty] | Permanently Out of Use - historical purposes | Gas (Historical Use) | 560 | Bare Steel | 1978-05-01 | Galvanized Steel
THE SERVICE STATION | 1769 WEST POINT RD | LAGRANGE | Troup | 1410099 | 1 | [5 empty] | Removed from Ground | Gas (Historical Use) | 4000 | Bare Steel | 1966-05-04 | Galvanized Steel
THE SERVICE STATION | 1769 WEST POINT RD | LAGRANGE | Troup | 1410099 | 2 | [5 empty] | Removed from Ground | Gas (Historical Use) | 4000 | Bare Steel | 1966-05-04 | Galvanized Steel
THE SERVICE STATION | 1769 WEST POINT RD | LAGRANGE | Troup | 1410099 | 3 | [5 empty] | Removed from Ground | Gas (Historical Use) | 2000 | Bare Steel | 1981-04-30 | Galvanized Steel
THE SERVICE STATION | 1769 WEST POINT RD | LAGRANGE | Troup | 1410099 | 5 |  | 1998-06-01 |  | 1998-06-01 |  | Removed from Ground | Gas (Historical Use) | 2000 | Fiberglass | 2005-10-31 | Fiberglass Reinforced Plastic | Safe Suction (Euro)
THE SERVICE STATION | 1769 WEST POINT RD | LAGRANGE | Troup | 1410099 | 6 |  | 1998-06-01 |  | 1998-06-01 |  | Removed from Ground | Gas (Historical Use) | 2000 | Fiberglass | 2005-10-31 | Fiberglass Reinforced Plastic | Safe Suction (Euro)
THE SERVICE STATION | 1769 WEST POINT RD | LAGRANGE | Troup | 1410099 | 7 | [5 empty] | Removed from Ground | Gas (Historical Use) | 2000 | Fiberglass | 2005-10-31 | Fiberglass Reinforced Plastic | Safe Suction (Euro)
TOMMYS TEXACO | 201 VERNON ST | LAGRANGE | Troup | 1410100 | 1 | [5 empty] | Removed from Ground | Gas (Historical Use) | 4000 | Bare Steel | 1966-05-04 | Galvanized Steel
TOMMYS TEXACO | 201 VERNON ST | LAGRANGE | Troup | 1410100 | 2 | [5 empty] | Removed from Ground | Gas (Historical Use) | 4000 | Bare Steel | 1966-05-04 | Galvanized Steel
TOMMYS TEXACO | 201 VERNON ST | LAGRANGE | Troup | 1410100 | 3 | [5 empty] | Removed from Ground | Gas (Historical Use) | 2000 | Bare Steel | 1981-04-30 | Galvanized Steel
TOMMYS TEXACO | 201 VERNON ST | LAGRANGE | Troup | 1410100 | 4 |  |  | TRUE |  | TRUE | Removed from Ground | Used Oil | 560 | Bare Steel | 1966-05-04 | Galvanized Steel
BATTERY MART | 262 UPPER GLASS BRIDGE RD | LAGRANGE | Troup | 1410101 | 1 | [5 empty] | Permanently Out of Use - historical purposes | Gas (Historical Use) | 1000 | Bare Steel | 1976-01-01 | Galvanized Steel
BATTERY MART | 262 UPPER GLASS BRIDGE RD | LAGRANGE | Troup | 1410101 | 2 | [5 empty] | Permanently Out of Use - historical purposes | Gas (Historical Use) | 560 | Bare Steel | 1976-01-01 | Galvanized Steel
BATTERY MART | 262 UPPER GLASS BRIDGE RD | LAGRANGE | Troup | 1410101 | 3 | [5 empty] | Permanently Out of Use - historical purposes | Gas (Historical Use) | 560 | Bare Steel | 1976-01-01 | Galvanized Steel
RIBITZ BAIT AND TACKLE | 5618 WEST POINT RD | LAGRANGE | Troup | 1410102 | 1 | [5 empty] | Removed from Ground | Gas (Historical Use) | 1000 | Bare Steel | 1984-04-29 | Galvanized Steel
RIBITZ BAIT AND TACKLE | 5618 WEST POINT RD | LAGRANGE | Troup | 1410102 | 2 | [5 empty] | Removed from Ground | Gas (Historical Use) | 1000 | Bare Steel | 1984-04-29 | Galvanized Steel
RIBITZ BAIT AND TACKLE | 5618 WEST POINT RD | LAGRANGE | Troup | 1410102 | 3 | Flapper Valve | 2005-08-31 | FALSE | 2005-08-31 | FALSE | Currently in Use | Regular | 8000 | Epoxy | 2005-08-31 | Fiberglass Reinforced Plastic | Safe Suction (Euro)
RIBITZ BAIT AND TACKLE | 5618 WEST POINT RD | LAGRANGE | Troup | 1410102 | 4 | Flapper Valve | 2005-08-31 | FALSE | 2005-08-31 | FALSE | Currently in Use | Premium | 4000 | Epoxy | 2005-08-31 | Fiberglass Reinforced Plastic | Safe Suction (Euro)
GAS STOP OF HOGANSVILLE | 300 N HWY 29 | HOGANSVILLE | Troup | 1410103 | 1 | Flapper Valve | 1999-05-01 | FALSE | 1999-05-01 | FALSE | Currently in Use | Regular | 2000 | Fiberglass | 1984-04-29 | Fiberglass Reinforced Plastic | Safe Suction (Euro)
GAS STOP OF HOGANSVILLE | 300 N HWY 29 | HOGANSVILLE | Troup | 1410103 | 2 | Flapper Valve | 1999-05-01 | FALSE | 1999-05-01 | FALSE | Temporarily out of use | Regular | 3000 | Fiberglass | 1966-05-04 | Fiberglass Reinforced Plastic | Safe Suction (Euro)
GAS STOP OF HOGANSVILLE | 300 N HWY 29 | HOGANSVILLE | Troup | 1410103 | 3 | Flapper Valve | 1999-05-01 | FALSE | 1999-05-01 | FALSE | Currently in Use | Regular | 1000 | Fiberglass | 1966-05-04 | Fiberglass Reinforced Plastic | Safe Suction (Euro)
CC & C GROCERY | 1276 CORINTH RD | HOGANSVILLE | Troup | 1410104 | 1 | [5 empty] | Removed from Ground | Gas (Historical Use) | 1000 | Bare Steel | 1984-04-29 | Galvanized Steel
CC & C GROCERY | 1276 CORINTH RD | HOGANSVILLE | Troup | 1410104 | 2 | [5 empty] | Removed from Ground | Gas (Historical Use) | 560 | Bare Steel | 1984-04-29 | Galvanized Steel
CC & C GROCERY | 1276 CORINTH RD | HOGANSVILLE | Troup | 1410104 | 3 | [5 empty] | Removed from Ground | Gas (Historical Use) | 560 | Bare Steel | 1984-04-29 | Galvanized Steel
HARTS SERVICE CENTER | 201 RIDLEY AVE | LAGRANGE | Troup | 1410105 | 1 | [5 empty] | Removed from Ground | Gas (Historical Use) | 4000 | Bare Steel | 1967-01-06 | Fiberglass Reinforced Plastic | Pressurized
HARTS SERVICE CENTER | 201 RIDLEY AVE | LAGRANGE | Troup | 1410105 | 2 | [5 empty] | Removed from Ground | Gas (Historical Use) | 4000 | Bare Steel | 1967-01-06 | Fiberglass Reinforced Plastic | Pressurized
HARTS SERVICE CENTER | 201 RIDLEY AVE | LAGRANGE | Troup | 1410105 | 3 | [5 empty] | Removed from Ground | Gas (Historical Use) | 4000 | Bare Steel | 1967-01-06 | Fiberglass Reinforced Plastic | Pressurized
HARTS SERVICE CENTER | 201 RIDLEY AVE | LAGRANGE | Troup | 1410105 | 4 | [5 empty] | Removed from Ground | Gas (Historical Use) | 4000 | Bare Steel | 1967-01-06 | Fiberglass Reinforced Plastic | Pressurized
HARTS SERVICE CENTER | 201 RIDLEY AVE | LAGRANGE | Troup | 1410105 | 5 |  |  | TRUE |  | TRUE | Removed from Ground | Used Oil | 560 | Bare Steel | 1967-01-06 | Not Marked
HAPPY STOP #6 | 1525 VERNON ST | LAGRANGE | Troup | 1410106 | 1 | [5 empty] | Removed from Ground | Gas (Historical Use) | 10000 | Bare Steel | 1982-04-30 | Galvanized Steel
HAPPY STOP #6 | 1525 VERNON ST | LAGRANGE | Troup | 1410106 | 2 | [5 empty] | Removed from Ground | Gas (Historical Use) | 10000 | Bare Steel | 1982-04-30 | Galvanized Steel
HAPPY STOP #6 | 1525 VERNON ST | LAGRANGE | Troup | 1410106 | 3 | [5 empty] | Removed from Ground | Gas (Historical Use) | 10000 | Bare Steel | 1982-04-30 | Galvanized Steel
HART & BURGESS FARM | HAMILTON RD | LAGRANGE | Troup | 1410107 | 1 | [5 empty] | Removed from Ground | Gas (Historical Use) | 560 | Bare Steel | 1983-04-30 | Galvanized Steel
INDUSTRIAL SUPPLIERS INC | 114 HARALSON ST | LAGRANGE | Troup | 1410108 | 1 | [5 empty] | Removed from Ground | Gas (Historical Use) | 560 | Bare Steel | 1966-05-04 | Galvanized Steel
JONES BROTHERS | 1084 STEWART RD | LAGRANGE | Troup | 1410109 | 1 | [5 empty] | Removed from Ground | Gas (Historical Use) | 1000 | Bare Steel | 1986-05-01 | Galvanized Steel
JONES BROTHERS | 1084 STEWART RD | LAGRANGE | Troup | 1410109 | 2 | [5 empty] | Removed from Ground | Diesel | 560 | Bare Steel | 1986-05-01 | Galvanized Steel
JONES BROTHERS | 1084 STEWART RD | LAGRANGE | Troup | 1410109 | 3 | [5 empty] | Removed from Ground | Diesel | 560 | Bare Steel | 1986-05-01 | Galvanized Steel
KNIGHTS GROCERY | 1405 LAFAYETTE PKWY | LAGRANGE | Troup | 1410110 | 1 | [5 empty] | Removed from Ground | Gas (Historical Use) | 1000 | Bare Steel | 1978-05-01 | Galvanized Steel
KNIGHTS GROCERY | 1405 LAFAYETTE PKWY | LAGRANGE | Troup | 1410110 | 2 | [5 empty] | Removed from Ground | Gas (Historical Use) | 1000 | Bare Steel | 1978-05-01 | Galvanized Steel
G W MORRISON GROCERY | WEST POINT RD | LAGRANGE | Troup | 1410111 | 1 | [5 empty] | Removed from Ground | Gas (Historical Use) | 560 | Bare Steel | 1968-05-03 | Galvanized Steel
G W MORRISON GROCERY | WEST POINT RD | LAGRANGE | Troup | 1410111 | 2 | [5 empty] | Removed from Ground | Gas (Historical Use) | 560 | Bare Steel | 1968-05-03 | Galvanized Steel
STEPHENS PURE STATION #388 | 3883 WHITESVILLE RD | LAGRANGE | Troup | 1410112 | 1 | [5 empty] | Removed from Ground | Diesel | 1000 | Bare Steel | 1976-05-01 | Galvanized Steel
STEPHENS PURE STATION #388 | 3883 WHITESVILLE RD | LAGRANGE | Troup | 1410112 | 2 | [5 empty] | Removed from Ground | Diesel | 2000 | Bare Steel | 1976-05-01 | Galvanized Steel
STEPHENS PURE STATION #388 | 3883 WHITESVILLE RD | LAGRANGE | Troup | 1410112 | 3 | [5 empty] | Removed from Ground | Diesel | 560 | Bare Steel | 1976-05-01 | Galvanized Steel
STEPHENS PURE STATION #388 | 3883 WHITESVILLE RD | LAGRANGE | Troup | 1410112 | 4 |  | 1992-09-02 |  |  |  | Removed from Ground | Gas (Historical Use) | 2000 | Fiberglass | 1992-09-02 | Fiberglass Reinforced Plastic | Suction (American)
STEPHENS PURE STATION #388 | 3883 WHITESVILLE RD | LAGRANGE | Troup | 1410112 | 5 |  | 1992-09-02 |  |  |  | Removed from Ground | Gas (Historical Use) | 1000 | Fiberglass | 1992-09-02 | Fiberglass Reinforced Plastic | Safe Suction (Euro)
STEPHENS PURE STATION #388 | 3883 WHITESVILLE RD | LAGRANGE | Troup | 1410112 | 6 |  | 1992-09-02 |  |  |  | Removed from Ground | Gas (Historical Use) | 1000 | Fiberglass | 1992-09-02 | Fiberglass Reinforced Plastic | Safe Suction (Euro)
STEPHENS PURE STATION #388 | 3883 WHITESVILLE RD | LAGRANGE | Troup | 1410112 | 7 | Ball Float | 1998-11-01 | FALSE | 1998-11-01 | FALSE | Currently in Use | E-10 | 10152 | Epoxy | 1998-11-01 | Fiberglass Reinforced Plastic | Pressurized
STEPHENS PURE STATION #388 | 3883 WHITESVILLE RD | LAGRANGE | Troup | 1410112 | 8 | Ball Float | 1998-11-01 | FALSE | 1998-11-01 | FALSE | Currently in Use | Premium | 8178 | Epoxy | 1998-11-01 | Fiberglass Reinforced Plastic | Pressurized
INTERFACE FLOORING SYSTEMS INC | 1503 ORCHARD HILL RD | LAGRANGE | Troup | 1410113 | 1 | [5 empty] | Removed from Ground | Other | 30000 | Bare Steel | 1976-06-19 | Galvanized Steel
SKINNER FURNTURE STORE OF WEST P | 701 FOURTH ST | WEST POINT | Troup | 1410114 | 1 | [5 empty] | Removed from Ground | Diesel | 10673 | Bare Steel | 1961-04-13 | Galvanized Steel
SKINNER FURNTURE STORE OF WEST P | 701 FOURTH ST | WEST POINT | Troup | 1410114 | 2 | [5 empty] | Removed from Ground | Gas (Historical Use) | 10000 | Bare Steel | 1991-11-22 | Galvanized Steel
Mountain Express #425 | 2560 WHITESVILLE RD | LAGRANGE | Troup | 1410115 | 1 |  |  | TRUE |  | TRUE | Removed from Ground | Used Oil | 1000 | Bare Steel | 1968-05-05 | Galvanized Steel | Gravity Fed
Mountain Express #425 | 2560 WHITESVILLE RD | LAGRANGE | Troup | 1410115 | 2 | [5 empty] | Removed from Ground | Diesel | 10000 | Bare Steel | 1968-05-05 | Galvanized Steel | Pressurized
Mountain Express #425 | 2560 WHITESVILLE RD | LAGRANGE | Troup | 1410115 | 3 | [5 empty] | Removed from Ground | Gas (Historical Use) | 10000 | Bare Steel | 1968-05-05 | Galvanized Steel | Pressurized
Mountain Express #425 | 2560 WHITESVILLE RD | LAGRANGE | Troup | 1410115 | 4 | [5 empty] | Removed from Ground | Gas (Historical Use) | 10000 | Bare Steel | 1968-05-05 | Galvanized Steel | Pressurized
Mountain Express #425 | 2560 WHITESVILLE RD | LAGRANGE | Troup | 1410115 | 5 | [5 empty] | Removed from Ground | Gas (Historical Use) | 10000 | Bare Steel | 1968-05-05 | Galvanized Steel | Pressurized
Mountain Express #425 | 2560 WHITESVILLE RD | LAGRANGE | Troup | 1410115 | 6 | [5 empty] | Removed from Ground | Diesel | 10000 | Bare Steel | 1968-05-05 | Galvanized Steel | Pressurized
Mountain Express #425 | 2560 WHITESVILLE RD | LAGRANGE | Troup | 1410115 | 7 | [5 empty] | Removed from Ground | Gas (Historical Use) | 10000 | Bare Steel | 1968-05-05 | Galvanized Steel | Pressurized
Mountain Express #425 | 2560 WHITESVILLE RD | LAGRANGE | Troup | 1410115 | 8 | [5 empty] | Removed from Ground | Gas (Historical Use) | 10000 | Bare Steel | 1968-05-05 | Galvanized Steel | Pressurized
Mountain Express #425 | 2560 WHITESVILLE RD | LAGRANGE | Troup | 1410115 | 9 | [5 empty] | Removed from Ground | Gas (Historical Use) | 10000 | Bare Steel | 1968-05-05 | Galvanized Steel | Pressurized
Mountain Express #425 | 2560 WHITESVILLE RD | LAGRANGE | Troup | 1410115 | A |  |  | TRUE |  | TRUE | Currently in Use | Used Oil | 1000 | Galvanic (STIP-3) | 1993-02-25 | Double-Walled Fiberglass
Mountain Express #425 | 2560 WHITESVILLE RD | LAGRANGE | Troup | 1410115 | B | Flapper Valve | 1993-02-01 | FALSE | 1993-02-01 | FALSE | Currently in Use | Regular | 6000 | Fiberglass | 1993-02-25 | Double-Walled Fiberglass | Pressurized
Mountain Express #425 | 2560 WHITESVILLE RD | LAGRANGE | Troup | 1410115 | C | Flapper Valve | 1993-02-01 | FALSE | 1993-02-01 | FALSE | Currently in Use | Premium | 15000 | Fiberglass | 1993-02-25 | Double-Walled Fiberglass | Pressurized
Mountain Express #425 | 2560 WHITESVILLE RD | LAGRANGE | Troup | 1410115 | D | Flapper Valve | 1993-02-01 | FALSE | 1993-02-01 | FALSE | Currently in Use | Diesel | 20000 | Fiberglass | 1993-02-25 | Double-Walled Fiberglass | Pressurized
Mountain Express #425 | 2560 WHITESVILLE RD | LAGRANGE | Troup | 1410115 | E | Flapper Valve | 1993-02-01 | FALSE | 1993-02-01 | FALSE | Currently in Use | Diesel | 20000 | Fiberglass | 1993-02-25 | Double-Walled Fiberglass | Pressurized
MOUNTVILLE MILLS INC | 1729 DAVIS RD | LAGRANGE | Troup | 1410117 | 1 | [5 empty] | Removed from Ground | Diesel | 4000 | Bare Steel | 1982-04-30 | Bare Steel | Suction (American)
MOUNTVILLE MILLS INC | 1729 DAVIS RD | LAGRANGE | Troup | 1410117 | 2 | [5 empty] | Removed from Ground | Gas (Historical Use) | 1000 | Bare Steel | 1983-04-30 | Galvanized Steel
MOUNTVILLE MILLS INC | 1729 DAVIS RD | LAGRANGE | Troup | 1410117 | 3 | [5 empty] | Removed from Ground | Gas (Historical Use) | 1000 | Bare Steel | 1983-04-30 | Galvanized Steel
DOW JONES & CO INC | 1202 ORCHARD HILL RD | LAGRANGE | Troup | 1410120 | 1 |  | 1995-04-25 |  | 1995-04-25 |  | Removed from Ground | Diesel | 6000 | Fiberglass | 1982-04-24 | Cathodically Protected | Pressurized
BATSON-COOK CO | 801 4TH AVE | WEST POINT | Troup | 1410121 | 1 | [5 empty] | Removed from Ground | Gas (Historical Use) | 500 | Bare Steel | 1991-12-01 | Unknown | Suction (American)
PILOT TRAVEL CENTER #069 | 1960 WHITESVILLE RD | LAGRANGE | Troup | 1410124 | 1 | [5 empty] | Removed from Ground | Diesel | 20000 | Bare Steel | 1980-03-18 | Galvanized Steel
PILOT TRAVEL CENTER #069 | 1960 WHITESVILLE RD | LAGRANGE | Troup | 1410124 | 2 | [5 empty] | Removed from Ground | Gas (Historical Use) | 6000 | Bare Steel | 1980-03-18 | Galvanized Steel
PILOT TRAVEL CENTER #069 | 1960 WHITESVILLE RD | LAGRANGE | Troup | 1410124 | 3 | [5 empty] | Removed from Ground | Gas (Historical Use) | 10000 | Bare Steel | 1980-03-18 | Galvanized Steel
PILOT TRAVEL CENTER #069 | 1960 WHITESVILLE RD | LAGRANGE | Troup | 1410124 | 4 | [5 empty] | Removed from Ground | Gas (Historical Use) | 8000 | Bare Steel | 1980-03-18 | Galvanized Steel
PILOT TRAVEL CENTER #069 | 1960 WHITESVILLE RD | LAGRANGE | Troup | 1410124 | 5 | [5 empty] | Removed from Ground | Gas (Historical Use) | 8000 | Bare Steel | 1980-03-18 | Galvanized Steel
PILOT TRAVEL CENTER #069 | 1960 WHITESVILLE RD | LAGRANGE | Troup | 1410124 | 6 |  |  | TRUE |  | TRUE | Removed from Ground | Used Oil | 3000 | Composite | 1985-05-08 | Fiberglass Reinforced Plastic
PILOT TRAVEL CENTER #069 | 1960 WHITESVILLE RD | LAGRANGE | Troup | 1410124 | 89A | Flapper Valve | 1989-06-01 | FALSE | 1989-06-01 | FALSE | Removed from Ground | Diesel | 4000 | Galvanic (STIP-3) | 1989-06-01 | Fiberglass Reinforced Plastic | Pressurized
PILOT TRAVEL CENTER #069 | 1960 WHITESVILLE RD | LAGRANGE | Troup | 1410124 | 89B | Flapper Valve | 1989-06-01 | FALSE | 1989-06-01 | FALSE | Removed from Ground | Gas (Historical Use) | 10000 | Galvanic (STIP-3) | 1989-06-01 | Fiberglass Reinforced Plastic | Pressurized
PILOT TRAVEL CENTER #069 | 1960 WHITESVILLE RD | LAGRANGE | Troup | 1410124 | 89C | Flapper Valve | 1989-06-01 | FALSE | 1989-06-01 | FALSE | Removed from Ground | Gas (Historical Use) | 10000 | Galvanic (STIP-3) | 1989-06-01 | Fiberglass Reinforced Plastic | Pressurized
PILOT TRAVEL CENTER #069 | 1960 WHITESVILLE RD | LAGRANGE | Troup | 1410124 | 89D | Flapper Valve | 1989-06-01 | FALSE | 1989-06-01 | FALSE | Removed from Ground | Gas (Historical Use) | 10000 | Galvanic (STIP-3) | 1989-06-01 | Fiberglass Reinforced Plastic | Pressurized
PILOT TRAVEL CENTER #069 | 1960 WHITESVILLE RD | LAGRANGE | Troup | 1410124 | 89E | Flapper Valve | 1989-06-01 | FALSE | 1989-06-01 | FALSE | Removed from Ground | Gas (Historical Use) | 10000 | Galvanic (STIP-3) | 1989-06-01 | Fiberglass Reinforced Plastic | Pressurized
PILOT TRAVEL CENTER #069 | 1960 WHITESVILLE RD | LAGRANGE | Troup | 1410124 | 89F | Flapper Valve | 1989-06-01 | FALSE | 1989-06-01 | FALSE | Removed from Ground | Diesel | 10000 | Galvanic (STIP-3) | 1989-06-01 | Fiberglass Reinforced Plastic | Pressurized
PILOT TRAVEL CENTER #069 | 1960 WHITESVILLE RD | LAGRANGE | Troup | 1410124 | 89G | Flapper Valve | 1989-06-01 | FALSE | 1989-06-01 | FALSE | Removed from Ground | Diesel | 10000 | Galvanic (STIP-3) | 1989-06-01 | Fiberglass Reinforced Plastic | Pressurized
FIRESTONE STORE #0551 | 165 COMMERCE DR | LAGRANGE | Troup | 1410125 | 1 |  |  | TRUE |  | TRUE | Removed from Ground | Used Oil | 500 | Bare Steel | 1993-06-15 | Bare Steel | Gravity Fed
FIVE STAR | 1001 LONGLEY PL | LAGRANGE | Troup | 1410127 | 1 | [5 empty] | Removed from Ground | Gas (Historical Use) | 2000 | Bare Steel | 1979-05-04 | Galvanized Steel | Safe Suction (Euro)
FIVE STAR | 1001 LONGLEY PL | LAGRANGE | Troup | 1410127 | 2 | [5 empty] | Removed from Ground | Gas (Historical Use) | 500 | Bare Steel | 1979-05-04 | Galvanized Steel | Safe Suction (Euro)
J G PETRO INC | 2723 ROANOKE RD | LAGRANGE | Troup | 1410128 | 1 | [5 empty] | Removed from Ground | Gas (Historical Use) | 2000 | Bare Steel | 1986-05-05 | Galvanized Steel
J G PETRO INC | 2723 ROANOKE RD | LAGRANGE | Troup | 1410128 | 1A | Flapper Valve | 1995-02-09 | FALSE | 1995-02-09 | FALSE | Currently in Use | Regular | 10000 | Fiberglass | 1995-02-02 | Fiberglass Reinforced Plastic | Pressurized
J G PETRO INC | 2723 ROANOKE RD | LAGRANGE | Troup | 1410128 | 2 | [5 empty] | Removed from Ground | Gas (Historical Use) | 2000 | Bare Steel | 1986-05-05 | Galvanized Steel
J G PETRO INC | 2723 ROANOKE RD | LAGRANGE | Troup | 1410128 | 2A | Flapper Valve | 1995-02-09 | FALSE | 1995-02-09 | FALSE | Currently in Use | Premium | 5000 | Fiberglass | 1995-02-02 | Fiberglass Reinforced Plastic | Pressurized
J G PETRO INC | 2723 ROANOKE RD | LAGRANGE | Troup | 1410128 | 2B | Flapper Valve | 1995-02-09 | FALSE | 1995-02-09 | FALSE | Currently in Use | Plus | 5000 | Fiberglass | 1995-02-02 | Fiberglass Reinforced Plastic | Pressurized
J G PETRO INC | 2723 ROANOKE RD | LAGRANGE | Troup | 1410128 | 3 | [5 empty] | Removed from Ground | Gas (Historical Use) | 1000 | Bare Steel | 1986-05-05 | Galvanized Steel
J G PETRO INC | 2723 ROANOKE RD | LAGRANGE | Troup | 1410128 | 4 | [5 empty] | Removed from Ground | Gas (Historical Use) | 1000 | Bare Steel | 1986-05-05 | Galvanized Steel
J G PETRO INC | 2723 ROANOKE RD | LAGRANGE | Troup | 1410128 | 5 | [5 empty] | Removed from Ground | Gas (Historical Use) | 1000 | Bare Steel | 1986-05-05 | Galvanized Steel
SUMMIT STORE #31 | 828 NORTH GREENWOOD | LAGRANGE | Troup | 1410131 | 1 | [5 empty] | Removed from Ground | Gas (Historical Use) | 6000 | Bare Steel | 1983-05-09 | Galvanized Steel | Pressurized
SUMMIT STORE #31 | 828 NORTH GREENWOOD | LAGRANGE | Troup | 1410131 | 2 | [5 empty] | Removed from Ground | Gas (Historical Use) | 6000 | Bare Steel | 1983-05-09 | Galvanized Steel | Pressurized
SUMMIT STORE #31 | 828 NORTH GREENWOOD | LAGRANGE | Troup | 1410131 | 3 | [5 empty] | Removed from Ground | Gas (Historical Use) | 6000 | Bare Steel | 1983-05-09 | Galvanized Steel | Pressurized
SUMMIT STORE #31 | 828 NORTH GREENWOOD | LAGRANGE | Troup | 1410131 | 4 | [5 empty] | Removed from Ground | Gas (Historical Use) | 6000 | Bare Steel | 1983-05-09 | Galvanized Steel | Pressurized
SUMMIT STORE #31 | 828 NORTH GREENWOOD | LAGRANGE | Troup | 1410131 | 5 | Ball Float | 1994-02-17 | FALSE | 1994-02-17 | FALSE | Currently in Use | Regular | 8000 |  | 1994-01-01 | Fiberglass Reinforced Plastic | Pressurized
SUMMIT STORE #31 | 828 NORTH GREENWOOD | LAGRANGE | Troup | 1410131 | 6 | Ball Float | 1994-02-17 | FALSE | 1994-02-17 | FALSE | Currently in Use | Premium | 8000 | Fiberglass Double Walled | 1994-01-01 | Fiberglass Reinforced Plastic | Pressurized
SUMMIT STORE #31 | 828 NORTH GREENWOOD | LAGRANGE | Troup | 1410131 | 7 | Ball Float | 1994-02-17 | FALSE | 1994-02-17 | FALSE | Currently in Use | Diesel | 8000 | Fiberglass Double Walled | 1994-01-01 | Fiberglass Reinforced Plastic | Pressurized
HOP IN 100502 | 320 COMMERCE AVE | LAGRANGE | Troup | 1410133 | 1 | [5 empty] | Removed from Ground | Gas (Historical Use) | 8000 | Bare Steel | 1969-05-09 | Galvanized Steel | Safe Suction (Euro)
HOP IN 100502 | 320 COMMERCE AVE | LAGRANGE | Troup | 1410133 | 2 | [5 empty] | Removed from Ground | Gas (Historical Use) | 8000 | Bare Steel | 1969-05-09 | Galvanized Steel | Safe Suction (Euro)
HOP IN 100502 | 320 COMMERCE AVE | LAGRANGE | Troup | 1410133 | 3 | [5 empty] | Removed from Ground | Gas (Historical Use) | 8000 | Bare Steel | 1975-05-08 | Galvanized Steel | Safe Suction (Euro)
HOP IN 100502 | 320 COMMERCE AVE | LAGRANGE | Troup | 1410133 | 4 | Ball Float | 1996-10-17 | FALSE | 1996-10-17 | FALSE | Currently in Use | Diesel | 10000 | Fiberglass Double Walled | 1996-10-17 | Double-Walled Fiberglass
HOP IN 100502 | 320 COMMERCE AVE | LAGRANGE | Troup | 1410133 | 5 | Ball Float | 1996-10-17 | FALSE | 1996-10-17 | FALSE | Currently in Use | Regular | 8000 | Fiberglass Double Walled | 1996-10-17 | Double-Walled Fiberglass
HOP IN 100502 | 320 COMMERCE AVE | LAGRANGE | Troup | 1410133 | 6 | Ball Float | 1996-10-17 | FALSE | 1996-10-17 | FALSE | Currently in Use | Premium | 8000 | Fiberglass Double Walled | 1996-10-17 | Double-Walled Fiberglass
ROBERT BALES | 101 HAMILTON RD | LAGRANGE | Troup | 1410134 | 1 | [5 empty] | Removed from Ground | Gas (Historical Use) | 6000 | Bare Steel | 1977-05-10 | Galvanized Steel
ROBERT BALES | 101 HAMILTON RD | LAGRANGE | Troup | 1410134 | 2 | [5 empty] | Removed from Ground | Gas (Historical Use) | 6000 | Bare Steel | 1977-05-10 | Galvanized Steel
ROBERT BALES | 101 HAMILTON RD | LAGRANGE | Troup | 1410134 | 3 | [5 empty] | Removed from Ground | Gas (Historical Use) | 6000 | Bare Steel | 1980-05-09 | Galvanized Steel
HOP IN 100497 | 1908 HAMILTON ROAD | LAGRANGE | Troup | 1410136 | 1 |  | 1995-10-16 |  | 1995-10-16 |  | Removed from Ground | Gas (Historical Use) | 8000 | Steel-Impressed Current | 1982-05-09 | Cathodically Protected | Pressurized
HOP IN 100497 | 1908 HAMILTON ROAD | LAGRANGE | Troup | 1410136 | 2 |  | 1995-10-16 |  | 1995-10-16 |  | Removed from Ground | Gas (Historical Use) | 8000 | Steel-Impressed Current | 1982-05-09 | Cathodically Protected | Pressurized
HOP IN 100497 | 1908 HAMILTON ROAD | LAGRANGE | Troup | 1410136 | 3 |  | 1995-10-16 |  | 1995-10-16 |  | Removed from Ground | Gas (Historical Use) | 8000 | Steel-Impressed Current | 1982-05-09 | Cathodically Protected | Pressurized
HOP IN 100497 | 1908 HAMILTON ROAD | LAGRANGE | Troup | 1410136 | 4 | Ball Float | 1999-10-01 |  | 1999-10-01 |  | Currently in Use | Gas (Historical Use) | 10000 | Fiberglass Double Walled | 1999-10-01 | Double-Walled Fiberglass | Pressurized
HOP IN 100497 | 1908 HAMILTON ROAD | LAGRANGE | Troup | 1410136 | 5 | Ball Float | 1999-10-01 |  | 1999-10-01 |  | Currently in Use | Gas (Historical Use) | 8000 | Fiberglass Double Walled | 1999-10-01 | Double-Walled Fiberglass | Pressurized
HOP IN 100497 | 1908 HAMILTON ROAD | LAGRANGE | Troup | 1410136 | 6 | Ball Float | 1999-10-01 |  | 1999-10-01 |  | Currently in Use | Diesel | 8000 | Fiberglass Double Walled | 1999-10-01 | Double-Walled Fiberglass | Pressurized
PONY EXPRESS #377 | 1891 WEST POINT RD | LAGRANGE | Troup | 1410137 | 1 | Flapper Valve | 1997-10-16 | FALSE | 1997-10-16 | FALSE | Currently in Use | Premium | 6000 | Steel-Impressed Current | 1971-05-12 | Steel (Impressed Current) | Safe Suction (Euro)
PONY EXPRESS #377 | 1891 WEST POINT RD | LAGRANGE | Troup | 1410137 | 2 | Flapper Valve | 1997-10-16 | FALSE | 1997-10-16 | FALSE | Currently in Use | Plus | 8000 | Steel-Impressed Current | 1971-05-12 | Steel (Impressed Current) | Safe Suction (Euro)
PONY EXPRESS #377 | 1891 WEST POINT RD | LAGRANGE | Troup | 1410137 | 3 | Flapper Valve | 1997-10-16 | FALSE | 1997-10-16 | FALSE | Currently in Use | Diesel | 6000 | Steel-Impressed Current | 1971-05-12 | Steel (Impressed Current) | Safe Suction (Euro)
PONY EXPRESS #377 | 1891 WEST POINT RD | LAGRANGE | Troup | 1410137 | 4 | Flapper Valve | 1997-10-16 | FALSE | 1997-10-16 | FALSE | Currently in Use | Regular | 5000 | Steel-Impressed Current | 1971-05-12 | Steel (Impressed Current) | Safe Suction (Euro)
CONVENIENCE STORE | 2012 HOGANSVILLE ST | LAGRANGE | Troup | 1410138 | 1 | [5 empty] | Permanently Out of Use - historical purposes | Gas (Historical Use) | 8000 | Bare Steel | 1972-05-11 | Galvanized Steel
CONVENIENCE STORE | 2012 HOGANSVILLE ST | LAGRANGE | Troup | 1410138 | 2 | [5 empty] | Permanently Out of Use - historical purposes | Gas (Historical Use) | 10000 | Bare Steel | 1972-05-11 | Galvanized Steel
CONVENIENCE STORE | 2012 HOGANSVILLE ST | LAGRANGE | Troup | 1410138 | 3 | [5 empty] | Permanently Out of Use - historical purposes | Gas (Historical Use) | 8000 | Bare Steel | 1972-05-11 | Galvanized Steel
CONVENIENCE STORE | 2012 HOGANSVILLE ST | LAGRANGE | Troup | 1410138 | 4 | [5 empty] | Permanently Out of Use - historical purposes | Kerosene | 550 | Bare Steel | 1985-05-08 | Galvanized Steel
HAPPY STOP #7 | 600 NEW FRANKLIN RD | LAGRANGE | Troup | 1410139 | 1 | [5 empty] | Removed from Ground | Gas (Historical Use) | 6000 | Bare Steel | 1972-01-01 | Galvanized Steel
HAPPY STOP #7 | 600 NEW FRANKLIN RD | LAGRANGE | Troup | 1410139 | 2 | [5 empty] | Removed from Ground | Gas (Historical Use) | 6000 | Bare Steel | 1972-01-01 | Galvanized Steel
HAPPY STOP #7 | 600 NEW FRANKLIN RD | LAGRANGE | Troup | 1410139 | 3 | [5 empty] | Removed from Ground | Gas (Historical Use) | 500 | Bare Steel | 1972-01-01 | Galvanized Steel
HAPPY STOP #7 | 600 NEW FRANKLIN RD | LAGRANGE | Troup | 1410139 | 4 | Ball Float | 1991-09-01 | FALSE | 1991-09-01 | FALSE | Currently in Use | Regular | 12000 | Galvanic (STIP-3) | 1991-09-01 | Double-Walled Fiberglass | Pressurized
HAPPY STOP #7 | 600 NEW FRANKLIN RD | LAGRANGE | Troup | 1410139 | 5 | Ball Float | 1991-09-01 | FALSE | 1991-09-01 | FALSE | Currently in Use | Premium | 10000 | Galvanic (STIP-3) | 1991-09-01 | Double-Walled Fiberglass | Pressurized
HAPPY STOP #7 | 600 NEW FRANKLIN RD | LAGRANGE | Troup | 1410139 | 6 | Ball Float | 1991-09-01 | FALSE | 1991-09-01 | FALSE | Currently in Use | Diesel | 6000 | Galvanic (STIP-3) | 1991-09-01 | Double-Walled Fiberglass | Pressurized
HAPPY STOP #7 | 600 NEW FRANKLIN RD | LAGRANGE | Troup | 1410139 | 7 | Ball Float | 1991-09-01 | FALSE | 1991-09-01 | FALSE | Currently in Use | Kerosene | 2000 | Galvanic (STIP-3) | 1991-09-01 | Double-Walled Fiberglass | Pressurized
HAPPY STOP #1 | 412 GREENVILLE ST | LAGRANGE | Troup | 1410140 | 1 | [5 empty] | Removed from Ground | Gas (Historical Use) | 10000 | Bare Steel | 1962-05-14 | Galvanized Steel
HAPPY STOP #1 | 412 GREENVILLE ST | LAGRANGE | Troup | 1410140 | 2 | [5 empty] | Removed from Ground | Gas (Historical Use) | 10000 | Bare Steel | 1962-05-14 | Galvanized Steel
HAPPY STOP #1 | 412 GREENVILLE ST | LAGRANGE | Troup | 1410140 | 3 | [5 empty] | Removed from Ground | Gas (Historical Use) | 10000 | Bare Steel | 1962-05-14 | Galvanized Steel
HAPPY STOP #1 | 412 GREENVILLE ST | LAGRANGE | Troup | 1410140 | 4 | [5 empty] | Removed from Ground | Diesel | 4000 | Bare Steel | 1963-05-14 | Galvanized Steel
HAPPY STOP #1 | 412 GREENVILLE ST | LAGRANGE | Troup | 1410140 | 5 | [5 empty] | Removed from Ground | Diesel | 6000 | Bare Steel | 1966-05-13 | Galvanized Steel
LAGRANGE HAPPY STOP | RT #1 2911 HAMILTON RD | LAGRANGE | Troup | 1410141 | 1 | Flapper Valve | 1998-08-20 | FALSE | 1997-08-01 | FALSE | Currently in Use | Diesel | 10000 | Steel-Impressed Current | 1984-05-08 | Steel (Impressed Current) | Pressurized
LAGRANGE HAPPY STOP | RT #1 2911 HAMILTON RD | LAGRANGE | Troup | 1410141 | 2 | Flapper Valve | 1998-08-20 | FALSE | 1997-08-01 | FALSE | Currently in Use | Regular | 10000 | Steel-Impressed Current | 1984-05-08 | Steel (Impressed Current) | Pressurized
LAGRANGE HAPPY STOP | RT #1 2911 HAMILTON RD | LAGRANGE | Troup | 1410141 | 3 | Flapper Valve | 1998-08-20 | FALSE | 1997-08-01 | FALSE | Currently in Use | Premium | 10000 | Steel-Impressed Current | 1984-05-08 | Steel (Impressed Current) | Pressurized
LAGRANGE HAPPY STOP | RT #1 2911 HAMILTON RD | LAGRANGE | Troup | 1410141 | 4 | Flapper Valve | 1998-08-20 | FALSE | 1997-08-01 | FALSE | Currently in Use | Diesel | 4000 | Steel-Impressed Current | 1984-05-08 | Steel (Impressed Current) | Pressurized
HUBBARD-SPINKS #20 | HWY 219 RT #1 | HOGANSVILLE | Troup | 1410142 | 1 | [5 empty] | Removed from Ground | Gas (Historical Use) | 6000 | Bare Steel | 1986-05-08 | Galvanized Steel
HUBBARD-SPINKS #20 | HWY 219 RT #1 | HOGANSVILLE | Troup | 1410142 | 2 | [5 empty] | Removed from Ground | Gas (Historical Use) | 4000 | Bare Steel | 1986-05-08 | Galvanized Steel
HUBBARD-SPINKS #20 | HWY 219 RT #1 | HOGANSVILLE | Troup | 1410142 | 3 | [5 empty] | Removed from Ground | Diesel | 6000 | Bare Steel | 1986-05-08 | Galvanized Steel
DISCOUNT KORNER #19 | 210 RIDLEY AVE | LAGRANGE | Troup | 1410143 | 1 | [5 empty] | Removed from Ground | Gas (Historical Use) | 2000 | Bare Steel | 1964-05-13 | Galvanized Steel
DISCOUNT KORNER #19 | 210 RIDLEY AVE | LAGRANGE | Troup | 1410143 | 2 | [5 empty] | Removed from Ground | Gas (Historical Use) | 2000 | Bare Steel | 1964-05-13 | Galvanized Steel
DISCOUNT KORNER #19 | 210 RIDLEY AVE | LAGRANGE | Troup | 1410143 | 3 | [5 empty] | Removed from Ground | Gas (Historical Use) | 4000 | Bare Steel | 1964-05-13 | Galvanized Steel
DISCOUNT KORNER #19 | 210 RIDLEY AVE | LAGRANGE | Troup | 1410143 | 4 | [5 empty] | Removed from Ground | Gas (Historical Use) | 5000 | Bare Steel | 1964-05-13 | Galvanized Steel
DISCOUNT KORNER #19 | 210 RIDLEY AVE | LAGRANGE | Troup | 1410143 | 5 |  |  | TRUE |  | TRUE | Removed from Ground | Used Oil | 550 | Bare Steel | 1964-05-13 | Galvanized Steel
JAMES BONNER SERVICE STATION #17 | 1213 NEW FRANKLIN RD | LAGRANGE | Troup | 1410144 | 1 | [5 empty] | Removed from Ground | Gas (Historical Use) | 1000 | Bare Steel | 1980-05-09 | Galvanized Steel
JAMES BONNER SERVICE STATION #17 | 1213 NEW FRANKLIN RD | LAGRANGE | Troup | 1410144 | 2 | [5 empty] | Removed from Ground | Gas (Historical Use) | 2000 | Bare Steel | 1978-05-10 | Galvanized Steel
JAMES BONNER SERVICE STATION #17 | 1213 NEW FRANKLIN RD | LAGRANGE | Troup | 1410144 | 3 | [5 empty] | Removed from Ground | Gas (Historical Use) | 2000 | Bare Steel | 1978-05-10 | Galvanized Steel
SHELL FOOD MART #2 | 505 VERNON ST | LAGRANGE | Troup | 1410146 | 1 | [5 empty] | Removed from Ground | Gas (Historical Use) | 6000 | Cathodically Protected Steel | 1970-05-12 | Galvanized Steel
SHELL FOOD MART #2 | 505 VERNON ST | LAGRANGE | Troup | 1410146 | 2 | [5 empty] | Removed from Ground | Gas (Historical Use) | 6000 | Cathodically Protected Steel | 1974-05-11 | Galvanized Steel
SHELL FOOD MART #2 | 505 VERNON ST | LAGRANGE | Troup | 1410146 | 3 | [5 empty] | Removed from Ground | Gas (Historical Use) | 4000 | Cathodically Protected Steel | 1970-05-12 | Galvanized Steel
SHELL FOOD MART #2 | 505 VERNON ST | LAGRANGE | Troup | 1410146 | 4 | [5 empty] | Removed from Ground | Gas (Historical Use) | 4000 | Cathodically Protected Steel | 1970-05-12 | Galvanized Steel
SHELL FOOD MART #2 | 505 VERNON ST | LAGRANGE | Troup | 1410146 | 5 |  |  | TRUE |  | TRUE | Removed from Ground | Used Oil | 560 | Cathodically Protected Steel | 1970-05-12 | Galvanized Steel
SHELL FOOD MART #2 | 505 VERNON ST | LAGRANGE | Troup | 1410146 | 6 | Ball Float | 1997-05-01 | FALSE | 1997-05-01 | FALSE | Currently in Use | Regular | 12000 | Fiberglass Double Walled | 1998-05-01 | Double-Walled Fiberglass | Pressurized
SHELL FOOD MART #2 | 505 VERNON ST | LAGRANGE | Troup | 1410146 | 7 | Ball Float | 1997-05-01 |  | 1997-05-01 |  | Currently in Use | Gas (Historical Use) | 10000 | Fiberglass Double Walled | 1997-05-01 | Double-Walled Fiberglass | Pressurized
LAGRANGE FOOD MART | 404 HAMILTON RD | LAGRANGE | Troup | 1410147 | 1 | Flapper Valve | 1998-08-10 | FALSE | 1998-08-10 | FALSE | Removed from Ground | Gas (Historical Use) | 8000 | Steel-Impressed Current | 1975-05-11 | Steel (Impressed Current) | Safe Suction (Euro)
LAGRANGE FOOD MART | 404 HAMILTON RD | LAGRANGE | Troup | 1410147 | 2 | Flapper Valve | 1998-08-10 | FALSE | 1998-08-10 | FALSE | Removed from Ground | Gas (Historical Use) | 4000 | Steel-Impressed Current | 1975-05-11 | Steel (Impressed Current) | Safe Suction (Euro)
LAGRANGE FOOD MART | 404 HAMILTON RD | LAGRANGE | Troup | 1410147 | 3 | Flapper Valve | 1998-08-10 | FALSE | 1998-08-10 | FALSE | Removed from Ground | Gas (Historical Use) | 8000 | Steel-Impressed Current | 1975-05-11 | Steel (Impressed Current) | Safe Suction (Euro)
BIG PEACH MINIT MART | 426 SOUTH GREENWOOD ST | LAGRANGE | Troup | 1410148 | 1 |  | 1990-05-30 |  | 1990-05-30 |  | Removed from Ground | Gas (Historical Use) | 8000 | Steel-Impressed Current | 1975-05-11 | Fiberglass Reinforced Plastic | Pressurized
BIG PEACH MINIT MART | 426 SOUTH GREENWOOD ST | LAGRANGE | Troup | 1410148 | 2 | Ball Float | 1990-05-30 | FALSE | 1990-05-30 | FALSE | Currently in Use | Premium | 8000 | Steel-Impressed Current | 1975-05-11 | Fiberglass Reinforced Plastic | Pressurized
BIG PEACH MINIT MART | 426 SOUTH GREENWOOD ST | LAGRANGE | Troup | 1410148 | 3 | Ball Float | 1990-05-30 | FALSE | 1990-05-30 | FALSE | Currently in Use | Regular | 4000 | Steel-Impressed Current | 1975-05-11 | Fiberglass Reinforced Plastic | Pressurized
CIRCLE K 6676 | 1304 THIRD AVE | WEST POINT | Troup | 1410149 | 1 | Flapper Valve | 1998-08-04 |  | 1998-08-04 |  | Removed from Ground | Gas (Historical Use) | 8000 | Steel-Impressed Current | 1980-05-09 | Fiberglass Reinforced Plastic | Pressurized
CIRCLE K 6676 | 1304 THIRD AVE | WEST POINT | Troup | 1410149 | 2 | Flapper Valve | 1998-08-04 |  | 1998-08-04 |  | Removed from Ground | Gas (Historical Use) | 6000 | Steel-Impressed Current | 1980-05-09 | Fiberglass Reinforced Plastic | Pressurized
CIRCLE K 6676 | 1304 THIRD AVE | WEST POINT | Troup | 1410149 | 3 | Flapper Valve | 1998-08-04 |  | 1998-08-04 |  | Removed from Ground | Gas (Historical Use) | 6000 | Steel-Impressed Current | 1980-05-09 | Fiberglass Reinforced Plastic | Pressurized
CIRCLE K 6676 | 1304 THIRD AVE | WEST POINT | Troup | 1410149 | 4 | Flapper Valve | 1998-08-04 |  | 1998-08-04 |  | Removed from Ground | Diesel | 1000 | Steel-Impressed Current | 1985-05-08 | Fiberglass Reinforced Plastic | Safe Suction (Euro)
CIRCLE K 6675 | 302 EAST 10TH ST | WEST POINT | Troup | 1410150 | 1 | Flapper Valve | 1995-04-10 |  | 1995-04-10 |  | Currently in Use | Gas (Historical Use) | 8000 | Steel-Impressed Current | 1978-05-10 | Fiberglass Reinforced Plastic | Pressurized
CIRCLE K 6675 | 302 EAST 10TH ST | WEST POINT | Troup | 1410150 | 2 | Flapper Valve | 1995-04-10 | FALSE | 1995-04-10 | FALSE | Currently in Use | Regular | 6000 | Galvanic (STIP-3) | 1978-05-10 | Fiberglass Reinforced Plastic | Pressurized
CIRCLE K 6675 | 302 EAST 10TH ST | WEST POINT | Troup | 1410150 | 3 | Flapper Valve | 1995-04-10 |  | 1995-04-10 |  | Currently in Use | Gas (Historical Use) | 6000 | Steel-Impressed Current | 1978-05-10 | Fiberglass Reinforced Plastic | Pressurized
SPECTRUM #1 | 501 THIRD AVE | WEST POINT | Troup | 1410151 | 1 | [5 empty] | Removed from Ground | Gas (Historical Use) | 8000 | Bare Steel | 1974-05-11 | Galvanized Steel
SPECTRUM #1 | 501 THIRD AVE | WEST POINT | Troup | 1410151 | 2 | [5 empty] | Removed from Ground | Gas (Historical Use) | 8000 | Bare Steel | 1974-05-11 | Galvanized Steel
HINES UNION 76 | HWY 29 | HOGANSVILLE | Troup | 1410152 | 1 | [5 empty] | Removed from Ground | Gas (Historical Use) | 2000 | Bare Steel | 1978-05-10 | Galvanized Steel | Safe Suction (Euro)
HINES UNION 76 | HWY 29 | HOGANSVILLE | Troup | 1410152 | 2 | [5 empty] | Removed from Ground | Gas (Historical Use) | 8000 | Bare Steel | 1978-05-10 | Galvanized Steel | Safe Suction (Euro)
HINES UNION 76 | HWY 29 | HOGANSVILLE | Troup | 1410152 | 3 |  |  | FALSE |  | FALSE | Removed from Ground | Gas (Historical Use) | 3100 | Unknown | 2016-09-21
GREENWAY #635 | 106 US HWY 29 NORTH | HOGANSVILLE | Troup | 1410155 | 1 | [5 empty] | Removed from Ground | Gas (Historical Use) | 1065 | Bare Steel | 1973-05-11 | Galvanized Steel
GREENWAY #635 | 106 US HWY 29 NORTH | HOGANSVILLE | Troup | 1410155 | 2 | [5 empty] | Removed from Ground | Gas (Historical Use) | 1065 | Bare Steel | 1973-05-11 | Galvanized Steel
GREENWAY #635 | 106 US HWY 29 NORTH | HOGANSVILLE | Troup | 1410155 | 3 | [5 empty] | Removed from Ground | Gas (Historical Use) | 1065 | Bare Steel | 1973-05-11 | Galvanized Steel
GREENWAY #635 | 106 US HWY 29 NORTH | HOGANSVILLE | Troup | 1410155 | 4 | [5 empty] | Removed from Ground | Gas (Historical Use) | 3990 | Bare Steel | 1976-05-10 | Bare Steel | Suction (American)
GREENWAY #635 | 106 US HWY 29 NORTH | HOGANSVILLE | Troup | 1410155 | 5 | [5 empty] | Removed from Ground | Gas (Historical Use) | 3990 | Bare Steel | 1976-05-10 | Bare Steel | Suction (American)
GREENWAY #635 | 106 US HWY 29 NORTH | HOGANSVILLE | Troup | 1410155 | 6 | [5 empty] | Removed from Ground | Gas (Historical Use) | 4000 | Cathodically Protected Steel | 1987-10-01 | Bare Steel | Pressurized
CAMP BAIT & TACKLES | 56 VERNON FERRY RD | LAGRANGE | Troup | 1410156 | 1 | [5 empty] | Removed from Ground | Gas (Historical Use) | 1000 | Bare Steel | 1986-05-05 | Galvanized Steel | Suction (American)
CAMP BAIT & TACKLES | 56 VERNON FERRY RD | LAGRANGE | Troup | 1410156 | 2 | [5 empty] | Removed from Ground | Gas (Historical Use) | 1000 | Bare Steel | 1986-05-05 | Galvanized Steel | Suction (American)
CAMP BAIT & TACKLES | 56 VERNON FERRY RD | LAGRANGE | Troup | 1410156 | 3 | Flapper Valve | 1999-02-10 | FALSE | 1999-02-10 | FALSE | Temporarily out of use | Empty | 3000 | Fiberglass | 1999-02-10 | Double-Walled Fiberglass | Pressurized
CAMP BAIT & TACKLES | 56 VERNON FERRY RD | LAGRANGE | Troup | 1410156 | 4 | Flapper Valve | 1999-02-10 | FALSE | 1999-02-10 | FALSE | Temporarily out of use | Empty | 12000 | Fiberglass | 1999-02-10 | Double-Walled Fiberglass | Pressurized
WESTEK INC | 117 CORINTH RD | HAGANSVILE | Troup | 1410157 | 1 | [5 empty] | Permanently Out of Use - historical purposes | Gas (Historical Use) | 1 | Bare Steel | 1986-05-05 | Bare Steel
RYDER TS #0217A | 2713 WHITESVILLE RD | LAGRANGE | Troup | 1410159 | 1A | Flapper Valve | 1996-12-01 | FALSE | 1996-12-01 | FALSE | Currently in Use | Diesel | 20000 | Fiberglass Double Walled | 1995-08-14 | Fiberglass Reinforced Plastic | Pressurized
RYDER TS #0217A | 2713 WHITESVILLE RD | LAGRANGE | Troup | 1410159 | D-1 | [5 empty] | Removed from Ground | Diesel | 15000 | Bare Steel | 1980-05-07 | Bare Steel | Pressurized
RYDER TS #0217A | 2713 WHITESVILLE RD | LAGRANGE | Troup | 1410159 | D-2 | [5 empty] | Removed from Ground | Diesel | 15000 | Bare Steel | 1980-05-07 | Bare Steel
RYDER TS #0217A | 2713 WHITESVILLE RD | LAGRANGE | Troup | 1410159 | W-1 |  |  | TRUE |  | TRUE | Removed from Ground | Used Oil | 6000 | Bare Steel | 1980-05-07 | Bare Steel | Gravity Fed
LAGRANGE CALLAWAY AIRPORT | 516 AEROTRON PKWY | LAGRANGE | Troup | 1410161 | 1 | [5 empty] | Removed from Ground | Empty | 6000 | Bare Steel | 1966-05-11 | Bare Steel
LAGRANGE CALLAWAY AIRPORT | 516 AEROTRON PKWY | LAGRANGE | Troup | 1410161 | 2 | [5 empty] | Removed from Ground | Empty | 4000 | Bare Steel | 1966-05-11 | Galvanized Steel
LAGRANGE CALLAWAY AIRPORT | 516 AEROTRON PKWY | LAGRANGE | Troup | 1410161 | 3 | [5 empty] | Removed from Ground | Kerosene | 4000 | Bare Steel | 1971-05-10 | Bare Steel
LAGRANGE CALLAWAY AIRPORT | 516 AEROTRON PKWY | LAGRANGE | Troup | 1410161 | 4 | [5 empty] | Removed from Ground | Kerosene | 4000 | Bare Steel | 1971-05-10 | Bare Steel
LAGRANGE CALLAWAY AIRPORT | 516 AEROTRON PKWY | LAGRANGE | Troup | 1410161 | 5 | [5 empty] | Removed from Ground | Empty | 1000 | Bare Steel | 1971-05-10 | Bare Steel
LAGRANGE CALLAWAY AIRPORT | 516 AEROTRON PKWY | LAGRANGE | Troup | 1410161 | 6 | Overfill Alarm | 1997-08-28 | FALSE | 1997-08-28 | FALSE | Currently in Use | Aviaion gas/AV Gas | 12000 | Steel-Impressed Current | 1981-05-07 | Aboveground | Pressurized
LAGRANGE CALLAWAY AIRPORT | 516 AEROTRON PKWY | LAGRANGE | Troup | 1410161 | 7 | Overfill Alarm | 1997-08-28 | FALSE | 1997-08-28 | FALSE | Currently in Use | Kerosene | 12000 | Fiberglass | 1984-05-06 | Fiberglass Reinforced Plastic | Safe Suction (Euro)
WEST GEORGIA HEALTH SYSTEM | 1514 VERNON RD | LAGRANGE | Troup | 1410162 | 2 | [5 empty] | Closed in Ground | Diesel | 2000 | Bare Steel | 1986-05-08 | Copper | Safe Suction (Euro)
WEST GEORGIA HEALTH SYSTEM | 1514 VERNON RD | LAGRANGE | Troup | 1410162 | 3 | [5 empty] | Removed from Ground | Diesel | 560 | Bare Steel | 1976-01-01 | Copper | Safe Suction (Euro)
WEST GEORGIA HEALTH SYSTEM | 1514 VERNON RD | LAGRANGE | Troup | 1410162 | 4 | [5 empty] | Closed in Ground | Diesel | 550 | Bare Steel | 1979-01-01 | Copper | Safe Suction (Euro)
WEST GEORGIA HEALTH SYSTEM | 1514 VERNON RD | LAGRANGE | Troup | 1410162 | 5 | Flapper Valve | 1995-07-01 | FALSE | 1995-07-01 | FALSE | Currently in Use | Diesel | 20000 | Fiberglass Double Walled | 1995-07-01 | Fiberglass Reinforced Plastic | Gravity
MADDOX AUTO SERVICE | 315 MAIN ST | LAGRANGE | Troup | 1410163 | 1 | [5 empty] | Removed from Ground | Gas (Historical Use) | 4000 | Marked Unknown | 1986-05-08 | Galvanized Steel | Safe Suction (Euro)
MADDOX AUTO SERVICE | 315 MAIN ST | LAGRANGE | Troup | 1410163 | 2 | [5 empty] | Removed from Ground | Gas (Historical Use) | 3000 | Marked Unknown | 1986-05-08 | Galvanized Steel | Safe Suction (Euro)
MADDOX AUTO SERVICE | 315 MAIN ST | LAGRANGE | Troup | 1410163 | 3 | [5 empty] | Removed from Ground | Gas (Historical Use) | 1000 | Marked Unknown | 1986-05-08 | Galvanized Steel | Safe Suction (Euro)
MADDOX AUTO SERVICE | 315 MAIN ST | LAGRANGE | Troup | 1410163 | 4 | [5 empty] | Removed from Ground | Gas (Historical Use) | 560 | Marked Unknown | 1986-05-08 | Galvanized Steel | Safe Suction (Euro)
MADDOX AUTO SERVICE | 315 MAIN ST | LAGRANGE | Troup | 1410163 | 5 |  |  | FALSE |  | FALSE | Removed from Ground | Diesel | 500 | Unknown | 2011-02-01
MADDOX AUTO SERVICE | 315 MAIN ST | LAGRANGE | Troup | 1410163 | 6 |  |  | FALSE |  | FALSE | Removed from Ground | Used Oil | 500 | Unknown | 2011-02-01
CORNER MARKET | 1000 CALQUITT ST | LAGRANGE | Troup | 1410170 | 1 | [5 empty] | Removed from Ground | Gas (Historical Use) | 560 | Bare Steel | 1986-05-08 | Galvanized Steel | Suction (American)
CORNER MARKET | 1000 CALQUITT ST | LAGRANGE | Troup | 1410170 | 2 | [5 empty] | Removed from Ground | Gas (Historical Use) | 560 | Marked Unknown | 1986-05-08 | Galvanized Steel
FAMILY KOUNTRY KORNER | 2972 WEST POINT HWY | LAGRANGE | Troup | 1410171 | 1 | [5 empty] | Removed from Ground | Gas (Historical Use) | 560 | Bare Steel | 1986-05-08 | Galvanized Steel | Suction (American)
FAMILY KOUNTRY KORNER | 2972 WEST POINT HWY | LAGRANGE | Troup | 1410171 | 2 | [5 empty] | Removed from Ground | Gas (Historical Use) | 560 | Bare Steel | 1986-05-08 | Galvanized Steel | Suction (American)
PIKES COUNTRY CORNER | ROANOKE RD | LAGRANGE | Troup | 1410180 | 1 | [5 empty] | Removed from Ground | Gas (Historical Use) | 1000 | Marked Unknown | 1986-01-01 | Unknown
PIKES COUNTRY CORNER | ROANOKE RD | LAGRANGE | Troup | 1410180 | 2 | [5 empty] | Removed from Ground | Gas (Historical Use) | 1000 | Marked Unknown | 1986-01-01 | Unknown
PIKES COUNTRY CORNER | ROANOKE RD | LAGRANGE | Troup | 1410180 | 3 | [5 empty] | Removed from Ground | Gas (Historical Use) | 1000 | Marked Unknown | 1986-01-01 | Unknown
WEST POINT PEPERELL INC/CORP OFF | 400 WEST 10TH ST | WEST POINT | Troup | 1410187 | 1 | [5 empty] | Closed in Ground | Diesel | 5000 | Bare Steel | 1950-05-16 | Unknown
WPS/CORP DP/FORMER POOL CAR SHOP | 400 WEST 10TH ST | WEST POINT | Troup | 1410188 | 1 | [5 empty] | Closed in Ground | Gas (Historical Use) | 8000 | Cathodically Protected Steel | 1985-05-07 | Galvanized Steel
WPS/CORP DP/FORMER POOL CAR SHOP | 400 WEST 10TH ST | WEST POINT | Troup | 1410188 | 2 | [5 empty] | Removed from Ground | Gas (Historical Use) | 250 | Not Marked/Unknown | 1992-01-01 | Unknown
DUNSON MILL | FULTON ST | LAGRANGE | Troup | 1410189 | 1 | [5 empty] | Removed from Ground | Gas (Historical Use) | 250 | Bare Steel | 1974-05-10 | Copper
DUNSON MILL | FULTON ST | LAGRANGE | Troup | 1410189 | 2 | [5 empty] | Removed from Ground | Gas (Historical Use) | 550 | Bare Steel | 1956-05-14 | Bare Steel
HOP IN 100498 | 1831 E MAIN ST | HOGANSVILLE | Troup | 1410190 | 1 |  | 1996-06-10 |  | 1996-06-10 |  | Currently in Use | Gas (Historical Use) | 10000 | Fiberglass | 1986-05-08 | Fiberglass Reinforced Plastic | Pressurized
HOP IN 100498 | 1831 E MAIN ST | HOGANSVILLE | Troup | 1410190 | 2 |  | 1996-06-10 |  | 1996-06-10 |  | Currently in Use | Gas (Historical Use) | 10000 | Fiberglass Double Walled | 1986-05-08 | Fiberglass Reinforced Plastic | Pressurized
HOP IN 100498 | 1831 E MAIN ST | HOGANSVILLE | Troup | 1410190 | 3 |  | 1996-06-10 |  | 1996-06-10 |  | Currently in Use | Diesel | 10000 | Fiberglass | 1986-05-08 | Fiberglass Reinforced Plastic | Pressurized
HOP IN 100498 | 1831 E MAIN ST | HOGANSVILLE | Troup | 1410190 | 4 |  | 1996-06-10 |  | 1996-06-10 |  | Currently in Use | Diesel | 15000 | Fiberglass | 1986-05-08 | Fiberglass Reinforced Plastic | Pressurized
BAGLEYS GROCERY | 3659 BARTLEY RD | WEST POINT | Troup | 1410191 | 1 |  | 1997-06-13 | FALSE | 1997-06-13 | FALSE | Temporarily out of use | Gas (Historical Use) | 1000 | Steel-Impressed Current | 1970-05-12 | Galvanized Steel | Safe Suction (Euro)
BAGLEYS GROCERY | 3659 BARTLEY RD | WEST POINT | Troup | 1410191 | 2 |  | 1997-06-13 | FALSE | 1997-06-13 | FALSE | Temporarily out of use | Gas (Historical Use) | 1000 | Steel-Impressed Current | 1970-05-12 | Galvanized Steel | Safe Suction (Euro)
IKKIE FOOD MART LLC | 517 HAMILTON RD | LAGRANGE | Troup | 1410192 | 1 | Flapper Valve | 1995-10-06 | FALSE | 1995-10-06 | FALSE | Currently in Use | Regular | 8000 | Steel-Impressed Current | 1982-05-09 | Fiberglass Reinforced Plastic | Pressurized
IKKIE FOOD MART LLC | 517 HAMILTON RD | LAGRANGE | Troup | 1410192 | 2 | Flapper Valve | 1995-10-16 | FALSE | 1995-10-16 | FALSE | Currently in Use | Regular | 6000 | Steel-Impressed Current | 1982-05-09 | Fiberglass Reinforced Plastic | Pressurized
IKKIE FOOD MART LLC | 517 HAMILTON RD | LAGRANGE | Troup | 1410192 | 3 | Flapper Valve | 1995-10-16 | FALSE | 1995-10-16 | FALSE | Currently in Use | Premium | 6000 | Steel-Impressed Current | 1982-05-09 | Fiberglass Reinforced Plastic | Pressurized
SUMMIT STORE #5 | 2457 WHITESVILLE RD AT I-85 | LAGRANGE | Troup | 1410193 | 1 | Flapper Valve | 1995-10-16 | FALSE | 1995-10-16 | FALSE | Removed from Ground | Gas (Historical Use) | 8000 | Steel-Impressed Current | 1984-05-08 | Steel (Impressed Current) | Pressurized
SUMMIT STORE #5 | 2457 WHITESVILLE RD AT I-85 | LAGRANGE | Troup | 1410193 | 2 | Flapper Valve | 1995-10-16 | FALSE | 1995-10-16 | FALSE | Removed from Ground | Gas (Historical Use) | 8000 | Steel-Impressed Current | 1984-05-08 | Steel (Impressed Current) | Pressurized
SUMMIT STORE #5 | 2457 WHITESVILLE RD AT I-85 | LAGRANGE | Troup | 1410193 | 3 | Flapper Valve | 1995-10-16 | FALSE | 1995-10-16 | FALSE | Removed from Ground | Gas (Historical Use) | 8000 | Steel-Impressed Current | 1984-05-08 | Steel (Impressed Current) | Pressurized
SUMMIT STORE #5 | 2457 WHITESVILLE RD AT I-85 | LAGRANGE | Troup | 1410193 | 4 | Flapper Valve | 1995-10-16 | FALSE | 1995-10-16 | FALSE | Removed from Ground | Diesel | 8000 | Steel-Impressed Current | 1984-05-08 | Steel (Impressed Current) | Pressurized
SUMMIT STORE #5 | 2457 WHITESVILLE RD AT I-85 | LAGRANGE | Troup | 1410193 | 5 | Flapper Valve | 1995-10-16 | FALSE | 1995-10-16 | FALSE | Removed from Ground | Diesel | 8000 | Steel-Impressed Current | 1984-05-08 | Steel (Impressed Current) | Pressurized
SAURIN ENTERPRISES LLC | 1000 AVENUE EAST | WEST POINT | Troup | 1410194 | 1 | Flapper Valve | 1995-10-16 | FALSE | 1995-10-16 | FALSE | Currently in Use | Regular | 8000 | Steel-Impressed Current | 1995-09-01 | Fiberglass Reinforced Plastic | Pressurized
SAURIN ENTERPRISES LLC | 1000 AVENUE EAST | WEST POINT | Troup | 1410194 | 2 | Flapper Valve | 1995-10-16 | FALSE | 1995-10-16 | FALSE | Currently in Use | Premium | 6000 | Steel-Impressed Current | 1995-09-01 | Fiberglass Reinforced Plastic | Pressurized
SAURIN ENTERPRISES LLC | 1000 AVENUE EAST | WEST POINT | Troup | 1410194 | 3 | Flapper Valve | 1995-10-16 | FALSE | 1995-10-16 | FALSE | Temporarily out of use |  | 6000 | Steel-Impressed Current | 1995-09-01 | Fiberglass Reinforced Plastic | Pressurized
1506 Lafayette PKWY - SUMMIT STORE #3 | 1506 LAFAYETTE PKWY | LAGRANGE | Troup | 1410195 | 1 |  | 1995-10-16 |  | 1995-10-16 |  | Removed from Ground | Gas (Historical Use) | 8000 | Steel-Impressed Current | 1982-05-09 | Steel (Impressed Current) | Pressurized
1506 Lafayette PKWY - SUMMIT STORE #3 | 1506 LAFAYETTE PKWY | LAGRANGE | Troup | 1410195 | 2 |  | 1995-10-16 |  | 1995-10-16 |  | Removed from Ground | Gas (Historical Use) | 8000 | Steel-Impressed Current | 1982-05-09 | Steel (Impressed Current) | Pressurized
1506 Lafayette PKWY - SUMMIT STORE #3 | 1506 LAFAYETTE PKWY | LAGRANGE | Troup | 1410195 | 3 |  | 1995-10-16 |  | 1995-10-16 |  | Removed from Ground | Gas (Historical Use) | 8000 | Steel-Impressed Current | 1982-05-09 | Steel (Impressed Current) | Pressurized
1506 Lafayette PKWY - SUMMIT STORE #3 | 1506 LAFAYETTE PKWY | LAGRANGE | Troup | 1410195 | 4 |  | 1995-10-16 |  | 1995-10-16 |  | Removed from Ground | Diesel | 8000 | Steel-Impressed Current | 1982-05-09 | Steel (Impressed Current) | Pressurized
SETALIYAVIR INC | 103 COMMERCE AVE | LAGRANGE | Troup | 1410196 | 1 | Flapper Valve | 1995-10-16 | FALSE | 1995-10-16 | FALSE | Currently in Use | Regular | 8000 | Steel-Impressed Current | 1979-05-10 | Steel (Impressed Current) | Pressurized
SETALIYAVIR INC | 103 COMMERCE AVE | LAGRANGE | Troup | 1410196 | 2 | Flapper Valve | 1995-10-16 | FALSE | 1995-10-16 | FALSE | Currently in Use | Premium | 3000 | Steel-Impressed Current | 1971-05-12 | Steel (Impressed Current) | Pressurized
SETALIYAVIR INC | 103 COMMERCE AVE | LAGRANGE | Troup | 1410196 | 3 | Flapper Valve | 1995-10-16 | FALSE | 1995-10-16 | FALSE | Currently in Use | Premium | 3000 | Steel-Impressed Current | 1971-05-12 | Steel (Impressed Current) | Pressurized
SETALIYAVIR INC | 103 COMMERCE AVE | LAGRANGE | Troup | 1410196 | 4 | Flapper Valve | 1995-10-16 | FALSE | 1995-10-16 | FALSE | Currently in Use | Plus | 3000 | Steel-Impressed Current | 1971-05-12 | Steel (Impressed Current) | Pressurized
SETALIYAVIR INC | 103 COMMERCE AVE | LAGRANGE | Troup | 1410196 | 5 | Flapper Valve | 1995-10-16 | FALSE | 1995-10-16 | FALSE | Currently in Use | Plus | 3000 | Steel-Impressed Current | 1971-05-12 | Steel (Impressed Current) | Pressurized
SETALIYAVIR INC | 103 COMMERCE AVE | LAGRANGE | Troup | 1410196 | 6 | Flapper Valve | 1995-10-16 | FALSE | 1995-10-16 | FALSE | Currently in Use | Diesel | 6000 | Steel-Impressed Current | 1981-05-09 | Steel (Impressed Current) | Pressurized
TORRANCE CONSTRUCTION COMPANY IN | 1955 ROANOKE RD | LAGRANGE | Troup | 1410197 | 1 | [5 empty] | Removed from Ground | Gas (Historical Use) | 1000 | Bare Steel | 1981-05-09 | Galvanized Steel
TORRANCE CONSTRUCTION COMPANY IN | 1955 ROANOKE RD | LAGRANGE | Troup | 1410197 | 2 | [5 empty] | Removed from Ground | Gas (Historical Use) | 500 | Bare Steel | 1981-05-09 | Galvanized Steel
TORRANCE CONSTRUCTION COMPANY IN | 1955 ROANOKE RD | LAGRANGE | Troup | 1410197 | 3 |  | 1988-01-01 |  | 1988-01-01 |  | Currently in Use | Gas (Historical Use) | 3000 | Bare Steel | 1988-01-01 | Fiberglass Reinforced Plastic | Safe Suction (Euro)
A E GOETZE INC/GOETZE GASKET CO | 1642 LUKKEN IND DR WEST | LAGRANGE | Troup | 1410199 | 1 | [5 empty] | Removed from Ground | Other | 6700 | Bare Steel | 1981-05-08 | Bare Steel
A E GOETZE INC/GOETZE GASKET CO | 1642 LUKKEN IND DR WEST | LAGRANGE | Troup | 1410199 | 2 |  |  | TRUE |  | TRUE | Closed in Ground | Used Oil | 650 | Bare Steel | 1981-05-08 | Bare Steel
A E GOETZE INC/GOETZE GASKET CO | 1642 LUKKEN IND DR WEST | LAGRANGE | Troup | 1410199 | 3 |  |  | TRUE |  | TRUE | Removed from Ground | Used Oil | 1000 | Bare Steel | 1981-05-08 | Bare Steel
A E GOETZE INC/GOETZE GASKET CO | 1642 LUKKEN IND DR WEST | LAGRANGE | Troup | 1410199 | 4 | [5 empty] | Removed from Ground | Diesel | 10000 | Bare Steel | 1981-05-08 | Bare Steel
KLEEN-TEX IND | ORCHARD HILL RD | LAGRANGE | Troup | 1410201 | 1 | [5 empty] | Removed from Ground | Other | 10000 | Bare Steel | 1982-05-09 | Bare Steel
KLEEN-TEX IND | ORCHARD HILL RD | LAGRANGE | Troup | 1410201 | 2 | [5 empty] | Removed from Ground | Other | 10000 | Bare Steel | 1982-05-09 | Bare Steel
KLEEN-TEX IND | ORCHARD HILL RD | LAGRANGE | Troup | 1410201 | 3 | [5 empty] | Removed from Ground | Other | 15000 | Bare Steel | 1982-05-09 | Bare Steel
DUNSON BUS SHOP | 1210 HOGANSVILLE RD | LAGRANGE | Troup | 1410202 | 1 |  |  | TRUE |  | TRUE | Removed from Ground | Used Oil | 1000 | Bare Steel | 1992-08-01 | Galvanized Steel
DUNSON BUS SHOP | 1210 HOGANSVILLE RD | LAGRANGE | Troup | 1410202 | 2 |  | 1992-08-01 |  | 1995-08-01 |  | Removed from Ground | Gas (Historical Use) | 6000 | Not Marked/Unknown | 1997-08-15 | Fiberglass Reinforced Plastic | Suction (American)
DUNSON BUS SHOP | 1210 HOGANSVILLE RD | LAGRANGE | Troup | 1410202 | 3 |  | 1992-08-01 |  | 1992-08-01 |  | Removed from Ground | Diesel | 10000 | Not Marked/Unknown | 1997-08-15 | Fiberglass Reinforced Plastic | Suction (American)
T J BEALL CO | 1603 NORTH 3RD AVE | WEST POINT | Troup | 1410203 | 1 | [5 empty] | Removed from Ground | Gas (Historical Use) | 500 | Marked Unknown | 1956-05-15 | Unknown
MILLIKEN & CO/DUNCAN STEWART PLA | BOX 2955 | LAGRANGE | Troup | 1410204 | 1 | [5 empty] | Removed from Ground | Diesel | 10000 | Bare Steel | 1977-05-10 | Bare Steel
MILLIKEN & CO/DUNCAN STEWART PLA | BOX 2955 | LAGRANGE | Troup | 1410204 | 2 | [5 empty] | Removed from Ground | Diesel | 30000 | Bare Steel | 1977-05-10 | Bare Steel
MILLIKEN & CO/DUNCAN STEWART PLA | BOX 2955 | LAGRANGE | Troup | 1410204 | 3 | [5 empty] | Removed from Ground | Other | 5000 | Bare Steel | 1977-05-10 | Bare Steel
MILLIKEN & CO/DUNCAN STEWART PLA | BOX 2955 | LAGRANGE | Troup | 1410204 | 4 |  |  | TRUE |  | TRUE | Removed from Ground | Used Oil | 1000 | Bare Steel | 1977-05-10 | Bare Steel
BST/LAGRANGE CO/R3266 | 213 BROOME ST | LAGRANGE | Troup | 1410205 | 1 | [5 empty] | Removed from Ground | Diesel | 1500 | Bare Steel | 1969-01-05 | Copper | Suction (American)
BST/LAGRANGE CO/R3266 | 213 BROOME ST | LAGRANGE | Troup | 1410205 | 2 | Flapper Valve | 1995-07-03 | FALSE | 1995-07-03 | FALSE | Currently in Use | Diesel | 4000 | Fiberglass Double Walled | 1995-07-03 | Copper | Safe Suction (Euro)
BST/AUTO OPRNS R3316 | 113 HILL ST | LAGRANGE | Troup | 1410206 | 1 |  |  | TRUE |  | TRUE | Removed from Ground | Used Oil | 550 | Bare Steel | 1979-01-03 | Unknown | Gravity Fed
BST/AUTO OPRNS R3316 | 113 HILL ST | LAGRANGE | Troup | 1410206 | 2 | [5 empty] | Removed from Ground | Gas (Historical Use) | 12000 | Bare Steel | 1979-01-03 | Unknown | Pressurized
RIVERSIDE TEXACO AKA STRICKLAND TEXACO | 200 WEST 8TH | WEST POINT | Troup | 1410207 | 5 |  | 1998-09-15 | FALSE | 1998-09-15 | FALSE | Removed from Ground | Used Oil | 0 | Bare Steel | 2004-02-11 | Bare Steel | Pressurized
RIVERSIDE TEXACO AKA STRICKLAND TEXACO | 200 WEST 8TH | WEST POINT | Troup | 1410207 | DC | Flapper Valve | 1998-09-15 |  | 1998-09-15 |  | Removed from Ground | Diesel | 4000 | Steel-Impressed Current | 1986-05-01 | Steel (Impressed Current) | Suction (American)
RIVERSIDE TEXACO AKA STRICKLAND TEXACO | 200 WEST 8TH | WEST POINT | Troup | 1410207 | FC | Flapper Valve | 1998-09-15 |  | 1998-09-15 |  | Removed from Ground | Gas (Historical Use) | 4000 | Steel-Impressed Current | 1986-05-01 | Steel (Impressed Current) | Suction (American)
RIVERSIDE TEXACO AKA STRICKLAND TEXACO | 200 WEST 8TH | WEST POINT | Troup | 1410207 | LF | Flapper Valve | 1998-09-15 |  | 1998-09-15 |  | Removed from Ground | Gas (Historical Use) | 4000 | Steel-Impressed Current | 1986-05-01 | Steel (Impressed Current) | Pressurized
RIVERSIDE TEXACO AKA STRICKLAND TEXACO | 200 WEST 8TH | WEST POINT | Troup | 1410207 | SC | Flapper Valve | 1998-09-15 |  | 1998-09-15 |  | Removed from Ground | Gas (Historical Use) | 4000 | Steel-Impressed Current | 1986-05-01 | Steel (Impressed Current) | Pressurized
SNACK ATTACK #8 | 403 THIRD AVE | WEST POINT | Troup | 1410208 | FC |  | 1998-12-04 | FALSE | 1998-12-04 | FALSE | Temporarily out of use |  | 5000 |  | 1986-05-08 |  | Pressurized
SNACK ATTACK #8 | 403 THIRD AVE | WEST POINT | Troup | 1410208 | LF |  | 1998-12-04 | FALSE | 1998-12-01 | FALSE | Temporarily out of use | Gas (Historical Use) | 5000 |  | 1986-05-08 |  | Pressurized
SNACK ATTACK #8 | 403 THIRD AVE | WEST POINT | Troup | 1410208 | SC |  | 1998-12-04 | FALSE | 1998-12-01 | FALSE | Temporarily out of use | Gas (Historical Use) | 5000 |  | 1986-05-08 |  | Pressurized
MILLIKEN DESIGN CENTER | 201 INDUSTRIAL RD | LAGRANGE | Troup | 1410210 | 1 | [5 empty] | Removed from Ground | Diesel | 550 | Bare Steel | 1981-01-01 | Bare Steel
DAYS INN | 2606 WHITESMILL RD | LAGRANGE | Troup | 1410212 | 1 | [5 empty] | Closed in Ground | Gas (Historical Use) | 10000 | Bare Steel | 1971-05-12 | Bare Steel
DAYS INN | 2606 WHITESMILL RD | LAGRANGE | Troup | 1410212 | 2 | [5 empty] | Closed in Ground | Gas (Historical Use) | 10000 | Bare Steel | 1971-05-12 | Bare Steel
DAYS INN | 2606 WHITESMILL RD | LAGRANGE | Troup | 1410212 | 3 | [5 empty] | Closed in Ground | Gas (Historical Use) | 10000 | Bare Steel | 1971-05-12 | Bare Steel
BAY FOOD MART | 1312 HAMILTON RD & US HWY 27 | LAGRANGE | Troup | 1410213 | 1 |  | 1998-04-01 | FALSE | 1998-04-01 | FALSE | Temporarily out of use | Regular | 4000 | Steel-Impressed Current | 1973-05-16 | Steel (Impressed Current) | Pressurized
BAY FOOD MART | 1312 HAMILTON RD & US HWY 27 | LAGRANGE | Troup | 1410213 | 2 | Flapper Valve | 1998-04-01 | FALSE | 1998-04-01 | FALSE | Currently in Use | Premium | 4000 | Steel-Impressed Current | 1973-05-16 | Steel (Impressed Current) | Pressurized
BAY FOOD MART | 1312 HAMILTON RD & US HWY 27 | LAGRANGE | Troup | 1410213 | 3 |  | 1998-04-01 | FALSE | 1998-04-01 | FALSE | Temporarily out of use | E-10 | 3000 | Steel-Impressed Current | 1973-05-16 | Steel (Impressed Current) | Safe Suction (Euro)
BAY FOOD MART | 1312 HAMILTON RD & US HWY 27 | LAGRANGE | Troup | 1410213 | 4 |  | 1998-04-01 | FALSE | 1998-04-01 | FALSE | Temporarily out of use | Regular | 4000 | Steel-Impressed Current | 1973-05-16 | Steel (Impressed Current) | Pressurized
BAY FOOD MART | 1312 HAMILTON RD & US HWY 27 | LAGRANGE | Troup | 1410213 | 5 |  | 1998-04-01 | FALSE | 1998-04-01 | FALSE | Temporarily out of use | Premium | 4000 | Steel-Impressed Current | 1973-05-16 | Steel (Impressed Current) | Pressurized
NEWSMAN CONSTRUCTION CO | 206 EAST DEPOT ST | LAGRANGE | Troup | 1410217 | 1 | [5 empty] | Removed from Ground | Gas (Historical Use) | 5000 | Bare Steel | 1961-01-07 | Bare Steel | Suction (American)
NEWSMAN CONSTRUCTION CO | 206 EAST DEPOT ST | LAGRANGE | Troup | 1410217 | 2 | [5 empty] | Removed from Ground | Diesel | 6000 | Bare Steel | 1981-01-02 | Galvanized Steel | Suction (American)
NEWSMAN CONSTRUCTION CO | 206 EAST DEPOT ST | LAGRANGE | Troup | 1410217 | 3 | [5 empty] | Removed from Ground | Diesel | 1000 | Bare Steel | 1984-01-02 | Galvanized Steel
RACEWAY #693 | 1913 WHITESVILLE RD | LAGRANGE | Troup | 7141001 | 1 | [5 empty] | Removed from Ground | Empty | 0 | Not Marked/Unknown | 1993-05-11 | Not Marked
RACEWAY #693 | 1913 WHITESVILLE RD | LAGRANGE | Troup | 7141001 | 2 | [5 empty] | Removed from Ground | Empty | 0 | Not Marked/Unknown | 1993-05-11 | Not Marked
RACEWAY #693 | 1913 WHITESVILLE RD | LAGRANGE | Troup | 7141001 | 3 | [5 empty] | Removed from Ground | Empty | 0 | Not Marked/Unknown | 1993-05-11 | Not Marked
RACEWAY #693 | 1913 WHITESVILLE RD | LAGRANGE | Troup | 7141001 | 4 | [5 empty] | Removed from Ground | Empty | 0 | Not Marked/Unknown | 1993-05-11 | Unknown
Doyle's Amerilube | 610 NEW FRANKLIN RD | LAGRANGE | Troup | 7000102 | 1 | [5 empty] | Removed from Ground | Gas (Historical Use) | 6000 | Cathodically Protected Steel | 1985-11-21 | Galvanized Steel | Suction (American)
Doyle's Amerilube | 610 NEW FRANKLIN RD | LAGRANGE | Troup | 7000102 | 2 | [5 empty] | Removed from Ground | Gas (Historical Use) | 6000 | Cathodically Protected Steel | 1985-11-21 | Galvanized Steel | Suction (American)
Doyle's Amerilube | 610 NEW FRANKLIN RD | LAGRANGE | Troup | 7000102 | 3 | [5 empty] | Removed from Ground | Gas (Historical Use) | 6000 | Cathodically Protected Steel | 1985-11-21 | Galvanized Steel | Suction (American)
Doyle's Amerilube | 610 NEW FRANKLIN RD | LAGRANGE | Troup | 7000102 | 4 |  |  | TRUE | 2011-12-08 | TRUE | Currently in Use | Used Oil | 1000 | Galvanic (STIP-3) | 1985-11-21 | Galvanized Steel | Gravity Fed
VULCAN MATERIALS CO | STONE HOOD RD | LAGRANGE | Troup | 7000103 | 1 | [5 empty] | Removed from Ground | Gas (Historical Use) | 500 | Bare Steel | 1961-06-02 | Galvanized Steel
TRAMMEL LUMBER CO | HWY 109 WEST | LAGRANGE | Troup | 7000104 | 1 | [5 empty] | Removed from Ground | Diesel | 10000 | Bare Steel | 1971-05-24 | Galvanized Steel
TRAMMEL LUMBER CO | HWY 109 WEST | LAGRANGE | Troup | 7000104 | 2 | [5 empty] | Removed from Ground | Gas (Historical Use) | 550 | Bare Steel | 1972-05-23 | Galvanized Steel
RING FORK LIFT SERVICE | GORDON COMMERICAL DR | LAGRANGE | Troup | 7000105 | 1 | [5 empty] | Removed from Ground | Gas (Historical Use) | 2000 | Cathodically Protected Steel | 1986-01-01 | Galvanized Steel
RING FORK LIFT SERVICE | GORDON COMMERICAL DR | LAGRANGE | Troup | 7000105 | 2 | [5 empty] | Removed from Ground | Diesel | 1000 | Cathodically Protected Steel | 1986-01-01 | Galvanized Steel
SOUTHERN AMBULANCE BUILDERS | 833 NEW FRANKLIN RD | LAGRANGE | Troup | 7000106 | 1 | [5 empty] | Removed from Ground | Gas (Historical Use) | 3000 | Bare Steel | 1981-01-01 | Galvanized Steel
SOUTHERN AMBULANCE BUILDERS | 833 NEW FRANKLIN RD | LAGRANGE | Troup | 7000106 | 2 | [5 empty] | Removed from Ground | Gas (Historical Use) | 550 | Bare Steel | 1977-01-01 | Galvanized Steel
SOUTHERN AMBULANCE BUILDERS | 833 NEW FRANKLIN RD | LAGRANGE | Troup | 7000106 | 3 | [5 empty] | Removed from Ground | Diesel | 1000 | Bare Steel | 1981-01-01 | Galvanized Steel
H E SIMS LUMBER CO | HWY 109 WEST | LAGRANGE | Troup | 7000107 | 1 | [5 empty] | Removed from Ground | Gas (Historical Use) | 550 | Bare Steel | 1971-01-05 | Galvanized Steel
H E SIMS LUMBER CO | HWY 109 WEST | LAGRANGE | Troup | 7000107 | 2 | [5 empty] | Removed from Ground | Diesel | 550 | Bare Steel | 1971-01-05 | Galvanized Steel
FORMER GAS STATION | 700 HAMILTON RD | LAGRANGE | Troup | 10003002 | 1 |  |  | FALSE |  | FALSE | Removed from Ground |  | 1000 | Bare Steel |  | Steel (Impressed Current)
FORMER GAS STATION | 700 HAMILTON RD | LAGRANGE | Troup | 10003002 | 2 |  |  | FALSE |  | FALSE | Removed from Ground |  | 1000 | Bare Steel |  | Steel (Impressed Current)
USA Food Mart | 1001 Kia Pkwy | West Point | Troup | 10002873 | 1 | Overfill Alarm | 2018-08-07 | FALSE | 2018-02-14 | FALSE | Currently in Use | Regular | 15000 | Composite Double Walled | 2018-01-30 | Double-Walled Fiberglass | Pressurized
USA Food Mart | 1001 Kia Pkwy | West Point | Troup | 10002873 | 2A | Overfill Alarm | 2018-08-07 | FALSE | 2018-02-14 | FALSE | Currently in Use | Premium | 5000 | Composite Double Walled | 2018-01-30 | Double-Walled Fiberglass | Pressurized
USA Food Mart | 1001 Kia Pkwy | West Point | Troup | 10002873 | 2B | Overfill Alarm | 2018-08-07 | FALSE | 2018-02-14 | FALSE | Currently in Use | Diesel | 5000 | Composite Double Walled | 2018-01-30 | Double-Walled Fiberglass | Pressurized
218 N US HIGHWAY 29 | 218 N US HIGHWAY 29 | HOGANSVILLE | Troup | 10002912 | 1 |  |  | FALSE |  | FALSE | Removed from Ground | Gas (Historical Use) | 1200 | Bare Steel |  | Bare Steel
218 N US HIGHWAY 29 | 218 N US HIGHWAY 29 | HOGANSVILLE | Troup | 10002912 | 2 |  |  | FALSE |  | FALSE | Removed from Ground | Diesel | 1200 | Bare Steel |  | Bare Steel
Gas Express | 3000 Kia Blvd | West Point | Troup | 10003060 | 1 | Flapper Valve |  | FALSE |  | FALSE | Currently in Use | Diesel On Road | 20000 | Composite Double Walled | 2019-08-06 | Double-Walled Flex | Pressurized
Gas Express | 3000 Kia Blvd | West Point | Troup | 10003060 | 2 | Flapper Valve |  | FALSE |  | FALSE | Currently in Use | Diesel Off Road | 4000 | Composite Double Walled | 2019-08-06 | Double-Walled Flex | Pressurized
Gas Express | 3000 Kia Blvd | West Point | Troup | 10003060 | 3A | Flapper Valve |  | FALSE |  | FALSE | Currently in Use | Regular | 15000 | Composite Double Walled | 2019-08-06 | Double-Walled Flex | Pressurized
Gas Express | 3000 Kia Blvd | West Point | Troup | 10003060 | 3B | Flapper Valve |  | FALSE |  | FALSE | Currently in Use | Premium | 5000 | Composite Double Walled | 2019-08-06 | Double-Walled Flex | Pressurized
Gas Express | 3000 Kia Blvd | West Point | Troup | 10003060 | 4A | Flapper Valve |  | FALSE |  | FALSE | Currently in Use | E-85 | 5000 | Composite Double Walled | 2019-08-06 | Double-Walled Flex | Pressurized
Gas Express | 3000 Kia Blvd | West Point | Troup | 10003060 | 4B | Flapper Valve |  | FALSE |  | FALSE | Currently in Use | Diesel On Road | 5000 | Composite Double Walled | 2019-08-06 | Double-Walled Flex | Pressurized
Gas Express | 3000 Kia Blvd | West Point | Troup | 10003060 | 4C | Flapper Valve |  | FALSE |  | FALSE | Currently in Use | E-0 | 5000 | Composite Double Walled | 2019-08-06 | Double-Walled Flex | Pressurized
WALMART NEIGHBORHOOD MARKET #2773 | 955 LAFAYETTE PKWY | LAGRANGE | Troup | 10002398 | 1 | Flapper Valve | 2014-12-03 | FALSE | 2014-12-03 | FALSE | Currently in Use | Regular | 15000 | Fiberglass Double Walled | 2014-08-07 | Double-Walled Flex | Pressurized
WALMART NEIGHBORHOOD MARKET #2773 | 955 LAFAYETTE PKWY | LAGRANGE | Troup | 10002398 | 2A | Flapper Valve | 2014-12-03 | FALSE | 2014-12-03 | FALSE | Currently in Use | Premium | 8000 | Fiberglass Double Walled | 2014-08-07 | Double-Walled Flex | Pressurized
WALMART NEIGHBORHOOD MARKET #2773 | 955 LAFAYETTE PKWY | LAGRANGE | Troup | 10002398 | 2B | Flapper Valve | 2014-12-03 | FALSE | 2014-12-03 | FALSE | Currently in Use | Diesel | 7000 | Fiberglass Double Walled | 2014-08-07 | Double-Walled Flex | Pressurized
LOLISHOP CONSIGNMENT | 816 NEW FRANKLIN RD | LAGRANGE | Troup | 10002542 | 1 |  |  | FALSE |  | FALSE | Closed in Ground | Gas (Historical Use) | 0 | Unknown | 1988-09-01 | Unknown
WOODFORD OIL/HAMMOND FUEL CO/PURE OIL CO | 304 NORTH MORGAN ST | LAGRANGE | Troup | 10002074 | 1 |  |  | FALSE |  | FALSE | Removed from Ground |  | 0 | Unknown | 2012-03-06
WOODFORD OIL/HAMMOND FUEL CO/PURE OIL CO | 304 NORTH MORGAN ST | LAGRANGE | Troup | 10002074 | 2 |  |  | FALSE |  | FALSE | Removed from Ground |  | 0 | Unknown | 2012-03-06
WOODFORD OIL/HAMMOND FUEL CO/PURE OIL CO | 304 NORTH MORGAN ST | LAGRANGE | Troup | 10002074 | 3 |  |  | FALSE |  | FALSE | Removed from Ground |  | 0 | Unknown
WOODFORD OIL/HAMMOND FUEL CO/PURE OIL CO | 304 NORTH MORGAN ST | LAGRANGE | Troup | 10002074 | 4 |  |  | FALSE |  | FALSE | Removed from Ground |  | 0 | Unknown
WOODFORD OIL/HAMMOND FUEL CO/PURE OIL CO | 304 NORTH MORGAN ST | LAGRANGE | Troup | 10002074 | 5 |  |  | FALSE |  | FALSE | Removed from Ground |  | 0 | Unknown
HOGANSVILLE CHEVRON | 1879 E MAIN ST | HOGANSVILLE | Troup | 10001795 | 1 | Flapper Valve | 1996-04-01 | FALSE | 1996-04-01 | FALSE | Currently in Use | Regular | 15000 | Galvanic (STIP-3) | 1996-04-01 | Double-Walled Flex | Pressurized
HOGANSVILLE CHEVRON | 1879 E MAIN ST | HOGANSVILLE | Troup | 10001795 | 2 | Flapper Valve | 1996-04-01 | FALSE | 1996-04-01 | FALSE | Currently in Use | E-10 | 15000 | Galvanic (STIP-3) | 1996-04-01 | Double-Walled Flex | Pressurized
HOGANSVILLE CHEVRON | 1879 E MAIN ST | HOGANSVILLE | Troup | 10001795 | 3 | Ball Float | 1996-04-01 | FALSE | 1996-04-01 | FALSE | Currently in Use | Diesel | 15000 | Galvanic (STIP-3) | 1996-04-01 | Double-Walled Flex | Pressurized
HOGANSVILLE CHEVRON | 1879 E MAIN ST | HOGANSVILLE | Troup | 10001795 | 4 | Ball Float | 1996-04-01 | FALSE | 1996-04-01 | FALSE | Currently in Use | Diesel | 15000 | Galvanic (STIP-3) | 1996-04-01 | Double-Walled Flex | Pressurized
KROGER GA-339 | 203 -A COMMERCE AVE | LAGRANGE | Troup | 10001783 | 1 | Ball Float | 2009-11-09 | FALSE | 2009-11-18 | FALSE | Currently in Use | Regular | 20000 | Fiberglass Double Walled | 2009-10-07 | Double-Walled Flex | Pressurized
KROGER GA-339 | 203 -A COMMERCE AVE | LAGRANGE | Troup | 10001783 | 2A | Ball Float | 2009-11-09 | FALSE | 2009-11-18 | FALSE | Currently in Use | Diesel | 10000 | Fiberglass Double Walled | 2009-10-07 | Double-Walled Flex | Pressurized
KROGER GA-339 | 203 -A COMMERCE AVE | LAGRANGE | Troup | 10001783 | 2B | Ball Float | 2009-11-09 | FALSE | 2009-11-18 | FALSE | Currently in Use | Premium | 8000 | Fiberglass Double Walled | 2009-10-07 | Double-Walled Flex | Pressurized
FORMER GAS STATION | 2530 WEST POINT ROAD | LAGRANGE | Troup | 10001819 | 1 |  |  | FALSE |  | FALSE | Removed from Ground | Gas (Historical Use) | 500 | Bare Steel | 2009-09-04 | Bare Steel
FORMER GAS STATION | 2530 WEST POINT ROAD | LAGRANGE | Troup | 10001819 | 2 |  |  | FALSE |  | FALSE | Removed from Ground | Gas (Historical Use) | 500 | Bare Steel | 2009-09-04 | Bare Steel
NEW FRANKLIN QV #792 | 203 NEW FRANKLIN RD | LAGRANGE | Troup | 10001802 | 1 | Ball Float | 1991-01-01 | FALSE | 1991-01-01 | FALSE | Currently in Use | Premium | 12000 | Steel-Impressed Current | 1978-05-02 | Double-Walled Fiberglass | Pressurized
NEW FRANKLIN QV #792 | 203 NEW FRANKLIN RD | LAGRANGE | Troup | 10001802 | 2 | Ball Float | 1991-01-01 | FALSE | 1991-01-01 | FALSE | Currently in Use | E-10 | 12000 | Steel-Impressed Current | 1978-05-02 | Double-Walled Fiberglass | Pressurized
NEW FRANKLIN QV #792 | 203 NEW FRANKLIN RD | LAGRANGE | Troup | 10001802 | 3 | Ball Float | 1991-01-01 | FALSE | 1991-01-01 | FALSE | Currently in Use | E-10 | 12000 | Steel-Impressed Current | 1978-05-02 | Double-Walled Fiberglass | Pressurized
CITY OF HOGANSVILLE PUBLIC WORKS DEPT | 119 LINCOLN ST | HOGANSVILLE | Troup | 10001897 | 1A | Ball Float | 2005-06-06 | FALSE | 2005-06-06 | FALSE | Currently in Use | Regular | 5000 | Fiberglass | 2005-06-06 | Fiberglass Reinforced Plastic | Safe Suction (Euro)
CITY OF HOGANSVILLE PUBLIC WORKS DEPT | 119 LINCOLN ST | HOGANSVILLE | Troup | 10001897 | 1B | Ball Float | 2005-06-06 | FALSE | 2005-06-06 | FALSE | Currently in Use | Diesel | 5000 | Fiberglass | 2005-06-06 | Fiberglass Reinforced Plastic | Safe Suction (Euro)
LAGRANGE TOYOTA | 1221 LAFAYETTE PKWY | LAGRANGE | Troup | 10001338 | 1 | Ball Float | 2007-04-30 | FALSE | 2007-04-30 | FALSE | Currently in Use | Regular | 4000 | Composite Double Walled | 2007-04-30 | Double-Walled Fiberglass | Safe Suction (Euro)
JEFFERSON STREET SITE | 614 JEFFERSON ST | LAGRANGE | Troup | 10001269 | 1 |  |  | FALSE |  | FALSE | Removed from Ground | Gas (Historical Use) | 0 | Bare Steel | 2006-11-16 | Bare Steel
JEFFERSON STREET SITE | 614 JEFFERSON ST | LAGRANGE | Troup | 10001269 | 2 |  |  | FALSE |  | FALSE | Removed from Ground | Gas (Historical Use) | 0 | Bare Steel | 2007-11-16 | Bare Steel
SPEEDY SERVE | 201 WHITESVILLE RD | LAGRANGE | Troup | 10001270 | 1 | Ball Float | 2006-07-24 | FALSE | 2006-07-24 | FALSE | Currently in Use | Gas (Historical Use) | 12000 | Fiberglass | 2006-07-24 | Fiberglass Reinforced Plastic | Pressurized
SPEEDY SERVE | 201 WHITESVILLE RD | LAGRANGE | Troup | 10001270 | 2 | Ball Float | 2006-07-24 | FALSE | 2006-07-24 | FALSE | Currently in Use | Gas (Historical Use) | 6000 | Fiberglass | 2006-07-24 | Fiberglass Reinforced Plastic | Pressurized
SPEEDY SERVE | 201 WHITESVILLE RD | LAGRANGE | Troup | 10001270 | 3 | Ball Float | 2006-07-24 | FALSE | 2006-07-24 | FALSE | Currently in Use | Diesel | 6000 | Fiberglass | 2006-07-24 | Fiberglass Reinforced Plastic | Pressurized
FORMER GAS STATION | 113 -115 VERNON STREET | LAGRANGE | Troup | 10000847 | 1 |  |  | FALSE |  | FALSE | Removed from Ground | Not Marked | 750 | Unknown | 2004-12-04 | Unknown
FORMER GAS STATION | 113 -115 VERNON STREET | LAGRANGE | Troup | 10000847 | 2 |  |  | FALSE |  | FALSE | Removed from Ground | Not Marked | 750 | Unknown | 2004-12-04 | Unknown
FORMER GAS STATION | 113 -115 VERNON STREET | LAGRANGE | Troup | 10000847 | 3 |  |  | FALSE |  | FALSE | Removed from Ground | Not Marked | 750 | Unknown | 2004-12-04 | Unknown
FORMER COCA COLA BUILDING | 510 VERNON STREET | LAGRANGE | Troup | 10000872 | 1 |  |  | FALSE |  | FALSE | Removed from Ground | Gas (Historical Use) | 550 | Unknown | 2005-02-23
PAL EXPRESS #1 | 415 S GREENWOOD ST | LAGRANGE | Troup | 10000537 | 1 | Ball Float | 2003-10-10 | FALSE | 2003-10-10 | FALSE | Temporarily out of use | Premium | 10000 | Fiberglass | 2003-10-10 | Fiberglass Reinforced Plastic | Pressurized
PAL EXPRESS #1 | 415 S GREENWOOD ST | LAGRANGE | Troup | 10000537 | 2A | Ball Float | 2003-10-10 | FALSE | 2003-10-10 | FALSE | Temporarily out of use | Plus | 4000 | Fiberglass | 2003-10-10 | Fiberglass Reinforced Plastic | Pressurized
PAL EXPRESS #1 | 415 S GREENWOOD ST | LAGRANGE | Troup | 10000537 | 2B | Ball Float | 2003-10-10 | FALSE | 2003-10-10 | FALSE | Currently in Use | Diesel | 6000 | Fiberglass | 2003-10-10 | Fiberglass Reinforced Plastic | Pressurized
PROPOSED TROUP COUNTY COURTHOUSE | SE CORNER OF GREENVILLE ST & RIDLEY AVE | LAGRANGE | Troup | 10000036 | 1 |  |  | FALSE |  | FALSE | Removed from Ground | Not Marked/Tank Removed | 0 | Not Marked/Unknown | 1936-01-01 | Unknown
PROPOSED TROUP COUNTY COURTHOUSE | SE CORNER OF GREENVILLE ST & RIDLEY AVE | LAGRANGE | Troup | 10000036 | 2 |  |  | FALSE |  | FALSE | Removed from Ground | Not Marked/Tank Removed | 1500 | Bare Steel | 2003-10-30 | Unknown
J K FOOD MART | 1109 NEW FRANKLIN RD | LAGRANGE | Troup | 10000491 | 1 | Ball Float | 2003-05-01 | FALSE | 2003-05-01 | FALSE | Currently in Use | Regular | 15000 | Fiberglass | 2003-05-01 | Double-Walled Flex | Pressurized
J K FOOD MART | 1109 NEW FRANKLIN RD | LAGRANGE | Troup | 10000491 | 2 | Ball Float | 2003-05-01 | FALSE | 2003-05-01 | FALSE | Currently in Use | Premium | 10000 | Fiberglass | 2003-05-01 | Double-Walled Flex | Pressurized
J K FOOD MART | 1109 NEW FRANKLIN RD | LAGRANGE | Troup | 10000491 | 3 | Ball Float | 2003-05-01 | FALSE | 2003-05-01 | FALSE | Currently in Use | Diesel | 10000 | Fiberglass | 2003-05-01 | Double-Walled Flex | Pressurized
TROUP COUNTY OPERATIONS CENTER | 100 NORTH DAVIS RD | LAGRANGE | Troup | 10000424 | 1 | Ball Float | 2003-05-01 | FALSE | 2003-05-01 | FALSE | Currently in Use | Diesel | 12000 | Composite | 2003-05-01 | Double-Walled Fiberglass | Pressurized
TROUP COUNTY OPERATIONS CENTER | 100 NORTH DAVIS RD | LAGRANGE | Troup | 10000424 | 2 | Ball Float | 2003-05-01 | FALSE | 2003-05-01 | FALSE | Currently in Use | Regular | 12000 | Composite | 2003-05-01 | Double-Walled Fiberglass | Pressurized
TROUP COUNTY OPERATIONS CENTER | 100 NORTH DAVIS RD | LAGRANGE | Troup | 10000424 | 3 | Ball Float | 2030-05-01 | FALSE | 2003-05-01 | FALSE | Currently in Use | Diesel | 12000 | Composite | 2003-05-01 | Double-Walled Fiberglass | Pressurized
LAGRANGE HOUSING AUTHORITY | 201 CHATHAM RD | LAGRANGE | Troup | 9141001 | 1 | [5 empty] | Removed from Ground | Other | 250 | Marked Unknown | 1992-03-10 | Unknown
GA ARNG/OMS | 3007 YOUNG'S MILL RD | LAGRANGE | Troup | 9141002 | 1 | [5 empty] | Removed from Ground | Gas (Historical Use) | 570 | Marked Unknown | 1957-01-01 | Unknown
MILLIKEN & CO/UTILITY PLANT | 1402 AUSTIN ST | LAGRANGE | Troup | 9141003 | 1 | [5 empty] | Removed from Ground | Diesel | 20000 | Not Marked/Unknown | 1990-11-21 | Not Marked
MILLIKEN & CO/UTILITY PLANT | 1402 AUSTIN ST | LAGRANGE | Troup | 9141003 | 2 | [5 empty] | Removed from Ground | Diesel | 20000 | Not Marked/Unknown | 1990-11-21 | Not Marked
MARATHON GAS | 309 SOUTH US HWY 29 | HOGANSVILLE | Troup | 9141004 | 1 | [5 empty] | Removed from Ground | Empty | 10000 | Cathodically Protected Steel | 1988-01-01 | Fiberglass Reinforced Plastic
MARATHON GAS | 309 SOUTH US HWY 29 | HOGANSVILLE | Troup | 9141004 | 2 | [5 empty] | Removed from Ground | Empty | 10000 | Cathodically Protected Steel | 1988-01-01 | Fiberglass Reinforced Plastic
MARATHON GAS | 309 SOUTH US HWY 29 | HOGANSVILLE | Troup | 9141004 | 3 | [5 empty] | Removed from Ground | Empty | 6000 | Cathodically Protected Steel | 1988-01-01 | Fiberglass Reinforced Plastic
MARATHON GAS | 309 SOUTH US HWY 29 | HOGANSVILLE | Troup | 9141004 | 4 | Ball Float | 2005-07-20 | FALSE | 2005-07-20 | FALSE | Currently in Use | Premium | 8000 | Fiberglass Double Walled | 2005-07-20 | Fiberglass Reinforced Plastic | Pressurized
MARATHON GAS | 309 SOUTH US HWY 29 | HOGANSVILLE | Troup | 9141004 | 5A | Ball Float | 2005-07-20 | FALSE | 2005-07-20 | FALSE | Currently in Use | Regular | 8000 | Fiberglass Double Walled | 2005-07-20 | Double-Walled Fiberglass | Pressurized
MARATHON GAS | 309 SOUTH US HWY 29 | HOGANSVILLE | Troup | 9141004 | 5B | Ball Float | 2005-07-20 | FALSE | 2005-07-20 | FALSE | Currently in Use | Diesel | 4000 | Fiberglass Double Walled | 2005-07-20 | Fiberglass Reinforced Plastic | Pressurized
BATSON-COOK CO LUMBER YARD | STATE LINE RD | WEST POINT | Troup | 9141005 | 1 | [5 empty] | Removed from Ground | Gas (Historical Use) | 1000 | Bare Steel | 1968-01-01 | Bare Steel | Suction (American)
BATSON-COOK CO LUMBER YARD | STATE LINE RD | WEST POINT | Troup | 9141005 | 2 | [5 empty] | Removed from Ground | Diesel | 1000 | Bare Steel | 1968-01-01 | Bare Steel | Suction (American)
BATSON-COOK CO LUMBER YARD | STATE LINE RD | WEST POINT | Troup | 9141005 | 3 | [5 empty] | Removed from Ground | Gas (Historical Use) | 3000 | Bare Steel | 1968-01-01 | Bare Steel | Suction (American)
BATSON-COOK CO LUMBER YARD | STATE LINE RD | WEST POINT | Troup | 9141005 | 4 | [5 empty] | Removed from Ground | Gas (Historical Use) | 3000 | Bare Steel | 1968-01-01 | Bare Steel | Suction (American)
BATSON-COOK CO LUMBER YARD | STATE LINE RD | WEST POINT | Troup | 9141005 | 5 | [5 empty] | Removed from Ground | Gas (Historical Use) | 3000 | Bare Steel | 1968-01-01 | Bare Steel | Suction (American)
BATSON-COOK CO LUMBER YARD | STATE LINE RD | WEST POINT | Troup | 9141005 | 6 | [5 empty] | Removed from Ground | Gas (Historical Use) | 500 | Bare Steel | 1968-01-01 | Bare Steel | Suction (American)
BATSON-COOK CO LUMBER YARD | STATE LINE RD | WEST POINT | Troup | 9141005 | 7 | [5 empty] | Removed from Ground | Gas (Historical Use) | 500 | Bare Steel | 1968-01-01 | Bare Steel | Suction (American)
BATSON-COOK CO LUMBER YARD | STATE LINE RD | WEST POINT | Troup | 9141005 | 8 | [5 empty] | Removed from Ground | Gas (Historical Use) | 500 | Bare Steel | 1968-01-01 | Bare Steel | Suction (American)
WEST POINT FOUNDRY & MACHINE CO/ | 815 FIFTH AVE | WEST POINT | Troup | 9141006 | 1 | [5 empty] | Removed from Ground | Gas (Historical Use) | 7600 | Bare Steel | 1956-01-01 | Galvanized Steel | Suction (American)
SPUR STATION #1032 | 212 GREENVILLE | LAGRANGE | Troup | 9141007 | 1 | [5 empty] | Permanently Out of Use - historical purposes | Gas (Historical Use) | 10673 | Bare Steel | 1966-01-19 | Galvanized Steel
SPUR STATION #1032 | 212 GREENVILLE | LAGRANGE | Troup | 9141007 | 2 | [5 empty] | Permanently Out of Use - historical purposes | Gas (Historical Use) | 15177 | Bare Steel | 1964-01-20 | Galvanized Steel
SPUR STATION #1032 | 212 GREENVILLE | LAGRANGE | Troup | 9141007 | 3 | [5 empty] | Permanently Out of Use - historical purposes | Gas (Historical Use) | 15177 | Bare Steel | 1964-01-20 | Galvanized Steel
WEST POINT FOUNDRY & MACHINE CO | 2021 STATE LINE RD | WEST POINT | Troup | 9141008 | 1 | [5 empty] | Removed from Ground | Gas (Historical Use) | 1000 | Bare Steel | 1968-01-01 | Galvanized Steel
WEST POINT FOUNDRY & MACHINE CO | 2021 STATE LINE RD | WEST POINT | Troup | 9141008 | 2 |  | 1991-12-20 |  | 1991-12-20 |  | Removed from Ground | Gas (Historical Use) | 1000 | Tank Jacket | 1991-12-15 | Fiberglass Reinforced Plastic | Suction (American)
UPS LAGRANGE (UST) | 101 PEGASUS PARKWAY | LAGRANGE | Troup | 9141012 | 1 |  | 1991-07-01 |  | 1991-07-01 |  | Currently in Use | Diesel | 10000 | Fiberglass | 1989-01-01 | Fiberglass Reinforced Plastic | Pressurized
UPS LAGRANGE (UST) | 101 PEGASUS PARKWAY | LAGRANGE | Troup | 9141012 | 2 |  |  | TRUE |  | TRUE | Removed from Ground | Used Oil | 550 | Fiberglass | 1989-01-01 | Fiberglass Reinforced Plastic | Pressurized
UPS LAGRANGE (UST) | 101 PEGASUS PARKWAY | LAGRANGE | Troup | 9141012 | 3 | [5 empty] | Removed from Ground | Other | 550 | Fiberglass | 1989-01-01 | Fiberglass Reinforced Plastic | Pressurized
RAWLS WOOD YARD | 1084 STEWART RD | LAGRANGE | Troup | 9141013 | 1 | [5 empty] | Removed from Ground | Diesel | 560 | Bare Steel | 1988-02-09 | Galvanized Steel
RAWLS WOOD YARD | 1084 STEWART RD | LAGRANGE | Troup | 9141013 | 2 | [5 empty] | Removed from Ground | Gas (Historical Use) | 1000 | Bare Steel | 1988-02-09 | Galvanized Steel
YANA 2016 LLC | 1231 BARTLEY RD | LAGRANGE | Troup | 9141015 | 1 | Ball Float | 1989-12-01 | TRUE | 1989-12-01 | TRUE | Currently in Use | Premium | 8000 | Composite | 1989-12-01 | Fiberglass Reinforced Plastic | Pressurized
YANA 2016 LLC | 1231 BARTLEY RD | LAGRANGE | Troup | 9141015 | 2 | Ball Float | 1989-12-01 | TRUE | 1989-12-01 | TRUE | Currently in Use | Plus | 8000 | Composite | 1989-12-01 | Fiberglass Reinforced Plastic | Pressurized
YANA 2016 LLC | 1231 BARTLEY RD | LAGRANGE | Troup | 9141015 | 3 | Ball Float | 1989-12-01 | TRUE | 1989-12-01 | TRUE | Currently in Use | Regular | 8000 | Composite | 1989-12-01 | Fiberglass Reinforced Plastic | Pressurized
LAGRANGE GROCERY CO | 143 BUSH DR | LAGRANGE | Troup | 9141016 | 1 | [5 empty] | Removed from Ground | Diesel | 6000 | Bare Steel | 1977-01-01 | Galvanized Steel | Safe Suction (Euro)
LAGRANGE GROCERY CO | 143 BUSH DR | LAGRANGE | Troup | 9141016 | 2 | [5 empty] | Removed from Ground | Gas (Historical Use) | 5000 | Bare Steel | 1977-01-01 | Galvanized Steel | Safe Suction (Euro)
JORDAN & BRADLEY BLDG SUPPLY INC | BY-PASS RD | LAGRANGE | Troup | 9141017 | 1 | [5 empty] | Removed from Ground | Gas (Historical Use) | 500 | Bare Steel | 1982-01-01 | Not Marked
GA POWER/LAGRANGE LINE CREW HQ | COLQUITT ST | LAGRANGE | Troup | 9141018 | 1 | [5 empty] | Removed from Ground | Gas (Historical Use) | 2000 | Bare Steel | 1990-05-01 | Unknown
GRAY HILL SCHOOL SITE | GRAY HILL RD | LAGRANGE | Troup | 9141019 | 1 | [5 empty] | Removed from Ground | Gas (Historical Use) | 10000 | Bare Steel | 1979-01-01 | Unknown
SHELL FOOD MART 1 | 4584 HAMILTON RD | LAGRANGE | Troup | 9141020 | 1 | Ball Float | 1993-06-01 | FALSE | 1993-06-01 | FALSE | Currently in Use | Regular | 10000 | Fiberglass | 1988-06-01 | Fiberglass Reinforced Plastic | Pressurized
SHELL FOOD MART 1 | 4584 HAMILTON RD | LAGRANGE | Troup | 9141020 | 2 | Ball Float | 1993-06-01 | FALSE | 1993-06-01 | FALSE | Currently in Use | Premium | 10000 | Fiberglass | 1988-06-01 | Fiberglass Reinforced Plastic | Pressurized
SHELL FOOD MART 1 | 4584 HAMILTON RD | LAGRANGE | Troup | 9141020 | 3 | Ball Float | 1993-06-01 | FALSE | 1993-06-01 | FALSE | Currently in Use | Plus | 10000 | Fiberglass | 1988-06-01 | Fiberglass Reinforced Plastic | Pressurized
SHELL FOOD MART 1 | 4584 HAMILTON RD | LAGRANGE | Troup | 9141020 | 4 | Ball Float | 1993-06-01 | FALSE | 1993-06-01 | FALSE | Currently in Use | Diesel | 10000 | Fiberglass | 1988-06-01 | Fiberglass Reinforced Plastic | Pressurized
SHELL FOOD MART 1 | 4584 HAMILTON RD | LAGRANGE | Troup | 9141020 | 5 |  | 1993-06-01 |  | 1993-06-01 |  | Removed from Ground | Kerosene | 1000 | Fiberglass | 1988-06-01 | Fiberglass Reinforced Plastic | Pressurized
JP HOGANSVILLE | 1945 EAST MAIN ST | HOGANSVILLE | Troup | 9141021 | 1 | Flapper Valve | 1993-06-01 | FALSE | 1993-06-01 | FALSE | Currently in Use | Premium | 10000 | Fiberglass | 1989-06-01 | Fiberglass Reinforced Plastic | Pressurized
JP HOGANSVILLE | 1945 EAST MAIN ST | HOGANSVILLE | Troup | 9141021 | 2 | Flapper Valve | 1993-06-01 | FALSE | 1993-06-01 | FALSE | Currently in Use | E-10 | 10000 | Fiberglass | 1989-06-01 | Fiberglass Reinforced Plastic | Pressurized
JP HOGANSVILLE | 1945 EAST MAIN ST | HOGANSVILLE | Troup | 9141021 | 3 | Flapper Valve | 1993-06-01 | FALSE | 1993-06-01 | FALSE | Currently in Use | Regular | 10000 | Fiberglass | 1989-06-01 | Fiberglass Reinforced Plastic | Pressurized
JP HOGANSVILLE | 1945 EAST MAIN ST | HOGANSVILLE | Troup | 9141021 | 4 | Flapper Valve | 1993-06-01 | FALSE | 1993-06-01 | FALSE | Currently in Use | Diesel | 10000 | Fiberglass | 1989-06-01 | Fiberglass Reinforced Plastic | Pressurized
JP HOGANSVILLE | 1945 EAST MAIN ST | HOGANSVILLE | Troup | 9141021 | 5 | Flapper Valve | 2018-09-20 | FALSE | 2018-09-20 | FALSE | Currently in Use | Regular | 20000 | Composite Double Walled | 2018-09-20 | Double-Walled Fiberglass | Pressurized
JP HOGANSVILLE | 1945 EAST MAIN ST | HOGANSVILLE | Troup | 9141021 | 6 | Flapper Valve | 2018-09-20 | FALSE | 2018-09-20 | FALSE | Currently in Use | Premium | 8000 | Composite Double Walled | 2018-09-20 | Double-Walled Fiberglass | Pressurized
TEXACO-LAFAYETTE PKWY | 1511 LAFAYETTE PKWY | LAGRANGE | Troup | 9141022 | 1 | Flapper Valve | 1993-06-01 | FALSE | 1993-06-01 | FALSE | Removed from Ground | Premium | 10000 | Fiberglass | 1987-06-01 | Fiberglass Reinforced Plastic | Pressurized
TEXACO-LAFAYETTE PKWY | 1511 LAFAYETTE PKWY | LAGRANGE | Troup | 9141022 | 2 | Flapper Valve | 1993-06-01 | FALSE | 1993-06-01 | FALSE | Removed from Ground | Regular | 10000 | Fiberglass | 1987-06-01 | Fiberglass Reinforced Plastic | Pressurized
TEXACO-LAFAYETTE PKWY | 1511 LAFAYETTE PKWY | LAGRANGE | Troup | 9141022 | 3 | Flapper Valve | 1993-06-01 | FALSE | 1993-06-01 | FALSE | Removed from Ground | Plus | 10000 | Fiberglass | 1987-06-01 | Fiberglass Reinforced Plastic | Pressurized
TEXACO-LAFAYETTE PKWY | 1511 LAFAYETTE PKWY | LAGRANGE | Troup | 9141022 | 4 | Flapper Valve | 1993-06-01 | FALSE | 1993-06-01 | FALSE | Removed from Ground | Diesel | 10000 | Fiberglass | 1987-06-01 | Fiberglass Reinforced Plastic | Pressurized
TEXACO-LAFAYETTE PKWY | 1511 LAFAYETTE PKWY | LAGRANGE | Troup | 9141022 | 5 | Flapper Valve | 1993-06-01 | FALSE | 1993-06-01 | FALSE | Removed from Ground | Empty | 1000 | Fiberglass | 1987-06-01 | Fiberglass Reinforced Plastic | Pressurized
CENTER SCHOOL SITE | WEST POINT RD | LAGRANGE | Troup | 9141024 | 1 | [5 empty] | Removed from Ground | Gas (Historical Use) | 10000 | Bare Steel | 1979-01-01 | Unknown
SHELL GAS STATION | 2750 ROANOKE RD | LAGRANGE | Troup | 9141025 | 1 | Flapper Valve | 1993-06-01 | FALSE | 1993-06-01 | FALSE | Currently in Use | Regular | 6000 | Fiberglass | 1988-06-01 | Fiberglass Reinforced Plastic | Pressurized
SHELL GAS STATION | 2750 ROANOKE RD | LAGRANGE | Troup | 9141025 | 2 | Flapper Valve | 1993-06-01 | FALSE | 1993-06-01 | FALSE | Currently in Use | Premium | 6000 | Fiberglass | 1988-06-01 | Fiberglass Reinforced Plastic | Pressurized
SHELL GAS STATION | 2750 ROANOKE RD | LAGRANGE | Troup | 9141025 | 3 | Flapper Valve | 1993-06-01 | FALSE | 1993-06-01 | FALSE | Currently in Use | Regular | 6000 | Fiberglass | 1988-06-01 | Fiberglass Reinforced Plastic | Pressurized
SHELL GAS STATION | 2750 ROANOKE RD | LAGRANGE | Troup | 9141025 | 4 | Flapper Valve | 1993-06-01 | FALSE | 1993-06-01 | FALSE | Currently in Use | Diesel | 1000 | Fiberglass | 1988-06-01 | Fiberglass Reinforced Plastic | Pressurized
SHELL GAS STATION | 2750 ROANOKE RD | LAGRANGE | Troup | 9141025 | 5 | Flapper Valve | 1993-06-01 | FALSE | 1993-06-01 | FALSE | Currently in Use | Kerosene | 1000 | Fiberglass | 1988-06-01 | Fiberglass Reinforced Plastic | Pressurized
DANIEL LUMBER CO/PALLET DIV | GA HWY 109 | LAGRANGE | Troup | 9141026 | 1 | [5 empty] | Removed from Ground | Empty | 10000 | Bare Steel | 1960-01-01 | Galvanized Steel | Suction (American)
DANIEL LUMBER CO/PALLET DIV | GA HWY 109 | LAGRANGE | Troup | 9141026 | 2 | [5 empty] | Removed from Ground | Empty | 1000 | Bare Steel | 1960-01-01 | Galvanized Steel | Suction (American)
DANIEL LUMBER CO/PALLET DIV | GA HWY 109 | LAGRANGE | Troup | 9141026 | 3 | [5 empty] | Removed from Ground | Empty | 550 | Bare Steel | 1930-01-01 | Galvanized Steel | Suction (American)
D J MART | 2255 WEST POINT RD | LAGRANGE | Troup | 9141027 | 1 | Flapper Valve | 1993-06-01 | FALSE | 1993-06-01 | FALSE | Currently in Use | Regular | 10000 | Fiberglass | 1987-06-01 | Fiberglass Reinforced Plastic | Pressurized
D J MART | 2255 WEST POINT RD | LAGRANGE | Troup | 9141027 | 2 | Flapper Valve | 1993-06-01 | FALSE | 1993-06-01 | FALSE | Currently in Use | Plus | 10000 | Fiberglass | 1987-06-01 | Fiberglass Reinforced Plastic | Pressurized
D J MART | 2255 WEST POINT RD | LAGRANGE | Troup | 9141027 | 3 | Flapper Valve | 1993-06-01 | FALSE | 1993-06-01 | FALSE | Currently in Use | Premium | 10000 | Fiberglass | 1987-06-01 | Fiberglass Reinforced Plastic | Pressurized
D J MART | 2255 WEST POINT RD | LAGRANGE | Troup | 9141027 | 4 | Flapper Valve | 1993-06-01 | FALSE | 1993-06-01 | FALSE | Currently in Use | Diesel | 10000 | Fiberglass | 1987-06-01 | Fiberglass Reinforced Plastic | Pressurized
D J MART | 2255 WEST POINT RD | LAGRANGE | Troup | 9141027 | 5 |  | 1993-06-01 | FALSE | 1993-06-01 | FALSE | Closed in Ground | Kerosene | 4000 | Fiberglass | 1987-06-01 | Fiberglass Reinforced Plastic | Pressurized
LAGRANGE | WILLIAMS RD OFF SPUR 109 | LAGRANGE | Troup | 9141028 | 1 | [5 empty] | Removed from Ground | Diesel | 1000 | Bare Steel | 1976-01-01 | Copper | Safe Suction (Euro)
CHEVRON FOOD MART | 315 NEW FRANKLIN RD | LAGRANGE | Troup | 9141029 | 1 | Flapper Valve | 1993-06-01 | FALSE | 1993-06-01 | FALSE | Currently in Use | Regular | 12000 | Fiberglass Double Walled | 1991-06-01 | Double-Walled Fiberglass | Pressurized
CHEVRON FOOD MART | 315 NEW FRANKLIN RD | LAGRANGE | Troup | 9141029 | 2 | Flapper Valve | 1993-06-01 | FALSE | 1993-06-01 | FALSE | Currently in Use | Premium | 10000 | Fiberglass Double Walled | 1991-06-01 | Double-Walled Fiberglass | Pressurized
BIG JIMS COUNTRY STORE | 3157 HAMMITT RD | HOGANSVILLE | Troup | 9141030 | 1 | [5 empty] | Removed from Ground | Gas (Historical Use) | 1000 | Cathodically Protected Steel | 1989-01-01 | Fiberglass Reinforced Plastic
BIG JIMS COUNTRY STORE | 3157 HAMMITT RD | HOGANSVILLE | Troup | 9141030 | 2 | [5 empty] | Removed from Ground | Gas (Historical Use) | 2000 | Cathodically Protected Steel | 1989-01-01 | Fiberglass Reinforced Plastic
WEST POINT PEPPERELL/TELECOMM DP | 409 WEST 10TH ST | WEST POINT | Troup | 9141031 | 1 | [5 empty] | Removed from Ground | Diesel | 280 | Bare Steel | 1984-01-01 | Unknown
GEORGIA DEPARTMENT OF TRANSPORTA | 2100 WHITESVILLE RD | LAGRANGE | Troup | 9141032 | 318G1 | [5 empty] | Removed from Ground | Gas (Historical Use) | 1000 | Marked Unknown | 2001-07-16 | Unknown
GA FC/TROUP-HEARD CO UNIT | 5730 NEW FRANKLIN RD | HOGANSVILLE | Troup | 9141033 | 1 | [5 empty] | Removed from Ground | Diesel | 560 | Bare Steel | 1970-12-11 | Galvanized Steel | Safe Suction (Euro)
GA FC/TROUP-HEARD CO UNIT | 5730 NEW FRANKLIN RD | HOGANSVILLE | Troup | 9141033 | 2 | [5 empty] | Removed from Ground | Gas (Historical Use) | 2000 | Bare Steel | 1979-12-11 | Galvanized Steel | Safe Suction (Euro)
GA FC/TROUP-HEARD CO UNIT | 5730 NEW FRANKLIN RD | HOGANSVILLE | Troup | 9141033 | 209996 |  | 1993-02-09 |  | 1993-02-09 |  | Removed from Ground | Gas (Historical Use) | 1000 | Galvanic (STIP-3) | 1993-02-09 | Cathodically Protected | Safe Suction (Euro)
GA FC/TROUP-HEARD CO UNIT | 5730 NEW FRANKLIN RD | HOGANSVILLE | Troup | 9141033 | 209999 |  | 1993-02-09 |  | 1993-02-09 |  | Removed from Ground | Diesel | 1000 | Galvanic (STIP-3) | 1993-02-09 | Cathodically Protected | Safe Suction (Euro)
FLAV-O-RICH INC | 1689 DAVIS RD | LAGRANGE | Troup | 9141038 | 1 | [5 empty] | Removed from Ground | Gas (Historical Use) | 1000 | Marked Unknown | 1973-01-01 | Unknown | Safe Suction (Euro)
HORNSBYS COMPLETE AUTO SERVICE/W | 1503 VERNON RD | LAGRANGE | Troup | 9141039 | 1 | [5 empty] | Removed from Ground | Gas (Historical Use) | 1000 | Marked Unknown | 1976-01-01 | Unknown
HORNSBYS COMPLETE AUTO SERVICE/W | 1503 VERNON RD | LAGRANGE | Troup | 9141039 | 2 | [5 empty] | Removed from Ground | Gas (Historical Use) | 1000 | Marked Unknown | 1976-01-01 | Unknown
HORNSBYS COMPLETE AUTO SERVICE/W | 1503 VERNON RD | LAGRANGE | Troup | 9141039 | 3 | [5 empty] | Removed from Ground | Gas (Historical Use) | 500 | Marked Unknown | 1976-01-01 | Unknown
LARRY RICH AUTO GROUP | 427 NEW FRANKLIN RD | LAGRANGE | Troup | 9141041 | 1 |  |  | TRUE |  | TRUE | Permanently Out of Use - historical purposes | Used Oil | 1000 | Not Marked/Unknown |  | Not Marked
LAGRANGE MOULDING | 1560 LUKKEN IND WEST | LAGRANGE | Troup | 9141043 | 1 | [5 empty] | Removed from Ground | Diesel | 20000 | Not Marked/Unknown | 1994-01-14 | Not Marked
ROADWAY EXPRESS INC | 677 HUDSON RD | LAGRANGE | Troup | 9141045 | 1 | [5 empty] | Removed from Ground | Diesel | 10000 | Bare Steel | 1980-05-01 | Bare Steel | Suction (American)
LAGRANGE TRANSFER STATION/WASTE | 844 OLD HUTCHINSON MILL RD | LAGRANGE | Troup | 9141046 | 1 | [5 empty] | Removed from Ground | Diesel | 10000 | Fiberglass | 1987-06-01 | Not Marked | Safe Suction (Euro)
LAGRANGE TRANSFER STATION/WASTE | 844 OLD HUTCHINSON MILL RD | LAGRANGE | Troup | 9141046 | 2 | [5 empty] | Removed from Ground | Diesel | 500 | Bare Steel | 1987-06-01 | Galvanized Steel | Gravity Fed
BELK GALLANT OF LAGRANGE INC | 1501 LAFAYETTE PKWY | LAGRANGE | Troup | 9141047 | 1 | [5 empty] | Removed from Ground | Diesel | 280 | Bare Steel | 1979-01-01 | Galvanized Steel
WESTPOINT STEVENS GRAPHICS | 901 THIRD AVE | WEST POINT | Troup | 9141048 | 1 | [5 empty] | Removed from Ground | Other | 500 | Not Marked/Unknown | 1994-12-22 | Not Marked
WESTPOINT STEVENS GRAPHICS | 901 THIRD AVE | WEST POINT | Troup | 9141048 | 2 | [5 empty] | Removed from Ground | Other | 500 | Not Marked/Unknown | 1994-12-22 | Not Marked
WESTPOINT STEVENS GRAPHICS | 901 THIRD AVE | WEST POINT | Troup | 9141048 | 3 | [5 empty] | Removed from Ground | Other | 500 | Not Marked/Unknown | 1994-12-22 | Not Marked
WESTPOINT STEVENS GRAPHICS | 901 THIRD AVE | WEST POINT | Troup | 9141048 | 4 | [5 empty] | Removed from Ground | Other | 1500 | Not Marked/Unknown | 1994-12-22 | Not Marked
WESTPOINT STEVENS GRAPHICS | 901 THIRD AVE | WEST POINT | Troup | 9141048 | 5 | [5 empty] | Removed from Ground | Other | 1500 | Not Marked/Unknown | 1994-12-22 | Not Marked
WEST GA COMMONS MALL | 1501 LAFAYETTE PKWY | LAGRANGE | Troup | 9141049 | 1 | [5 empty] | Removed from Ground | Diesel | 500 | Not Marked/Unknown | 1994-08-01 | Not Marked
BARTLETT PROPERTY | 1399 LAFAYETTE PKWY | LAGRANGE | Troup | 9141050 | 1 | [5 empty] | Removed from Ground | Gas (Historical Use) | 500 | Bare Steel | 1994-08-13 | Galvanized Steel | Safe Suction (Euro)
CHATTAHOOCHEE VALLEY RAILROAD | 305 WEST 5TH STREET | WEST POINT | Troup | 9141051 | 1 | [5 empty] | Removed from Ground | Diesel | 0 | Not Marked/Unknown | 1993-07-02 | Not Marked
QUICK CHANGE FOOD MART #49 | 1499 LAFAYETTE PKWY | LAGRANGE | Troup | 9141052 | 1 | Ball Float | 1988-11-01 | FALSE | 1988-11-01 | FALSE | Currently in Use | Plus | 10000 | Steel-Impressed Current | 1988-11-14 | Fiberglass Reinforced Plastic | Pressurized
QUICK CHANGE FOOD MART #49 | 1499 LAFAYETTE PKWY | LAGRANGE | Troup | 9141052 | 2 | Ball Float | 1988-11-01 | FALSE | 1988-11-01 | FALSE | Currently in Use | Premium | 10000 | Steel-Impressed Current | 1988-11-14 | Fiberglass Reinforced Plastic | Pressurized
QUICK CHANGE FOOD MART #49 | 1499 LAFAYETTE PKWY | LAGRANGE | Troup | 9141052 | 3 | Ball Float | 1988-11-01 | FALSE | 1988-11-01 | FALSE | Currently in Use | Regular | 10000 | Steel-Impressed Current | 1988-11-14 | Fiberglass Reinforced Plastic | Pressurized
QUICK CHANGE FOOD MART #49 | 1499 LAFAYETTE PKWY | LAGRANGE | Troup | 9141052 | 4 | Ball Float | 1988-11-01 | FALSE | 1988-11-01 | FALSE | Currently in Use | Diesel | 6000 | Steel-Impressed Current | 1988-11-14 | Fiberglass Reinforced Plastic | Pressurized
CITGO | 1806 WEST POINT RD | LAGRANGE | Troup | 9141056 | 1 | Flapper Valve | 1996-06-10 | FALSE | 1996-06-10 | FALSE | Currently in Use | Regular | 10000 | Fiberglass | 1987-06-01 | Fiberglass Reinforced Plastic | Pressurized
CITGO | 1806 WEST POINT RD | LAGRANGE | Troup | 9141056 | 2 | Flapper Valve | 1996-06-10 | FALSE | 1996-06-10 | FALSE | Currently in Use | Premium | 10000 | Fiberglass | 1987-06-01 | Fiberglass Reinforced Plastic | Pressurized
CITGO | 1806 WEST POINT RD | LAGRANGE | Troup | 9141056 | 3 | Flapper Valve | 1996-06-10 | FALSE | 1996-06-10 | FALSE | Currently in Use | Diesel | 10000 | Fiberglass | 1977-01-01 | Fiberglass Reinforced Plastic | Pressurized
HOP IN 100499 | 3124 HOGANSVILLE RD | LAGRANGE | Troup | 9141057 | 1 | Ball Float | 1988-10-05 | FALSE | 1988-10-05 | FALSE | Currently in Use | Regular | 8000 | Fiberglass | 1988-10-05 | Steel (Impressed Current) | Pressurized
HOP IN 100499 | 3124 HOGANSVILLE RD | LAGRANGE | Troup | 9141057 | 2 | Ball Float | 1988-10-05 | FALSE | 1988-10-05 | FALSE | Currently in Use | Premium | 8000 | Fiberglass | 1988-10-05 | Steel (Impressed Current) | Pressurized
HOP IN 100499 | 3124 HOGANSVILLE RD | LAGRANGE | Troup | 9141057 | 3 | Ball Float | 1988-10-05 | FALSE | 1988-10-05 | FALSE | Currently in Use | Diesel | 8000 | Fiberglass | 1988-10-05 | Steel (Impressed Current) | Pressurized
C & M REAL ESTATE INC | 18 NEW AIRPORT RD STE B | LAGRANGE | Troup | 9141058 | 1 |  | 1998-03-01 |  | 1998-03-01 |  | Temporarily out of use | Gas (Historical Use) | 10000 | Steel-Impressed Current | 1980-01-01 | Fiberglass Reinforced Plastic | Pressurized
C & M REAL ESTATE INC | 18 NEW AIRPORT RD STE B | LAGRANGE | Troup | 9141058 | 2 |  | 1998-03-01 |  | 1998-03-01 |  | Temporarily out of use | Gas (Historical Use) | 10000 | Steel-Impressed Current | 1980-01-01 | Fiberglass Reinforced Plastic | Pressurized
C & M REAL ESTATE INC | 18 NEW AIRPORT RD STE B | LAGRANGE | Troup | 9141058 | 3 |  | 1998-03-01 |  | 1998-03-01 |  | Temporarily out of use | Gas (Historical Use) | 8000 | Steel-Impressed Current | 1980-01-01 | Double Walled | Pressurized
SUPER G | 2744 HAMILTON RD | LAGRANGE | Troup | 9141059 | 1 | Flapper Valve | 1997-03-27 | FALSE | 1997-03-27 | FALSE | Currently in Use | Regular | 4000 | Steel-Impressed Current | 1997-06-26 | Steel (Impressed Current) | Safe Suction (Euro)
SUPER G | 2744 HAMILTON RD | LAGRANGE | Troup | 9141059 | 2 | Flapper Valve | 1997-03-27 | FALSE | 1997-03-27 | FALSE | Currently in Use | Diesel | 4000 | Steel-Impressed Current | 1997-06-26 | Steel (Impressed Current) | Safe Suction (Euro)
P F MOON & CO INC | 2207 HWY 103 | WEST POINT | Troup | 9141060 | 1 |  | 1998-11-24 |  | 1998-11-24 |  | Removed from Ground | Gas (Historical Use) | 5000 | Fiberglass | 1984-01-01 | Cathodically Protected | Suction (American)
P F MOON & CO INC | 2207 HWY 103 | WEST POINT | Troup | 9141060 | 2 |  | 1998-11-24 |  | 1998-11-24 |  | Removed from Ground | Diesel | 5000 | Fiberglass | 1977-01-01 | Cathodically Protected | Suction (American)
MILLIKEN & CO-HILLSIDE/VALWAY | 1300 FOURTH AVE | LAGRANGE | Troup | 9141061 | 1 | [5 empty] | Removed from Ground | Gas (Historical Use) | 0 | Not Marked/Unknown |  | Not Marked
Mountain Express #437 | 1339 E MAIN ST | HOGANSVILLE | Troup | 9141062 | 1 | Ball Float | 1998-01-01 | FALSE | 1998-01-01 | FALSE | Currently in Use | Regular | 8200 | Steel-Impressed Current | 1998-01-01 | Fiberglass Reinforced Plastic | Pressurized
Mountain Express #437 | 1339 E MAIN ST | HOGANSVILLE | Troup | 9141062 | 2 | Ball Float | 1998-01-01 | FALSE | 1998-01-01 | FALSE | Currently in Use | Premium | 8200 | Steel-Impressed Current | 1998-01-01 | Fiberglass Reinforced Plastic | Pressurized
Mountain Express #437 | 1339 E MAIN ST | HOGANSVILLE | Troup | 9141062 | 3 | Ball Float | 1998-01-01 | FALSE | 1998-01-01 | FALSE | Temporarily out of use | Empty | 8200 | Steel-Impressed Current | 1998-01-01 | Fiberglass Reinforced Plastic | Pressurized
Mountain Express #437 | 1339 E MAIN ST | HOGANSVILLE | Troup | 9141062 | 4 | Ball Float | 1998-01-01 | FALSE | 1998-01-01 | FALSE | Currently in Use | Diesel | 6000 | Steel-Impressed Current | 1998-01-01 | Fiberglass Reinforced Plastic | Pressurized
Mountain Express #437 | 1339 E MAIN ST | HOGANSVILLE | Troup | 9141062 | 5 | Ball Float | 1998-01-01 | FALSE | 1998-01-01 | FALSE | Temporarily out of use | Kerosene | 4000 | Steel-Impressed Current | 1998-01-01 | Fiberglass Reinforced Plastic | Pressurized
LOVES TRAVEL STOPS #376 | 1621 BASS CROSS RD | HOGANSVILLE | Troup | 9141063 | 1 | Ball Float | 2007-11-01 | FALSE | 2007-11-01 | FALSE | Currently in Use | Diesel | 20000 | Composite Double Walled | 2007-10-01 | Double-Walled Fiberglass | Pressurized
LOVES TRAVEL STOPS #376 | 1621 BASS CROSS RD | HOGANSVILLE | Troup | 9141063 | 2 | Ball Float | 2007-11-01 | FALSE | 2007-11-01 | FALSE | Currently in Use | Diesel | 20000 | Composite Double Walled | 2007-10-01 | Double-Walled Fiberglass | Pressurized
LOVES TRAVEL STOPS #376 | 1621 BASS CROSS RD | HOGANSVILLE | Troup | 9141063 | 3 | Ball Float | 2007-11-01 | FALSE | 2007-11-01 | FALSE | Currently in Use | Diesel | 20000 | Composite Double Walled | 2007-10-01 | Double-Walled Fiberglass | Pressurized
LOVES TRAVEL STOPS #376 | 1621 BASS CROSS RD | HOGANSVILLE | Troup | 9141063 | 4A | Ball Float | 2007-11-01 | FALSE | 2007-11-01 | FALSE | Currently in Use | Gas (Historical Use) | 8000 | Composite Double Walled | 2007-10-01 | Double-Walled Fiberglass | Pressurized
LOVES TRAVEL STOPS #376 | 1621 BASS CROSS RD | HOGANSVILLE | Troup | 9141063 | 4B | Ball Float | 2007-11-01 | FALSE | 2007-11-01 | FALSE | Currently in Use | Gas (Historical Use) | 12000 | Composite Double Walled | 2007-10-01 | Double-Walled Fiberglass | Pressurized
LOVES TRAVEL STOPS #376 | 1621 BASS CROSS RD | HOGANSVILLE | Troup | 9141063 | 5 | Ball Float | 2007-11-01 | FALSE | 2007-11-01 | FALSE | Currently in Use | Regular | 20000 | Composite Double Walled | 2007-10-01 | Double-Walled Fiberglass | Pressurized
LOVES TRAVEL STOPS #376 | 1621 BASS CROSS RD | HOGANSVILLE | Troup | 9141063 | 6 |  | 1993-02-24 |  | 1993-02-24 |  | Removed from Ground | Diesel | 8000 | Galvanic (STIP-3) | 1977-01-01 | Fiberglass Reinforced Plastic | Pressurized
LOVES TRAVEL STOPS #376 | 1621 BASS CROSS RD | HOGANSVILLE | Troup | 9141063 | D |  | 1993-02-24 |  | 1993-02-24 |  | Removed from Ground | Gas (Historical Use) | 8000 | Galvanic (STIP-3) | 1977-01-01 | Fiberglass Reinforced Plastic | Pressurized
LOVES TRAVEL STOPS #376 | 1621 BASS CROSS RD | HOGANSVILLE | Troup | 9141063 | O |  | 1993-02-24 |  | 1993-02-24 |  | Removed from Ground | Gas (Historical Use) | 8000 | Galvanic (STIP-3) | 1977-01-01 | Fiberglass Reinforced Plastic | Pressurized
LOVES TRAVEL STOPS #376 | 1621 BASS CROSS RD | HOGANSVILLE | Troup | 9141063 | P |  | 1993-02-24 |  | 1993-02-24 |  | Removed from Ground | Gas (Historical Use) | 8000 | Galvanic (STIP-3) | 1977-01-01 | Fiberglass Reinforced Plastic | Pressurized
LOVES TRAVEL STOPS #376 | 1621 BASS CROSS RD | HOGANSVILLE | Troup | 9141063 | R |  | 1995-06-01 |  | 1995-06-01 |  | Removed from Ground | Diesel | 12000 | Galvanic (STIP-3) | 1995-06-01 | Fiberglass Reinforced Plastic | Pressurized
LOVES TRAVEL STOPS #376 | 1621 BASS CROSS RD | HOGANSVILLE | Troup | 9141063 | S |  | 1995-06-01 |  | 1995-06-01 |  | Removed from Ground | Diesel | 12000 | Galvanic (STIP-3) | 1995-06-01 | Fiberglass Reinforced Plastic | Pressurized
WEST GEORGIA HEALTH SYSTEMS INC | 1523 VERNON RD | LAGRANGE | Troup | 9141064 | 1 |  | 1998-08-26 |  | 1998-08-26 |  | Removed from Ground | Gas (Historical Use) | 7000 | Steel-Impressed Current | 1964-04-14 | Cathodically Protected | Safe Suction (Euro)
WEST GEORGIA HEALTH SYSTEMS INC | 1523 VERNON RD | LAGRANGE | Troup | 9141064 | 2 |  | 1998-08-26 |  | 1998-08-26 |  | Removed from Ground | Gas (Historical Use) | 3000 | Steel-Impressed Current | 1964-04-14 | Cathodically Protected | Safe Suction (Euro)
WEST GEORGIA HEALTH SYSTEMS INC | 1523 VERNON RD | LAGRANGE | Troup | 9141064 | 3 |  | 1998-08-26 |  | 1998-08-26 |  | Removed from Ground | Diesel | 4000 | Steel-Impressed Current | 1964-04-14 | Cathodically Protected | Safe Suction (Euro)
WEST GEORGIA HEALTH SYSTEMS INC | 1523 VERNON RD | LAGRANGE | Troup | 9141064 | 4 |  |  | FALSE |  | FALSE | Removed from Ground | Not Marked/Tank Removed | 500 | Unknown | 2007-06-05
SPORTSMAN'S CROSSING | 3200 MOOTY BRIDGE RD | LAGRANGE | Troup | 9141065 | 1 |  | 1999-01-18 |  | 1999-01-18 |  | Removed from Ground | Gas (Historical Use) | 2000 | Fiberglass | 1987-04-01 | Cathodically Protected | Safe Suction (Euro)
SPORTSMAN'S CROSSING | 3200 MOOTY BRIDGE RD | LAGRANGE | Troup | 9141065 | 2 |  | 1999-11-18 |  | 1999-11-18 |  | Removed from Ground | Gas (Historical Use) | 2000 | Fiberglass | 1987-04-01 | Cathodically Protected | Safe Suction (Euro)
SPORTSMAN'S CROSSING | 3200 MOOTY BRIDGE RD | LAGRANGE | Troup | 9141065 | 3 |  | 1999-11-18 |  | 1999-11-18 |  | Removed from Ground | Gas (Historical Use) | 2000 | Fiberglass | 1987-04-01 | Cathodically Protected | Safe Suction (Euro)
BONNER'S MARKET | 1224 NEW FRANKLIN RD | LAGRANGE | Troup | 9141066 | 1 | [5 empty] | Removed from Ground | Gas (Historical Use) | 2000 | Bare Steel | 1955-01-01 | Unknown | Suction (American)
BONNER'S MARKET | 1224 NEW FRANKLIN RD | LAGRANGE | Troup | 9141066 | 2 | [5 empty] | Removed from Ground | Gas (Historical Use) | 1000 | Bare Steel | 1955-01-01 | Unknown | Suction (American)
BONNER'S MARKET | 1224 NEW FRANKLIN RD | LAGRANGE | Troup | 9141066 | 3 | [5 empty] | Removed from Ground | Gas (Historical Use) | 2000 | Bare Steel | 1955-01-01 | Unknown | Suction (American)
PCA FOOD STORE | 1200 HOGANSVILLE RD | LAGRANGE | Troup | 9141067 | 1 | Flapper Valve | 1997-12-01 | FALSE | 1997-12-01 | FALSE | Currently in Use | Diesel | 8000 | Steel-Impressed Current | 1988-01-01 | Fiberglass Reinforced Plastic | Pressurized
PCA FOOD STORE | 1200 HOGANSVILLE RD | LAGRANGE | Troup | 9141067 | 2 | Flapper Valve | 1997-12-01 | FALSE | 1997-12-01 | FALSE | Currently in Use | Premium | 8000 | Steel-Impressed Current | 1988-01-01 | Fiberglass Reinforced Plastic | Pressurized
PCA FOOD STORE | 1200 HOGANSVILLE RD | LAGRANGE | Troup | 9141067 | 3 | Flapper Valve | 1997-12-01 | FALSE | 1997-12-01 | FALSE | Currently in Use | Plus | 8000 | Steel-Impressed Current | 1988-01-01 | Fiberglass Reinforced Plastic | Pressurized
PCA FOOD STORE | 1200 HOGANSVILLE RD | LAGRANGE | Troup | 9141067 | 4 | Flapper Valve | 1997-12-01 | FALSE | 1997-12-01 | FALSE | Currently in Use | Regular | 8000 | Steel-Impressed Current | 1988-01-01 | Fiberglass Reinforced Plastic | Pressurized
WEST POINT TRADING INC | 3400 W POINT RD | LAGRANGE | Troup | 9141068 | 1 |  | 1988-05-01 |  | 1988-05-01 |  | Closed in Ground | Other | 1000 | Steel-Impressed Current | 1984-06-05 | Cathodically Protected | Suction (American)
WEST POINT TRADING INC | 3400 W POINT RD | LAGRANGE | Troup | 9141068 | 2 | Flapper Valve | 1988-05-01 | FALSE | 1988-05-01 | FALSE | Currently in Use | Regular | 4000 | Steel-Impressed Current | 1995-02-01 | Steel (Impressed Current) | Safe Suction (Euro)
WEST POINT TRADING INC | 3400 W POINT RD | LAGRANGE | Troup | 9141068 | 3 | Flapper Valve | 1998-05-01 | FALSE | 1998-05-01 | FALSE | Currently in Use | Plus | 4000 | Steel-Impressed Current | 1995-02-01 | Steel (Impressed Current) | Pressurized
WEST POINT TRADING INC | 3400 W POINT RD | LAGRANGE | Troup | 9141068 | 4 | Flapper Valve |  | FALSE |  | FALSE |  | Regular |  | Fiberglass |  | Fiberglass Reinforced Plastic | Pressurized
ELECTA BROWN | 5025 WHITESVILLE RD | LAGRANGE | Troup | 9141069 | 1 | [5 empty] | Removed from Ground | Gas (Historical Use) | 1000 | Not Marked/Unknown | 2001-05-14 | Not Marked
ELECTA BROWN | 5025 WHITESVILLE RD | LAGRANGE | Troup | 9141069 | 2 | [5 empty] | Removed from Ground | Gas (Historical Use) | 250 | Not Marked/Unknown | 2001-05-14 | Not Marked
ELECTA BROWN | 5025 WHITESVILLE RD | LAGRANGE | Troup | 9141069 | 3 | [5 empty] | Removed from Ground | Gas (Historical Use) | 250 | Not Marked/Unknown | 2001-05-14 | Not Marked
MILLIKEN & CO/CITY OF LAGRANGE | LOT 18 | LAGRANGE | Troup | 9141070 | 1 | [5 empty] | Removed from Ground | Gas (Historical Use) | 1000 | Not Marked/Unknown | 1995-06-13 | Not Marked
MILLIKEN & CO/CITY OF LAGRANGE | LOT 18 | LAGRANGE | Troup | 9141070 | 2 | [5 empty] | Removed from Ground | Gas (Historical Use) | 2000 | Not Marked/Unknown | 1995-06-13 | Not Marked
BILLYS COUNTRY STORE | 25 HARMONY CHURCH RD | LAGRANGE | Troup | 9141071 | 1 | [5 empty] | Removed from Ground | Gas (Historical Use) | 1000 | Bare Steel | 1997-06-24 | Galvanized Steel | Safe Suction (Euro)
BILLYS COUNTRY STORE | 25 HARMONY CHURCH RD | LAGRANGE | Troup | 9141071 | 2 | [5 empty] | Removed from Ground | Gas (Historical Use) | 1000 | Bare Steel | 1997-06-24 | Galvanized Steel | Safe Suction (Euro)
BILLYS COUNTRY STORE | 25 HARMONY CHURCH RD | LAGRANGE | Troup | 9141071 | 3 | Flapper Valve | 1997-06-01 |  | 1997-06-01 |  | Currently in Use | Gas (Historical Use) | 1000 | Fiberglass | 1997-06-01 | Fiberglass Reinforced Plastic | Suction (American)
BILLYS COUNTRY STORE | 25 HARMONY CHURCH RD | LAGRANGE | Troup | 9141071 | 4 | Flapper Valve | 1997-06-01 |  | 1997-06-01 |  | Currently in Use | Gas (Historical Use) | 2000 | Fiberglass | 1997-06-01 | Fiberglass Reinforced Plastic | Suction (American)
CITY OF LAGRANGE GARAGE | 211 HILL ST | LAGRANGE | Troup | 9141072 | 1 | Ball Float | 1988-03-01 | FALSE | 1988-03-01 | FALSE | Currently in Use | Regular | 12000 | Fiberglass | 1988-03-01 | Fiberglass Reinforced Plastic | Pressurized
CITY OF LAGRANGE GARAGE | 211 HILL ST | LAGRANGE | Troup | 9141072 | 2 | Ball Float | 1988-03-01 | FALSE | 1988-03-01 | FALSE | Currently in Use | Diesel | 12000 | Fiberglass | 1988-03-01 | Fiberglass Reinforced Plastic | Pressurized
CITY OF LAGRANGE GARAGE | 211 HILL ST | LAGRANGE | Troup | 9141072 | 3 | [5 empty] | Removed from Ground | Kerosene | 550 | Bare Steel | 1988-03-01 | Bare Steel | Suction (American)
CITY OF LAGRANGE GARAGE | 211 HILL ST | LAGRANGE | Troup | 9141072 | 4 | [5 empty] | Removed from Ground | Other | 550 | Bare Steel | 1988-03-01 | Bare Steel | Suction (American)
CITY OF LAGRANGE GARAGE | 211 HILL ST | LAGRANGE | Troup | 9141072 | 5 | [5 empty] | Removed from Ground | Other | 550 | Bare Steel | 1988-03-01 | Bare Steel | Suction (American)
CITY OF LAGRANGE GARAGE | 211 HILL ST | LAGRANGE | Troup | 9141072 | 6 | [5 empty] | Removed from Ground | Other | 550 | Bare Steel | 1988-03-01 | Bare Steel | Suction (American)
CITY OF LAGRANGE GARAGE | 211 HILL ST | LAGRANGE | Troup | 9141072 | 7 | [5 empty] | Removed from Ground | Other | 550 | Bare Steel | 1988-03-01 | Bare Steel | Suction (American)
CITY OF LAGRANGE GARAGE | 211 HILL ST | LAGRANGE | Troup | 9141072 | 8 |  |  | TRUE |  | TRUE | Removed from Ground | Used Oil | 550 | Bare Steel | 1988-03-01 | Bare Steel | Gravity Fed
QUICK CHANGE #59 | 1624 WHITESVILLE RD. | LAGRANGE | Troup | 9141073 | 1 | Ball Float | 1995-06-01 | FALSE | 1995-06-01 | FALSE | Currently in Use | Regular | 12000 | Fiberglass | 1995-06-01 | Fiberglass Reinforced Plastic | Pressurized
QUICK CHANGE #59 | 1624 WHITESVILLE RD. | LAGRANGE | Troup | 9141073 | 2 | Ball Float | 1995-06-01 | FALSE | 1995-06-01 | FALSE | Currently in Use | Premium | 8000 | Fiberglass | 1995-06-01 | Fiberglass Reinforced Plastic | Pressurized
QUICK CHANGE #59 | 1624 WHITESVILLE RD. | LAGRANGE | Troup | 9141073 | 3 | Ball Float | 1995-06-01 | FALSE | 1995-06-01 | FALSE | Currently in Use | Diesel | 10000 | Fiberglass | 1995-06-01 | Fiberglass Reinforced Plastic | Pressurized
ED'S SERVICE CENTER | 214 N HWY 29 | HOGANSVILLE | Troup | 9141074 | 1 | [5 empty] | Removed from Ground | Gas (Historical Use) | 2000 | Bare Steel | 1998-12-03 | Galvanized Steel | Safe Suction (Euro)
ED'S SERVICE CENTER | 214 N HWY 29 | HOGANSVILLE | Troup | 9141074 | 2 | [5 empty] | Removed from Ground | Gas (Historical Use) | 2000 | Bare Steel | 1998-12-03 | Galvanized Steel | Safe Suction (Euro)
ED'S SERVICE CENTER | 214 N HWY 29 | HOGANSVILLE | Troup | 9141074 | 3 | [5 empty] | Closed in Ground | Gas (Historical Use) | 2000 | Bare Steel | 1998-12-03 | Galvanized Steel | Safe Suction (Euro)
MILTON STRICKLAND JR | 1013 N GREENWOOD ST | LAGRANGE | Troup | 9141076 | 1 | [5 empty] | Removed from Ground | Gas (Historical Use) | 1000 | Bare Steel | 1968-01-01 | Bare Steel | Safe Suction (Euro)
MILTON STRICKLAND JR | 1013 N GREENWOOD ST | LAGRANGE | Troup | 9141076 | 2 | [5 empty] | Removed from Ground | Gas (Historical Use) | 4000 | Bare Steel | 1968-01-01 | Bare Steel | Safe Suction (Euro)
MILTON STRICKLAND JR | 1013 N GREENWOOD ST | LAGRANGE | Troup | 9141076 | 3 | [5 empty] | Removed from Ground | Gas (Historical Use) | 0 | Not Marked/Unknown | 1999-09-22 | Not Marked
CATO'S ENTERPRISE | 103 HWY 29 SOUTH | HOGANSVILLE | Troup | 9141077 | 1 | [5 empty] | Removed from Ground | Gas (Historical Use) | 6000 | Marked Unknown | 1996-02-01 | Galvanized Steel | Safe Suction (Euro)
CATO'S ENTERPRISE | 103 HWY 29 SOUTH | HOGANSVILLE | Troup | 9141077 | 2 | [5 empty] | Removed from Ground | Gas (Historical Use) | 6000 | Marked Unknown | 1996-02-01 | Galvanized Steel | Safe Suction (Euro)
CATO'S ENTERPRISE | 103 HWY 29 SOUTH | HOGANSVILLE | Troup | 9141077 | 3 | [5 empty] | Removed from Ground | Gas (Historical Use) | 5000 | Marked Unknown | 1996-02-01 | Galvanized Steel | Safe Suction (Euro)
Shell #3 | 1860 GA HWY 18 | WEST POINT | Troup | 9141078 | 1 | Ball Float | 1995-10-16 | FALSE | 1995-10-16 | FALSE | Currently in Use | Regular | 12000 | Fiberglass Double Walled | 1995-10-16 | Double-Walled Fiberglass | Pressurized
Shell #3 | 1860 GA HWY 18 | WEST POINT | Troup | 9141078 | 2 | Ball Float | 1995-10-16 | FALSE | 1995-10-16 | FALSE | Currently in Use | Premium | 10000 | Fiberglass Double Walled | 1995-10-16 | Double-Walled Fiberglass | Pressurized
Shell #3 | 1860 GA HWY 18 | WEST POINT | Troup | 9141078 | 3 | Ball Float | 1995-10-16 | FALSE | 1995-10-16 | FALSE | Currently in Use | Diesel | 10000 | Fiberglass Double Walled | 1995-10-16 | Double-Walled Fiberglass | Pressurized
SIGNAL APPAREL CO | 150 LUKKEN INDUSTRIAL DRIVE | LAGRANGE | Troup | 9141079 | DUMMY | [5 empty] | Currently in Use | Other | 0 | Not Marked/Unknown |  | Not Marked
HOP IN 100507 | 1900 STATE RTE 18 | WEST POINT | Troup | 9141082 | 1 | Ball Float | 1996-09-23 | FALSE | 1996-09-23 | FALSE | Currently in Use | Regular | 10000 | Fiberglass Double Walled | 1996-09-02 | Fiberglass Reinforced Plastic | Pressurized
HOP IN 100507 | 1900 STATE RTE 18 | WEST POINT | Troup | 9141082 | 2 | Ball Float | 1996-09-23 | FALSE | 1996-09-23 | FALSE | Currently in Use | Premium | 8000 | Fiberglass Double Walled | 1996-09-02 | Fiberglass Reinforced Plastic | Pressurized
HOP IN 100507 | 1900 STATE RTE 18 | WEST POINT | Troup | 9141082 | 3 | Ball Float | 1996-09-23 | FALSE | 1996-09-23 | FALSE | Currently in Use | Diesel | 8000 | Fiberglass Double Walled | 1996-09-02 | Fiberglass Reinforced Plastic | Pressurized
DIVERSE POWER INCORPORATED | 1400 S DAVIS RD | LAGRANGE | Troup | 9141083 | 1 | Ball Float | 1996-08-01 | FALSE | 1996-08-01 | FALSE | Currently in Use | Regular | 10000 | Fiberglass Double Walled | 1996-08-01 | Double-Walled Flex | Pressurized
DIVERSE POWER INCORPORATED | 1400 S DAVIS RD | LAGRANGE | Troup | 9141083 | 2 | Ball Float | 1996-08-01 | FALSE | 1996-08-01 | FALSE | Currently in Use | Diesel | 10000 | Fiberglass Double Walled | 1996-08-01 | Double-Walled Flex | Pressurized
DIVERSE POWER INCORPORATED | 1400 S DAVIS RD | LAGRANGE | Troup | 9141083 | 3 | Flapper Valve | 1996-08-01 | FALSE | 1996-08-01 | FALSE | Currently in Use | Diesel | 20000 | Fiberglass Double Walled | 2008-05-27 | Double-Walled Fiberglass | Pressurized
LONG CANE ELEM SCHOOL | 238 LONG CANE ROAD | LAGRANGE | Troup | 9141084 | 1 | Flapper Valve | 1988-01-01 | FALSE | 1988-01-01 | FALSE | Currently in Use | Diesel | 10000 | Fiberglass | 1988-01-01 | Fiberglass Reinforced Plastic | Safe Suction (Euro)
WEST POINT ELEM SCHOOL | 1701 E 12TH STREET | WEST POINT | Troup | 9141085 | 1 |  | 1988-01-01 |  | 1988-01-01 |  | Removed from Ground | Diesel | 6000 | Fiberglass | 1988-01-01 | Fiberglass Reinforced Plastic | Suction (American)
TROUP EMS | 406 RIDLEY AVE | LAGRANGE | Troup | 9141086 | 1 | [5 empty] | Removed from Ground | Empty | 550 | Bare Steel | 1997-01-27 | Unknown
SHELL FOOD MART #1 | 101 HOFFMAN DR | LAGRANGE | Troup | 9141087 | 1 | Ball Float | 1997-05-01 | FALSE | 1997-05-01 | FALSE | Currently in Use | Premium | 12000 | Fiberglass Double Walled | 1997-05-01 | Double-Walled Fiberglass | Pressurized
SHELL FOOD MART #1 | 101 HOFFMAN DR | LAGRANGE | Troup | 9141087 | 2 | Ball Float | 1997-05-01 | FALSE | 1997-05-01 | FALSE | Currently in Use | Regular | 10000 | Fiberglass Double Walled | 1997-05-01 | Double-Walled Fiberglass | Pressurized
HOP IN 100508 | 4630 HAMILTON ROAD | LAGRANGE | Troup | 9141088 | 1 | Ball Float | 1997-05-01 | FALSE | 1997-05-01 | FALSE | Currently in Use | Premium | 10000 | Fiberglass Double Walled | 1997-05-01 | Double-Walled Fiberglass | Pressurized
HOP IN 100508 | 4630 HAMILTON ROAD | LAGRANGE | Troup | 9141088 | 2 | Ball Float | 1997-05-01 | FALSE | 1997-05-01 | FALSE | Currently in Use | Regular | 8000 | Fiberglass Double Walled | 1997-05-01 | Double-Walled Fiberglass | Pressurized
HOP IN 100508 | 4630 HAMILTON ROAD | LAGRANGE | Troup | 9141088 | 3 | Ball Float | 1997-05-01 | FALSE | 1997-05-01 | FALSE | Currently in Use | Diesel | 8000 | Fiberglass Double Walled | 1997-05-01 | Double-Walled Fiberglass | Pressurized
RENTAL SERVICES CORPORATION | 2123 HAMILTON ROAD | LAGRANGE | Troup | 9141089 | 1 | [5 empty] | Removed from Ground | Diesel | 1000 | Bare Steel | 1986-01-01 | Bare Steel | Suction (American)
RENTAL SERVICES CORPORATION | 2123 HAMILTON ROAD | LAGRANGE | Troup | 9141089 | 2 | [5 empty] | Removed from Ground | Gas (Historical Use) | 1000 | Bare Steel | 1986-01-01 | Bare Steel | Suction (American)
SUNLIT | 101 W 8TH ST | WEST POINT | Troup | 9141090 | 1 | Ball Float | 1998-01-31 | FALSE | 1998-01-31 | FALSE | Currently in Use | Regular | 10000 | Fiberglass Double Walled | 1998-01-31 | Double-Walled Fiberglass | Pressurized
SUNLIT | 101 W 8TH ST | WEST POINT | Troup | 9141090 | 2 | Ball Float | 1998-01-31 | FALSE | 1998-01-31 | FALSE | Currently in Use | Premium | 8000 | Fiberglass Double Walled | 1998-01-31 | Double-Walled Fiberglass | Pressurized
UTILITY BUILDING | 303 WEST LUKKEN IND DR | LAGRANGE | Troup | 9141092 | 1 | [5 empty] | Removed from Ground | Gas (Historical Use) | 10000 | Bare Steel | 1975-06-01 | Galvanized Steel | Safe Suction (Euro)
SHOAL CREEK PUMP STATION | HAMMETT RD | LAGRANGE | Troup | 9141093 | 1 | [5 empty] | Removed from Ground | Diesel | 260 | Cathodically Protected Steel | 1986-01-01 | Cathodically Protected | Suction (American)
KING ARTHUR PUMP STATION | KING ARTHUR DRIVE | LAGRANGE | Troup | 9141094 | 1 | [5 empty] | Removed from Ground | Diesel | 260 | Cathodically Protected Steel | 1986-01-01 | Not Marked | Suction (American)
LONG CANE CREEK WPCP | 1514 OLD HUTCHINSON MILL RD | LAGRANGE | Troup | 9141095 | 1 | Flapper Valve | 1999-01-07 |  | 1999-01-07 |  | Removed from Ground | Diesel | 1000 | Steel-Impressed Current | 1986-01-01 | Steel (Impressed Current) | Suction (American)
YELLOW JACKET PUMP STATION | 999 LAKESHORE DRIVE | LAGRANGE | Troup | 9141096 | 1 |  | 2005-06-25 |  | 1999-01-07 |  | Removed from Ground | Diesel | 260 | Steel-Impressed Current | 1986-01-01 | Copper | Suction (American)
CITY OF WEST POINT SERVICE STATI | 606 FIRST AVE | WEST POINT | Troup | 9141097 | 1 | Flapper Valve | 1998-12-14 |  | 1998-12-14 |  | Removed from Ground | Diesel | 8000 | Steel-Impressed Current | 1974-01-01 | Steel (Impressed Current) | Suction (American)
CITY OF WEST POINT SERVICE STATI | 606 FIRST AVE | WEST POINT | Troup | 9141097 | 2 | Flapper Valve | 1998-12-14 |  | 1998-12-14 |  | Removed from Ground | Gas (Historical Use) | 8000 | Steel-Impressed Current | 1974-01-01 | Steel (Impressed Current) | Suction (American)
CITY OF WEST POINT SERVICE STATI | 606 FIRST AVE | WEST POINT | Troup | 9141097 | 3 | Flapper Valve | 1998-12-14 |  | 1998-12-14 |  | Removed from Ground | Gas (Historical Use) | 500 | Steel-Impressed Current | 1974-01-01 | Steel (Impressed Current) | Suction (American)
HOP IN 100510 | 2860 UPPER BIG SPRINGS RD | LAGRANGE | Troup | 9141098 | 1 | Ball Float | 1998-12-15 | FALSE | 1998-12-15 | FALSE | Currently in Use | Regular | 10000 | Fiberglass Double Walled | 1998-12-15 | Double-Walled Fiberglass | Pressurized
HOP IN 100510 | 2860 UPPER BIG SPRINGS RD | LAGRANGE | Troup | 9141098 | 2 | Ball Float | 1998-12-15 | FALSE | 1998-12-15 | FALSE | Currently in Use | Premium | 8000 | Fiberglass Double Walled | 1998-12-15 | Double-Walled Fiberglass | Pressurized
HOP IN 100510 | 2860 UPPER BIG SPRINGS RD | LAGRANGE | Troup | 9141098 | 3 | Ball Float | 1998-12-15 | FALSE | 1998-12-15 | FALSE | Currently in Use | Diesel | 8000 | Fiberglass Double Walled | 1998-12-15 | Double-Walled Fiberglass | Pressurized
CALLAWAY HIGH SCHOOL | 211 WHITFIELD RD | HOGANSVILLE | Troup | 9141099 | 1 | Flapper Valve | 1998-12-01 | FALSE | 1998-12-01 | FALSE | Currently in Use | Diesel | 6000 | Fiberglass | 1998-12-01 | Fiberglass Reinforced Plastic | Safe Suction (Euro)
CALLAWAY HIGH SCHOOL | 211 WHITFIELD RD | HOGANSVILLE | Troup | 9141099 | 2 | Flapper Valve | 1998-12-01 | FALSE | 1998-12-01 | FALSE | Currently in Use | Diesel | 10000 | Fiberglass | 1998-12-01 | Fiberglass Reinforced Plastic | Safe Suction (Euro)
DISCOUNT GROCERIES | 314 STEWART RD | LAGRANGE | Troup | 9141100 | 1 | [5 empty] | Removed from Ground | Gas (Historical Use) | 8000 | Bare Steel | 1979-01-01 | Bare Steel | Safe Suction (Euro)
DISCOUNT GROCERIES | 314 STEWART RD | LAGRANGE | Troup | 9141100 | 2 | [5 empty] | Removed from Ground | Gas (Historical Use) | 8000 | Bare Steel | 1979-01-01 | Bare Steel | Safe Suction (Euro)
DISCOUNT GROCERIES | 314 STEWART RD | LAGRANGE | Troup | 9141100 | 3 | [5 empty] | Removed from Ground | Gas (Historical Use) | 10000 | Bare Steel | 1979-01-01 | Bare Steel | Safe Suction (Euro)
DANIEL LUMBER CO | 309 PIERCE ST | LAGRANGE | Troup | 9141101 | 1 | [5 empty] | Removed from Ground | Gas (Historical Use) | 500 | Bare Steel | 1940-01-01 | Galvanized Steel | Suction (American)
DANIEL LUMBER CO | 309 PIERCE ST | LAGRANGE | Troup | 9141101 | 2 | [5 empty] | Removed from Ground | Gas (Historical Use) | 500 | Bare Steel | 1977-01-01 | Galvanized Steel | Suction (American)
CIRCLE K 6711 | 1819 ROANOKE RD | LAGRANGE | Troup | 9141102 | 1 | Flapper Valve | 1999-08-10 | FALSE | 1999-08-10 | FALSE | Currently in Use | Premium | 12000 | Composite | 1999-08-10 | Flex | Pressurized
CIRCLE K 6711 | 1819 ROANOKE RD | LAGRANGE | Troup | 9141102 | 2 | Flapper Valve | 1999-08-10 | FALSE | 1999-08-10 | FALSE | Currently in Use | Regular | 15000 | Composite | 1999-08-10 | Flex | Pressurized
JR FOOD MART | 1616 WHITESVILLE RD | LAGRANGE | Troup | 9141103 | 1 | Ball Float | 1989-12-01 | FALSE | 1989-12-01 | FALSE | Currently in Use | Diesel On Road | 8000 | Galvanic (STIP-3) | 1989-12-01 | Fiberglass Reinforced Plastic | Pressurized
JR FOOD MART | 1616 WHITESVILLE RD | LAGRANGE | Troup | 9141103 | 2 | Ball Float | 1989-12-01 | FALSE | 1989-12-01 | FALSE | Currently in Use | Regular | 8000 | Galvanic (STIP-3) | 1989-12-01 | Fiberglass Reinforced Plastic | Pressurized
JR FOOD MART | 1616 WHITESVILLE RD | LAGRANGE | Troup | 9141103 | 3 | Ball Float | 1989-12-01 | FALSE | 1989-12-01 | FALSE | Currently in Use | Premium | 8000 | Galvanic (STIP-3) | 1989-12-01 | Fiberglass Reinforced Plastic | Pressurized
N S REDDY ENTERPRISES LLC DBA SHELL FOOD MART #002 | 1903 HAMILTON RD | LAGRANGE | Troup | 9141104 | 1 | Ball Float | 1999-07-15 | FALSE | 1999-07-15 | FALSE | Currently in Use | Premium | 12000 | Fiberglass | 1999-07-15 | Fiberglass Reinforced Plastic | Pressurized
N S REDDY ENTERPRISES LLC DBA SHELL FOOD MART #002 | 1903 HAMILTON RD | LAGRANGE | Troup | 9141104 | 2 | Ball Float | 1999-07-15 | FALSE | 1999-07-15 | FALSE | Currently in Use | Regular | 10000 | Fiberglass | 1999-07-15 | Fiberglass Reinforced Plastic | Pressurized
WAL-MART DISTRIBUTION CENTER #6054 | 385 CALLAWAY CHURCH ROAD | LAGRANGE | Troup | 9141105 | 1 | Flapper Valve | 1999-06-01 | FALSE | 1999-06-01 | FALSE | Currently in Use | Diesel | 20000 | Fiberglass Double Walled | 1999-06-01 | Double-Walled Fiberglass | Pressurized
WAL-MART DISTRIBUTION CENTER #6054 | 385 CALLAWAY CHURCH ROAD | LAGRANGE | Troup | 9141105 | 2 | Flapper Valve | 1999-06-01 | FALSE | 1999-06-01 | FALSE | Currently in Use | Diesel | 20000 | Fiberglass Double Walled | 1999-06-01 | Double-Walled Fiberglass | Pressurized
WAL-MART DISTRIBUTION CENTER #6054 | 385 CALLAWAY CHURCH ROAD | LAGRANGE | Troup | 9141105 | 3 | Flapper Valve | 1999-06-01 | FALSE | 1999-06-01 | FALSE | Currently in Use | New Oil | 6000 | Fiberglass Double Walled | 1999-06-01 | Double-Walled Fiberglass | Safe Suction (Euro)
WAL-MART DISTRIBUTION CENTER #6054 | 385 CALLAWAY CHURCH ROAD | LAGRANGE | Troup | 9141105 | 4 | Flapper Valve | 1999-06-01 | TRUE | 1999-06-01 | TRUE | Currently in Use | Used Oil | 2500 | Fiberglass Double Walled | 1999-06-01 | Double-Walled Fiberglass | Pressurized
TROUP COUNTY 911 EMERGENCY COMMU | 302 VERNON RD | LAGRANGE | Troup | 9141106 | 1 | [5 empty] | Closed in Ground | Diesel | 1000 | Bare Steel | 2000-06-07 | Bare Steel | Safe Suction (Euro)
VACANT LOT | 1409 1/2 LAFAYETTE PARKWAY | LAGRANGE | Troup | 9141107 | 1 | [5 empty] | Removed from Ground | Gas (Historical Use) | 500 | Bare Steel | 2000-10-19 | Bare Steel | Pressurized
VACANT LOT | 1409 1/2 LAFAYETTE PARKWAY | LAGRANGE | Troup | 9141107 | 2 | [5 empty] | Removed from Ground | Gas (Historical Use) | 500 | Bare Steel | 2000-10-19 | Bare Steel | Pressurized
PURE FOOD MART | 1708 HAMILTON RD | LAGRANGE | Troup | 9141108 | 1 | Ball Float | 2001-04-30 | FALSE | 2001-04-30 | FALSE | Currently in Use | Regular | 8000 | Composite | 2001-04-30 | Fiberglass Reinforced Plastic | Pressurized
PURE FOOD MART | 1708 HAMILTON RD | LAGRANGE | Troup | 9141108 | 2 | Ball Float | 2001-04-30 | FALSE | 2001-04-30 | FALSE | Currently in Use | Premium | 10000 | Composite | 2001-04-30 | Fiberglass Reinforced Plastic | Pressurized
LAGRANGE CHEVRON | 1740 LAFAYETTE PKWY | LAGRANGE | Troup | 9141109 | 1 | Ball Float | 2001-02-01 |  | 2001-02-01 |  | Currently in Use | Gas (Historical Use) | 12000 | Fiberglass Double Walled | 2001-02-01 | Flex | Pressurized
LAGRANGE CHEVRON | 1740 LAFAYETTE PKWY | LAGRANGE | Troup | 9141109 | 2 | Ball Float | 2001-02-01 | FALSE | 2001-02-01 | FALSE | Currently in Use | Regular | 10000 | Fiberglass Double Walled | 2001-02-01 | Flex | Pressurized
LAGRANGE CHEVRON | 1740 LAFAYETTE PKWY | LAGRANGE | Troup | 9141109 | 3 | Ball Float | 2001-02-01 |  | 2001-02-01 |  | Currently in Use | Diesel | 12000 | Fiberglass Double Walled | 2001-02-01 | Flex | Pressurized
CITGO FOOD MART | 2586 UPPER BIG SPRINGS RD | LAGRANGE | Troup | 9141110 | 1 | Ball Float | 2001-05-15 | FALSE | 2001-05-15 | FALSE | Currently in Use | Regular | 12000 | Fiberglass | 2001-05-15 | Double-Walled Fiberglass | Pressurized
CITGO FOOD MART | 2586 UPPER BIG SPRINGS RD | LAGRANGE | Troup | 9141110 | 2 | Ball Float | 2001-05-15 | FALSE | 2001-05-15 | FALSE | Currently in Use | Premium | 10000 | Fiberglass | 2001-05-15 | Double-Walled Fiberglass | Pressurized
CITGO FOOD MART | 2586 UPPER BIG SPRINGS RD | LAGRANGE | Troup | 9141110 | 3 | Ball Float | 2004-05-15 | FALSE | 2004-05-15 | FALSE | Currently in Use | Diesel | 10000 | Fiberglass | 2004-05-15 | Double-Walled Fiberglass | Pressurized
BRADFIELD CONSTRUCTION CO | 308 N LEE ST | LAGRANGE | Troup | 9141111 | 1 | [5 empty] | Removed from Ground | Gas (Historical Use) | 500 | Bare Steel | 1978-01-01 | Bare Steel
BRADFIELD CONSTRUCTION CO | 308 N LEE ST | LAGRANGE | Troup | 9141111 | 2 | [5 empty] | Removed from Ground | Diesel | 500 | Bare Steel | 1978-01-01 | Bare Steel
COE WP | 500 Resource Management Rd | West Point | Troup | UST-SLOC-9141035 | 1 | [5 empty] | Removed from Ground | Gas (Historical Use) | 1000 | Marked Unknown | 1992-05-05 | Unknown
COE WP | 500 Resource Management Rd | West Point | Troup | UST-SLOC-9141035 | 2 | [5 empty] | Removed from Ground | Diesel | 1000 | Marked Unknown | 1992-05-02 | Unknown
COE WP | 500 Resource Management Rd | West Point | Troup | UST-SLOC-9141036 | 1 | [5 empty] | Removed from Ground | Diesel | 550 | Marked Unknown | 1992-05-02 | Unknown
COE WP | 500 Resource Management Rd | West Point | Troup | UST-SLOC-9141036 | 2 | [5 empty] | Removed from Ground | Diesel | 550 | Marked Unknown | 1992-05-02 | Unknown
COE WP | 500 Resource Management Rd | West Point | Troup | UST-SLOC-9141037 | 1 | [5 empty] | Removed from Ground | Diesel | 550 | Marked Unknown | 1992-05-02 | Unknown
COE WP | 500 Resource Management Rd | West Point | Troup | UST-SLOC-1410038 | 1 | [5 empty] | Removed from Ground | Gas (Historical Use) | 1000 | Bare Steel | 1971-02-07 | Galvanized Steel
COE WP | 500 Resource Management Rd | West Point | Troup | UST-SLOC-1410038 | 2 | [5 empty] | Removed from Ground | Diesel | 1000 | Bare Steel | 1971-02-07 | Galvanized Steel
COE WP | 500 Resource Management Rd | West Point | Troup | UST-SLOC-1410038 | 3 | [5 empty] | Removed from Ground | Empty | 1000 | Bare Steel | 1971-02-07 | Galvanized Steel
COE WP | 500 Resource Management Rd | West Point | Troup | UST-SLOC-1410038 | 4 | [5 empty] | Removed from Ground | Empty | 1000 | Bare Steel | 1971-02-07 | Galvanized Steel
RaceTrac #500 - LaGrange | 1517 LAFAYETTE PKWY | LAGRANGE | Troup | 9033464 | 1 | Ball Float | 1995-01-01 | FALSE | 1995-01-01 | FALSE | Currently in Use | Regular | 12000 | Composite Double Walled | 1995-02-01 | Double-Walled Fiberglass | Pressurized
RaceTrac #500 - LaGrange | 1517 LAFAYETTE PKWY | LAGRANGE | Troup | 9033464 | 2 | Ball Float | 1995-01-01 | FALSE | 1995-01-01 | FALSE | Currently in Use | Diesel | 12000 | Composite Double Walled | 1995-02-01 | Double-Walled Fiberglass | Pressurized
RaceTrac #500 - LaGrange | 1517 LAFAYETTE PKWY | LAGRANGE | Troup | 9033464 | 3 | Ball Float | 1995-01-01 | FALSE | 1995-01-01 | FALSE | Currently in Use | Premium | 12000 | Composite Double Walled | 1995-02-01 | Double-Walled Fiberglass | Pressurized
SPUR STATION #1033 | US HWY 29 | WEST POINT | Troup | 9000723 | 1 | [5 empty] | Removed from Ground | Gas (Historical Use) | 6048 | Bare Steel | 1964-01-20 | Galvanized Steel | Pressurized
SPUR STATION #1033 | US HWY 29 | WEST POINT | Troup | 9000723 | 2 | [5 empty] | Removed from Ground | Gas (Historical Use) | 14100 | Bare Steel | 1964-01-20 | Galvanized Steel | Pressurized
SPUR STATION #1033 | US HWY 29 | WEST POINT | Troup | 9000723 | 3 | [5 empty] | Removed from Ground | Gas (Historical Use) | 15177 | Bare Steel | 1964-01-20 | Galvanized Steel | Pressurized
Hop In #1000503 | 2583 WEST POINT ROAD/HWY 29 | LAGRANGE | Troup | 9000534 | 1 |  | 1988-01-29 | FALSE | 1988-01-29 | FALSE | Currently in Use | Regular | 8000 | Galvanic (STIP-3) | 1988-01-29 | Fiberglass Reinforced Plastic | Pressurized
Hop In #1000503 | 2583 WEST POINT ROAD/HWY 29 | LAGRANGE | Troup | 9000534 | 2 |  | 1988-01-29 | FALSE | 1988-01-29 | FALSE | Currently in Use | Premium | 10000 | Galvanic (STIP-3) | 1988-01-29 | Fiberglass Reinforced Plastic | Pressurized
Hop In #1000503 | 2583 WEST POINT ROAD/HWY 29 | LAGRANGE | Troup | 9000534 | 3 |  | 1988-01-29 | FALSE | 1988-01-29 | FALSE | Currently in Use | Diesel | 8000 | Galvanic (STIP-3) | 1988-01-29 | Fiberglass Reinforced Plastic | Pressurized
TRI-CITY TIRE #29 | 913 THIRD AVE | WEST POINT | Troup | 9000542 | 1 | [5 empty] | Removed from Ground | Gas (Historical Use) | 10000 | Bare Steel | 1961-01-01 | Galvanized Steel
TRI-CITY TIRE #29 | 913 THIRD AVE | WEST POINT | Troup | 9000542 | 2 | [5 empty] | Removed from Ground | Gas (Historical Use) | 10000 | Bare Steel | 1961-01-01 | Galvanized Steel
TRI-CITY TIRE #29 | 913 THIRD AVE | WEST POINT | Troup | 9000542 | 3 | [5 empty] | Removed from Ground | Gas (Historical Use) | 5000 | Bare Steel | 1961-01-01 | Galvanized Steel
TRI-CITY TIRE #29 | 913 THIRD AVE | WEST POINT | Troup | 9000542 | 4 |  |  | TRUE |  | TRUE | Removed from Ground | Used Oil | 1000 | Bare Steel | 1961-01-01 | Not Marked
TRI-CITY TIRE #29 | 913 THIRD AVE | WEST POINT | Troup | 9000542 | 5 |  |  | TRUE |  | TRUE | Removed from Ground | Used Oil | 0 | Bare Steel | 1961-01-01 | Not Marked
HOP IN 100501 | 208 VERNON RD | LAGRANGE | Troup | 9000712 | 1 | [5 empty] | Removed from Ground | Gas (Historical Use) | 10000 | Bare Steel | 1970-05-09 | Galvanized Steel
HOP IN 100501 | 208 VERNON RD | LAGRANGE | Troup | 9000712 | 2 | [5 empty] | Removed from Ground | Gas (Historical Use) | 10000 | Bare Steel | 1970-05-09 | Galvanized Steel
HOP IN 100501 | 208 VERNON RD | LAGRANGE | Troup | 9000712 | 3 | [5 empty] | Removed from Ground | Gas (Historical Use) | 3000 | Bare Steel | 1964-05-10 | Galvanized Steel
HOP IN 100501 | 208 VERNON RD | LAGRANGE | Troup | 9000712 | 4 | [5 empty] | Removed from Ground | Diesel | 3000 | Bare Steel | 1964-05-10 | Galvanized Steel
HOP IN 100501 | 208 VERNON RD | LAGRANGE | Troup | 9000712 | 5 | Ball Float | 1994-03-20 | FALSE | 1994-03-20 | FALSE | Currently in Use | Premium | 10000 | Fiberglass | 1994-03-26 | Fiberglass Reinforced Plastic | Pressurized
HOP IN 100501 | 208 VERNON RD | LAGRANGE | Troup | 9000712 | 6 | Ball Float | 1994-03-20 | FALSE | 1994-03-20 | FALSE | Currently in Use | Diesel | 8000 | Fiberglass | 1994-03-26 | Fiberglass Reinforced Plastic | Pressurized
HOP IN 100501 | 208 VERNON RD | LAGRANGE | Troup | 9000712 | 7 | Ball Float | 1994-03-20 | FALSE | 1994-03-20 | FALSE | Currently in Use | Diesel | 8000 | Fiberglass | 1994-03-26 | Fiberglass Reinforced Plastic | Pressurized
COCA-COLA BOTTLING CO W POINT/LA | 1700 EAST 10TH ST | WEST POINT | Troup | 9000245 | 1 | [5 empty] | Removed from Ground | Diesel | 1000 | Bare Steel | 1971-03-07 | Galvanized Steel
COCA-COLA BOTTLING CO W POINT/LA | 1700 EAST 10TH ST | WEST POINT | Troup | 9000245 | 2 | [5 empty] | Removed from Ground | Gas (Historical Use) | 3000 | Bare Steel | 1981-03-04 | Galvanized Steel
CHEVRON/SINCLAIRS STANDARD STA | HWY 29/510 3RD AVE | WEST POINT | Troup | 720009 | 1 | [5 empty] | Removed from Ground | Other | 550 | Bare Steel | 1994-03-23 | Bare Steel | Pressurized
CHEVRON/SINCLAIRS STANDARD STA | HWY 29/510 3RD AVE | WEST POINT | Troup | 720009 | 2 | [5 empty] | Removed from Ground | Other | 1000 | Bare Steel | 1994-03-23 | Bare Steel | Pressurized
CHEVRON/SINCLAIRS STANDARD STA | HWY 29/510 3RD AVE | WEST POINT | Troup | 720009 | 3 | [5 empty] | Removed from Ground | Other | 1000 | Bare Steel | 1994-03-23 | Bare Steel | Pressurized
CHEVRON/SINCLAIRS STANDARD STA | HWY 29/510 3RD AVE | WEST POINT | Troup | 720009 | 4 | [5 empty] | Removed from Ground | Other | 550 | Bare Steel | 1994-03-23 | Bare Steel | Pressurized
CHEVRON/SINCLAIRS STANDARD STA | HWY 29/510 3RD AVE | WEST POINT | Troup | 720009 | 5 | [5 empty] | Removed from Ground | Other | 1000 | Bare Steel | 1994-03-23 | Bare Steel | Pressurized
PACK & SACK #120 | 708 NORTH ST | ASHBURN | Turner | 9000500 | 1 | [5 empty] | Removed from Ground | Gas (Historical Use) | 5000 | Bare Steel | 1981-02-27 | Galvanized Steel
PACK & SACK #120 | 708 NORTH ST | ASHBURN | Turner | 9000500 | 2 | [5 empty] | Removed from Ground | Gas (Historical Use) | 4000 | Bare Steel | 1981-02-27 | Galvanized Steel
PACK & SACK #120 | 708 NORTH ST | ASHBURN | Turner | 9000500 | 3 | [5 empty] | Removed from Ground | Gas (Historical Use) | 1000 | Bare Steel | 1981-02-27 | Galvanized Steel
TURNER CO EMERGENCY SERVICES | 717 HUDSON AVE | ASHBURN | Turner | 7000118 | 1 | [5 empty] | Removed from Ground | Gas (Historical Use) | 4000 | Bare Steel | 1982-04-08 | Galvanized Steel
CHEVRON FOOD MART | 2005 NORTH ST | ASHBURN | Turner | 9000363 | 1 | Flapper Valve | 1996-09-30 | FALSE | 1996-09-30 | FALSE | Currently in Use | E-10 | 10000 | Fiberglass | 1981-04-02 | Fiberglass Reinforced Plastic | Pressurized
CHEVRON FOOD MART | 2005 NORTH ST | ASHBURN | Turner | 9000363 | 2 | Flapper Valve | 1996-09-30 | FALSE | 1996-09-30 | FALSE | Currently in Use | E-10 | 10000 | Fiberglass | 1981-04-24 | Fiberglass Reinforced Plastic | Pressurized
CHEVRON FOOD MART | 2005 NORTH ST | ASHBURN | Turner | 9000363 | 3 | Flapper Valve | 1996-09-30 | FALSE | 1996-09-30 | FALSE | Currently in Use | Premium | 10000 | Fiberglass | 1981-04-24 | Fiberglass Reinforced Plastic | Pressurized
CHEVRON FOOD MART | 2005 NORTH ST | ASHBURN | Turner | 9000363 | 4 |  |  | FALSE |  | FALSE | Removed from Ground | Used Oil | 1000 | Fiberglass | 1981-04-24
CHEVRON FOOD MART | 2005 NORTH ST | ASHBURN | Turner | 9000363 | 5 | Flapper Valve | 1996-09-30 | FALSE | 1996-09-30 | FALSE | Currently in Use | Diesel | 12000 | Fiberglass | 1991-04-15 | Fiberglass Reinforced Plastic | Pressurized
CHEVRON FOOD MART | 2005 NORTH ST | ASHBURN | Turner | 9000363 | 6 | Flapper Valve | 1996-09-30 | FALSE | 1996-09-30 | FALSE | Currently in Use | Diesel | 12000 | Fiberglass | 1990-08-25 | Fiberglass Reinforced Plastic | Pressurized
CHEVRON STATION #43100 | I-75 AND HWY 32 | SYCAMORE | Turner | 9142001 | 1 | [5 empty] | Removed from Ground | Gas (Historical Use) | 0 | Not Marked/Unknown | 1981-10-01 | Not Marked
REBECCA FOOD MART | 5 W ASHLEY ST | REBECCA | Turner | 9142002 | 1 | Flapper Valve | 1997-02-11 |  | 1997-02-11 |  | Currently in Use | Gas (Historical Use) | 6000 | Galvanic (STIP-3) | 1986-01-01 | Flex | Pressurized
REBECCA FOOD MART | 5 W ASHLEY ST | REBECCA | Turner | 9142002 | 2 | Flapper Valve | 1997-02-11 |  | 1997-02-11 |  | Currently in Use | Gas (Historical Use) | 6000 | Galvanic (STIP-3) | 1986-01-01 | Flex | Pressurized
REBECCA FOOD MART | 5 W ASHLEY ST | REBECCA | Turner | 9142002 | 3 | Flapper Valve | 1997-02-11 |  | 1997-02-11 |  | Temporarily out of use | Empty | 6000 | Galvanic (STIP-3) | 1986-01-01 | Flex | Pressurized
NO FACILITY NAME | 322 SOUTH MAIN ST | ASHBURN | Turner | 9142003 | 1 | [5 empty] | Removed from Ground | Gas (Historical Use) | 3000 | Bare Steel | 1959-01-01 | Galvanized Steel
NO FACILITY NAME | 322 SOUTH MAIN ST | ASHBURN | Turner | 9142003 | 2 | [5 empty] | Removed from Ground | Gas (Historical Use) | 3000 | Bare Steel | 1959-01-01 | Galvanized Steel
NO FACILITY NAME | 322 SOUTH MAIN ST | ASHBURN | Turner | 9142003 | 3 | [5 empty] | Removed from Ground | Gas (Historical Use) | 3000 | Bare Steel | 1959-01-01 | Galvanized Steel
NO FACILITY NAME | 322 SOUTH MAIN ST | ASHBURN | Turner | 9142003 | 4 | [5 empty] | Removed from Ground | Gas (Historical Use) | 3000 | Bare Steel | 1959-01-01 | Galvanized Steel
WILLIAMS-PITTS OIL #2 | 1916 NORTH ST | ASHBURN | Turner | 9142004 | 1 | [5 empty] | Removed from Ground | Gas (Historical Use) | 8000 | Bare Steel | 1965-01-01 | Galvanized Steel
WILLIAMS-PITTS OIL #2 | 1916 NORTH ST | ASHBURN | Turner | 9142004 | 2 | [5 empty] | Removed from Ground | Gas (Historical Use) | 8000 | Bare Steel | 1965-01-01 | Galvanized Steel
WILLIAMS-PITTS OIL #2 | 1916 NORTH ST | ASHBURN | Turner | 9142004 | 3 | [5 empty] | Removed from Ground | Diesel | 3000 | Bare Steel | 1965-01-01 | Galvanized Steel
WILLIAMS-PITTS OIL #2 | 1916 NORTH ST | ASHBURN | Turner | 9142004 | 4 |  | 1990-02-01 |  | 1990-02-01 |  | Removed from Ground | Gas (Historical Use) | 6000 | Galvanic (STIP-3) | 1990-02-01 | Fiberglass Reinforced Plastic | Safe Suction (Euro)
WILLIAMS-PITTS OIL #2 | 1916 NORTH ST | ASHBURN | Turner | 9142004 | 5 |  | 1990-02-01 |  | 1990-02-01 |  | Removed from Ground | Gas (Historical Use) | 4000 | Galvanic (STIP-3) | 1990-02-01 | Fiberglass Reinforced Plastic | Safe Suction (Euro)
GA DOT #10477 TURNER CO MAINT HD | 206 COUNTY RD | SYCAMORE | Turner | 9142005 | 10477-1 | [5 empty] | Removed from Ground | Gas (Historical Use) | 500 | Bare Steel | 1993-04-08 | Unknown
CHEVRON #51259 (ABANDONED) | I-75 & BUSSEY RD | ASHBURN | Turner | 9142006 | 1 | [5 empty] | Removed from Ground | Gas (Historical Use) | 0 | Marked Unknown | 1970-01-01 | Unknown
GA FC-TURNER CO UNIT | US HWY 112 3 MI EAST | ASHBURN | Turner | 9142007 | 1 | [5 empty] | Removed from Ground | Gas (Historical Use) | 1000 | Bare Steel | 1975-06-01 | Galvanized Steel | Safe Suction (Euro)
GA FC-TURNER CO UNIT | US HWY 112 3 MI EAST | ASHBURN | Turner | 9142007 | 2 | [5 empty] | Removed from Ground | Gas (Historical Use) | 560 | Bare Steel | 1960-01-11 | Galvanized Steel | Safe Suction (Euro)
GA FC-TURNER CO UNIT | US HWY 112 3 MI EAST | ASHBURN | Turner | 9142007 | 3 | [5 empty] | Removed from Ground | Diesel | 560 | Bare Steel | 1960-01-11 | Galvanized Steel | Safe Suction (Euro)
GA FC-TURNER CO UNIT | US HWY 112 3 MI EAST | ASHBURN | Turner | 9142007 | 4 |  | 1993-11-18 |  | 1993-11-18 |  | Removed from Ground | Gas (Historical Use) | 1000 | Galvanic (STIP-3) | 1993-11-18 | Cathodically Protected | Safe Suction (Euro)
GA FC-TURNER CO UNIT | US HWY 112 3 MI EAST | ASHBURN | Turner | 9142007 | 5 |  | 1993-11-18 |  | 1993-11-18 |  | Removed from Ground | Diesel | 1000 | Galvanic (STIP-3) | 1993-11-18 | Cathodically Protected | Safe Suction (Euro)
GRAY DISTRIBUTION SVCS | 1737 INDUSTRIAL AVE | ASHBURN | Turner | 9142009 | 1 | [5 empty] | Removed from Ground | Gas (Historical Use) | 2000 | Not Marked/Unknown | 1992-08-24 | Not Marked
ICE CREAM CHURN/TEXACO | I-75 & AMBOY RD | ASHBURN | Turner | 9142010 | 1 | [5 empty] | Removed from Ground | Gas (Historical Use) | 4000 | Not Marked/Unknown | 1991-06-18 | Not Marked
ICE CREAM CHURN/TEXACO | I-75 & AMBOY RD | ASHBURN | Turner | 9142010 | 2 | [5 empty] | Removed from Ground | Gas (Historical Use) | 4000 | Not Marked/Unknown | 1991-06-18 | Not Marked
ICE CREAM CHURN/TEXACO | I-75 & AMBOY RD | ASHBURN | Turner | 9142010 | 3 | [5 empty] | Removed from Ground | Gas (Historical Use) | 4000 | Not Marked/Unknown | 1991-06-18 | Not Marked
ICE CREAM CHURN/TEXACO | I-75 & AMBOY RD | ASHBURN | Turner | 9142010 | 4 | [5 empty] | Removed from Ground | Gas (Historical Use) | 4000 | Not Marked/Unknown | 1991-06-18 | Not Marked
ICE CREAM CHURN/TEXACO | I-75 & AMBOY RD | ASHBURN | Turner | 9142010 | 5 | [5 empty] | Removed from Ground | Gas (Historical Use) | 4000 | Not Marked/Unknown | 1991-06-18 | Not Marked
TRAVEL STOP | 828 WASHINGTON AVE | ASHBURN | Turner | 9142011 | 1 | Ball Float | 1988-10-01 | FALSE | 1988-10-01 | FALSE | Currently in Use | Regular | 8000 | Galvanic (STIP-3) | 1988-10-01 | Fiberglass Reinforced Plastic | Pressurized
TRAVEL STOP | 828 WASHINGTON AVE | ASHBURN | Turner | 9142011 | 2 | Ball Float | 1988-10-01 | FALSE | 1988-10-01 | FALSE | Currently in Use | Premium | 8000 | Galvanic (STIP-3) | 1988-10-01 | Fiberglass Reinforced Plastic | Pressurized
TRAVEL STOP | 828 WASHINGTON AVE | ASHBURN | Turner | 9142011 | 3 | Ball Float | 1988-10-01 | FALSE | 1988-10-01 | FALSE | Currently in Use | Regular | 8000 | Galvanic (STIP-3) | 1988-10-01 | Fiberglass Reinforced Plastic | Pressurized
TRAVEL STOP | 828 WASHINGTON AVE | ASHBURN | Turner | 9142011 | 4 | Ball Float | 1988-10-01 | FALSE | 1988-10-01 | FALSE | Currently in Use | Diesel | 8000 | Galvanic (STIP-3) | 1988-10-01 | Fiberglass Reinforced Plastic | Pressurized
SUMNER FARMS | 315 SUMNER RD | SYCAMORE | Turner | 9142012 | 1 |  | 1998-11-01 |  | 1998-11-01 |  | Removed from Ground | Diesel | 10000 | Steel-Impressed Current | 1998-11-01 | Cathodically Protected | Suction (American)
SHORTYS QUICK STOP #23 (ABANDONED) | 1970 INAHA RD E | SYCAMORE | Turner | 9142013 | 1 | [5 empty] | Removed from Ground | Gas (Historical Use) | 6000 | Bare Steel | 1995-12-01 | Galvanized Steel
SHORTYS QUICK STOP #23 (ABANDONED) | 1970 INAHA RD E | SYCAMORE | Turner | 9142013 | 2 | [5 empty] | Removed from Ground | Gas (Historical Use) | 6000 | Bare Steel | 1995-12-01 | Galvanized Steel | Pressurized
SHORTYS QUICK STOP #23 (ABANDONED) | 1970 INAHA RD E | SYCAMORE | Turner | 9142013 | 3 | [5 empty] | Removed from Ground | Gas (Historical Use) | 6000 | Bare Steel | 1995-12-01 | Galvanized Steel | Pressurized
SHORTYS QUICK STOP #23 (ABANDONED) | 1970 INAHA RD E | SYCAMORE | Turner | 9142013 | 4 | Ball Float | 1996-01-01 | FALSE | 1996-01-01 | FALSE | Temporarily out of use | Gas (Historical Use) | 10000 | Composite | 1996-01-01 | Fiberglass Reinforced Plastic | Pressurized
SHORTYS QUICK STOP #23 (ABANDONED) | 1970 INAHA RD E | SYCAMORE | Turner | 9142013 | 5 | Ball Float | 1996-01-01 | FALSE | 1996-01-01 | FALSE | Temporarily out of use | Gas (Historical Use) | 8000 | Composite | 1996-01-01 | Fiberglass Reinforced Plastic | Pressurized
D & M PETRO #214 | 2695 HWY 41 | SYCAMORE | Turner | 9142014 | 1 | Ball Float | 1997-06-25 | FALSE | 1997-06-25 | FALSE | Currently in Use | Premium | 8000 | Steel-Impressed Current | 1990-04-01 | Double-Walled Fiberglass | Pressurized
D & M PETRO #214 | 2695 HWY 41 | SYCAMORE | Turner | 9142014 | 2 | Ball Float | 1997-06-25 | FALSE | 1997-06-25 | FALSE | Currently in Use | Regular | 8000 | Steel-Impressed Current | 1990-04-01 | Double-Walled Fiberglass | Pressurized
HANDY MART #095 | 708 NORTH ST | ASHBURN | Turner | 9142015 | 7041 | Ball Float | 1995-05-24 | FALSE | 1995-06-01 | FALSE | Currently in Use | Regular | 12000 | Epoxy | 1995-05-22 | Double-Walled Flex | Pressurized
HANDY MART #095 | 708 NORTH ST | ASHBURN | Turner | 9142015 | 7042 | Ball Float | 1995-05-24 | FALSE | 1995-06-01 | FALSE | Currently in Use | Premium | 8000 | Epoxy | 1995-05-22 | Double-Walled Flex | Pressurized
CORNERSTONE MANUFACTURING | 1865 INDUSTRIAL BLVD | SYCAMORE | Turner | 9142021 | 1 | [5 empty] | Removed from Ground | Gas (Historical Use) | 8000 | Not Marked/Unknown | 1997-07-01 | Not Marked
CORNERSTONE MANUFACTURING | 1865 INDUSTRIAL BLVD | SYCAMORE | Turner | 9142021 | 2 | [5 empty] | Removed from Ground | Gas (Historical Use) | 8000 | Not Marked/Unknown | 1997-07-01 | Not Marked
ASHBURN SERVICE CENTER | 307 WASHINGTON | ASHBURN | Turner | 9142022 | 1 | [5 empty] | Removed from Ground | Gas (Historical Use) | 1000 | Bare Steel |  | Galvanized Steel | Suction (American)
ASHBURN SERVICE CENTER | 307 WASHINGTON | ASHBURN | Turner | 9142022 | 2 | [5 empty] | Removed from Ground | Gas (Historical Use) | 1000 | Bare Steel |  | Galvanized Steel | Suction (American)
ASHBURN SERVICE CENTER | 307 WASHINGTON | ASHBURN | Turner | 9142022 | 3 | [5 empty] | Removed from Ground | Gas (Historical Use) | 1000 | Bare Steel |  | Galvanized Steel | Suction (American)
ASHBURN SERVICE CENTER | 307 WASHINGTON | ASHBURN | Turner | 9142022 | 4 | [5 empty] | Removed from Ground | Gas (Historical Use) | 10000 | Bare Steel |  | Galvanized Steel | Suction (American)
ASHBURN SERVICE CENTER | 307 WASHINGTON | ASHBURN | Turner | 9142022 | 5 |  |  | TRUE |  | TRUE | Removed from Ground | Used Oil | 550 | Bare Steel |  | Galvanized Steel | Gravity Fed
TURNER COUNTY ROAD DEPT | 284 COUNTY FARM RD | ASHBURN | Turner | 9142023 | 1 | Flapper Valve | 1995-01-05 | FALSE | 1995-01-05 | FALSE | Currently in Use | Regular | 10000 | Epoxy | 1995-01-05 | Flex | Safe Suction (Euro)
TURNER COUNTY ROAD DEPT | 284 COUNTY FARM RD | ASHBURN | Turner | 9142023 | 2 | Flapper Valve | 1995-01-05 | FALSE | 1995-01-05 | FALSE | Currently in Use | Diesel | 10000 | Epoxy | 1995-01-05 | Flex | Pressurized
TURNER COUNTY FOOD MART | 742 WASHINGTON ST | ASHBURN | Turner | 9142024 | 1 | Ball Float | 1998-08-05 | FALSE | 1998-08-05 | FALSE | Temporarily out of use | E-10 | 8000 | Composite | 1998-08-05 | Double-Walled Flex | Pressurized
TURNER COUNTY FOOD MART | 742 WASHINGTON ST | ASHBURN | Turner | 9142024 | 2A | Ball Float | 1998-08-05 | FALSE | 1998-08-05 | FALSE | Currently in Use | E-0 | 4000 | Composite | 1998-08-05 | Double-Walled Flex | Pressurized
TURNER COUNTY FOOD MART | 742 WASHINGTON ST | ASHBURN | Turner | 9142024 | 2B | Ball Float | 1998-08-05 | FALSE | 1998-08-05 | FALSE | Temporarily out of use | Premium | 4000 | Composite | 1998-08-05 | Double-Walled Flex | Pressurized
TURNER COUNTY FOOD MART | 742 WASHINGTON ST | ASHBURN | Turner | 9142024 | 3A | Ball Float | 1998-08-05 | FALSE | 1998-08-05 | FALSE | Temporarily out of use | Diesel Off Road | 2000 | Composite | 1998-08-05 | Double-Walled Flex | Pressurized
TURNER COUNTY FOOD MART | 742 WASHINGTON ST | ASHBURN | Turner | 9142024 | 3B | Ball Float | 1998-08-05 | FALSE | 1998-08-05 | FALSE | Temporarily out of use | E-10 | 2000 | Composite | 1998-08-05 | Double-Walled Flex | Pressurized
TURNER COUNTY FOOD MART | 742 WASHINGTON ST | ASHBURN | Turner | 9142024 | 4 | Ball Float | 1998-08-05 | FALSE | 1998-08-05 | FALSE | Temporarily out of use | Diesel On Road | 4000 | Composite | 1998-08-05 | Double-Walled Flex | Pressurized
TURNER COUNTY STOCKYARD | 1315 US HWY 41 SOUTH | ASHBURN | Turner | 9142025 | 1 | [5 empty] | Removed from Ground | Gas (Historical Use) | 8000 | Bare Steel | 1998-12-28 | Galvanized Steel
PERRY FUNERAL CHAPEL INC | MAIN & MURRAY AVE | ASHBURN | Turner | 9142026 | 1 | [5 empty] | Removed from Ground | Gas (Historical Use) | 550 | Bare Steel | 2000-02-29 | Bare Steel | Suction (American)
PERRY FUNERAL CHAPEL INC | MAIN & MURRAY AVE | ASHBURN | Turner | 9142026 | 2 | [5 empty] | Removed from Ground | Gas (Historical Use) | 550 | Bare Steel | 2000-02-29 | Bare Steel | Suction (American)
PERRY FUNERAL CHAPEL INC | MAIN & MURRAY AVE | ASHBURN | Turner | 9142026 | 3 | [5 empty] | Removed from Ground | Gas (Historical Use) | 550 | Bare Steel | 2000-02-29 | Bare Steel | Suction (American)
DEPT OF TRANS BOARD OF EDUCATION | 821 NORTH ST (HWY 159) | ASHBURN | Turner | 9142027 | 1A | Flapper Valve | 2001-10-01 | FALSE | 2001-10-01 | FALSE | Currently in Use | Diesel | 10000 | Galvanic (STIP-3) | 2001-10-01 | Double-Walled Flex | Safe Suction (Euro)
DEPT OF TRANS BOARD OF EDUCATION | 821 NORTH ST (HWY 159) | ASHBURN | Turner | 9142027 | 1B | Flapper Valve | 2001-10-01 | FALSE | 2001-10-01 | FALSE | Currently in Use | E-0 | 2000 | Galvanic (STIP-3) | 2001-10-01 | Double-Walled Flex | Safe Suction (Euro)
UNKNOWN | ASHLEY & N JACKSON ST | REBECCA | Turner | 9142028 | 1 | [5 empty] | Removed from Ground | Gas (Historical Use) | 8000 | Bare Steel | 2001-06-01 | Galvanized Steel | Suction (American)
UNKNOWN | ASHLEY & N JACKSON ST | REBECCA | Turner | 9142028 | 2 | [5 empty] | Removed from Ground | Gas (Historical Use) | 8000 | Bare Steel | 2001-06-01 | Galvanized Steel | Suction (American)
WASHINGTON STREET GROCERY & MEAT | 833 W WASHINGTON ST | ASHBURN | Turner | 9130007 | 1A | Ball Float | 1995-01-10 | FALSE | 1995-01-10 | FALSE | Currently in Use | E-10 | 8147 | Composite | 1995-01-10 | Fiberglass Reinforced Plastic | Pressurized
WASHINGTON STREET GROCERY & MEAT | 833 W WASHINGTON ST | ASHBURN | Turner | 9130007 | 1B | Ball Float | 1995-01-10 | FALSE | 1995-01-10 | FALSE | Temporarily out of use | Premium | 4136 | Composite | 2014-02-27 | Fiberglass Reinforced Plastic | Pressurized
DENHAM'S ONE STOP | 2731 SOUTH US HWY 41 | SYCAMORE | Turner | 10000234 | 1 | Ball Float | 2002-09-01 | FALSE | 2002-09-01 | FALSE | Currently in Use | E-10 | 12000 | Composite | 2002-09-01 | Fiberglass Reinforced Plastic | Pressurized
DENHAM'S ONE STOP | 2731 SOUTH US HWY 41 | SYCAMORE | Turner | 10000234 | 2A | Ball Float | 2002-09-01 | FALSE | 2002-09-01 | FALSE | Currently in Use | Premium | 5000 | Composite | 2002-09-01 | Fiberglass Reinforced Plastic | Pressurized
DENHAM'S ONE STOP | 2731 SOUTH US HWY 41 | SYCAMORE | Turner | 10000234 | 2B | Ball Float | 2002-09-01 | FALSE | 2002-09-01 | FALSE | Currently in Use | Diesel | 5000 | Composite | 2002-09-01 | Fiberglass Reinforced Plastic | Pressurized
G-NEZ EXPRESS | 507 S JEFFERSON ST | ASHBURN | Turner | 10000921 | 1A | Ball Float | 2004-10-01 | FALSE | 2004-10-01 | FALSE | Currently in Use | E-10 | 8000 | Galvanic (STIP-3) | 2005-10-01 | Fiberglass Reinforced Plastic | Pressurized
G-NEZ EXPRESS | 507 S JEFFERSON ST | ASHBURN | Turner | 10000921 | 1B | Ball Float | 2004-10-01 | FALSE | 2004-10-01 | FALSE | Currently in Use | Premium | 4000 | Galvanic (STIP-3) | 2004-10-01 | Fiberglass Reinforced Plastic | Pressurized
UNKNOWN | 415 SOUTH MAIN STREET | ASHBURN | Turner | 10001247 | 2 |  |  | FALSE |  | FALSE | Removed from Ground | Kerosene | 500 | Bare Steel | 1951-01-01 | Galvanized Steel
STUCKEYS #027 (ABANDONED) | 1805 E INAHA RD | SYCAMORE | Turner | 10001179 | 1 |  | 2011-04-04 | FALSE | 2011-04-04 | FALSE | Temporarily out of use | Gas (Historical Use) | 10000 | Composite | 2006-09-14 | Fiberglass Reinforced Plastic | Pressurized
STUCKEYS #027 (ABANDONED) | 1805 E INAHA RD | SYCAMORE | Turner | 10001179 | 2 | Flapper Valve | 2011-04-04 | FALSE | 2011-04-04 | FALSE | Temporarily out of use | Gas (Historical Use) | 6000 | Composite | 2006-09-14 | Fiberglass Reinforced Plastic | Pressurized
DIYYA FOOD MART | 264 W ASHLEY ST | REBECCA | Turner | 10001164 | 1 | Ball Float | 2006-07-01 | FALSE | 2006-07-01 | FALSE | Currently in Use | Gas (Historical Use) | 8000 | Composite | 2006-06-01 | Fiberglass Reinforced Plastic | Pressurized
DIYYA FOOD MART | 264 W ASHLEY ST | REBECCA | Turner | 10001164 | 2A | Ball Float | 2006-07-01 | FALSE | 2006-07-01 | FALSE | Currently in Use | Diesel | 4000 | Composite | 2006-06-01 | Fiberglass Reinforced Plastic | Pressurized
DIYYA FOOD MART | 264 W ASHLEY ST | REBECCA | Turner | 10001164 | 2B | Ball Float | 2006-07-01 | FALSE | 2006-07-01 | FALSE | Currently in Use | Gas (Historical Use) | 4000 | Composite | 2006-06-01 | Fiberglass Reinforced Plastic | Pressurized
GOLDEN PEANUT COMPANY | 304 WEST WASHINGTON AVENUE | ASHBURN | Turner | 10001587 | 1 |  |  | FALSE |  | FALSE | Removed from Ground | Gas (Historical Use) | 1000 | Bare Steel |  | Bare Steel
DOLLAR GENERAL #4021 | 155 W WASHINGTON ST | ASHBURN | Turner | 10002401 | 1 | Flapper Valve | 2014-10-16 | FALSE | 2014-10-16 | FALSE | Currently in Use | E-10 | 15000 | Fiberglass Double Walled | 2016-03-18 | Double-Walled Flex | Pressurized
DOLLAR GENERAL #4021 | 155 W WASHINGTON ST | ASHBURN | Turner | 10002401 | 2A | Flapper Valve | 2014-10-16 | FALSE | 2014-10-16 | FALSE | Currently in Use | Premium | 8000 | Fiberglass Double Walled | 2016-03-18 | Double-Walled Flex | Pressurized
DOLLAR GENERAL #4021 | 155 W WASHINGTON ST | ASHBURN | Turner | 10002401 | 2B | Flapper Valve | 2014-10-16 | FALSE | 2014-10-16 | FALSE | Currently in Use | Diesel | 7000 | Fiberglass Double Walled | 2016-03-18 | Double-Walled Flex | Pressurized
SOUTH GA OIL | 657 SYLVIA DR | ASHBURN | Turner | 10002565 | 1 | Ball Float | 2016-04-16 | FALSE | 2016-04-16 | FALSE | Currently in Use | Diesel | 12000 | Composite Double Walled | 2016-04-12 | Double-Walled Fiberglass | Pressurized
SOUTH GA OIL | 657 SYLVIA DR | ASHBURN | Turner | 10002565 | 2 | Ball Float | 2016-04-16 | FALSE | 2016-04-16 | FALSE | Currently in Use | Regular | 4000 | Composite Double Walled | 2016-04-16 | Double-Walled Fiberglass | Pressurized
SOUTH GA OIL | 657 SYLVIA DR | ASHBURN | Turner | 10002565 | 3 | Ball Float | 2016-04-16 | FALSE | 2016-04-16 | FALSE | Currently in Use | Diesel | 12000 | Composite Double Walled | 2016-04-16 | Double-Walled Fiberglass | Pressurized
FLASH FOODS #121 / CST #5191 | 823 E WASHINGTON AVE | ASHBURN | Turner | 10002621 | 1 | Flapper Valve | 2016-08-22 | FALSE | 2016-08-22 | FALSE | Currently in Use | Regular | 20000 | Fiberglass Double Walled | 2016-08-22 | Double-Walled Flex | Pressurized
FLASH FOODS #121 / CST #5191 | 823 E WASHINGTON AVE | ASHBURN | Turner | 10002621 | 2A | Flapper Valve | 2016-08-22 | FALSE | 2016-08-22 | FALSE | Currently in Use | Plus | 8000 | Fiberglass Double Walled | 2016-08-22 | Double-Walled Flex | Pressurized
FLASH FOODS #121 / CST #5191 | 823 E WASHINGTON AVE | ASHBURN | Turner | 10002621 | 2B | Flapper Valve | 2016-08-22 | FALSE | 2016-08-22 | FALSE | Currently in Use | Diesel | 9000 | Fiberglass Double Walled | 2016-08-22 | Double-Walled Flex | Pressurized
FLASH FOODS #121 / CST #5191 | 823 E WASHINGTON AVE | ASHBURN | Turner | 10002621 | 3 | Flapper Valve | 2016-08-22 | FALSE | 2016-08-22 | FALSE | Currently in Use | Diesel | 30000 | Fiberglass Double Walled | 2016-08-22 | Double-Walled Flex | Pressurized
FLASH FOODS #121 / CST #5191 | 823 E WASHINGTON AVE | ASHBURN | Turner | 10002621 | 4 | Flapper Valve | 2016-08-22 | FALSE | 2016-08-22 | FALSE | Currently in Use | Diesel | 30000 | Fiberglass Double Walled | 2016-08-22 | Double-Walled Flex | Pressurized
FLASH FOODS #121 / CST #5191 | 823 E WASHINGTON AVE | ASHBURN | Turner | 10002621 | 5 | Flapper Valve | 2016-08-22 | FALSE | 2016-08-22 | FALSE | Currently in Use | Premium | 8000 | Fiberglass Double Walled | 2016-08-22 | Double-Walled Fiberglass | Pressurized
SING STORE | BUSSEY RD & I-75 | SYCAMORE | Turner | 760146 | 1 | [5 empty] | Removed from Ground | Empty | 6000 | Bare Steel | 1974-05-10 | Galvanized Steel
SING STORE | BUSSEY RD & I-75 | SYCAMORE | Turner | 760146 | 2 | [5 empty] | Removed from Ground | Empty | 6000 | Bare Steel | 1974-05-10 | Galvanized Steel
SING STORE | BUSSEY RD & I-75 | SYCAMORE | Turner | 760146 | 3 | [5 empty] | Removed from Ground | Empty | 4000 | Bare Steel | 1974-05-10 | Galvanized Steel
SING STORE | BUSSEY RD & I-75 | SYCAMORE | Turner | 760146 | 4 | [5 empty] | Removed from Ground | Diesel | 4000 | Bare Steel | 1974-05-10 | Galvanized Steel
STRICKLAND'S TEXACO | I-75 AND GA HWY 159 | ASHBURN | Turner | 7000111 | 1 | [5 empty] | Removed from Ground | Gas (Historical Use) | 4000 | Bare Steel | 1966-04-26 | Galvanized Steel
STRICKLAND'S TEXACO | I-75 AND GA HWY 159 | ASHBURN | Turner | 7000111 | 2 | [5 empty] | Removed from Ground | Gas (Historical Use) | 4000 | Bare Steel | 1966-04-26 | Galvanized Steel
STRICKLAND'S TEXACO | I-75 AND GA HWY 159 | ASHBURN | Turner | 7000111 | 3 | [5 empty] | Removed from Ground | Gas (Historical Use) | 4000 | Bare Steel | 1966-04-26 | Galvanized Steel
STRICKLAND'S TEXACO | I-75 AND GA HWY 159 | ASHBURN | Turner | 7000111 | 4 | [5 empty] | Removed from Ground | Gas (Historical Use) | 4000 | Bare Steel | 1966-04-26 | Galvanized Steel
STRICKLAND'S TEXACO | I-75 AND GA HWY 159 | ASHBURN | Turner | 7000111 | 5 | [5 empty] | Removed from Ground | Gas (Historical Use) | 4000 | Bare Steel | 1966-04-26 | Galvanized Steel
STRICKLAND'S TEXACO | I-75 AND GA HWY 159 | ASHBURN | Turner | 7000111 | 6 | [5 empty] | Removed from Ground | Gas (Historical Use) | 4000 | Bare Steel | 1966-04-26 | Galvanized Steel
SHELL GAS AND FOOD MART | 2199 NORTH ST | ASHBURN | Turner | 7000112 | 1 | [5 empty] | Removed from Ground | Gas (Historical Use) | 12000 | Bare Steel | 1966-04-26 | Galvanized Steel
SHELL GAS AND FOOD MART | 2199 NORTH ST | ASHBURN | Turner | 7000112 | 2 | [5 empty] | Removed from Ground | Gas (Historical Use) | 10000 | Bare Steel | 1966-04-26 | Galvanized Steel
SHELL GAS AND FOOD MART | 2199 NORTH ST | ASHBURN | Turner | 7000112 | 3 | [5 empty] | Removed from Ground | Gas (Historical Use) | 10000 | Bare Steel | 1966-04-26 | Galvanized Steel
SHELL GAS AND FOOD MART | 2199 NORTH ST | ASHBURN | Turner | 7000112 | 4 | [5 empty] | Removed from Ground | Diesel | 5000 | Bare Steel | 1966-04-26 | Galvanized Steel
SHELL GAS AND FOOD MART | 2199 NORTH ST | ASHBURN | Turner | 7000112 | 5 | [5 empty] | Removed from Ground | Gas (Historical Use) | 5000 | Not Marked/Unknown |  | Not Marked
SHELL GAS AND FOOD MART | 2199 NORTH ST | ASHBURN | Turner | 7000112 | 6 | [5 empty] | Removed from Ground | Diesel | 5000 | Not Marked/Unknown |  | Not Marked
SHELL GAS AND FOOD MART | 2199 NORTH ST | ASHBURN | Turner | 7000112 | 7 |  | 1996-07-10 |  | 1996-07-10 |  | Removed from Ground | Gas (Historical Use) | 12000 | Fiberglass | 1996-07-10 | Flex | Pressurized
SHELL GAS AND FOOD MART | 2199 NORTH ST | ASHBURN | Turner | 7000112 | 8 |  | 1996-07-10 |  | 1996-07-10 |  | Removed from Ground | Gas (Historical Use) | 10000 | Fiberglass | 1996-07-10 | Flex | Pressurized
SHELL GAS AND FOOD MART | 2199 NORTH ST | ASHBURN | Turner | 7000112 | 9 |  | 1996-07-10 |  | 1996-07-10 |  | Removed from Ground | Diesel | 10000 | Fiberglass | 1996-07-10 | Flex | Pressurized
TURNER COUNTY SCHOOLS BUS SHOP | 494 INDUSTRIAL BLVD | ASHBURN | Turner | 7000115 | 1 | [5 empty] | Removed from Ground | Gas (Historical Use) | 1000 | Bare Steel | 1977-03-29 | Galvanized Steel | Safe Suction (Euro)
TURNER COUNTY SCHOOLS BUS SHOP | 494 INDUSTRIAL BLVD | ASHBURN | Turner | 7000115 | 2 | [5 empty] | Removed from Ground | Gas (Historical Use) | 6000 | Bare Steel | 1977-03-29 | Galvanized Steel | Safe Suction (Euro)
TURNER COUNTY SCHOOLS BUS SHOP | 494 INDUSTRIAL BLVD | ASHBURN | Turner | 7000115 | 3 | [5 empty] | Removed from Ground | Gas (Historical Use) | 6000 | Bare Steel | 1977-03-29 | Galvanized Steel | Safe Suction (Euro)
TURNER CO ELEM ASHBURN | 330 GILMORE ST | ASHBURN | Turner | 7000116 | 1 | [5 empty] | Removed from Ground | Empty | 5000 | Bare Steel | 1956-04-01 | Galvanized Steel
TURNER COUNTY GA | 200 EAST COLLEGE AVE | ASHBURN | Turner | 1420002 | 1 | [5 empty] | Removed from Ground | Gas (Historical Use) | 500 | Bare Steel | 1966-04-19 | Galvanized Steel
TURNER COUNTY GA | 200 EAST COLLEGE AVE | ASHBURN | Turner | 1420002 | 2 | [5 empty] | Removed from Ground | Gas (Historical Use) | 1000 | Bare Steel | 1972-04-17 | Galvanized Steel
TURNER COUNTY GA | 200 EAST COLLEGE AVE | ASHBURN | Turner | 1420002 | 3 | [5 empty] | Removed from Ground | Gas (Historical Use) | 1000 | Bare Steel | 1972-04-17 | Galvanized Steel
TURNER COUNTY GA | 200 EAST COLLEGE AVE | ASHBURN | Turner | 1420002 | 4 | [5 empty] | Removed from Ground | Diesel | 8000 | Bare Steel | 1974-04-17 | Galvanized Steel
TURNER COUNTY GA | 200 EAST COLLEGE AVE | ASHBURN | Turner | 1420002 | 5 | [5 empty] | Removed from Ground | Diesel | 6000 | Bare Steel | 1986-04-14 | Galvanized Steel
CITY SHOP | 210 MILL ST | ASHBURN | Turner | 1420004 | 1 |  | 1998-10-12 |  | 1998-10-12 |  | Currently in Use | Gas (Historical Use) | 10000 | Bare Steel | 1986-03-03 | Steel (Impressed Current) | Safe Suction (Euro)
CITY SHOP | 210 MILL ST | ASHBURN | Turner | 1420004 | 2 | [5 empty] | Removed from Ground | Diesel | 1010 | Bare Steel | 1986-03-03 | Galvanized Steel | Suction (American)
BP STATION | 1941 NORTH ST | ASHBURN | Turner | 1420005 | 1 | [5 empty] | Removed from Ground | Gas (Historical Use) | 6000 | Bare Steel | 1961-01-01 | Galvanized Steel | Pressurized
BP STATION | 1941 NORTH ST | ASHBURN | Turner | 1420005 | 2 | [5 empty] | Removed from Ground | Gas (Historical Use) | 6000 | Bare Steel | 1961-01-01 | Galvanized Steel | Pressurized
BP STATION | 1941 NORTH ST | ASHBURN | Turner | 1420005 | 3 | [5 empty] | Removed from Ground | Gas (Historical Use) | 6000 | Bare Steel | 1961-01-01 | Galvanized Steel | Pressurized
BP STATION | 1941 NORTH ST | ASHBURN | Turner | 1420005 | 4 |  |  | TRUE |  | TRUE | Removed from Ground | Used Oil | 550 | Bare Steel | 1961-01-01 | Galvanized Steel
BP STATION | 1941 NORTH ST | ASHBURN | Turner | 1420005 | 5 | [5 empty] | Removed from Ground | Diesel | 550 | Bare Steel | 1961-01-01 | Galvanized Steel
PACK & SACK FOOD STORE #117 | RAILROAD & DASHER ST | SYCAMORE | Turner | 1420007 | 1 | [5 empty] | Removed from Ground | Gas (Historical Use) | 3000 | Bare Steel | 1959-03-05 | Galvanized Steel | Suction (American)
PACK & SACK FOOD STORE #117 | RAILROAD & DASHER ST | SYCAMORE | Turner | 1420007 | 2 | [5 empty] | Removed from Ground | Gas (Historical Use) | 3000 | Bare Steel | 1959-03-05 | Galvanized Steel | Suction (American)
PACK & SACK FOOD STORE #117 | RAILROAD & DASHER ST | SYCAMORE | Turner | 1420007 | 3 | [5 empty] | Removed from Ground | Gas (Historical Use) | 3000 | Bare Steel | 1959-03-05 | Galvanized Steel
PACK & SACK FOOD STORE #117 | RAILROAD & DASHER ST | SYCAMORE | Turner | 1420007 | 4 | [5 empty] | Removed from Ground | Empty | 550 | Bare Steel | 1959-03-05 | Galvanized Steel
PACK & SACK FOOD STORE #117 | RAILROAD & DASHER ST | SYCAMORE | Turner | 1420007 | 5 | [5 empty] | Removed from Ground | Empty | 260 | Bare Steel | 1959-03-05 | Galvanized Steel
NAVI INC | 1261 BUSSEY RD | SYCAMORE | Turner | 1420010 | 1 | [5 empty] | Removed from Ground | Gas (Historical Use) | 3970 | Bare Steel | 1983-01-01 | Galvanized Steel
NAVI INC | 1261 BUSSEY RD | SYCAMORE | Turner | 1420010 | 10 |  | 1994-04-01 |  | 1994-04-01 |  | Currently in Use | Gas (Historical Use) | 12000 | Fiberglass | 1994-04-01 | Flex | Pressurized
NAVI INC | 1261 BUSSEY RD | SYCAMORE | Turner | 1420010 | 11 |  | 1994-04-01 |  | 1994-04-01 |  | Currently in Use | Gas (Historical Use) | 8000 | Fiberglass | 1994-04-01 | Flex | Pressurized
NAVI INC | 1261 BUSSEY RD | SYCAMORE | Turner | 1420010 | 2 | [5 empty] | Removed from Ground | Gas (Historical Use) | 3970 | Bare Steel | 1974-01-01 | Galvanized Steel
NAVI INC | 1261 BUSSEY RD | SYCAMORE | Turner | 1420010 | 3 | [5 empty] | Removed from Ground | Diesel | 7896 | Bare Steel | 1974-01-01 | Galvanized Steel
NAVI INC | 1261 BUSSEY RD | SYCAMORE | Turner | 1420010 | 4 | [5 empty] | Removed from Ground | Diesel | 7896 | Not Marked/Unknown | 1974-01-01 | Not Marked
NAVI INC | 1261 BUSSEY RD | SYCAMORE | Turner | 1420010 | 5 | [5 empty] | Removed from Ground | Gas (Historical Use) | 3970 | Not Marked/Unknown | 1974-01-01 | Not Marked
NAVI INC | 1261 BUSSEY RD | SYCAMORE | Turner | 1420010 | 6 | [5 empty] | Removed from Ground | Gas (Historical Use) | 3970 | Bare Steel | 1974-01-01 | Galvanized Steel
NAVI INC | 1261 BUSSEY RD | SYCAMORE | Turner | 1420010 | 7 | [5 empty] | Removed from Ground | Gas (Historical Use) | 3970 | Bare Steel | 1974-01-01 | Galvanized Steel
NAVI INC | 1261 BUSSEY RD | SYCAMORE | Turner | 1420010 | 8 |  | 1994-04-01 |  | 1994-04-01 |  | Currently in Use | Diesel | 12000 | Fiberglass | 1994-04-01 | Flex | Pressurized
NAVI INC | 1261 BUSSEY RD | SYCAMORE | Turner | 1420010 | 9 |  | 1994-04-01 |  | 1994-04-01 |  | Currently in Use | Diesel | 12000 | Fiberglass | 1994-04-01 | Flex | Pressurized
OSCAR WILKERSON | CORNER OF 90 & 112 | REBECCA | Turner | 1420012 | 1 | [5 empty] | Removed from Ground | Gas (Historical Use) | 11000 | Bare Steel | 1971-02-24 | Galvanized Steel
OSCAR WILKERSON | CORNER OF 90 & 112 | REBECCA | Turner | 1420012 | 2 | [5 empty] | Removed from Ground | Gas (Historical Use) | 8000 | Bare Steel | 1971-02-24 | Galvanized Steel
OSCAR WILKERSON | CORNER OF 90 & 112 | REBECCA | Turner | 1420012 | 3 | [5 empty] | Removed from Ground | Diesel | 3000 | Bare Steel | 1976-02-23 | Galvanized Steel
OSCAR WILKERSON | CORNER OF 90 & 112 | REBECCA | Turner | 1420012 | 4 | [5 empty] | Removed from Ground | Diesel | 3000 | Bare Steel | 1976-02-23 | Galvanized Steel
TURNER COUNTY MOTOR CO INC | 821 NORTH ST | ASHBURN | Turner | 1420013 | 1 | [5 empty] | Removed from Ground | Gas (Historical Use) | 1000 | Bare Steel | 1966-01-01 | Galvanized Steel
HONEYBEAR | 754 E WASHINGTON AVE | ASHBURN | Turner | 1420015 | 1 | Flapper Valve | 1996-06-09 | FALSE | 1996-06-09 | FALSE | Currently in Use | E-10 | 6000 | Steel-Impressed Current | 1978-03-09 | Fiberglass Reinforced Plastic | Pressurized
HONEYBEAR | 754 E WASHINGTON AVE | ASHBURN | Turner | 1420015 | 2 | Flapper Valve | 1996-06-01 | FALSE | 1996-06-01 | FALSE | Currently in Use | E-10 | 6000 | Steel-Impressed Current | 1978-03-09 | Fiberglass Reinforced Plastic | Pressurized
HONEYBEAR | 754 E WASHINGTON AVE | ASHBURN | Turner | 1420015 | 3 | Flapper Valve | 1996-06-01 | FALSE | 1996-06-01 | FALSE | Currently in Use | Diesel | 6000 | Steel-Impressed Current | 1978-03-09 | Fiberglass Reinforced Plastic | Pressurized
HONEYBEAR | 754 E WASHINGTON AVE | ASHBURN | Turner | 1420015 | 4 | Flapper Valve | 1996-06-01 | FALSE | 1996-06-01 | FALSE | Currently in Use | Premium | 6000 | Steel-Impressed Current | 1978-03-09 | Fiberglass Reinforced Plastic | Pressurized
ASHBURN FAA RADAR SITE/QHN | CO RD 88/1MI N OF GA 32 | ASHBURN | Turner | 1420016 | 1 | [5 empty] | Removed from Ground | Diesel | 2000 | Bare Steel | 1981-04-24 | Bare Steel
BUSY CORNER #176 | 204 SOUTH MAIN ST | ASHBURN | Turner | 1420039 | T1 | Ball Float | 1997-05-01 | FALSE | 1997-05-01 | FALSE | Currently in Use | E-10 | 5000 | Steel-Impressed Current | 1979-05-09 | Double-Walled Flex | Pressurized
BUSY CORNER #176 | 204 SOUTH MAIN ST | ASHBURN | Turner | 1420039 | T2 | Ball Float | 1997-05-01 | FALSE | 1997-05-01 | FALSE | Currently in Use | Premium | 8000 | Steel-Impressed Current | 1979-05-09 | Double-Walled Flex | Pressurized
BUSY CORNER #176 | 204 SOUTH MAIN ST | ASHBURN | Turner | 1420039 | T3 | Ball Float | 1997-05-01 | FALSE | 1997-05-01 | FALSE | Currently in Use | E-10 | 5000 | Steel-Impressed Current | 1979-05-09 | Double-Walled Flex | Pressurized
OK GAS STATION | 1270 BUSSEY RD | SYCAMORE | Turner | 1420041 | 1 | Ball Float | 1997-04-18 | FALSE | 1997-04-18 | FALSE | Currently in Use | E-10 | 8000 | Steel-Impressed Current | 1983-05-08 | Fiberglass Reinforced Plastic | Safe Suction (Euro)
OK GAS STATION | 1270 BUSSEY RD | SYCAMORE | Turner | 1420041 | 2 | Ball Float | 1997-04-18 | FALSE | 1997-04-18 | FALSE | Temporarily out of use | Gas (Historical Use) | 6000 | Steel-Impressed Current | 2015-02-24 | Fiberglass Reinforced Plastic | Safe Suction (Euro)
OK GAS STATION | 1270 BUSSEY RD | SYCAMORE | Turner | 1420041 | 3 | Ball Float | 1997-04-18 | FALSE | 1997-04-18 | FALSE | Temporarily out of use | Gas (Historical Use) | 6000 | Steel-Impressed Current | 2015-02-24 | Fiberglass Reinforced Plastic | Safe Suction (Euro)
GOLD KIST STORE | 110 WEST END AVE | ASHBURN | Turner | 1420042 | 1 | [5 empty] | Removed from Ground | Gas (Historical Use) | 1000 | Bare Steel | 1974-05-10 | Galvanized Steel
GOLD KIST STORE | 110 WEST END AVE | ASHBURN | Turner | 1420042 | 2 | [5 empty] | Removed from Ground | Diesel | 500 | Bare Steel | 1974-05-10 | Galvanized Steel
GOLD KIST PEANUTS | WEST WASHINGTON ST | ASHBURN | Turner | 1420043 | 1 | [5 empty] | Removed from Ground | Diesel | 8000 | Bare Steel | 1971-05-11 | Galvanized Steel
GOLD KIST PROCUREMENT | WEST WASHINGTON ST | ASHBURN | Turner | 1420044 | 1 | [5 empty] | Removed from Ground | Gas (Historical Use) | 3000 | Bare Steel | 1966-05-12 | Galvanized Steel
SYCAMORE CITGO | 1041 BUSSEY RD | SYCAMORE | Turner | 1420046 | 1 |  | 1998-06-01 |  | 1998-06-01 |  | Removed from Ground | Gas (Historical Use) | 6000 | Cathodically Protected Steel | 1998-06-01 | Fiberglass Reinforced Plastic | Pressurized
SYCAMORE CITGO | 1041 BUSSEY RD | SYCAMORE | Turner | 1420046 | 2 |  | 1998-06-01 |  | 1998-06-01 |  | Removed from Ground | Gas (Historical Use) | 6000 | Cathodically Protected Steel | 1998-06-01 | Fiberglass Reinforced Plastic | Pressurized
SYCAMORE CITGO | 1041 BUSSEY RD | SYCAMORE | Turner | 1420046 | 3 |  | 1998-06-01 |  | 1998-06-01 |  | Removed from Ground | Gas (Historical Use) | 6000 | Cathodically Protected Steel | 1998-06-01 | Fiberglass Reinforced Plastic | Pressurized
SYCAMORE CITGO | 1041 BUSSEY RD | SYCAMORE | Turner | 1420046 | 4 |  | 1998-06-01 |  | 1998-06-01 |  | Removed from Ground | Diesel | 6000 | Cathodically Protected Steel | 1998-06-01 | Fiberglass Reinforced Plastic | Pressurized
SYCAMORE CITGO | 1041 BUSSEY RD | SYCAMORE | Turner | 1420046 | 5 |  | 1999-01-01 | FALSE | 1999-01-01 | FALSE | Removed from Ground | Diesel | 8000 | Galvanic (STIP-3) | 1999-01-01 | Fiberglass Reinforced Plastic | Pressurized
SYCAMORE CITGO | 1041 BUSSEY RD | SYCAMORE | Turner | 1420046 | 6 | Flapper Valve | 2016-12-23 | FALSE | 2016-12-23 | FALSE | Currently in Use | Premium | 20000 | Composite Double Walled | 2016-12-23 | Double-Walled Fiberglass | Pressurized
SYCAMORE CITGO | 1041 BUSSEY RD | SYCAMORE | Turner | 1420046 | 7A | Flapper Valve | 2016-12-23 | FALSE | 2016-12-23 | FALSE | Currently in Use | Diesel | 15000 | Composite Double Walled | 2016-12-23 | Double-Walled Fiberglass | Pressurized
SYCAMORE CITGO | 1041 BUSSEY RD | SYCAMORE | Turner | 1420046 | 7B | Flapper Valve | 2016-12-23 | FALSE | 2016-12-23 | FALSE | Currently in Use | Regular | 5000 | Composite Double Walled | 2016-12-23 | Double-Walled Fiberglass | Pressurized
ALLTEL | DEPOT ST | REBECCA | Turner | 1420048 | 1 | [5 empty] | Removed from Ground | Diesel | 250 | Bare Steel | 1985-01-01 | Bare Steel | Suction (American)
STUCKEYS PECAN SHOPPE #136 | I-75 & INAHA RD | SYCAMORE | Turner | 1420049 | 1 |  | 1999-02-18 |  | 1999-02-18 |  | Removed from Ground | Gas (Historical Use) | 4000 | Steel-Impressed Current | 1976-05-25 | Cathodically Protected | Pressurized
STUCKEYS PECAN SHOPPE #136 | I-75 & INAHA RD | SYCAMORE | Turner | 1420049 | 2 |  | 1999-02-18 |  | 1999-02-18 |  | Removed from Ground | Gas (Historical Use) | 4000 | Steel-Impressed Current | 1976-05-25 | Cathodically Protected | Pressurized
STUCKEYS PECAN SHOPPE #136 | I-75 & INAHA RD | SYCAMORE | Turner | 1420049 | 3 |  | 1999-02-18 |  | 1999-02-18 |  | Removed from Ground | Gas (Historical Use) | 4000 | Steel-Impressed Current | 1976-05-25 | Cathodically Protected | Pressurized
STUCKEYS PECAN SHOPPE #136 | I-75 & INAHA RD | SYCAMORE | Turner | 1420049 | 4 |  | 1999-02-18 |  | 1999-02-18 |  | Removed from Ground | Gas (Historical Use) | 4000 | Steel-Impressed Current | 1976-05-25 | Cathodically Protected | Pressurized
STUCKEYS PECAN SHOPPE #136 | I-75 & INAHA RD | SYCAMORE | Turner | 1420049 | 5 |  | 1999-02-18 |  | 1999-02-18 |  | Removed from Ground | Gas (Historical Use) | 4000 | Steel-Impressed Current | 1976-05-25 | Cathodically Protected | Pressurized
STUCKEYS PECAN SHOPPE #136 | I-75 & INAHA RD | SYCAMORE | Turner | 1420049 | 6 |  | 1999-02-18 |  | 1999-02-18 |  | Removed from Ground | Gas (Historical Use) | 4000 | Steel-Impressed Current | 1976-05-25 | Cathodically Protected | Pressurized
E-Z SERVE #4360 | 224 SOUTH MAIN | ASHBURN | Turner | 1422000 | 1 | [5 empty] | Removed from Ground | Gas (Historical Use) | 8068 | Bare Steel | 1975-03-01 | Galvanized Steel | Suction (American)
E-Z SERVE #4360 | 224 SOUTH MAIN | ASHBURN | Turner | 1422000 | 2 | [5 empty] | Removed from Ground | Gas (Historical Use) | 8068 | Bare Steel | 1975-03-01 | Galvanized Steel | Suction (American)
E-Z SERVE #4360 | 224 SOUTH MAIN | ASHBURN | Turner | 1422000 | 3 |  |  | FALSE |  | FALSE | Removed from Ground | Not Marked/Tank Removed | 0 | Unknown | 2002-09-23 | Unknown
GA DOT #10446/SYCAMORE MAINT HDQ | 2 MI WEST I-75 ON BUSSY RD | SYCAMORE | Turner | 1420022 | 10446-3 | [5 empty] | Removed from Ground | Gas (Historical Use) | 1000 | Bare Steel | 1971-05-03 | Galvanized Steel
GA DOT #10446/SYCAMORE MAINT HDQ | 2 MI WEST I-75 ON BUSSY RD | SYCAMORE | Turner | 1420022 | 10446-4 | [5 empty] | Removed from Ground | Gas (Historical Use) | 550 | Bare Steel | 1980-04-30 | Galvanized Steel
GA DOT #10446/SYCAMORE MAINT HDQ | 2 MI WEST I-75 ON BUSSY RD | SYCAMORE | Turner | 1420022 | 10446-5 | [5 empty] | Removed from Ground | Diesel | 550 | Bare Steel | 1981-04-30 | Galvanized Steel
GA DOT #10446/SYCAMORE MAINT HDQ | 2 MI WEST I-75 ON BUSSY RD | SYCAMORE | Turner | 1420022 | 446D1 |  | 1988-12-18 |  | 1988-12-18 |  | Removed from Ground | Diesel | 1000 | Cathodically Protected Steel | 1988-12-18 | Galvanized Steel | Suction (American)
GA DOT #10446/SYCAMORE MAINT HDQ | 2 MI WEST I-75 ON BUSSY RD | SYCAMORE | Turner | 1420022 | 446G1 |  | 1988-12-18 |  | 1988-12-18 |  | Removed from Ground | Gas (Historical Use) | 1040 | Cathodically Protected Steel | 1988-12-18 | Galvanized Steel | Suction (American)
LASALLE-DEITCH SALES DIVISION EA | ASHBURN IND PARK | SYCAMORE | Turner | 1420024 | 1 | [5 empty] | Removed from Ground | Diesel | 3000 | Bare Steel | 1988-12-22 | Galvanized Steel
STOP N SAVE | 415 W WASHINGTON AVE | ASHBURN | Turner | 1420031 | 1 | Flapper Valve | 1996-09-01 | FALSE | 1996-02-01 | FALSE | Currently in Use | E-10 | 10000 | Steel-Impressed Current | 1978-05-07 | Steel (Impressed Current) | Safe Suction (Euro)
STOP N SAVE | 415 W WASHINGTON AVE | ASHBURN | Turner | 1420031 | 2 | Flapper Valve | 1996-09-01 | FALSE | 1996-02-01 | FALSE | Currently in Use | Plus | 10000 | Steel-Impressed Current | 1978-05-07 | Steel (Impressed Current) | Safe Suction (Euro)
STOP N SAVE | 415 W WASHINGTON AVE | ASHBURN | Turner | 1420031 | 3 | Flapper Valve | 1996-09-01 | FALSE | 1996-09-01 | FALSE | Temporarily out of use | E-10 | 6000 | Steel-Impressed Current | 1989-01-01 | Steel (Impressed Current) | Pressurized
STOP N SAVE | 415 W WASHINGTON AVE | ASHBURN | Turner | 1420031 | 4 | Flapper Valve | 1996-09-01 | FALSE | 1996-09-01 | FALSE | Temporarily out of use | Diesel | 10000 | Galvanic (STIP-3)/Sacrificial Anodes | 1989-09-01 | Steel/Sacrificial Anodes | Pressurized
SCOTT OIL CO INC | 333 EAST WASHINGTON | ASHBURN | Turner | 1420032 | 1 | Flapper Valve | 1998-09-01 | FALSE | 1987-01-08 | FALSE | Temporarily out of use | Regular | 18000 | Steel-Impressed Current | 1964-01-01 | Steel (Impressed Current) | Suction (American)
SCOTT OIL CO INC | 333 EAST WASHINGTON | ASHBURN | Turner | 1420032 | 2 | Flapper Valve | 1998-09-01 | FALSE | 1987-01-01 | FALSE | Temporarily out of use | Diesel | 18000 | Steel-Impressed Current | 1964-01-01 | Steel (Impressed Current) | Suction (American)
SCOTT OIL CO INC | 333 EAST WASHINGTON | ASHBURN | Turner | 1420032 | 3 | Overfill Alarm | 1998-09-01 | FALSE | 1987-01-01 | FALSE | Temporarily out of use | Diesel | 18000 | Steel-Impressed Current | 1964-01-01 | Steel (Impressed Current) | Suction (American)
G&S P-66 SERV STATION/SCOTT OIL | 341 EAST WASHINGTON ST | ASHBURN | Turner | 1420033 | 1 | [5 empty] | Removed from Ground | Other | 4000 | Bare Steel | 1987-01-01 | Galvanized Steel
G&S P-66 SERV STATION/SCOTT OIL | 341 EAST WASHINGTON ST | ASHBURN | Turner | 1420033 | 2 | [5 empty] | Removed from Ground | Empty | 3000 | Bare Steel | 1966-05-10 | Galvanized Steel
G&S P-66 SERV STATION/SCOTT OIL | 341 EAST WASHINGTON ST | ASHBURN | Turner | 1420033 | 3 | [5 empty] | Removed from Ground | Empty | 6000 | Bare Steel | 1968-05-09 | Galvanized Steel
G&S P-66 SERV STATION/SCOTT OIL | 341 EAST WASHINGTON ST | ASHBURN | Turner | 1420033 | 4 | Flapper Valve | 1998-10-01 | FALSE | 1998-10-01 | FALSE | Currently in Use | E-0 | 6000 | Steel-Impressed Current | 1987-01-01 | Steel (Impressed Current) | Pressurized
G&S P-66 SERV STATION/SCOTT OIL | 341 EAST WASHINGTON ST | ASHBURN | Turner | 1420033 | 5 | Flapper Valve | 1998-10-01 | FALSE | 1998-10-01 | FALSE | Currently in Use | E-0 | 6000 | Steel-Impressed Current | 1987-01-01 | Steel (Impressed Current) | Pressurized
G&S P-66 SERV STATION/SCOTT OIL | 341 EAST WASHINGTON ST | ASHBURN | Turner | 1420033 | 6 |  |  | TRUE |  | TRUE | Removed from Ground | Used Oil | 500 | Bare Steel | 1964-01-01 | Galvanized Steel | Gravity Fed
TURNER COUNTY ELEM C EUREKA | 1060 WEST WASHINGTON | ASHBURN | Turner | 1420027 | 1 | [5 empty] | Removed from Ground | Empty | 5000 | Bare Steel | 1956-04-01 | Galvanized Steel
GA DOT #10489 |  | REBECCA | Turner | 4400032 | 10489-1 | [5 empty] | Removed from Ground | Other | 500 | Bare Steel | 1971-02-05 | Galvanized Steel
EIGHTY MART | HWY 80 EAST | JEFFERSONVILLE | Twiggs | 1420030 | 1 | [5 empty] | Removed from Ground | Diesel | 3000 | Bare Steel | 1984-05-05 | Galvanized Steel
EIGHTY MART | HWY 80 EAST | JEFFERSONVILLE | Twiggs | 1420030 | 2 | [5 empty] | Removed from Ground | Gas (Historical Use) | 4000 | Bare Steel | 1979-05-07 | Galvanized Steel
EIGHTY MART | HWY 80 EAST | JEFFERSONVILLE | Twiggs | 1420030 | 3 | [5 empty] | Removed from Ground | Gas (Historical Use) | 5000 | Bare Steel | 1984-05-05 | Galvanized Steel
EIGHTY MART | HWY 80 EAST | JEFFERSONVILLE | Twiggs | 1420030 | 4 | [5 empty] | Removed from Ground | Gas (Historical Use) | 4000 | Bare Steel | 1979-05-07 | Galvanized Steel
MARATHON MART #16 | 4838 GA HWY 96 | JEFFERSONVILLE | Twiggs | 1420034 | 1 | [5 empty] | Removed from Ground | Gas (Historical Use) | 10000 | Bare Steel | 1985-05-05 | Galvanized Steel | Pressurized
MARATHON MART #16 | 4838 GA HWY 96 | JEFFERSONVILLE | Twiggs | 1420034 | 2 | Flapper Valve | 1996-02-17 | FALSE | 1996-02-17 | FALSE | Currently in Use | E-10 | 10000 | Steel-Impressed Current | 1985-05-05 | Fiberglass Reinforced Plastic | Pressurized
MARATHON MART #16 | 4838 GA HWY 96 | JEFFERSONVILLE | Twiggs | 1420034 | 3 | Flapper Valve | 1996-02-17 | FALSE | 1996-02-17 | FALSE | Currently in Use | Diesel | 10000 | STIP-3/Impressed Current | 1985-05-05 | Fiberglass Reinforced Plastic | Pressurized
MARATHON MART #16 | 4838 GA HWY 96 | JEFFERSONVILLE | Twiggs | 1420034 | 4 | Flapper Valve |  | FALSE |  | FALSE | Currently in Use | Diesel | 4000 | Bare Steel | 1987-12-31 | Galvanized Steel | Pressurized
MARATHON MART #16 | 4838 GA HWY 96 | JEFFERSONVILLE | Twiggs | 1420034 | 5 | Flapper Valve | 1996-02-17 | FALSE | 1996-02-17 | FALSE | Currently in Use | E-10 | 6000 | Composite | 1996-02-01 | Fiberglass Reinforced Plastic | Pressurized
DRY BRANCH KAOLIN CO | ROUTE 1 | DRY BRANCH | Twiggs | 1420035 | L1 | [5 empty] | Removed from Ground | Gas (Historical Use) | 500 | Bare Steel | 1961-05-11 | Galvanized Steel
DRY BRANCH KAOLIN CO | ROUTE 1 | DRY BRANCH | Twiggs | 1420035 | TS1 | [5 empty] | Removed from Ground | Gas (Historical Use) | 1000 | Bare Steel | 1952-05-13 | Galvanized Steel
DRY BRANCH KAOLIN CO | ROUTE 1 | DRY BRANCH | Twiggs | 1420035 | TS2 | [5 empty] | Removed from Ground | Gas (Historical Use) | 1000 | Bare Steel | 1978-05-07 | Galvanized Steel
DRY BRANCH KAOLIN CO | ROUTE 1 | DRY BRANCH | Twiggs | 1420035 | W1 | [5 empty] | Removed from Ground | Gas (Historical Use) | 1000 | Bare Steel | 1948-05-14 | Galvanized Steel
EXPRESS MART #2 | 13595 HWY 80 | JEFFERSONVILLE | Twiggs | 1420025 | 1 | Flapper Valve | 1977-06-15 | FALSE | 1977-06-15 | FALSE | Currently in Use | Regular | 10000 | Steel-Impressed Current | 1963-04-02 | Steel (Impressed Current) | Pressurized
EXPRESS MART #2 | 13595 HWY 80 | JEFFERSONVILLE | Twiggs | 1420025 | 2 | Flapper Valve | 1977-06-15 | FALSE | 1977-06-15 | FALSE | Currently in Use | Premium | 6000 | Steel-Impressed Current | 1976-03-29 | Steel (Impressed Current) | Pressurized
EXPRESS MART #2 | 13595 HWY 80 | JEFFERSONVILLE | Twiggs | 1420025 | 3 | Flapper Valve | 1977-06-15 | FALSE | 1977-06-15 | FALSE | Currently in Use | Plus | 6000 | Steel-Impressed Current | 1976-03-29 | Steel (Impressed Current) | Pressurized
CORNER SHOP | 22 GA HIGHWAY 96 W | JEFFERSONVILLE | Twiggs | 1420026 | 1 | Flapper Valve | 1993-10-01 | FALSE | 1995-01-01 | FALSE | Currently in Use | Regular | 4000 | Galvanic (STIP-3) | 1995-01-01 | Fiberglass Reinforced Plastic | Pressurized
CORNER SHOP | 22 GA HIGHWAY 96 W | JEFFERSONVILLE | Twiggs | 1420026 | 2 | Flapper Valve | 1993-10-01 | FALSE | 1995-01-01 | FALSE | Currently in Use | Regular | 4000 | Galvanic (STIP-3) | 1995-01-01 | Fiberglass Reinforced Plastic | Pressurized
CORNER SHOP | 22 GA HIGHWAY 96 W | JEFFERSONVILLE | Twiggs | 1420026 | 3 | Flapper Valve | 1993-10-01 | FALSE | 1995-01-01 | FALSE | Currently in Use | Plus | 2000 | Galvanic (STIP-3) | 1995-01-01 | Fiberglass Reinforced Plastic | Pressurized
CORNER SHOP | 22 GA HIGHWAY 96 W | JEFFERSONVILLE | Twiggs | 1420026 | 4 | Flapper Valve | 1993-10-01 | FALSE | 1993-10-01 | FALSE | Currently in Use | Diesel | 2000 | Galvanic (STIP-3) | 1993-10-01 | Fiberglass Reinforced Plastic | Pressurized
CORNER SHOP | 22 GA HIGHWAY 96 W | JEFFERSONVILLE | Twiggs | 1420026 | 5 | Flapper Valve | 1993-10-01 | FALSE | 1993-10-01 | FALSE | Currently in Use | Premium | 1000 | Galvanic (STIP-3) | 1993-10-01 | Fiberglass Reinforced Plastic | Pressurized
CORNER SHOP | 22 GA HIGHWAY 96 W | JEFFERSONVILLE | Twiggs | 1420026 | 6 | Flapper Valve | 1993-10-01 | FALSE | 1995-01-01 | FALSE | Temporarily out of use | Kerosene | 1000 | Galvanic (STIP-3) | 1995-01-01 | Fiberglass Reinforced Plastic | Pressurized
METHVINS IGA | 105 MAGNOLIA STREET | JEFFERSONVILLE | Twiggs | 1430001 | KEROSENE | [5 empty] | Removed from Ground | Kerosene | 560 | Bare Steel | 1984-05-08 | Galvanized Steel
METHVINS IGA | 105 MAGNOLIA STREET | JEFFERSONVILLE | Twiggs | 1430001 | PREM |  | 1998-12-01 |  | 1998-12-01 |  | Removed from Ground | Gas (Historical Use) | 4000 | Cathodically Protected Steel | 1981-05-09 | Cathodically Protected | Suction (American)
METHVINS IGA | 105 MAGNOLIA STREET | JEFFERSONVILLE | Twiggs | 1430001 | REG |  | 1998-12-01 |  | 1998-12-01 |  | Removed from Ground | Gas (Historical Use) | 6000 | Cathodically Protected Steel | 1981-05-09 | Cathodically Protected | Suction (American)
METHVINS IGA | 105 MAGNOLIA STREET | JEFFERSONVILLE | Twiggs | 1430001 | UN |  | 1998-12-01 |  | 1998-12-01 |  | Removed from Ground | Gas (Historical Use) | 6000 | Cathodically Protected Steel | 1981-05-09 | Cathodically Protected | Suction (American)
DANVILLE SER STA | US 80 | DANVILLE | Twiggs | 1430003 | 1 | [5 empty] | Removed from Ground | Gas (Historical Use) | 3000 | Bare Steel | 1981-05-09 | Galvanized Steel
DANVILLE SER STA | US 80 | DANVILLE | Twiggs | 1430003 | 2 | [5 empty] | Removed from Ground | Gas (Historical Use) | 2000 | Bare Steel | 1981-05-09 | Galvanized Steel
DANVILLE SER STA | US 80 | DANVILLE | Twiggs | 1430003 | 3 | [5 empty] | Removed from Ground | Gas (Historical Use) | 1000 | Bare Steel | 1981-05-09 | Galvanized Steel
B F BRIDGES S/S | US 80 | ALLENTOWN | Twiggs | 1430004 | 1 | [5 empty] | Removed from Ground | Gas (Historical Use) | 1 | Bare Steel | 1978-05-10 | Unknown
B F BRIDGES S/S | US 80 | ALLENTOWN | Twiggs | 1430004 | 2 | [5 empty] | Removed from Ground | Gas (Historical Use) | 1 | Bare Steel | 1978-05-10 | Unknown
MARY THOMPSON GRO | COUNTY RD | DANVILLE | Twiggs | 1430005 | 1 | [5 empty] | Removed from Ground | Gas (Historical Use) | 1000 | Bare Steel | 1976-05-10 | Unknown | Suction (American)
MARY THOMPSON GRO | COUNTY RD | DANVILLE | Twiggs | 1430005 | 2 | [5 empty] | Removed from Ground | Gas (Historical Use) | 1000 | Bare Steel | 1976-05-10 | Unknown | Suction (American)
MARY THOMPSON GRO | COUNTY RD | DANVILLE | Twiggs | 1430005 | 3A |  | 1996-10-01 |  | 1996-10-01 |  | Temporarily out of use | Gas (Historical Use) | 2000 | Cathodically Protected Steel | 1996-10-01 | Cathodically Protected | Suction (American)
MARY THOMPSON GRO | COUNTY RD | DANVILLE | Twiggs | 1430005 | 3B |  | 1996-10-01 |  | 1996-10-01 |  | Temporarily out of use | Gas (Historical Use) | 2000 | Cathodically Protected Steel | 1996-10-01 | Cathodically Protected | Suction (American)
SAVAGE CREEK FIREARMS & GEN STOR | 10610 HWY 129A | DRY BRANCH | Twiggs | 1430006 | 1 | Flapper Valve | 1999-01-01 | FALSE | 1999-01-01 | FALSE | Temporarily out of use | Regular | 1000 | Galvanic (STIP-3) | 1986-05-08 | Double-Walled Flex | Safe Suction (Euro)
SAVAGE CREEK FIREARMS & GEN STOR | 10610 HWY 129A | DRY BRANCH | Twiggs | 1430006 | 2 | Flapper Valve | 1999-01-01 | FALSE | 1999-01-01 | FALSE | Temporarily out of use | Gas (Historical Use) | 1000 | Galvanic (STIP-3) | 1986-05-08 | Double-Walled Flex | Safe Suction (Euro)
TWIGGS COUNTY FORESTRY UNIT | US 80 CITY LIMITS NW OF JEFFERSO | JEFFERSONVILLE | Twiggs | 1430008 | 1 | [5 empty] | Removed from Ground | Gas (Historical Use) | 2000 | Bare Steel | 1977-04-24 | Bare Steel | Safe Suction (Euro)
TWIGGS COUNTY FORESTRY UNIT | US 80 CITY LIMITS NW OF JEFFERSO | JEFFERSONVILLE | Twiggs | 1430008 | 2 | [5 empty] | Removed from Ground | Diesel | 560 | Bare Steel | 1955-04-30 | Bare Steel | Safe Suction (Euro)
TWIGGS COUNTY FORESTRY UNIT | US 80 CITY LIMITS NW OF JEFFERSO | JEFFERSONVILLE | Twiggs | 1430008 | 3 |  | 1990-01-01 |  | 1990-01-01 |  | Removed from Ground | Gas (Historical Use) | 1000 | Galvanic (STIP-3) | 1990-01-01 | Cathodically Protected | Safe Suction (Euro)
TWIGGS COUNTY FORESTRY UNIT | US 80 CITY LIMITS NW OF JEFFERSO | JEFFERSONVILLE | Twiggs | 1430008 | 4 |  | 1990-01-01 |  | 1990-01-01 |  | Removed from Ground | Diesel | 1000 | Galvanic (STIP-3) | 1990-01-01 | Cathodically Protected | Safe Suction (Euro)
BOBS TIRE SERVICE | US HWY 80 | JEFFERSONVILLE | Twiggs | 1430010 | 1 | [5 empty] | Removed from Ground | Gas (Historical Use) | 2000 | Bare Steel | 1971-04-27 | Galvanized Steel
BOBS TIRE SERVICE | US HWY 80 | JEFFERSONVILLE | Twiggs | 1430010 | 2 | [5 empty] | Removed from Ground | Gas (Historical Use) | 1000 | Bare Steel | 1966-04-28 | Galvanized Steel
BOBS TIRE SERVICE | US HWY 80 | JEFFERSONVILLE | Twiggs | 1430010 | 3 | [5 empty] | Removed from Ground | Gas (Historical Use) | 1000 | Bare Steel | 1966-04-28 | Galvanized Steel
BOBS TIRE SERVICE | US HWY 80 | JEFFERSONVILLE | Twiggs | 1430010 | 4 | [5 empty] | Removed from Ground | Gas (Historical Use) | 560 | Bare Steel | 1966-04-28 | Galvanized Steel
BOBS TIRE SERVICE | US HWY 80 | JEFFERSONVILLE | Twiggs | 1430010 | 5 | [5 empty] | Removed from Ground | Gas (Historical Use) | 560 | Bare Steel | 1961-04-29 | Galvanized Steel
BOBS TIRE SERVICE | US HWY 80 | JEFFERSONVILLE | Twiggs | 1430010 | 6 | [5 empty] | Removed from Ground | Gas (Historical Use) | 560 | Bare Steel | 1961-04-29 | Galvanized Steel
JM HUBER CORP | I-16 @ GA HWY 19 | HUBER | Twiggs | 1430011 | 1 | [5 empty] | Removed from Ground | Gas (Historical Use) | 2000 | Cathodically Protected Steel | 1966-02-15 | Bare Steel
JM HUBER CORP | I-16 @ GA HWY 19 | HUBER | Twiggs | 1430011 | 2 | [5 empty] | Removed from Ground | Gas (Historical Use) | 6500 | Bare Steel | 1954-02-18 | Bare Steel
JM HUBER CORP | I-16 @ GA HWY 19 | HUBER | Twiggs | 1430011 | 3 | [5 empty] | Closed in Ground | Kerosene | 1000 | Bare Steel | 1946-02-20 | Bare Steel
JM HUBER CORP | I-16 @ GA HWY 19 | HUBER | Twiggs | 1430011 | 4 | [5 empty] | Closed in Ground | Diesel | 250 | Bare Steel | 1946-02-20 | Bare Steel
NORD KAOLIN CO | HWY 80 WEST INTER ALL FARM ROAD | JEFFERSONVILLE | Twiggs | 1430012 | 1 | [5 empty] | Removed from Ground | Gas (Historical Use) | 1000 | Bare Steel | 1968-01-21 | Bare Steel
NORD KAOLIN CO | HWY 80 WEST INTER ALL FARM ROAD | JEFFERSONVILLE | Twiggs | 1430012 | 2 | [5 empty] | Removed from Ground | Kerosene | 15000 | Bare Steel | 1971-01-20 | Bare Steel
ALLTEL/CTC OF THE SOUTH JEFFERSO | MAIN & MAGNOLIA/HWY 18 | JEFFERSONVILLE | Twiggs | 1430031 | 1 | [5 empty] | Removed from Ground | Diesel | 500 | Bare Steel | 1983-01-02 | Bare Steel | Suction (American)
ALLTEL | HWY US 80 & MAGNOLIA ST | DANVILLE | Twiggs | 1430032 | 1 | [5 empty] | Removed from Ground | Diesel | 500 | Bare Steel | 1985-01-01 | Bare Steel | Suction (American)
GEORGIA DEPARTMENT OF TRANSPORTA | 3 .1 MILES NE OF I-16 SQODA RD | HUBER | Twiggs | 1420017 | 346G1 | [5 empty] | Removed from Ground | Gas (Historical Use) | 1060 | Bare Steel | 1972-04-24 | Galvanized Steel
PATTERSON GROCERY | RT 2 | JEFFERSONVILLE | Twiggs | 1420018 | 1 | [5 empty] | Removed from Ground | Gas (Historical Use) | 500 | Bare Steel | 1971-04-25 | Galvanized Steel
PATTERSON GROCERY | RT 2 | JEFFERSONVILLE | Twiggs | 1420018 | 2 | [5 empty] | Removed from Ground | Gas (Historical Use) | 500 | Bare Steel | 1971-04-25 | Galvanized Steel
PATTERSON GROCERY | RT 2 | JEFFERSONVILLE | Twiggs | 1420018 | 3 | [5 empty] | Removed from Ground | Gas (Historical Use) | 1000 | Bare Steel | 1978-04-23 | Galvanized Steel
FLOYDS MINI STORE | RT 1 DRY BRANCH RD | JEFFERSONVILLE | Twiggs | 1420020 | 2 | [5 empty] | Removed from Ground | Gas (Historical Use) | 1000 | Bare Steel | 1978-04-24 | Galvanized Steel
FLOYDS MINI STORE | RT 1 DRY BRANCH RD | JEFFERSONVILLE | Twiggs | 1420020 | 3 | [5 empty] | Removed from Ground | Empty | 1000 | Bare Steel | 1973-04-25 | Galvanized Steel
TWIGGS COUNTY ROAD DEPARTMENT | E RAILROAD ST | JEFFERSONVILLE | Twiggs | 7000117 | 1 |  | 1998-12-01 |  | 1998-12-01 |  | Removed from Ground | Gas (Historical Use) | 1500 | Steel-Impressed Current | 1980-05-09 | Cathodically Protected | Safe Suction (Euro)
TWIGGS COUNTY ROAD DEPARTMENT | E RAILROAD ST | JEFFERSONVILLE | Twiggs | 7000117 | 2 |  | 1998-12-01 |  | 1998-12-01 |  | Removed from Ground | Gas (Historical Use) | 2005 | Steel-Impressed Current | 1980-05-09 | Cathodically Protected | Safe Suction (Euro)
TWIGGS COUNTY ROAD DEPARTMENT | E RAILROAD ST | JEFFERSONVILLE | Twiggs | 7000117 | 3 |  | 1998-12-01 |  | 1998-12-01 |  | Removed from Ground | Diesel | 6016 | Steel-Impressed Current | 1983-05-09 | Cathodically Protected | Safe Suction (Euro)
TWIGGS COUNTY BD OF EDUCATION BU | HAMLIN FLOYD RD | JEFFERSONVILLE | Twiggs | 7000109 | 1#BS | [5 empty] | Removed from Ground | Gas (Historical Use) | 12000 | Bare Steel | 1981-03-08 | Galvanized Steel
TWIGGS COUNTY BD OF EDUCATION BU | HAMLIN FLOYD RD | JEFFERSONVILLE | Twiggs | 7000109 | 2#BS | [5 empty] | Removed from Ground | Gas (Historical Use) | 3000 | Bare Steel | 1961-03-13 | Galvanized Steel
PATTERSONS GROCERY | HWY 80 | JEFFERSONVILLE | Twiggs | 7000067 | 1 | [5 empty] | Removed from Ground | Gas (Historical Use) | 6000 | Bare Steel | 1982-04-30 | Galvanized Steel
PATTERSONS GROCERY | HWY 80 | JEFFERSONVILLE | Twiggs | 7000067 | 2 | [5 empty] | Removed from Ground | Diesel | 4000 | Bare Steel | 1982-04-30 | Galvanized Steel
PATTERSONS GROCERY | HWY 80 | JEFFERSONVILLE | Twiggs | 7000067 | 3 | [5 empty] | Removed from Ground | Gas (Historical Use) | 4000 | Bare Steel | 1982-04-30 | Galvanized Steel
LAMB GROCERY | RT 1 | DANVILLE | Twiggs | 7000007 | 1 | [5 empty] | Removed from Ground | Gas (Historical Use) | 500 | Bare Steel | 1976-04-25 | Galvanized Steel
LAMB GROCERY | RT 1 | DANVILLE | Twiggs | 7000007 | 2 | [5 empty] | Removed from Ground | Gas (Historical Use) | 1000 | Bare Steel | 1983-04-24 | Galvanized Steel
LAMB GROCERY | RT 1 | DANVILLE | Twiggs | 7000007 | 3 | [5 empty] | Removed from Ground | Gas (Historical Use) | 1000 | Bare Steel | 1983-04-24 | Cathodically Protected
LONELY PINES | 15176 HIGHWAY 80 WEST | JEFFERSONVILLE | Twiggs | 10002584 | 1 |  |  | FALSE |  | FALSE | Removed from Ground | Gas (Historical Use) | 5000 | Bare Steel | 1975-01-01 | Bare Steel
LONELY PINES | 15176 HIGHWAY 80 WEST | JEFFERSONVILLE | Twiggs | 10002584 | 2 |  |  | FALSE |  | FALSE | Removed from Ground | Gas (Historical Use) | 5000 | Bare Steel | 1975-01-01 | Bare Steel
UNKNOWN | SE CORNER SOUTH RAILROAD ST & EVERETTE | JEFFERSONVILLE | Twiggs | 10002334 | 1 |  |  | FALSE |  | FALSE | Removed from Ground | Gas (Historical Use) | 2000 | Bare Steel | 2014-03-24 | Unknown
TEXAS FREIGHT SERVICES INC | 345 MISSILE BASE RD | JEFFERSONVILLE | Twiggs | 10001730 | 1 | Flapper Valve | 2009-03-25 | FALSE | 2009-03-25 | FALSE | Currently in Use | Diesel | 20000 | Composite Double Walled | 2009-03-25 | Double-Walled Fiberglass | Pressurized
FORMER NIKE MISSLE BASE | MISSLE BASE ROAD | JEFFERSONVILLE | Twiggs | 10000990 | 1 |  |  | FALSE |  | FALSE | Removed from Ground | Not Marked/Tank Removed | 1300 | Bare Steel | 2005-09-01
FORMER NIKE MISSLE BASE | MISSLE BASE ROAD | JEFFERSONVILLE | Twiggs | 10000990 | 2 |  |  | FALSE |  | FALSE | Removed from Ground | Not Marked/Tank Removed | 1100 | Bare Steel | 2005-09-01
FORMER NIKE MISSLE BASE | MISSLE BASE ROAD | JEFFERSONVILLE | Twiggs | 10000990 | 3 |  |  | FALSE |  | FALSE | Removed from Ground | Kerosene | 1600 | Epoxy | 2008-02-11 | Bare Steel
MUSSELWHITE #10 | RT 2 | MACON | Twiggs | 9143002 | 1 | [5 empty] | Removed from Ground | Gas (Historical Use) | 2000 | Bare Steel | 1971-01-01 | Galvanized Steel
MUSSELWHITE #10 | RT 2 | MACON | Twiggs | 9143002 | 2 | [5 empty] | Removed from Ground | Gas (Historical Use) | 2000 | Bare Steel | 1961-01-01 | Galvanized Steel
MUSSELWHITE #10 | RT 2 | MACON | Twiggs | 9143002 | 3 | [5 empty] | Removed from Ground | Gas (Historical Use) | 1000 | Bare Steel | 1981-01-01 | Galvanized Steel
DRY BRANCH KAOLIN COMPANY - JEFF | HWY 80 WEST INTER DURHAM MILL RD | JEFFERSONVILLE | Twiggs | 9143003 | GAS-1 |  | 1991-06-19 |  | 1991-06-19 |  | Removed from Ground | Gas (Historical Use) | 2000 | Galvanic (STIP-3) | 1991-06-19 | Cathodically Protected | Safe Suction (Euro)
J M HUBER CORP/MINE SHOP | MARIAN RD 1 MILE EAST OF SGODA R | HUBER | Twiggs | 9143004 | 5-MINE | [5 empty] | Removed from Ground | Gas (Historical Use) | 6507 | Bare Steel | 1954-02-18 | Bare Steel
J M HUBER CORP/MINE SHOP | MARIAN RD 1 MILE EAST OF SGODA R | HUBER | Twiggs | 9143004 | 6-MINE | [5 empty] | Removed from Ground | Gas (Historical Use) | 6141 | Bare Steel | 1974-02-13 | Bare Steel
J M HUBER CORP/MINE SHOP | MARIAN RD 1 MILE EAST OF SGODA R | HUBER | Twiggs | 9143004 | 7-MINE | [5 empty] | Removed from Ground | Other | 800 | Bare Steel | 1965-02-15 | Bare Steel
DOT 10396/OLF JEFFERSON MAINT HQ | EVERRETT CIRCLE | JEFFERSONVILLE | Twiggs | 9143005 | 10396-1 | [5 empty] | Removed from Ground | Diesel | 1000 | Not Marked/Unknown | 1993-05-20 | Not Marked
PRENTICES GROCERY | 474 HWY 80 | DRY BRANCH | Twiggs | 9143007 | 1 | Flapper Valve | 1997-01-03 |  | 1997-01-03 |  | Removed from Ground | Gas (Historical Use) | 3000 | Steel-Impressed Current | 1979-04-15 | Cathodically Protected | Suction (American)
PRENTICES GROCERY | 474 HWY 80 | DRY BRANCH | Twiggs | 9143007 | 2 |  | 1997-01-03 |  | 1997-01-03 |  | Removed from Ground | Gas (Historical Use) | 2000 | Steel-Impressed Current | 1979-04-15 | Cathodically Protected | Suction (American)
PRENTICES GROCERY | 474 HWY 80 | DRY BRANCH | Twiggs | 9143007 | 3 |  | 1997-01-03 |  | 1997-01-03 |  | Removed from Ground | Gas (Historical Use) | 2000 | Steel-Impressed Current | 1979-04-15 | Cathodically Protected | Suction (American)
JET FOOD STORE #54 | HWY 57 & RIDGE RD | MACON | Twiggs | 9143009 | 1 | Flapper Valve | 1992-06-01 |  | 1992-06-01 |  | Currently in Use | Gas (Historical Use) | 6000 | Composite | 1992-06-01 | Fiberglass Reinforced Plastic | Pressurized
JET FOOD STORE #54 | HWY 57 & RIDGE RD | MACON | Twiggs | 9143009 | 2 | Flapper Valve | 1992-06-01 |  | 1992-06-01 |  | Currently in Use | Gas (Historical Use) | 6000 | Composite | 1992-06-01 | Fiberglass Reinforced Plastic | Pressurized
JET FOOD STORE #54 | HWY 57 & RIDGE RD | MACON | Twiggs | 9143009 | 3 | Flapper Valve | 1992-06-01 |  | 1992-06-01 |  | Currently in Use | Gas (Historical Use) | 8000 | Composite | 1992-06-01 | Fiberglass Reinforced Plastic | Pressurized
TOBBIES | 22280 HWY 80 | DANVILLE | Twiggs | 9143010 | 1 | Ball Float | 1989-07-31 | FALSE | 1989-07-31 | FALSE | Currently in Use | Regular | 8000 | Galvanic (STIP-3) | 1989-07-31 | Fiberglass Reinforced Plastic | Pressurized
TOBBIES | 22280 HWY 80 | DANVILLE | Twiggs | 9143010 | 2 | Ball Float | 1989-07-31 | FALSE | 1989-07-31 | FALSE | Currently in Use | Plus | 6000 | Galvanic (STIP-3) | 1989-07-31 | Fiberglass Reinforced Plastic | Pressurized
TOBBIES | 22280 HWY 80 | DANVILLE | Twiggs | 9143010 | 3 | Ball Float | 1989-07-31 | FALSE | 1989-07-31 | FALSE | Currently in Use | Premium | 6000 | Galvanic (STIP-3) | 1989-07-31 | Fiberglass Reinforced Plastic | Pressurized
TOBBIES | 22280 HWY 80 | DANVILLE | Twiggs | 9143010 | 4 | Ball Float | 1989-07-31 | FALSE | 1989-07-31 | FALSE | Currently in Use | Diesel | 6000 | Galvanic (STIP-3) | 1990-08-20 | Fiberglass Reinforced Plastic | Pressurized
MARATHON SO/SO | 3621 SGODA RD | MACON | Twiggs | 9143011 | 1 | Ball Float | 1990-08-20 | FALSE | 1990-08-20 | FALSE | Currently in Use | Diesel | 10000 | Galvanic (STIP-3) | 1990-08-20 | Fiberglass Reinforced Plastic | Pressurized
MARATHON SO/SO | 3621 SGODA RD | MACON | Twiggs | 9143011 | 2 | Ball Float | 1990-08-20 | FALSE | 1990-08-20 | FALSE | Currently in Use | E-10 | 8000 | Galvanic (STIP-3) | 1990-08-20 | Fiberglass Reinforced Plastic | Pressurized
MARATHON SO/SO | 3621 SGODA RD | MACON | Twiggs | 9143011 | 3 | Ball Float | 1990-08-20 | FALSE | 1990-08-20 | FALSE | Currently in Use | E-10 | 8000 | Galvanic (STIP-3) | 1990-08-20 | Fiberglass Reinforced Plastic | Pressurized
MARATHON SO/SO | 3621 SGODA RD | MACON | Twiggs | 9143011 | 4 | Ball Float | 1990-08-20 | FALSE | 1990-08-20 | FALSE | Currently in Use | E-10 | 6000 | Galvanic (STIP-3) | 1990-08-20 | Fiberglass Reinforced Plastic | Pressurized
96 TRUCK PLAZA INC | I16 & HWY 96 | JEFFERSONVILLE | Twiggs | 9143012 | 1 | Ball Float | 1995-05-01 | FALSE | 1995-04-20 | FALSE | Currently in Use | Regular | 15000 | Composite | 1995-04-04 | Double-Walled Fiberglass | Pressurized
96 TRUCK PLAZA INC | I16 & HWY 96 | JEFFERSONVILLE | Twiggs | 9143012 | 2 | Ball Float | 1995-05-01 | FALSE | 1995-04-20 | FALSE | Currently in Use | Premium | 15000 | Composite | 1995-04-04 | Double-Walled Fiberglass | Pressurized
96 TRUCK PLAZA INC | I16 & HWY 96 | JEFFERSONVILLE | Twiggs | 9143012 | 3 | Ball Float | 1995-05-01 | FALSE | 1995-04-20 | FALSE | Currently in Use | Diesel | 20000 | Composite | 1995-04-04 | Double-Walled Fiberglass | Pressurized
96 TRUCK PLAZA INC | I16 & HWY 96 | JEFFERSONVILLE | Twiggs | 9143012 | 4 | Ball Float | 1995-05-01 | FALSE | 1995-04-20 | FALSE | Currently in Use | Diesel Off Road | 8000 | Composite | 1999-05-05 | Double-Walled Fiberglass | Pressurized
96 TRUCK PLAZA INC | I16 & HWY 96 | JEFFERSONVILLE | Twiggs | 9143012 | 5 | Flapper Valve | 2000-04-18 | FALSE | 2000-04-18 | FALSE | Currently in Use | Kerosene | 2000 | Fiberglass | 2000-03-15 | Fiberglass Reinforced Plastic | Suction (American)
PARCEL OF LAND | RT 1 BOX 1435 | GORDON | Twiggs | 9143013 | 1 | [5 empty] | Currently in Use | Other | 0 | Marked Unknown | 1995-08-08 | Unknown
PARCEL OF LAND | RT 1 BOX 1435 | GORDON | Twiggs | 9143013 | 2 | [5 empty] | Currently in Use | Other | 0 | Marked Unknown | 1995-08-08 | Unknown
PARCEL OF LAND | RT 1 BOX 1435 | GORDON | Twiggs | 9143013 | 3 | [5 empty] | Currently in Use | Other | 0 | Marked Unknown | 1995-08-08 | Unknown
CITY OF JEFFERSONVILLE | 18 N CHURCH ST | JEFFERSONVILLE | Twiggs | 9143014 | 1 | [5 empty] | Removed from Ground | Gas (Historical Use) | 550 | Marked Unknown | 1995-09-29 | Unknown
CITY OF JEFFERSONVILLE | 18 N CHURCH ST | JEFFERSONVILLE | Twiggs | 9143014 | 2 |  | 2013-05-01 | FALSE | 2013-05-01 | FALSE | Currently in Use | Regular | 500 | Galvanic (STIP-3) | 1995-09-29 | Galvanized Steel | Safe Suction (Euro)
BOWMANS ONE STOP | 20980 HIGHWAY 80 | DANVILLE | Twiggs | 9143015 | 1 | Ball Float | 1998-01-01 | FALSE | 1988-01-01 | FALSE | Currently in Use | E-0 | 6000 | Galvanic (STIP-3) | 1988-11-01 | Fiberglass Reinforced Plastic | Pressurized
BOWMANS ONE STOP | 20980 HIGHWAY 80 | DANVILLE | Twiggs | 9143015 | 2 | Ball Float | 1998-01-01 | FALSE | 1988-01-01 | FALSE | Currently in Use | Regular | 6000 | Galvanic (STIP-3) | 1988-11-01 | Fiberglass Reinforced Plastic | Pressurized
BOWMANS ONE STOP | 20980 HIGHWAY 80 | DANVILLE | Twiggs | 9143015 | 3 | Ball Float | 1998-01-01 | FALSE | 1988-01-01 | FALSE | Currently in Use | Diesel | 6000 | Galvanic (STIP-3) | 1988-11-01 | Fiberglass Reinforced Plastic | Pressurized
BOWMANS ONE STOP | 20980 HIGHWAY 80 | DANVILLE | Twiggs | 9143015 | 4 | Ball Float | 1998-01-01 | FALSE | 1988-01-01 | FALSE | Currently in Use | Diesel Off Road | 6000 | Galvanic (STIP-3) | 1988-11-01 | Fiberglass Reinforced Plastic | Pressurized
GRADY W POPE | RT 1 | JEFFERSONVILLE | Twiggs | 9143016 | 1 | [5 empty] | Currently in Use | Gas (Historical Use) | 3000 | Not Marked/Unknown | 1966-01-01 | Not Marked
GRADY W POPE | RT 1 | JEFFERSONVILLE | Twiggs | 9143016 | 2 | [5 empty] | Currently in Use | Gas (Historical Use) | 3000 | Not Marked/Unknown | 1966-01-01 | Not Marked
GRADY W POPE | RT 1 | JEFFERSONVILLE | Twiggs | 9143016 | 3 | [5 empty] | Currently in Use | Gas (Historical Use) | 3000 | Not Marked/Unknown | 1966-01-01 | Not Marked
BULLARD'S CONV STR | HWY 129 | BULLARD | Twiggs | 9143018 | 1 | [5 empty] | Removed from Ground | Gas (Historical Use) | 1000 | Bare Steel | 1993-09-01 | Not Marked
BULLARD'S CONV STR | HWY 129 | BULLARD | Twiggs | 9143018 | 2 | [5 empty] | Removed from Ground | Gas (Historical Use) | 1000 | Bare Steel | 1993-09-01 | Not Marked
KEN'S STORE | 203 SECOND STREET & HWY 80 | DANVILLE | Twiggs | 9143020 | 1 | [5 empty] | Removed from Ground | Gas (Historical Use) | 5000 | Bare Steel |  | Bare Steel | Suction (American)
KEN'S STORE | 203 SECOND STREET & HWY 80 | DANVILLE | Twiggs | 9143020 | 2 | [5 empty] | Removed from Ground | Gas (Historical Use) | 3000 | Bare Steel |  | Bare Steel | Suction (American)
KEN'S STORE | 203 SECOND STREET & HWY 80 | DANVILLE | Twiggs | 9143020 | 3 | [5 empty] | Removed from Ground | Gas (Historical Use) | 1000 | Bare Steel |  | Bare Steel | Suction (American)
KEN'S STORE | 203 SECOND STREET & HWY 80 | DANVILLE | Twiggs | 9143020 | 4 | [5 empty] | Removed from Ground | Diesel | 1500 | Bare Steel |  | Bare Steel | Suction (American)
KEN'S STORE | 203 SECOND STREET & HWY 80 | DANVILLE | Twiggs | 9143020 | 5 |  | 1998-12-17 |  | 1998-12-17 |  | Permanently Out Of Use | Gas (Historical Use) | 6000 | Composite | 1998-12-17 | Fiberglass Reinforced Plastic | Pressurized
VINES PROPERTY (STORE) | US HWY 129/23-COCHRAN SHORT ROUT | DRY BRANCH | Twiggs | 9143021 | 1 | [5 empty] | Permanently Out of Use - historical purposes | Gas (Historical Use) | 0 | Not Marked/Unknown |  | Not Marked
VINES PROPERTY (STORE) | US HWY 129/23-COCHRAN SHORT ROUT | DRY BRANCH | Twiggs | 9143021 | 2 | [5 empty] | Permanently Out of Use - historical purposes | Gas (Historical Use) | 0 | Not Marked/Unknown |  | Not Marked
BERRYS WELL DRILLING | 2070 PARKER RD | DRY BRANCH | Twiggs | 9143022 | 1 | [5 empty] | Removed from Ground | Diesel | 4000 | Not Marked/Unknown | 1999-12-13 | Not Marked
TWIGGS COUNTY BOARD OF COMMISSIONERS | 5524 HWY 96 | JEFFERSONVILLE | Twiggs | 9143023 | 1 | Ball Float | 2001-12-15 | FALSE | 2001-12-15 | FALSE | Currently in Use | Regular | 10000 | Fiberglass | 2001-12-15 | Fiberglass Reinforced Plastic | Pressurized
TWIGGS COUNTY BOARD OF COMMISSIONERS | 5524 HWY 96 | JEFFERSONVILLE | Twiggs | 9143023 | 2 | Ball Float | 2001-12-15 | FALSE | 2001-12-15 | FALSE | Currently in Use | Diesel Off Road | 10000 | Fiberglass | 2001-12-15 | Fiberglass Reinforced Plastic | Pressurized
TWIGGS COUNTY BOARD OF COMMISSIONERS | 5524 HWY 96 | JEFFERSONVILLE | Twiggs | 9143023 | 3 | Ball Float | 2001-12-15 | FALSE | 2001-12-15 | FALSE | Currently in Use | Diesel | 6000 | Fiberglass | 2001-12-15 | Fiberglass Reinforced Plastic | Pressurized
GA KAOLIN/TRUCK SHOP #2 | GEORGIA KAOLIN RD | DRY BRANCH | Twiggs | 9000524 | DUMMY | [5 empty] | Currently in Use | Other | 0 | Not Marked/Unknown |  | Not Marked
GOLDEN PANTRY #57/FORMER THOMAS | GEARING DR/GA HWY 11 | BLAIRSVILLE | Union | 9000483 | 1 | [5 empty] | Removed from Ground | Gas (Historical Use) | 10000 | Bare Steel | 1980-04-18 | Fiberglass Reinforced Plastic | Pressurized
GOLDEN PANTRY #57/FORMER THOMAS | GEARING DR/GA HWY 11 | BLAIRSVILLE | Union | 9000483 | 2 | [5 empty] | Removed from Ground | Gas (Historical Use) | 10000 | Bare Steel | 1980-04-18 | Fiberglass Reinforced Plastic | Pressurized
GOLDEN PANTRY #57/FORMER THOMAS | GEARING DR/GA HWY 11 | BLAIRSVILLE | Union | 9000483 | 3 | [5 empty] | Removed from Ground | Gas (Historical Use) | 10000 | Bare Steel | 1980-04-18 | Fiberglass Reinforced Plastic | Pressurized
J R RICH | HWY 129 & 19 S | BLAIRSVILLE | Union | 9114009 | 1 | [5 empty] | Removed from Ground | Gas (Historical Use) | 550 | Bare Steel | 1993-10-16 | Bare Steel | Suction (American)
J R RICH | HWY 129 & 19 S | BLAIRSVILLE | Union | 9114009 | 2 | [5 empty] | Removed from Ground | Gas (Historical Use) | 550 | Bare Steel | 1993-10-16 | Bare Steel | Suction (American)
ALLTEL STANDARD TELEPHONE CO | 835 RIVER RD | BLAIRSVILLE | Union | 9144001 | 1 |  | 1992-01-01 |  | 1992-01-01 |  | Removed from Ground | Gas (Historical Use) | 10000 | Galvanic (STIP-3) | 1992-01-01 | Fiberglass Reinforced Plastic | Suction (American)
ALLTEL STANDARD TELEPHONE CO | 835 RIVER RD | BLAIRSVILLE | Union | 9144001 | 2 |  | 1992-01-01 |  | 1992-01-01 |  | Removed from Ground | Diesel | 2000 | Galvanic (STIP-3) | 1992-01-01 | Fiberglass Reinforced Plastic | Suction (American)
STANDARD TELEPHONE | CLEVELAND ST | BLAIRSVILLE | Union | 9144002 | 1 | [5 empty] | Removed from Ground | Gas (Historical Use) | 10000 | Bare Steel | 1982-01-01 | Unknown
STANDARD TELEPHONE | CLEVELAND ST | BLAIRSVILLE | Union | 9144002 | 2 | [5 empty] | Removed from Ground | Diesel | 30000 | Bare Steel | 1982-01-01 | Unknown
ALEXANDERS GENERAL STORE | 4966 TOWN CREEK SCHOOL RD | BLAIRSVILLE | Union | 9144003 | 1 | [5 empty] | Removed from Ground | Gas (Historical Use) | 4000 | Bare Steel | 1994-12-01 | Galvanized Steel | Safe Suction (Euro)
ALEXANDERS GENERAL STORE | 4966 TOWN CREEK SCHOOL RD | BLAIRSVILLE | Union | 9144003 | 2 | [5 empty] | Removed from Ground | Gas (Historical Use) | 1000 | Bare Steel | 1994-12-01 | Galvanized Steel | Safe Suction (Euro)
ALEXANDERS GENERAL STORE | 4966 TOWN CREEK SCHOOL RD | BLAIRSVILLE | Union | 9144003 | 3 | [5 empty] | Removed from Ground | Gas (Historical Use) | 4000 | Bare Steel | 1994-12-01 | Galvanized Steel | Safe Suction (Euro)
COLWELL PROBATION DETENTION CTR | 797 BEASLEY ST | BLAIRSVILLE | Union | 9144004 | 1 | [5 empty] | Removed from Ground | Gas (Historical Use) | 5000 | Composite | 1990-01-01 | Fiberglass Reinforced Plastic
UNION CO FORESTRY UNIT | 3021 PAT COLWELL RD | BLAIRSVILLE | Union | 9144005 | 1 | [5 empty] | Removed from Ground | Gas (Historical Use) | 560 | Bare Steel | 1985-09-25 | Bare Steel | Safe Suction (Euro)
UNION CO FORESTRY UNIT | 3021 PAT COLWELL RD | BLAIRSVILLE | Union | 9144005 | 196183 |  | 1991-12-03 |  | 1991-12-03 |  | Removed from Ground | Gas (Historical Use) | 1000 | Galvanic (STIP-3) | 1991-12-13 | Cathodically Protected | Safe Suction (Euro)
UNION CO FORESTRY UNIT | 3021 PAT COLWELL RD | BLAIRSVILLE | Union | 9144005 | 196184 |  | 1991-12-03 |  | 1991-12-03 |  | Removed from Ground | Diesel | 1000 | Galvanic (STIP-3) | 1991-12-13 | Cathodically Protected | Safe Suction (Euro)
UNION CO FORESTRY UNIT | 3021 PAT COLWELL RD | BLAIRSVILLE | Union | 9144005 | 2 | [5 empty] | Removed from Ground | Diesel | 560 | Bare Steel | 1985-09-25 | Bare Steel | Safe Suction (Euro)
US FOREST SERV-BRASSTOWN WORK CE | HWY 76 EAST | BLAIRSVILLE | Union | 9144006 | 43 | [5 empty] | Removed from Ground | Gas (Historical Use) | 500 | Bare Steel | 1979-01-01 | Galvanized Steel
US FOREST SERV-BRASSTOWN WORK CE | HWY 76 EAST | BLAIRSVILLE | Union | 9144006 | 45 | [5 empty] | Removed from Ground | Gas (Historical Use) | 1000 | Bare Steel | 1975-01-01 | Galvanized Steel
US FOREST SERV-BRASSTOWN WORK CE | HWY 76 EAST | BLAIRSVILLE | Union | 9144006 | 46 | [5 empty] | Removed from Ground | Diesel | 1000 | Bare Steel | 1975-01-01 | Galvanized Steel
US FOREST SERV-BRASSTOWN WORK CE | HWY 76 EAST | BLAIRSVILLE | Union | 9144006 | 49 | [5 empty] | Removed from Ground | Gas (Historical Use) | 500 | Bare Steel | 1968-01-01 | Galvanized Steel
HWY 515 SHELL | 434 HWY 515 W | BLAIRSVILLE | Union | 9144007 | 1 | Overfill Alarm | 1988-01-01 | FALSE | 1988-01-01 | FALSE | Currently in Use | Gas (Historical Use) | 10000 | Steel-Impressed Current | 1988-01-01 | Fiberglass Reinforced Plastic | Pressurized
HWY 515 SHELL | 434 HWY 515 W | BLAIRSVILLE | Union | 9144007 | 2 | Overfill Alarm | 1988-01-01 | FALSE | 1988-01-01 | FALSE | Currently in Use | Gas (Historical Use) | 10000 | Steel-Impressed Current | 1988-01-01 | Fiberglass Reinforced Plastic | Pressurized
HWY 515 SHELL | 434 HWY 515 W | BLAIRSVILLE | Union | 9144007 | 3 | Overfill Alarm | 1988-01-01 | FALSE | 1988-01-01 | FALSE | Currently in Use | Gas (Historical Use) | 10000 | Steel-Impressed Current | 1988-01-01 | Fiberglass Reinforced Plastic | Pressurized
HWY 515 SHELL | 434 HWY 515 W | BLAIRSVILLE | Union | 9144007 | 4 | Overfill Alarm | 1988-01-01 | FALSE | 1988-01-01 | FALSE | Currently in Use | Diesel | 8000 | Steel-Impressed Current | 1988-01-01 | Fiberglass Reinforced Plastic | Pressurized
HWY 515 SHELL | 434 HWY 515 W | BLAIRSVILLE | Union | 9144007 | 5 | Overfill Alarm | 1988-01-01 | FALSE | 1988-01-01 | FALSE | Temporarily out of use | Diesel | 2000 | Steel-Impressed Current | 1988-01-01 | Fiberglass Reinforced Plastic | Pressurized
THOMAS EXXON (FORMER) | OLD US HWY 76 | BLAIRSVILLE | Union | 9144008 | 1 | [5 empty] | Removed from Ground | Used Oil | 0 | Not Marked/Unknown | 1972-01-01 | Not Marked
CHEVRON FOOD MART #2 | 5224 MURPHY HWY | BLAIRSVILLE | Union | 9144009 | 1 | Flapper Valve | 1988-12-26 | FALSE | 1988-12-26 | FALSE | Currently in Use | Regular | 6000 | Fiberglass | 1989-01-01 | Fiberglass Reinforced Plastic | Pressurized
CHEVRON FOOD MART #2 | 5224 MURPHY HWY | BLAIRSVILLE | Union | 9144009 | 2 | Flapper Valve | 1988-12-26 | FALSE | 1988-12-26 | FALSE | Currently in Use | Premium | 4000 | Fiberglass | 1989-01-01 | Fiberglass Reinforced Plastic | Pressurized
CHEVRON FOOD MART #2 | 5224 MURPHY HWY | BLAIRSVILLE | Union | 9144009 | 3 | Flapper Valve | 1988-12-26 | FALSE | 1988-12-26 | FALSE | Currently in Use | E-0 | 6000 | Fiberglass | 1989-01-01 | Fiberglass Reinforced Plastic | Pressurized
CHEVRON FOOD MART #2 | 5224 MURPHY HWY | BLAIRSVILLE | Union | 9144009 | 4 | Flapper Valve | 1988-12-26 | FALSE | 1988-12-26 | FALSE | Currently in Use | Regular | 10000 | Fiberglass | 1993-01-01 | Flex | Pressurized
CHEVRON FOOD MART #2 | 5224 MURPHY HWY | BLAIRSVILLE | Union | 9144009 | 5 | Ball Float | 1999-05-01 | FALSE | 1999-05-01 | FALSE | Currently in Use | Diesel | 10000 | Fiberglass | 1998-06-20 | Flex | Pressurized
CHEVRON FOOD MART #2 | 5224 MURPHY HWY | BLAIRSVILLE | Union | 9144009 | 6A | Ball Float | 1998-06-30 | FALSE | 1998-06-30 | FALSE | Currently in Use | Diesel | 4000 | Fiberglass | 1998-06-20 | Flex | Pressurized
CHEVRON FOOD MART #2 | 5224 MURPHY HWY | BLAIRSVILLE | Union | 9144009 | 6B | Ball Float | 1998-06-30 | FALSE | 1998-06-30 | FALSE | Currently in Use | Kerosene | 2000 | Fiberglass | 1998-06-20 | Fiberglass Reinforced Plastic | Pressurized
Union Co. Road Dept. | 311 INDUSTRIAL BLVD | BLAIRSVILLE | Union | 9144010 | 1 | Flapper Valve | 1998-12-01 | FALSE | 1998-12-01 | FALSE | Temporarily out of use | Diesel | 8000 | Steel-Impressed Current | 1983-01-01 | Steel (Impressed Current) | Safe Suction (Euro)
Union Co. Road Dept. | 311 INDUSTRIAL BLVD | BLAIRSVILLE | Union | 9144010 | 2 | Flapper Valve | 1998-12-01 | FALSE | 1998-12-01 | FALSE | Temporarily out of use | Regular | 10000 | Steel-Impressed Current | 1983-01-01 | Steel (Impressed Current) | Safe Suction (Euro)
Union Co. Road Dept. | 311 INDUSTRIAL BLVD | BLAIRSVILLE | Union | 9144010 | 3A | Flapper Valve | 2020-04-15 | FALSE | 2020-04-15 | FALSE | Currently in Use | Regular | 6000 | Composite Double Walled | 2019-12-18 | Double-Walled Flex | Pressurized
Union Co. Road Dept. | 311 INDUSTRIAL BLVD | BLAIRSVILLE | Union | 9144010 | 3B | Flapper Valve | 2020-04-15 | FALSE | 2020-04-15 | FALSE | Currently in Use | Diesel On Road | 10000 | Composite Double Walled | 2019-12-18 | Double-Walled Flex | Pressurized
HUGHES GROCERY | 1775 MURPHY HWY | BLAIRSVILLE | Union | 9144012 | 1R | Ball Float | 1997-01-01 |  | 1997-01-01 | TRUE | Currently in Use | Gas (Historical Use) | 8000 | Galvanic (STIP-3) | 1986-01-01 | Fiberglass Reinforced Plastic | Pressurized
HUGHES GROCERY | 1775 MURPHY HWY | BLAIRSVILLE | Union | 9144012 | 2UL+ | Ball Float | 1997-01-01 |  | 1997-01-01 | TRUE | Currently in Use | Gas (Historical Use) | 8000 | Galvanic (STIP-3) | 1986-01-01 | Fiberglass Reinforced Plastic | Pressurized
HUGHES GROCERY | 1775 MURPHY HWY | BLAIRSVILLE | Union | 9144012 | 3PREM | Ball Float | 1997-01-01 |  | 1997-01-01 | TRUE | Currently in Use | Gas (Historical Use) | 8000 | Galvanic (STIP-3) | 1986-01-01 | Fiberglass Reinforced Plastic | Pressurized
HUGHES GROCERY | 1775 MURPHY HWY | BLAIRSVILLE | Union | 9144012 | 4D | Ball Float | 1997-01-01 |  | 1997-01-01 | TRUE | Currently in Use | Diesel | 8000 | Galvanic (STIP-3) | 1986-01-01 | Fiberglass Reinforced Plastic | Pressurized
HUGHES GROCERY | 1775 MURPHY HWY | BLAIRSVILLE | Union | 9144012 | 5A | Ball Float | 1997-01-01 |  | 1997-01-01 | TRUE | Currently in Use | Diesel | 3000 | Composite | 1997-01-01 | Fiberglass Reinforced Plastic | Pressurized
HUGHES GROCERY | 1775 MURPHY HWY | BLAIRSVILLE | Union | 9144012 | 5B | Ball Float | 1997-01-01 | FALSE | 1997-01-01 | TRUE | Temporarily out of use | Kerosene | 1000 | Composite | 1997-01-01 | Fiberglass Reinforced Plastic | Safe Suction (Euro)
LOST CREEK ONE STOP | 2096 MULKY GAP RD | BLAIRSVILLE | Union | 9144013 | 1 | Ball Float | 1994-08-24 | FALSE | 1994-08-24 | FALSE | Currently in Use | Regular | 10000 | Composite | 1994-08-20 | Fiberglass Reinforced Plastic | Pressurized
LOST CREEK ONE STOP | 2096 MULKY GAP RD | BLAIRSVILLE | Union | 9144013 | 2A | Ball Float | 1994-08-24 | FALSE | 1994-08-24 | FALSE | Currently in Use | Premium |  | Composite | 1994-08-20 | Fiberglass Reinforced Plastic | Pressurized
LOST CREEK ONE STOP | 2096 MULKY GAP RD | BLAIRSVILLE | Union | 9144013 | 2B | Ball Float | 1994-08-24 | FALSE | 1994-08-24 | FALSE | Currently in Use | Diesel | 5000 | Composite | 1994-08-20 | Fiberglass Reinforced Plastic | Pressurized
LOST CREEK ONE STOP | 2096 MULKY GAP RD | BLAIRSVILLE | Union | 9144013 | 3A | Ball Float | 1994-08-24 | FALSE | 1994-08-24 | FALSE | Currently in Use | Diesel | 5000 | Composite | 1994-08-20 | Fiberglass Reinforced Plastic | Pressurized
LOST CREEK ONE STOP | 2096 MULKY GAP RD | BLAIRSVILLE | Union | 9144013 | 3B | Ball Float | 1994-08-24 | FALSE | 1994-08-24 | FALSE | Currently in Use | Diesel | 3000 | Composite | 1994-08-20 | Fiberglass Reinforced Plastic | Pressurized
LOST CREEK ONE STOP | 2096 MULKY GAP RD | BLAIRSVILLE | Union | 9144013 | 4 | Ball Float | 1994-08-20 | FALSE | 1994-08-24 | FALSE | Currently in Use | Kerosene | 2000 | Composite | 1994-08-20 | Fiberglass Reinforced Plastic | Pressurized
OLD UNION CO MAINT HQ 10193 | OFF GA HWY 11/INDUSTRIAL PARK | BLAIRSVILLE | Union | 9144014 | 10193-1 | [5 empty] | Removed from Ground | Gas (Historical Use) | 2000 | Bare Steel | 1968-05-03 | Galvanized Steel
OLD UNION CO MAINT HQ 10193 | OFF GA HWY 11/INDUSTRIAL PARK | BLAIRSVILLE | Union | 9144014 | 10193-2 | [5 empty] | Removed from Ground | Diesel | 500 | Bare Steel | 1968-05-03 | Galvanized Steel
CCTD PARTNERSHIP | 10 COURTHOUSE SQ | BLAIRSVILLE | Union | 9144015 | 1 | [5 empty] | Removed from Ground | Gas (Historical Use) | 3000 | Marked Unknown | 1978-01-01 | Unknown
CCTD PARTNERSHIP | 10 COURTHOUSE SQ | BLAIRSVILLE | Union | 9144015 | 2 | [5 empty] | Removed from Ground | Gas (Historical Use) | 3000 | Marked Unknown | 1978-01-01 | Unknown
CCTD PARTNERSHIP | 10 COURTHOUSE SQ | BLAIRSVILLE | Union | 9144015 | 3 | [5 empty] | Removed from Ground | Gas (Historical Use) | 3000 | Marked Unknown | 1978-01-01 | Unknown
CCTD PARTNERSHIP | 10 COURTHOUSE SQ | BLAIRSVILLE | Union | 9144015 | 4 | [5 empty] | Removed from Ground | Diesel | 3000 | Marked Unknown | 1978-01-01 | Unknown
CCTD PARTNERSHIP | 10 COURTHOUSE SQ | BLAIRSVILLE | Union | 9144015 | 5 | [5 empty] | Removed from Ground | Kerosene | 500 | Marked Unknown | 1978-01-01 | Unknown
MOUNTAIN VIEW MARKET | 2554 HWY 515 E | BLAIRSVILLE | Union | 9144016 | DIESEL | Flapper Valve | 1988-04-01 | FALSE | 1988-04-01 | FALSE | Removed from Ground | Diesel | 10000 | Steel-Impressed Current | 1988-04-01 | Steel (Impressed Current) | Pressurized
MOUNTAIN VIEW MARKET | 2554 HWY 515 E | BLAIRSVILLE | Union | 9144016 | PLUS | Flapper Valve | 1988-04-01 | FALSE | 1988-04-01 | FALSE | Removed from Ground | Gas (Historical Use) | 10000 | Steel-Impressed Current | 1988-04-01 | Steel (Impressed Current) | Pressurized
MOUNTAIN VIEW MARKET | 2554 HWY 515 E | BLAIRSVILLE | Union | 9144016 | RUL | Flapper Valve | 1988-04-01 | FALSE | 1988-04-01 | FALSE | Removed from Ground | Gas (Historical Use) | 10000 | Steel-Impressed Current | 1988-04-01 | Steel (Impressed Current) | Pressurized
MOUNTAIN VIEW MARKET | 2554 HWY 515 E | BLAIRSVILLE | Union | 9144016 | SUPER | Flapper Valve | 1988-04-01 | FALSE | 1988-04-01 | FALSE | Removed from Ground | Gas (Historical Use) | 10000 | Steel-Impressed Current | 1988-04-01 | Steel (Impressed Current) | Pressurized
ALBA MART LLC | 4955 MURPHY HWY | BLAIRSVILLE | Union | 9144017 | 1 | Flapper Valve | 1995-06-01 | FALSE | 1995-06-01 | FALSE | Currently in Use | Regular | 6000 | Steel-Impressed Current | 1995-05-01 | Double Walled | Suction (American)
ALBA MART LLC | 4955 MURPHY HWY | BLAIRSVILLE | Union | 9144017 | 2 | Flapper Valve | 1995-06-01 | FALSE | 1995-06-01 | FALSE | Currently in Use | Premium | 6000 | Steel-Impressed Current | 1995-05-01 | Cathodically Protected | Suction (American)
COZY COVE MARINA & GENERAL STORE | 6036 ST HWY 325 | BLAIRSVILLE | Union | 9144018 | 1 | [5 empty] | Closed in Ground | Gas (Historical Use) | 500 | Bare Steel | 1940-01-01 | Bare Steel | Suction (American)
COZY COVE MARINA & GENERAL STORE | 6036 ST HWY 325 | BLAIRSVILLE | Union | 9144018 | 2 |  | 1995-01-01 |  | 1995-01-01 |  | Removed from Ground | Gas (Historical Use) | 4000 | Galvanic (STIP-3) | 1995-01-01 | Fiberglass Reinforced Plastic | Pressurized
H & S TRADING LLC | 58 MULKEY GAP RD | BLAIRSVILLE | Union | 9144020 | 1 |  | 1996-04-01 | FALSE | 1996-04-01 | FALSE | Temporarily out of use | Gas (Historical Use) | 12000 | Fiberglass | 1996-04-01 | Fiberglass Reinforced Plastic | Pressurized
H & S TRADING LLC | 58 MULKEY GAP RD | BLAIRSVILLE | Union | 9144020 | 2 |  | 1996-04-01 | FALSE | 1996-04-01 | FALSE | Temporarily out of use | Gas (Historical Use) | 4000 | Fiberglass | 1996-04-01 | Fiberglass Reinforced Plastic | Pressurized
H & S TRADING LLC | 58 MULKEY GAP RD | BLAIRSVILLE | Union | 9144020 | 3 |  | 1996-04-01 | FALSE | 1996-04-01 | FALSE | Temporarily out of use | Diesel | 2000 | Fiberglass | 1996-04-01 | Fiberglass Reinforced Plastic | Pressurized
H & S TRADING LLC | 58 MULKEY GAP RD | BLAIRSVILLE | Union | 9144020 | 4 |  | 1996-04-01 | FALSE | 1996-04-01 | FALSE | Temporarily out of use | Kerosene | 1000 | Fiberglass | 1996-04-01 | Fiberglass Reinforced Plastic | Pressurized
H & S TRADING LLC | 58 MULKEY GAP RD | BLAIRSVILLE | Union | 9144020 | 5 |  | 1999-02-12 | FALSE | 1999-02-15 | FALSE | Temporarily out of use | Diesel | 6000 | Fiberglass | 1999-02-04 | Fiberglass Reinforced Plastic | Pressurized
FOOD HEAVEN | 6011 YOUNG HARRIS HWY | BLAIRSVILLE | Union | 9144021 | 1 |  | 1997-08-01 |  | 1997-08-01 |  | Currently in Use | Gas (Historical Use) | 12000 | Composite | 1997-08-01 | Fiberglass Reinforced Plastic | Pressurized
FOOD HEAVEN | 6011 YOUNG HARRIS HWY | BLAIRSVILLE | Union | 9144021 | 2 |  | 1997-08-01 |  | 1997-08-01 |  | Currently in Use | Gas (Historical Use) | 8000 | Composite | 1997-08-01 | Fiberglass Reinforced Plastic | Pressurized
FOOD HEAVEN | 6011 YOUNG HARRIS HWY | BLAIRSVILLE | Union | 9144021 | 3A |  | 1997-08-01 |  | 1997-08-01 |  | Currently in Use | Diesel | 8000 | Composite | 1997-08-01 | Fiberglass Reinforced Plastic | Pressurized
FOOD HEAVEN | 6011 YOUNG HARRIS HWY | BLAIRSVILLE | Union | 9144021 | 3B |  | 1997-08-01 |  | 1997-08-01 |  | Currently in Use | Diesel | 2000 | Composite | 1997-08-01 | Fiberglass Reinforced Plastic | Suction (American)
HARRYS PANTRY | 40 HWY 325 | BLAIRSVILLE | Union | 9144022 | 1 | Ball Float | 1998-11-20 | FALSE | 1998-11-20 | FALSE | Currently in Use | Regular | 12000 | Fiberglass | 1998-11-20 | Fiberglass Reinforced Plastic | Pressurized
HARRYS PANTRY | 40 HWY 325 | BLAIRSVILLE | Union | 9144022 | 2 | Ball Float | 1998-11-20 | FALSE | 1998-11-20 | FALSE | Currently in Use | Premium | 4000 | Fiberglass | 1998-11-20 | Fiberglass Reinforced Plastic | Pressurized
HARRYS PANTRY | 40 HWY 325 | BLAIRSVILLE | Union | 9144022 | 3 | Flapper Valve | 1998-11-20 | FALSE | 1998-11-20 | FALSE | Currently in Use | E-10 | 2000 | Fiberglass | 1998-11-20 | Fiberglass Reinforced Plastic | Pressurized
HARRYS PANTRY | 40 HWY 325 | BLAIRSVILLE | Union | 9144022 | 4 | Ball Float | 1998-11-20 | FALSE | 1998-11-20 | FALSE | Currently in Use | Diesel | 4000 | Fiberglass | 1998-11-20 | Fiberglass Reinforced Plastic | Safe Suction (Euro)
HARRYS PANTRY | 40 HWY 325 | BLAIRSVILLE | Union | 9144022 | 5 | Flapper Valve | 1998-11-20 | FALSE | 1998-11-20 | FALSE | Currently in Use | Diesel Off Road | 2000 | Fiberglass | 1998-11-20 | Fiberglass Reinforced Plastic | Safe Suction (Euro)
BLAIRSVILLE MARATHON | 16 BRACKETTS WAY | BLAIRSVILLE | Union | 9144023 | 1 | Ball Float | 1998-09-29 | FALSE | 1998-09-30 | FALSE | Currently in Use | Regular | 15000 | Composite | 1998-09-25 | Double-Walled Flex | Pressurized
BLAIRSVILLE MARATHON | 16 BRACKETTS WAY | BLAIRSVILLE | Union | 9144023 | 2 |  | 1998-09-29 |  | 1998-09-30 |  | Currently in Use | Diesel | 4000 | Composite | 1998-09-25 | Double Walled | Pressurized
BLAIRSVILLE MARATHON | 16 BRACKETTS WAY | BLAIRSVILLE | Union | 9144023 | 2A | Ball Float | 1998-09-29 | FALSE | 1998-09-30 | FALSE | Currently in Use | Diesel | 4000 | Composite | 1998-09-25 | Double-Walled Flex | Pressurized
BLAIRSVILLE MARATHON | 16 BRACKETTS WAY | BLAIRSVILLE | Union | 9144023 | 2B | Ball Float | 1998-09-29 | FALSE | 1998-09-30 | FALSE | Currently in Use | E-0 | 4000 | Composite | 1998-09-25 | Double-Walled Flex | Pressurized
BLAIRSVILLE MARATHON | 16 BRACKETTS WAY | BLAIRSVILLE | Union | 9144023 | 3 |  | 1998-09-29 |  | 1998-09-30 |  | Currently in Use | Diesel | 4000 | Composite | 1998-09-25 | Double Walled | Pressurized
BLAIRSVILLE MARATHON | 16 BRACKETTS WAY | BLAIRSVILLE | Union | 9144023 | 3A | Ball Float | 1998-09-29 | FALSE | 1998-09-30 | FALSE | Currently in Use | Premium | 7500 | Composite | 1998-09-25 | Double-Walled Flex | Pressurized
BLAIRSVILLE MARATHON | 16 BRACKETTS WAY | BLAIRSVILLE | Union | 9144023 | 3B | Ball Float | 1998-09-29 | FALSE | 1998-09-30 | FALSE | Currently in Use | Diesel | 7500 | Composite | 1998-12-15 | Double-Walled Flex | Pressurized
BLAIRSVILLE MARATHON | 16 BRACKETTS WAY | BLAIRSVILLE | Union | 9144023 | 4 |  | 1998-09-29 |  | 1998-09-30 |  | Currently in Use | Gas (Historical Use) | 7500 | Composite | 1998-09-25 | Double Walled | Pressurized
BLAIRSVILLE MARATHON | 16 BRACKETTS WAY | BLAIRSVILLE | Union | 9144023 | 5 |  | 1998-09-29 |  | 1998-09-30 |  | Currently in Use | Diesel | 7500 | Composite | 1998-12-15 | Double Walled | Pressurized
ROBERT W WOODRUFF SCOUT RESERVAT | 10387 BOY SCOUT ROAD | BLAIRSVILLE | Union | 9144025 | 1 | [5 empty] | Removed from Ground | Gas (Historical Use) | 500 | Marked Unknown | 1999-03-01 | Unknown
BOOGER HOLLOW STORE | 5315 GAINESVILLE HWY | BLAIRSVILLE | Union | 9144026 | 1 | Ball Float | 1999-07-09 | FALSE | 1999-07-09 | FALSE | Currently in Use | Regular | 10000 | Composite | 1999-07-02 | Fiberglass Reinforced Plastic | Pressurized
BOOGER HOLLOW STORE | 5315 GAINESVILLE HWY | BLAIRSVILLE | Union | 9144026 | 2 | Ball Float | 1999-07-09 | FALSE | 1999-07-09 | FALSE | Currently in Use | Premium | 8000 | Composite | 1999-07-02 | Fiberglass Reinforced Plastic | Pressurized
BOOGER HOLLOW STORE | 5315 GAINESVILLE HWY | BLAIRSVILLE | Union | 9144026 | 3 | Ball Float | 1999-07-09 | FALSE | 1999-07-09 | FALSE | Currently in Use | Diesel | 8000 | Composite | 1999-07-02 | Fiberglass Reinforced Plastic | Pressurized
BOOGER HOLLOW STORE | 5315 GAINESVILLE HWY | BLAIRSVILLE | Union | 9144026 | 4 | Flapper Valve | 1999-07-09 | FALSE | 1999-07-09 | FALSE | Currently in Use | Diesel Off Road | 4000 | Composite | 1999-07-02 | Fiberglass Reinforced Plastic | Pressurized
BOOGER HOLLOW STORE | 5315 GAINESVILLE HWY | BLAIRSVILLE | Union | 9144026 | 5 | Ball Float | 1999-07-09 | FALSE | 1999-07-09 | FALSE | Currently in Use | E-0 | 2000 | Composite | 1999-07-02 | Fiberglass Reinforced Plastic | Pressurized
MOUNTAIN EXPRESS #10 | 10613 MURPHY HWY | BLAIRSVILLE | Union | 9144027 | 1 |  | 1999-01-01 |  | 1999-01-01 |  | Currently in Use | Gas (Historical Use) | 12000 | Epoxy | 1999-01-01 | Double-Walled Flex | Pressurized
MOUNTAIN EXPRESS #10 | 10613 MURPHY HWY | BLAIRSVILLE | Union | 9144027 | 2A |  | 1999-01-01 |  | 1999-01-01 |  | Currently in Use | Gas (Historical Use) | 10000 | Epoxy | 1999-01-01 | Double-Walled Flex | Pressurized
MOUNTAIN EXPRESS #10 | 10613 MURPHY HWY | BLAIRSVILLE | Union | 9144027 | 2B |  | 1999-01-01 |  | 1999-01-01 |  | Currently in Use | Kerosene | 2000 | Epoxy | 1999-01-01 | Double-Walled Flex | Pressurized
MOUNTAIN EXPRESS #10 | 10613 MURPHY HWY | BLAIRSVILLE | Union | 9144027 | 3A |  | 1999-01-01 |  | 1999-01-01 |  | Currently in Use | Diesel | 8000 | Epoxy | 1999-01-01 | Double-Walled Flex | Pressurized
MOUNTAIN EXPRESS #10 | 10613 MURPHY HWY | BLAIRSVILLE | Union | 9144027 | 3B |  | 1999-01-01 |  | 1999-01-01 |  | Currently in Use | Diesel | 4000 | Epoxy | 1999-01-01 | Double-Walled Flex | Pressurized
CHEVRON FOOD MART | 612 -A YOUNG HARRIS HWY | BLAIRSVILLE | Union | 10000468 | 1 | Flapper Valve | 2003-08-13 | FALSE | 2003-08-13 | FALSE | Currently in Use | Gas (Historical Use) | 20000 | Composite | 2003-08-13 | Fiberglass Reinforced Plastic | Pressurized
CHEVRON FOOD MART | 612 -A YOUNG HARRIS HWY | BLAIRSVILLE | Union | 10000468 | 2A | Flapper Valve | 2003-08-13 | FALSE | 2003-08-13 | FALSE | Currently in Use | Gas (Historical Use) | 10000 | Composite | 2003-08-13 | Fiberglass Reinforced Plastic | Pressurized
CHEVRON FOOD MART | 612 -A YOUNG HARRIS HWY | BLAIRSVILLE | Union | 10000468 | 2B | Flapper Valve | 2003-08-13 | FALSE | 2003-08-13 | FALSE | Currently in Use | Diesel | 10000 | Composite | 2003-08-13 | Fiberglass Reinforced Plastic | Pressurized
REDS COUNTRY STORE | 199 FOSTER RD | BLAIRSVILLE | Union | 10001654 | 1A | Ball Float | 2008-09-01 | FALSE | 2008-09-01 | FALSE | Currently in Use | Gas (Historical Use) | 10000 | Composite | 2008-08-29 | Double-Walled Fiberglass | Pressurized
REDS COUNTRY STORE | 199 FOSTER RD | BLAIRSVILLE | Union | 10001654 | 1B | Ball Float | 2008-09-01 | FALSE | 2008-09-01 | FALSE | Currently in Use | Gas (Historical Use) | 5000 | Composite | 2008-08-29 | Double-Walled Fiberglass | Pressurized
REDS COUNTRY STORE | 199 FOSTER RD | BLAIRSVILLE | Union | 10001654 | 2A | Ball Float | 2008-09-01 | FALSE | 2008-09-01 | FALSE | Currently in Use | Premium | 12000 | Composite | 2008-08-29 | Double-Walled Fiberglass | Pressurized
REDS COUNTRY STORE | 199 FOSTER RD | BLAIRSVILLE | Union | 10001654 | 2B | Flapper Valve | 2008-09-01 | FALSE | 2008-09-01 | FALSE | Currently in Use | Diesel Off Road | 3000 | Composite | 2008-08-29 | Double-Walled Fiberglass | Safe Suction (Euro)
INGLES GAS EXPRESS #98 | 43 B HWY 515 BLAIRSVILLE BYPASS | BLAIRSVILLE | Union | 10001915 | 1A | Flapper Valve | 2010-10-01 | FALSE | 2010-10-01 | FALSE | Currently in Use | Regular | 25000 | Fiberglass Double Walled | 2010-05-01 | Double-Walled Flex | Pressurized
INGLES GAS EXPRESS #98 | 43 B HWY 515 BLAIRSVILLE BYPASS | BLAIRSVILLE | Union | 10001915 | 1B | Flapper Valve | 2010-10-01 | FALSE | 2010-10-01 | FALSE | Currently in Use | Premium | 7000 | Fiberglass Double Walled | 2010-05-01 | Double-Walled Flex | Pressurized
INGLES GAS EXPRESS #98 | 43 B HWY 515 BLAIRSVILLE BYPASS | BLAIRSVILLE | Union | 10001915 | 2A | Flapper Valve | 2010-10-01 | FALSE | 2010-10-01 | FALSE | Currently in Use | Diesel | 5000 | Fiberglass Double Walled | 2010-10-01 | Double-Walled Flex | Pressurized
INGLES GAS EXPRESS #98 | 43 B HWY 515 BLAIRSVILLE BYPASS | BLAIRSVILLE | Union | 10001915 | 2B | Flapper Valve | 2010-10-01 | FALSE | 2010-10-01 | FALSE | Currently in Use | Diesel | 5000 | Fiberglass Double Walled | 2010-05-01 | Double-Walled Flex | Pressurized
VICTORY EXPRESS | 1058 KIUTUESTIA CREEK RD | BLAIRSVILLE | Union | 10002137 | 1A |  | 2012-08-20 | FALSE | 2012-08-21 | FALSE | Currently in Use | Gas (Historical Use) | 12000 | Composite Double Walled | 2012-08-12 | Double-Walled Fiberglass | Pressurized
VICTORY EXPRESS | 1058 KIUTUESTIA CREEK RD | BLAIRSVILLE | Union | 10002137 | 1B |  | 2012-08-20 | FALSE | 2012-08-21 | FALSE | Currently in Use | Diesel | 8000 | Composite Double Walled | 2012-08-15 | Double-Walled Fiberglass | Pressurized
VICTORY EXPRESS | 1058 KIUTUESTIA CREEK RD | BLAIRSVILLE | Union | 10002137 | 1C |  | 2012-08-20 | FALSE | 2012-08-21 | FALSE | Currently in Use | Gas (Historical Use) | 5000 | Composite Double Walled | 2012-08-15 | Double-Walled Fiberglass | Pressurized
VICTORY EXPRESS | 1058 KIUTUESTIA CREEK RD | BLAIRSVILLE | Union | 10002137 | 1D |  | 2012-08-20 | FALSE | 2012-08-21 | FALSE | Currently in Use | Diesel | 5000 | Composite Double Walled | 2012-08-15 | Double-Walled Fiberglass | Pressurized
NOTTELY MARINE INC | 86 DOUCETTE CIR | BLAIRSVILLE | Union | 10002219 | 1 |  | 2013-06-28 | FALSE |  | FALSE | Currently in Use | Gas (Historical Use) | 4000 | Fiberglass | 1993-06-28 | Double-Walled Fiberglass | Pressurized
MURPHY STORE #7660 | 2257 B GA HWY 515 | BLAIRSVILLE | Union | 10002608 | 1A |  | 2016-09-26 | FALSE | 2016-08-15 | FALSE | Currently in Use | E-10 | 25000 | Fiberglass Double Walled | 2016-06-29 | Double-Walled Fiberglass | Pressurized
MURPHY STORE #7660 | 2257 B GA HWY 515 | BLAIRSVILLE | Union | 10002608 | 2A |  | 2016-09-26 | FALSE | 2016-08-15 | FALSE | Currently in Use | E-10 | 6000 | Fiberglass Double Walled | 2016-06-29 | Double-Walled Fiberglass | Pressurized
MURPHY STORE #7660 | 2257 B GA HWY 515 | BLAIRSVILLE | Union | 10002608 | 2B |  | 2015-08-26 | FALSE | 2016-08-15 | FALSE | Currently in Use | Diesel | 10000 | Fiberglass Double Walled | 2016-06-29 | Double-Walled Fiberglass | Pressurized
MURPHY STORE #7660 | 2257 B GA HWY 515 | BLAIRSVILLE | Union | 10002608 | 2C |  | 2015-09-26 | FALSE | 2016-08-15 | FALSE | Currently in Use | E-85 | 8000 | Fiberglass Double Walled | 2016-06-29 | Double-Walled Fiberglass | Pressurized
OWLTOWN MARKET | 2193 GAINESVILLE HWY | BLAIRSVILLE | Union | 1440001 | 1 | [5 empty] | Removed from Ground | Gas (Historical Use) | 2000 | Bare Steel | 1970-04-18 | Galvanized Steel | Safe Suction (Euro)
OWLTOWN MARKET | 2193 GAINESVILLE HWY | BLAIRSVILLE | Union | 1440001 | 10 | Flapper Valve | 1998-12-15 | FALSE | 1998-12-15 | FALSE | Temporarily out of use | Kerosene | 2000 | Fiberglass | 1998-12-15 | Fiberglass Reinforced Plastic | Safe Suction (Euro)
OWLTOWN MARKET | 2193 GAINESVILLE HWY | BLAIRSVILLE | Union | 1440001 | 2 | [5 empty] | Removed from Ground | Gas (Historical Use) | 2000 | Bare Steel | 1970-04-18 | Galvanized Steel | Safe Suction (Euro)
OWLTOWN MARKET | 2193 GAINESVILLE HWY | BLAIRSVILLE | Union | 1440001 | 3 | [5 empty] | Removed from Ground | Gas (Historical Use) | 2000 | Bare Steel | 1970-04-18 | Galvanized Steel | Safe Suction (Euro)
OWLTOWN MARKET | 2193 GAINESVILLE HWY | BLAIRSVILLE | Union | 1440001 | 4 | [5 empty] | Removed from Ground | Gas (Historical Use) | 2000 | Bare Steel | 1984-04-14 | Galvanized Steel | Safe Suction (Euro)
OWLTOWN MARKET | 2193 GAINESVILLE HWY | BLAIRSVILLE | Union | 1440001 | 6 | Ball Float | 1998-12-15 | FALSE | 1998-12-15 | FALSE | Currently in Use | Gas (Historical Use) | 12000 | Fiberglass | 1998-12-15 | Fiberglass Reinforced Plastic | Pressurized
OWLTOWN MARKET | 2193 GAINESVILLE HWY | BLAIRSVILLE | Union | 1440001 | 7 | Ball Float | 1998-12-15 | FALSE | 1998-12-15 | FALSE | Currently in Use | Gas (Historical Use) | 6000 | Fiberglass | 1998-12-15 | Fiberglass Reinforced Plastic | Pressurized
OWLTOWN MARKET | 2193 GAINESVILLE HWY | BLAIRSVILLE | Union | 1440001 | 8 | Flapper Valve | 1998-12-15 | FALSE | 1998-12-15 | FALSE | Currently in Use | Diesel | 2000 | Fiberglass | 1998-12-15 | Fiberglass Reinforced Plastic | Safe Suction (Euro)
OWLTOWN MARKET | 2193 GAINESVILLE HWY | BLAIRSVILLE | Union | 1440001 | 9 | Flapper Valve | 1998-12-15 | FALSE | 1998-12-15 | FALSE | Currently in Use | Diesel | 4000 | Fiberglass | 1998-12-15 | Fiberglass Reinforced Plastic | Pressurized
UNION GENERAL HOSPITAL | 214 HOSPITAL CIR | BLAIRSVILLE | Union | 1440002 | 1 | [5 empty] | Closed in Ground | Empty | 500 | Bare Steel | 1973-03-20 | Copper
UNION GENERAL HOSPITAL | 214 HOSPITAL CIR | BLAIRSVILLE | Union | 1440002 | 2 | [5 empty] | Closed in Ground | Empty | 3000 | Bare Steel | 1973-03-20 | Copper
UNION GENERAL HOSPITAL | 214 HOSPITAL CIR | BLAIRSVILLE | Union | 1440002 | 3 | [5 empty] | Removed from Ground | Diesel | 250 | Bare Steel | 1973-03-20 | Bare Steel | Safe Suction (Euro)
BLAIRSVILLE MUNICIPAL AIRPORT | 2223 AIRPORT RD | BLAIRSVILLE | Union | 1440004 | 1 | [5 empty] | Removed from Ground | Other | 6000 | Bare Steel | 1964-02-27 | Galvanized Steel
BLAIRSVILLE MUNICIPAL AIRPORT | 2223 AIRPORT RD | BLAIRSVILLE | Union | 1440004 | 2 | [5 empty] | Removed from Ground | Other | 6000 | Bare Steel | 1964-02-27 | Galvanized Steel
BRASSTOWN WORK CENTER | US HWY 76 EAST | BLAIRSVILLE | Union | 1440005 | 1 | [5 empty] | Currently in Use | Gas (Historical Use) | 0 | Not Marked/Unknown |  | Not Marked
BRASSTOWN WORK CENTER | US HWY 76 EAST | BLAIRSVILLE | Union | 1440005 | 2021-04-01 | [5 empty] | Removed from Ground | Gas (Historical Use) | 500 | Bare Steel | 1963-02-19 | Galvanized Steel
BRASSTOWN WORK CENTER | US HWY 76 EAST | BLAIRSVILLE | Union | 1440005 | 2021-04-02 | [5 empty] | Removed from Ground | Gas (Historical Use) | 1000 | Bare Steel | 1978-02-15 | Galvanized Steel
BRASSTOWN WORK CENTER | US HWY 76 EAST | BLAIRSVILLE | Union | 1440005 | 2021-04-03 | [5 empty] | Removed from Ground | Gas (Historical Use) | 1000 | Bare Steel | 1978-02-15 | Galvanized Steel
BRASSTOWN WORK CENTER | US HWY 76 EAST | BLAIRSVILLE | Union | 1440005 | 2021-04-04 | [5 empty] | Removed from Ground | Diesel | 500 | Bare Steel | 1980-02-15 | Galvanized Steel
HOSPITAL STREET |  | BLAIRSVILLE | Union | 1440006 | 1 | [5 empty] | Removed from Ground | Gas (Historical Use) | 3000 | Bare Steel | 1976-02-27 | Galvanized Steel
HOSPITAL STREET |  | BLAIRSVILLE | Union | 1440006 | 2 | [5 empty] | Removed from Ground | Gas (Historical Use) | 10000 | Bare Steel | 1978-02-26 | Galvanized Steel
UNION CO MIDDLE SHCOOL LUNCHROOM | NO LOCATION GIVEN | BLAIRSVILLE | Union | 1440007 | 1 | [5 empty] | Currently in Use | Other | 1000 | Marked Unknown |  | Unknown
UNION COUNTY SCHOOL BUS GARAGE | 10 HUGHES ST | BLAIRSVILLE | Union | 1440008 | 1 | [5 empty] | Removed from Ground | Gas (Historical Use) | 1000 | Marked Unknown | 1986-01-01 | Unknown
UNION COUNTY SCHOOL BUS GARAGE | 10 HUGHES ST | BLAIRSVILLE | Union | 1440008 | 2 | [5 empty] | Removed from Ground | Gas (Historical Use) | 2000 | Bare Steel | 1979-01-01 | Bare Steel
UNION COUNTY SCHOOL BUS GARAGE | 10 HUGHES ST | BLAIRSVILLE | Union | 1440008 | 3 |  | 1989-07-01 |  |  |  | Removed from Ground | Diesel | 2000 | Galvanic (STIP-3) | 1989-07-01 | Bare Steel | Suction (American)
WOODY GAP SCHOOL | RT 1 | SUCHES | Union | 1440009 | 2 | [5 empty] | Removed from Ground | Gas (Historical Use) | 500 | Marked Unknown | 1986-01-03 | Unknown
WOODY GAP SCHOOL | RT 1 | SUCHES | Union | 1440009 | 3 | [5 empty] | Removed from Ground | Gas (Historical Use) | 1000 | Cathodically Protected Steel | 1990-04-01 | Bare Steel | Suction (American)
UNIV OF GA | 2565 GA MTN EXP STATION | BLAIRSVILLE | Union | 1440010 | 1 | [5 empty] | Closed in Ground | Diesel | 500 | Bare Steel | 1950-01-31 | Bare Steel | Suction (American)
UNIV OF GA | 2565 GA MTN EXP STATION | BLAIRSVILLE | Union | 1440010 | 2 | [5 empty] | Closed in Ground | Gas (Historical Use) | 1000 | Bare Steel | 1985-01-22 | Galvanized Steel | Suction (American)
UNIV OF GA | 2565 GA MTN EXP STATION | BLAIRSVILLE | Union | 1440010 | 3 | [5 empty] | Removed from Ground | Gas (Historical Use) | 500 | Bare Steel | 1986-01-22 | Bare Steel | Suction (American)
UNIV OF GA | 2565 GA MTN EXP STATION | BLAIRSVILLE | Union | 1440010 | 4 | [5 empty] | Closed in Ground | Other | 0 | Not Marked/Unknown | 1995-05-11 | Not Marked
VOGEL STATE PARK | 405 VOGEL PARK RD | BLAIRSVILLE | Union | 1440011 | 1 | [5 empty] | Removed from Ground | Gas (Historical Use) | 1050 | Bare Steel | 1973-01-25 | Unknown
VOGEL STATE PARK | 405 VOGEL PARK RD | BLAIRSVILLE | Union | 1440011 | 2 | Flapper Valve | 2002-04-01 | FALSE | 2002-04-01 | FALSE | Temporarily out of use | Diesel | 1000 | Fiberglass Double Walled | 2002-04-01 | Fiberglass Reinforced Plastic | Safe Suction (Euro)
VOGEL STATE PARK | 405 VOGEL PARK RD | BLAIRSVILLE | Union | 1440011 | 3 | Flapper Valve | 2002-04-01 | FALSE | 2002-04-01 | FALSE | Temporarily out of use | Gas (Historical Use) | 1000 | Fiberglass Double Walled | 2002-04-01 | Fiberglass Reinforced Plastic | Safe Suction (Euro)
UNION CO MAINT HQ #10121 | 0 .5 MI NORTH OF SR 11 ON CR 269 | BLAIRSVILLE | Union | 1440015 | 121D1 | [5 empty] | Removed from Ground | Gas (Historical Use) | 1000 | Cathodically Protected Steel | 1988-01-01 | Galvanized Steel
UNION CO MAINT HQ #10121 | 0 .5 MI NORTH OF SR 11 ON CR 269 | BLAIRSVILLE | Union | 1440015 | 121G1 | [5 empty] | Removed from Ground | Diesel | 1000 | Cathodically Protected Steel | 1988-01-01 | Galvanized Steel
H H RICHARDS GEN MDSE | 10862 BLUE RIDGE HWY | BLAIRSVILLE | Union | 1440016 | 1 | [5 empty] | Removed from Ground | Gas (Historical Use) | 1000 | Bare Steel | 1995-02-21 | Galvanized Steel | Safe Suction (Euro)
H H RICHARDS GEN MDSE | 10862 BLUE RIDGE HWY | BLAIRSVILLE | Union | 1440016 | 2 | [5 empty] | Removed from Ground | Gas (Historical Use) | 1000 | Bare Steel | 1961-04-10 | Galvanized Steel | Safe Suction (Euro)
H H RICHARDS GEN MDSE | 10862 BLUE RIDGE HWY | BLAIRSVILLE | Union | 1440016 | 3 | [5 empty] | Removed from Ground | Gas (Historical Use) | 2000 | Bare Steel | 1961-04-10 | Galvanized Steel | Safe Suction (Euro)
H H RICHARDS GEN MDSE | 10862 BLUE RIDGE HWY | BLAIRSVILLE | Union | 1440016 | 4 | [5 empty] | Removed from Ground | Diesel | 1000 | Bare Steel | 1961-04-10 | Galvanized Steel | Safe Suction (Euro)
H H RICHARDS GEN MDSE | 10862 BLUE RIDGE HWY | BLAIRSVILLE | Union | 1440016 | 5 | [5 empty] | Removed from Ground | Kerosene | 550 | Bare Steel | 1961-04-10 | Galvanized Steel | Safe Suction (Euro)
H H RICHARDS GEN MDSE | 10862 BLUE RIDGE HWY | BLAIRSVILLE | Union | 1440016 | 6 |  | 1995-05-01 |  | 1995-05-01 |  | Temporarily out of use | Gas (Historical Use) | 4000 | Galvanic (STIP-3) | 1995-05-01 | Fiberglass Reinforced Plastic | Safe Suction (Euro)
H H RICHARDS GEN MDSE | 10862 BLUE RIDGE HWY | BLAIRSVILLE | Union | 1440016 | 7 |  | 1995-05-01 |  | 1995-05-01 |  | Temporarily out of use | Gas (Historical Use) | 1000 | Galvanic (STIP-3) | 1995-05-01 | Fiberglass Reinforced Plastic | Safe Suction (Euro)
H H RICHARDS GEN MDSE | 10862 BLUE RIDGE HWY | BLAIRSVILLE | Union | 1440016 | 8 |  | 1995-05-01 |  | 1995-05-01 |  | Temporarily out of use | Gas (Historical Use) | 1000 | Galvanic (STIP-3) | 1995-05-01 | Fiberglass Reinforced Plastic | Safe Suction (Euro)
H H RICHARDS GEN MDSE | 10862 BLUE RIDGE HWY | BLAIRSVILLE | Union | 1440016 | 9 |  | 1995-05-01 |  | 1995-05-01 |  | Temporarily out of use | Gas (Historical Use) | 1000 | Galvanic (STIP-3) | 1995-05-01 | Fiberglass Reinforced Plastic | Safe Suction (Euro)
H E TRITT | GA HWY 60 | SUCHES | Union | 1440017 | PREM | [5 empty] | Closed in Ground | Gas (Historical Use) | 1000 | Bare Steel | 1964-05-04 | Unknown
H E TRITT | GA HWY 60 | SUCHES | Union | 1440017 | REG | [5 empty] | Closed in Ground | Gas (Historical Use) | 550 | Bare Steel | 1964-05-04 | Unknown
F E DYER | 3466 GAINESVILLE HWY | BLAIRSVILLE | Union | 1440018 | DIESEL | [5 empty] | Removed from Ground | Diesel | 550 | Bare Steel | 1966-05-04 | Galvanized Steel
F E DYER | 3466 GAINESVILLE HWY | BLAIRSVILLE | Union | 1440018 | PREM | [5 empty] | Removed from Ground | Gas (Historical Use) | 1000 | Bare Steel | 1966-05-04 | Galvanized Steel
F E DYER | 3466 GAINESVILLE HWY | BLAIRSVILLE | Union | 1440018 | REG | [5 empty] | Removed from Ground | Gas (Historical Use) | 1000 | Bare Steel | 1971-05-03 | Galvanized Steel
F E DYER | 3466 GAINESVILLE HWY | BLAIRSVILLE | Union | 1440018 | UL | [5 empty] | Removed from Ground | Gas (Historical Use) | 550 | Bare Steel | 1966-05-04 | Galvanized Steel
ARBOR ACRE FARM INC | HWY 129 N | BLAIRSVILLE | Union | 1440019 | 1 | [5 empty] | Removed from Ground | Diesel | 10000 | Bare Steel | 1980-05-02 | Bare Steel
ARBOR ACRE FARM INC | HWY 129 N | BLAIRSVILLE | Union | 1440019 | 2 | [5 empty] | Removed from Ground | Gas (Historical Use) | 5000 | Bare Steel | 1982-05-02 | Bare Steel | Suction (American)
WOLFPEN GAP COUNTRY STORE | 41 WOLF PEN GAP RD | SUCHES | Union | 1440020 | 1 |  | 1998-12-21 |  | 1998-12-21 |  | Removed from Ground | Kerosene | 2000 | Steel-Impressed Current | 1971-05-10 | Fiberglass Reinforced Plastic | Safe Suction (Euro)
WOLFPEN GAP COUNTRY STORE | 41 WOLF PEN GAP RD | SUCHES | Union | 1440020 | 2 |  | 1998-12-21 |  | 1998-12-21 |  | Removed from Ground | Diesel | 2000 | Steel-Impressed Current | 1971-05-10 | Fiberglass Reinforced Plastic | Safe Suction (Euro)
WOLFPEN GAP COUNTRY STORE | 41 WOLF PEN GAP RD | SUCHES | Union | 1440020 | 3 |  | 1998-12-21 |  | 1998-12-21 |  | Removed from Ground | Diesel | 2000 | Steel-Impressed Current | 1971-05-10 | Fiberglass Reinforced Plastic | Safe Suction (Euro)
WOLFPEN GAP COUNTRY STORE | 41 WOLF PEN GAP RD | SUCHES | Union | 1440020 | 4 |  | 2000-04-12 | FALSE | 2000-04-12 | FALSE | Currently in Use | Gas (Historical Use) | 8000 | Epoxy | 2000-04-12 | Fiberglass Reinforced Plastic | Pressurized
WOLFPEN GAP COUNTRY STORE | 41 WOLF PEN GAP RD | SUCHES | Union | 1440020 | 5 | [5 empty] | Removed from Ground | Diesel | 550 | Bare Steel | 1971-05-10 | Galvanized Steel | Suction (American)
WOLFPEN GAP COUNTRY STORE | 41 WOLF PEN GAP RD | SUCHES | Union | 1440020 | 6 |  |  | TRUE |  | TRUE | Removed from Ground | Used Oil | 280 | Bare Steel | 1971-05-10 | Galvanized Steel | Safe Suction (Euro)
WOLFPEN GAP COUNTRY STORE | 41 WOLF PEN GAP RD | SUCHES | Union | 1440020 | 7 |  | 2000-04-12 | FALSE | 2000-04-12 | FALSE | Currently in Use | Gas (Historical Use) | 6000 | Epoxy | 2000-04-12 | Fiberglass Reinforced Plastic | Pressurized
WOLFPEN GAP COUNTRY STORE | 41 WOLF PEN GAP RD | SUCHES | Union | 1440020 | 8 |  | 2004-07-19 | FALSE | 2004-07-19 | FALSE | Currently in Use | Diesel | 4000 | Epoxy | 2004-07-19 | Fiberglass Reinforced Plastic | Suction (American)
JIMMY WATKINS GROCERY | 6196 HWY 60 | SUCHES | Union | 1440021 | 1 | [5 empty] | Removed from Ground | Gas (Historical Use) | 550 | Bare Steel | 1961-05-12 | Galvanized Steel | Suction (American)
JIMMY WATKINS GROCERY | 6196 HWY 60 | SUCHES | Union | 1440021 | 2 | [5 empty] | Removed from Ground | Gas (Historical Use) | 1000 | Bare Steel | 1961-05-12 | Galvanized Steel | Suction (American)
SUNRISE GROCERY | 7568 GAINESVILLE HWY | BLAIRSVILLE | Union | 1440022 | 1 | [5 empty] | Removed from Ground | Gas (Historical Use) | 1000 | Bare Steel | 1986-05-06 | Galvanized Steel
SUNRISE GROCERY | 7568 GAINESVILLE HWY | BLAIRSVILLE | Union | 1440022 | 2 | [5 empty] | Removed from Ground | Gas (Historical Use) | 1000 | Bare Steel | 1986-05-06 | Galvanized Steel
SUNRISE GROCERY | 7568 GAINESVILLE HWY | BLAIRSVILLE | Union | 1440022 | 3 | Flapper Valve | 1992-02-01 | FALSE | 1992-02-01 | FALSE | Currently in Use | Regular | 6000 | Fiberglass | 1992-04-03 | Fiberglass Reinforced Plastic | Safe Suction (Euro)
SUNRISE GROCERY | 7568 GAINESVILLE HWY | BLAIRSVILLE | Union | 1440022 | 4 | Flapper Valve | 1992-02-01 | FALSE | 1992-02-01 | FALSE | Currently in Use | Plus | 4000 | Fiberglass | 1992-04-03 | Fiberglass Reinforced Plastic | Safe Suction (Euro)
BUNKER HILL GROCERY | US HWY 76 (BLUERIDGE HWY) | BLAIRSVILLE | Union | 1440023 | 1 | [5 empty] | Removed from Ground | Gas (Historical Use) | 550 | Bare Steel | 1961-05-12 | Galvanized Steel
BUNKER HILL GROCERY | US HWY 76 (BLUERIDGE HWY) | BLAIRSVILLE | Union | 1440023 | 2 | [5 empty] | Removed from Ground | Gas (Historical Use) | 550 | Bare Steel | 1961-05-12 | Galvanized Steel
BUNKER HILL GROCERY | US HWY 76 (BLUERIDGE HWY) | BLAIRSVILLE | Union | 1440023 | 3 | [5 empty] | Removed from Ground | Gas (Historical Use) | 1000 | Bare Steel | 1976-05-08 | Galvanized Steel
BUNKER HILL GROCERY | US HWY 76 (BLUERIDGE HWY) | BLAIRSVILLE | Union | 1440023 | 4 | [5 empty] | Removed from Ground | Diesel | 280 | Bare Steel | 1976-05-08 | Galvanized Steel
HAMPTON GROCERY | US HWY 76 | BLAIRSVILLE | Union | 1440024 | 1 | [5 empty] | Removed from Ground | Gas (Historical Use) | 550 | Bare Steel | 1961-05-14 | Galvanized Steel
HAMPTON GROCERY | US HWY 76 | BLAIRSVILLE | Union | 1440024 | 2 | [5 empty] | Removed from Ground | Gas (Historical Use) | 550 | Bare Steel | 1961-05-14 | Galvanized Steel
HAMPTON GROCERY | US HWY 76 | BLAIRSVILLE | Union | 1440024 | 3 | [5 empty] | Removed from Ground | Gas (Historical Use) | 1000 | Bare Steel | 1981-05-09 | Galvanized Steel
DYERS EXXON | RT 2 HWY 180 | BLAIRSVILLE | Union | 1440026 | 1 | [5 empty] | Removed from Ground | Gas (Historical Use) | 1000 | Bare Steel | 1974-05-11 | Galvanized Steel
DYERS EXXON | RT 2 HWY 180 | BLAIRSVILLE | Union | 1440026 | 2 | [5 empty] | Removed from Ground | Gas (Historical Use) | 1000 | Bare Steel | 1974-05-11 | Galvanized Steel
DYERS EXXON | RT 2 HWY 180 | BLAIRSVILLE | Union | 1440026 | 3 | [5 empty] | Removed from Ground | Gas (Historical Use) | 2000 | Bare Steel | 1974-05-11 | Galvanized Steel
GOLD KIST | WELLBOR ST | BLAIRSVILLE | Union | 1440028 | 1 | [5 empty] | Removed from Ground | Gas (Historical Use) | 2000 | Bare Steel | 1974-05-11 | Galvanized Steel
BLAIRSVILLE CHEVRON | MAIN ST | BLAIRSVILLE | Union | 1440029 | 1 | Flapper Valve | 1998-07-14 |  | 1998-07-14 |  | Removed from Ground | Gas (Historical Use) | 4000 | Steel-Impressed Current | 1971-05-12 | Steel (Impressed Current) | Safe Suction (Euro)
BLAIRSVILLE CHEVRON | MAIN ST | BLAIRSVILLE | Union | 1440029 | 2 | Flapper Valve | 1994-04-27 |  | 1994-04-27 |  | Removed from Ground | Gas (Historical Use) | 4000 | Steel-Impressed Current | 1971-05-12 | Steel (Impressed Current) | Safe Suction (Euro)
BLAIRSVILLE CHEVRON | MAIN ST | BLAIRSVILLE | Union | 1440029 | 3 | Flapper Valve | 1991-06-05 |  | 1991-06-05 |  | Removed from Ground | Gas (Historical Use) | 3000 | Steel-Impressed Current | 1971-05-12 | Steel (Impressed Current) | Safe Suction (Euro)
BLAIRSVILLE CHEVRON | MAIN ST | BLAIRSVILLE | Union | 1440029 | 4 | Flapper Valve | 1998-07-14 |  | 1998-07-14 |  | Removed from Ground | Diesel | 1000 | Steel-Impressed Current | 1971-05-12 | Steel (Impressed Current) | Safe Suction (Euro)
SARAS GROCERY | HWY 76 | YOUNG HARRIS | Union | 1440030 | 1 | [5 empty] | Removed from Ground | Gas (Historical Use) | 4000 | Bare Steel | 1974-05-10 | Galvanized Steel
SARAS GROCERY | HWY 76 | YOUNG HARRIS | Union | 1440030 | 2 | [5 empty] | Removed from Ground | Gas (Historical Use) | 2000 | Bare Steel | 1974-05-10 | Galvanized Steel
SARAS GROCERY | HWY 76 | YOUNG HARRIS | Union | 1440030 | 3 | [5 empty] | Removed from Ground | Gas (Historical Use) | 1000 | Bare Steel | 1974-05-10 | Galvanized Steel
CIRCLE K #2701094 | 325 Cleveland Street | BLAIRSVILLE | Union | 1440036 | 1 | [5 empty] | Removed from Ground | Gas (Historical Use) | 4000 | Bare Steel | 1976-05-01 | Galvanized Steel | Suction (American)
CIRCLE K #2701094 | 325 Cleveland Street | BLAIRSVILLE | Union | 1440036 | 2 | [5 empty] | Removed from Ground | Gas (Historical Use) | 4000 | Bare Steel | 1976-05-01 | Galvanized Steel | Suction (American)
CIRCLE K #2701094 | 325 Cleveland Street | BLAIRSVILLE | Union | 1440036 | 3 | [5 empty] | Removed from Ground | Gas (Historical Use) | 8000 | Bare Steel | 1976-05-01 | Galvanized Steel | Pressurized
CIRCLE K #2701094 | 325 Cleveland Street | BLAIRSVILLE | Union | 1440036 | 4 | Flapper Valve | 1995-11-17 | FALSE | 1995-11-17 | FALSE | Currently in Use | Regular | 9816 | Fiberglass | 1995-11-17 | Fiberglass Reinforced Plastic | Pressurized
CIRCLE K #2701094 | 325 Cleveland Street | BLAIRSVILLE | Union | 1440036 | 5 | Flapper Valve | 1995-11-17 | FALSE | 1995-11-17 | FALSE | Currently in Use | Premium | 9816 | Fiberglass | 1995-11-17 | Fiberglass Reinforced Plastic | Pressurized
CIRCLE K #2701094 | 325 Cleveland Street | BLAIRSVILLE | Union | 1440036 | 6 | Flapper Valve | 1995-11-17 | FALSE | 1995-11-17 | FALSE | Currently in Use | Diesel | 9816 | Fiberglass | 1995-11-17 | Fiberglass Reinforced Plastic | Pressurized
CIRCLE K #2702008 | 12 MURPHY HWY | BLAIRSVILLE | Union | 1440037 | 1 | Flapper Valve | 1994-05-31 | FALSE | 1994-05-31 | FALSE | Currently in Use | Regular | 8000 | Steel-Impressed Current | 1982-05-01 | Fiberglass Reinforced Plastic | Pressurized
CIRCLE K #2702008 | 12 MURPHY HWY | BLAIRSVILLE | Union | 1440037 | 2 | Flapper Valve | 1994-05-31 | FALSE | 1994-05-31 | FALSE | Currently in Use | Regular | 8000 | Steel-Impressed Current | 1982-05-08 | Fiberglass Reinforced Plastic | Pressurized
CIRCLE K #2702008 | 12 MURPHY HWY | BLAIRSVILLE | Union | 1440037 | 3 | Flapper Valve | 1994-05-31 | FALSE | 1994-05-31 | FALSE | Currently in Use | Plus | 8000 | Steel-Impressed Current | 1982-05-08 | Fiberglass Reinforced Plastic | Pressurized
CIRCLE K #2702008 | 12 MURPHY HWY | BLAIRSVILLE | Union | 1440037 | 4 | Flapper Valve | 1994-05-31 | FALSE | 1994-05-31 | FALSE | Currently in Use | Premium | 8000 | Steel-Impressed Current | 1982-05-08 | Fiberglass Reinforced Plastic | Pressurized
FARMERS MUTUAL EXCHANGE | HIAWASSEE ST | BLAIRSVILLE | Union | 1440038 | 1 | [5 empty] | Removed from Ground | Gas (Historical Use) | 2000 | Bare Steel | 1978-01-03 | Galvanized Steel
WINFIELD SCOTT GROCERY | 3971 WOLF PEN GAP RD | SUCHES | Union | 1440039 | 1 | [5 empty] | Removed from Ground | Diesel | 560 | Bare Steel | 1972-01-05 | Galvanized Steel
WINFIELD SCOTT GROCERY | 3971 WOLF PEN GAP RD | SUCHES | Union | 1440039 | 2 | [5 empty] | Removed from Ground | Gas (Historical Use) | 1000 | Bare Steel | 1972-01-05 | Galvanized Steel
WINFIELD SCOTT GROCERY | 3971 WOLF PEN GAP RD | SUCHES | Union | 1440039 | 3 | [5 empty] | Removed from Ground | Gas (Historical Use) | 1000 | Bare Steel | 1972-01-05 | Galvanized Steel
WINFIELD SCOTT GROCERY | 3971 WOLF PEN GAP RD | SUCHES | Union | 1440039 | 4A |  | 1997-01-01 |  | 1997-01-01 |  | Temporarily out of use | Gas (Historical Use) | 1000 | Composite | 1997-01-01 | Fiberglass Reinforced Plastic | Safe Suction (Euro)
WINFIELD SCOTT GROCERY | 3971 WOLF PEN GAP RD | SUCHES | Union | 1440039 | 4B |  | 1997-01-01 |  | 1997-01-01 |  | Temporarily out of use | Gas (Historical Use) | 2000 | Composite | 1997-01-01 | Fiberglass Reinforced Plastic | Safe Suction (Euro)
WINFIELD SCOTT GROCERY | 3971 WOLF PEN GAP RD | SUCHES | Union | 1440039 | 5 |  | 1997-01-01 |  | 1997-01-01 |  | Temporarily out of use | Gas (Historical Use) | 1000 | Composite | 1997-01-01 | Fiberglass Reinforced Plastic | Safe Suction (Euro)
TANNER SERVICE CENTER | GAINEVILLE HWY | BLAIRSVILLE | Union | 1440040 | 1 | [5 empty] | Removed from Ground | Diesel | 2000 | Cathodically Protected Steel | 1978-01-03 | Galvanized Steel
TANNER SERVICE CENTER | GAINEVILLE HWY | BLAIRSVILLE | Union | 1440040 | 2 | [5 empty] | Removed from Ground | Gas (Historical Use) | 1000 | Bare Steel | 1978-01-03 | Galvanized Steel
TANNER SERVICE CENTER | GAINEVILLE HWY | BLAIRSVILLE | Union | 1440040 | 3 | [5 empty] | Removed from Ground | Gas (Historical Use) | 560 | Bare Steel | 1978-01-03 | Galvanized Steel
TANNER SERVICE CENTER | GAINEVILLE HWY | BLAIRSVILLE | Union | 1440040 | 4 | [5 empty] | Removed from Ground | Diesel | 560 | Bare Steel | 1978-01-03 | Galvanized Steel
UNDER PARKING LOT OF HILL |  | BLAIRSVILLE | Union | 1440041 | DUMMY | [5 empty] | Removed from Ground | Other | 1 | Not Marked/Unknown | 1958-01-01 | Not Marked
C E BREEDLOVE | 462 NOTTELY DAM RD | BLAIRSVILLE | Union | 1440042 | 2 | [5 empty] | Removed from Ground | Gas (Historical Use) | 6000 | Fiberglass | 1987-01-01 | Bare Steel
C E BREEDLOVE | 462 NOTTELY DAM RD | BLAIRSVILLE | Union | 1440042 | 3 | [5 empty] | Removed from Ground | Gas (Historical Use) | 6000 | Fiberglass | 1987-01-01 | Bare Steel
C E BREEDLOVE | 462 NOTTELY DAM RD | BLAIRSVILLE | Union | 1440042 | 4 | [5 empty] | Removed from Ground | Gas (Historical Use) | 6000 | Fiberglass | 1987-01-01 | Bare Steel
C E BREEDLOVE | 462 NOTTELY DAM RD | BLAIRSVILLE | Union | 1440042 | 77402 | [5 empty] | Removed from Ground | Diesel | 2000 | Cathodically Protected Steel | 1998-11-01 | Bare Steel
WAYNE E COLWELL | HIWAY 119 AT TUCKER INN ROAD | BLAIRSVILLE | Union | 1440044 | 1 | [5 empty] | Removed from Ground | Gas (Historical Use) | 1000 | Bare Steel | 1973-06-11 | Galvanized Steel | Suction (American)
WAYNE E COLWELL | HIWAY 119 AT TUCKER INN ROAD | BLAIRSVILLE | Union | 1440044 | 2 | [5 empty] | Removed from Ground | Gas (Historical Use) | 3000 | Bare Steel | 1973-06-11 | Galvanized Steel | Suction (American)
WAYNE E COLWELL | HIWAY 119 AT TUCKER INN ROAD | BLAIRSVILLE | Union | 1440044 | 3 | [5 empty] | Removed from Ground | Gas (Historical Use) | 1000 | Bare Steel | 1973-06-11 | Galvanized Steel | Suction (American)
CARTWRIGHTS | HWY 19 & 129 N | BLAIRSVILLE | Union | 1440045 | 1 | [5 empty] | Removed from Ground | Gas (Historical Use) | 560 | Bare Steel | 1981-01-02 | Unknown
CARTWRIGHTS | HWY 19 & 129 N | BLAIRSVILLE | Union | 1440045 | 2 | [5 empty] | Removed from Ground | Gas (Historical Use) | 4010 | Bare Steel | 1983-01-02 | Unknown
CARTWRIGHTS | HWY 19 & 129 N | BLAIRSVILLE | Union | 1440045 | 3 | [5 empty] | Removed from Ground | Gas (Historical Use) | 2000 | Bare Steel | 1983-01-02 | Unknown
PRIDE ROCK II INC | 21 IVY LOG RD | BLAIRSVILLE | Union | 1440046 | 1 | Ball Float | 1992-07-21 |  | 1992-07-21 |  | Currently in Use | Gas (Historical Use) | 12000 | Fiberglass | 1992-07-21 | Fiberglass Reinforced Plastic | Pressurized
PRIDE ROCK II INC | 21 IVY LOG RD | BLAIRSVILLE | Union | 1440046 | 2 | Ball Float | 1992-07-21 |  | 1992-07-21 |  | Currently in Use | Gas (Historical Use) | 8000 | Fiberglass | 1992-07-21 | Fiberglass Reinforced Plastic | Pressurized
PRIDE ROCK II INC | 21 IVY LOG RD | BLAIRSVILLE | Union | 1440046 | 3 | Ball Float | 1992-07-21 |  | 1992-07-21 |  | Currently in Use | Diesel | 4000 | Fiberglass | 1992-07-21 | Fiberglass Reinforced Plastic | Pressurized
PRIDE ROCK II INC | 21 IVY LOG RD | BLAIRSVILLE | Union | 1440046 | 4 | Ball Float | 1992-07-21 |  | 1992-07-21 |  | Currently in Use | Diesel | 1000 | Fiberglass | 1986-01-01 | Fiberglass Reinforced Plastic | Safe Suction (Euro)
OLD TAXI STAND/THOMASTON MILLS F | 900 NORTH HIGHTOWER ST | THOMASTON | Upson | 1450001 | 1 | [5 empty] | Removed from Ground | Gas (Historical Use) | 1500 | Bare Steel | 1984-04-16 | Galvanized Steel
OLD TAXI STAND/THOMASTON MILLS F | 900 NORTH HIGHTOWER ST | THOMASTON | Upson | 1450001 | 2 | [5 empty] | Removed from Ground | Gas (Historical Use) | 1500 | Not Marked/Unknown | 1993-04-20 | Not Marked
THOMASTON MILLS PEERLESS DIV | 1 PEERLESS RD | THOMASTON | Upson | 1450002 | 1 | [5 empty] | Removed from Ground | Gas (Historical Use) | 250 | Bare Steel | 1932-04-29 | Bare Steel
THOMASTON MILLS THOMASTON DIVISI | 1001 BARNESVILLE ST | THOMASTON | Upson | 1450003 | 1 | [5 empty] | Removed from Ground | Gas (Historical Use) | 1000 | Bare Steel | 1976-04-18 | Bare Steel
THOMASTON MILLS THOMASTON DIVISI | 1001 BARNESVILLE ST | THOMASTON | Upson | 1450003 | 2 | [5 empty] | Removed from Ground | Diesel | 2000 | Bare Steel | 1972-04-19 | Bare Steel
THOMASTON MILLS THOMASTON DIVISI | 1001 BARNESVILLE ST | THOMASTON | Upson | 1450003 | 3 | [5 empty] | Removed from Ground | Other | 1 | Bare Steel | 1961-04-22 | Bare Steel
THOMASTON MILLS THOMASTON DIVISI | 1001 BARNESVILLE ST | THOMASTON | Upson | 1450003 | 4 | [5 empty] | Removed from Ground | Empty | 1 | Fiberglass | 1961-04-22 | Bare Steel
GEORGIA STATE PATROL POST 26 | 622 N CHURCH ST | THOMASTON | Upson | 1450004 | 1 | [5 empty] | Permanently Out of Use - historical purposes | Gas (Historical Use) | 3000 | Bare Steel | 1964-03-11 | Galvanized Steel
GEORGIA STATE PATROL POST 26 | 622 N CHURCH ST | THOMASTON | Upson | 1450004 | 2 | [5 empty] | Removed from Ground | Empty | 1000 | Bare Steel | 1953-03-14 | Unknown
JACK W BRADDY/BRADDYS SVC STA | 810 BARNESVILLE ST | THOMASTON | Upson | 1450005 | 1 | [5 empty] | Removed from Ground | Gas (Historical Use) | 1000 | Bare Steel | 1966-03-08 | Galvanized Steel
JACK W BRADDY/BRADDYS SVC STA | 810 BARNESVILLE ST | THOMASTON | Upson | 1450005 | 2 | [5 empty] | Removed from Ground | Gas (Historical Use) | 1000 | Bare Steel | 1966-03-08 | Galvanized Steel
JACK W BRADDY/BRADDYS SVC STA | 810 BARNESVILLE ST | THOMASTON | Upson | 1450005 | 3 | [5 empty] | Removed from Ground | Empty | 1000 | Bare Steel | 1966-03-08 | Galvanized Steel
TIRE & AUTO MASTER | 609 NORTH CHURCH ST | THOMASTON | Upson | 1450006 | 1 |  |  | TRUE |  | TRUE | Removed from Ground | Used Oil | 1000 | Bare Steel | 1956-03-03 | Unknown
TIRE & AUTO MASTER | 609 NORTH CHURCH ST | THOMASTON | Upson | 1450006 | 2 | [5 empty] | Closed in Ground | Other | 1000 | Bare Steel | 1956-03-03 | Unknown
TIRE & AUTO MASTER | 609 NORTH CHURCH ST | THOMASTON | Upson | 1450006 | 3 | [5 empty] | Closed in Ground | Other | 1000 | Bare Steel | 1956-03-03 | Unknown
THOMASTON FORD INC | 1011 HWY 19 N | THOMASTON | Upson | 1450007 | A | [5 empty] | Removed from Ground | Gas (Historical Use) | 560 | Bare Steel | 1977-12-13 | Unknown | Suction (American)
THOMASTON FORD INC | 1011 HWY 19 N | THOMASTON | Upson | 1450007 | B |  |  | TRUE |  | TRUE | Removed from Ground | Used Oil | 300 | Bare Steel | 1977-12-13 | Unknown | Suction (American)
THOMASTON FORD INC | 1011 HWY 19 N | THOMASTON | Upson | 1450007 | C |  | 1997-07-21 |  | 1997-07-21 |  | Currently in Use | Gas (Historical Use) | 1000 | Composite | 1997-07-21 | Fiberglass Reinforced Plastic | Safe Suction (Euro)
THOMASTON FORD INC | 1011 HWY 19 N | THOMASTON | Upson | 1450007 | D |  | 1997-07-21 | TRUE | 1997-07-21 | TRUE | Currently in Use | Used Oil | 500 | Composite | 1997-07-21 | Fiberglass Reinforced Plastic | Gravity Fed
GRANT MEMORIAL AIRPORT | 48 A AVIATION DR | THOMASTON | Upson | 1450011 | 1 | [5 empty] | Removed from Ground | Other | 4000 | Bare Steel | 1981-03-21 | Galvanized Steel
GRANT MEMORIAL AIRPORT | 48 A AVIATION DR | THOMASTON | Upson | 1450011 | 2 | [5 empty] | Removed from Ground | Kerosene | 4000 | Bare Steel | 1971-03-24 | Galvanized Steel
GRANT MEMORIAL AIRPORT | 48 A AVIATION DR | THOMASTON | Upson | 1450011 | 3 | [5 empty] | Removed from Ground | Gas (Historical Use) | 2000 | Bare Steel | 1971-03-24 | Not Marked
GRANT MEMORIAL AIRPORT | 48 A AVIATION DR | THOMASTON | Upson | 1450011 | 4 | [5 empty] | Removed from Ground | Gas (Historical Use) | 4000 | Bare Steel | 1981-03-21 | Galvanized Steel
GA FORESTRY COMMISSION | 2429 YATESVILLE HWY | THOMASTON | Upson | 1450013 | 1 | [5 empty] | Removed from Ground | Gas (Historical Use) | 560 | Bare Steel | 1961-04-28 | Galvanized Steel
GA FORESTRY COMMISSION | 2429 YATESVILLE HWY | THOMASTON | Upson | 1450013 | 2 | [5 empty] | Removed from Ground | Diesel | 560 | Bare Steel | 1961-04-28 | Galvanized Steel
GA FORESTRY COMMISSION | 2429 YATESVILLE HWY | THOMASTON | Upson | 1450013 | 3 |  | 1989-06-01 |  | 1989-06-01 |  | Removed from Ground | Gas (Historical Use) | 1000 | Galvanic (STIP-3) | 1989-06-01 | Cathodically Protected | Safe Suction (Euro)
GA FORESTRY COMMISSION | 2429 YATESVILLE HWY | THOMASTON | Upson | 1450013 | 4 |  | 1989-06-01 |  | 1989-06-01 |  | Removed from Ground | Diesel | 1000 | Galvanic (STIP-3) | 1989-06-01 | Cathodically Protected | Safe Suction (Euro)
SMOKEY WHITES GULF | 219 NORTH CHURCH ST | THOMASTON | Upson | 1450014 | 1 | [5 empty] | Permanently Out of Use - historical purposes | Gas (Historical Use) | 3000 | Bare Steel | 1966-04-15 | Galvanized Steel
SMOKEY WHITES GULF | 219 NORTH CHURCH ST | THOMASTON | Upson | 1450014 | 2 | [5 empty] | Permanently Out of Use - historical purposes | Gas (Historical Use) | 4000 | Bare Steel | 1966-04-15 | Galvanized Steel
SMOKEY WHITES GULF | 219 NORTH CHURCH ST | THOMASTON | Upson | 1450014 | 3 | [5 empty] | Permanently Out of Use - historical purposes | Gas (Historical Use) | 4000 | Bare Steel | 1966-04-15 | Galvanized Steel
SMOKEY WHITES GULF | 219 NORTH CHURCH ST | THOMASTON | Upson | 1450014 | 4 | [5 empty] | Permanently Out of Use - historical purposes | Diesel | 4000 | Bare Steel | 1966-04-15 | Galvanized Steel
COOKS MARKET | 211 S CENTER ST | THOMASTON | Upson | 1450015 | 1 | [5 empty] | Removed from Ground | Gas (Historical Use) | 3000 | Bare Steel | 1971-04-14 | Galvanized Steel
COOKS MARKET | 211 S CENTER ST | THOMASTON | Upson | 1450015 | 2 | [5 empty] | Removed from Ground | Gas (Historical Use) | 3000 | Bare Steel | 1971-04-14 | Galvanized Steel
COOKS MARKET | 211 S CENTER ST | THOMASTON | Upson | 1450015 | 3 | [5 empty] | Removed from Ground | Gas (Historical Use) | 3000 | Bare Steel | 1971-04-14 | Galvanized Steel
COOKS MARKET | 211 S CENTER ST | THOMASTON | Upson | 1450015 | 4 |  | 2014-03-14 | TRUE | 1998-08-05 | TRUE | Temporarily out of use | Used Oil | 250 | Bare Steel | 1971-04-14 | Galvanized Steel
COOKS MARKET | 211 S CENTER ST | THOMASTON | Upson | 1450015 | 5 | Ball Float | 2014-03-14 | FALSE | 1998-08-05 | FALSE | Currently in Use | Regular | 6000 | Composite | 1995-03-24 | Fiberglass Reinforced Plastic | Pressurized
COOKS MARKET | 211 S CENTER ST | THOMASTON | Upson | 1450015 | 6 | Ball Float | 2014-03-14 | FALSE | 1998-08-05 | FALSE | Currently in Use | Regular | 4000 | Composite | 1995-03-24 | Fiberglass Reinforced Plastic | Pressurized
COOKS MARKET | 211 S CENTER ST | THOMASTON | Upson | 1450015 | 7 | Ball Float | 2014-03-14 | FALSE | 1998-08-05 | FALSE | Currently in Use | Premium | 6000 | Composite | 1995-03-24 | Fiberglass Reinforced Plastic | Pressurized
MR BS CITGO | 401 N CENTER ST | THOMASTON | Upson | 1450016 | 1 | Ball Float | 1995-04-01 | FALSE | 1995-04-01 | FALSE | Currently in Use | Regular | 6000 | Fiberglass | 1995-04-10 | Double-Walled Fiberglass | Pressurized
MR BS CITGO | 401 N CENTER ST | THOMASTON | Upson | 1450016 | 2 | Ball Float | 1995-04-01 | FALSE | 1995-04-01 | FALSE | Currently in Use | Regular | 4000 | Fiberglass | 1995-04-10 | Fiberglass Reinforced Plastic | Pressurized
MR BS CITGO | 401 N CENTER ST | THOMASTON | Upson | 1450016 | 3 | Ball Float | 1995-04-01 | FALSE | 1995-04-01 | FALSE | Currently in Use | Premium | 6000 | Fiberglass | 1995-04-10 | Fiberglass Reinforced Plastic | Pressurized
MR BS CITGO | 401 N CENTER ST | THOMASTON | Upson | 1450016 | 4 |  |  | TRUE |  | TRUE | Permanently Out of Use - historical purposes | Used Oil | 500 | Bare Steel |  | Bare Steel
NORTHSIDE GULF | 1415 US HWY 19 NORTH | THOMASTON | Upson | 1450017 | 1 | [5 empty] | Removed from Ground | Gas (Historical Use) | 4000 | Bare Steel | 1973-04-13 | Galvanized Steel
NORTHSIDE GULF | 1415 US HWY 19 NORTH | THOMASTON | Upson | 1450017 | 2 | [5 empty] | Removed from Ground | Gas (Historical Use) | 4000 | Bare Steel | 1973-04-13 | Galvanized Steel
NORTHSIDE GULF | 1415 US HWY 19 NORTH | THOMASTON | Upson | 1450017 | 3 | [5 empty] | Removed from Ground | Gas (Historical Use) | 4000 | Bare Steel | 1973-04-13 | Galvanized Steel
NORTHSIDE GULF | 1415 US HWY 19 NORTH | THOMASTON | Upson | 1450017 | 4 | [5 empty] | Removed from Ground | Diesel | 2000 | Not Marked/Unknown | 1993-04-05 | Not Marked
SOUTHSIDE GROCERY | 5775 INDIAN TRAIL | THOMASTON | Upson | 1450018 | 1A | Flapper Valve | 2013-09-18 | FALSE | 2013-09-18 | FALSE | Currently in Use | Regular | 6000 | Composite Double Walled | 2013-09-18 | Double-Walled Fiberglass | Pressurized
SOUTHSIDE GROCERY | 5775 INDIAN TRAIL | THOMASTON | Upson | 1450018 | 1B | Flapper Valve | 2014-09-18 | FALSE | 2014-09-18 | FALSE | Currently in Use | Premium | 3000 | Composite Double Walled | 2013-09-18 | Double-Walled Fiberglass | Pressurized
SOUTHSIDE GROCERY | 5775 INDIAN TRAIL | THOMASTON | Upson | 1450018 | 1C | Ball Float | 2013-09-18 | FALSE | 2013-09-18 | FALSE | Currently in Use | Diesel | 3000 | Composite Double Walled | 2013-09-18 | Double-Walled Fiberglass | Pressurized
SOUTHSIDE GROCERY | 5775 INDIAN TRAIL | THOMASTON | Upson | 1450018 | C-2 |  | 1999-03-01 |  | 1999-03-01 | TRUE | Removed from Ground | Gas (Historical Use) | 5000 | Steel-Impressed Current | 1983-04-11 | Double Walled | Safe Suction (Euro)
SOUTHSIDE GROCERY | 5775 INDIAN TRAIL | THOMASTON | Upson | 1450018 | D-4 |  | 1999-03-01 |  | 1999-03-01 | TRUE | Removed from Ground | Diesel | 3000 | Steel-Impressed Current | 1983-04-11 | Double Walled | Safe Suction (Euro)
SOUTHSIDE GROCERY | 5775 INDIAN TRAIL | THOMASTON | Upson | 1450018 | GG-1 |  | 1999-03-01 |  | 1999-03-01 | TRUE | Removed from Ground | Gas (Historical Use) | 6000 | Steel-Impressed Current | 1983-04-11 | Double Walled | Safe Suction (Euro)
SOUTHSIDE GROCERY | 5775 INDIAN TRAIL | THOMASTON | Upson | 1450018 | S-3 |  | 1999-03-01 |  | 1999-03-01 | TRUE | Removed from Ground | Gas (Historical Use) | 5000 | Steel-Impressed Current | 1983-04-11 | Double Walled | Safe Suction (Euro)
COCHRANS GULF/CLOSED BP STATION | 900 BARNESVILLE ST | THOMASTON | Upson | 1450019 | 1 | [5 empty] | Removed from Ground | Gas (Historical Use) | 3000 | Bare Steel | 1966-04-15 | Bare Steel | Safe Suction (Euro)
COCHRANS GULF/CLOSED BP STATION | 900 BARNESVILLE ST | THOMASTON | Upson | 1450019 | 2 | [5 empty] | Removed from Ground | Gas (Historical Use) | 3000 | Bare Steel | 1966-04-15 | Bare Steel | Safe Suction (Euro)
COCHRANS GULF/CLOSED BP STATION | 900 BARNESVILLE ST | THOMASTON | Upson | 1450019 | 3 | [5 empty] | Removed from Ground | Gas (Historical Use) | 3000 | Bare Steel | 1966-04-15 | Bare Steel | Safe Suction (Euro)
COCHRANS GULF/CLOSED BP STATION | 900 BARNESVILLE ST | THOMASTON | Upson | 1450019 | 4 | [5 empty] | Removed from Ground | Gas (Historical Use) | 550 | Bare Steel | 1930-01-01 | Bare Steel | Safe Suction (Euro)
COCHRANS GULF/CLOSED BP STATION | 900 BARNESVILLE ST | THOMASTON | Upson | 1450019 | 5 | [5 empty] | Removed from Ground | Gas (Historical Use) | 550 | Bare Steel | 1930-01-01 | Bare Steel | Safe Suction (Euro)
COCHRANS GULF/CLOSED BP STATION | 900 BARNESVILLE ST | THOMASTON | Upson | 1450019 | 6 | [5 empty] | Removed from Ground | Gas (Historical Use) | 550 | Bare Steel | 1930-01-01 | Bare Steel | Safe Suction (Euro)
TROYS FOOD STORE | 213 A ST | THOMASTON | Upson | 1450020 | 1 | [5 empty] | Removed from Ground | Gas (Historical Use) | 4000 | Bare Steel | 1976-04-12 | Galvanized Steel
TROYS FOOD STORE | 213 A ST | THOMASTON | Upson | 1450020 | 2 | [5 empty] | Removed from Ground | Gas (Historical Use) | 6000 | Bare Steel | 1976-04-12 | Galvanized Steel
TROYS FOOD STORE | 213 A ST | THOMASTON | Upson | 1450020 | 3 | [5 empty] | Removed from Ground | Gas (Historical Use) | 6000 | Bare Steel | 1976-04-12 | Galvanized Steel
GEORGIA DEPARTMENT OF TRANSPORTA | SR-3 S TO DOT DR (CR 474) APPROX | THOMASTON | Upson | 1450021 | 13 |  |  | TRUE |  | TRUE | Removed from Ground | Used Oil | 500 | Not Marked/Unknown | 1993-06-03 | Not Marked
GEORGIA DEPARTMENT OF TRANSPORTA | SR-3 S TO DOT DR (CR 474) APPROX | THOMASTON | Upson | 1450021 | 301D1 | [5 empty] | Removed from Ground | Diesel | 1030 | Bare Steel | 1978-01-01 | Galvanized Steel | Suction (American)
GEORGIA DEPARTMENT OF TRANSPORTA | SR-3 S TO DOT DR (CR 474) APPROX | THOMASTON | Upson | 1450021 | 301D2 | [5 empty] | Removed from Ground | Diesel | 1000 | Bare Steel | 1986-04-29 | Galvanized Steel | Safe Suction (Euro)
GEORGIA DEPARTMENT OF TRANSPORTA | SR-3 S TO DOT DR (CR 474) APPROX | THOMASTON | Upson | 1450021 | 301G1 | [5 empty] | Removed from Ground | Gas (Historical Use) | 5000 | Bare Steel | 1978-01-01 | Galvanized Steel | Suction (American)
ELLINGTON EXXON | 302 SOUTH CHURCH ST | THOMASTON | Upson | 1450022 | 1 |  | 1996-04-30 | FALSE | 1996-04-30 | FALSE | Removed from Ground | Gas (Historical Use) | 4000 | Lined Interior | 1968-05-10 | Fiberglass Reinforced Plastic | Pressurized
ELLINGTON EXXON | 302 SOUTH CHURCH ST | THOMASTON | Upson | 1450022 | 2 |  | 1996-04-30 | FALSE | 1996-04-30 | FALSE | Removed from Ground | Gas (Historical Use) | 6000 | Lined Interior | 1968-05-10 | Fiberglass Reinforced Plastic | Pressurized
ELLINGTON EXXON | 302 SOUTH CHURCH ST | THOMASTON | Upson | 1450022 | 3 |  | 1996-04-30 | FALSE | 1996-04-30 | FALSE | Removed from Ground | Gas (Historical Use) | 6000 | Lined Interior | 1968-05-10 | Fiberglass Reinforced Plastic | Pressurized
ELLINGTON EXXON | 302 SOUTH CHURCH ST | THOMASTON | Upson | 1450022 | 4 | [5 empty] | Removed from Ground | Diesel | 1060 | Bare Steel | 1968-05-10 | Not Marked
ELLINGTON EXXON | 302 SOUTH CHURCH ST | THOMASTON | Upson | 1450022 | 5 |  |  | TRUE |  | TRUE | Removed from Ground | Used Oil | 500 | Bare Steel | 1968-05-10 | Galvanized Steel
ELLINGTON EXXON | 302 SOUTH CHURCH ST | THOMASTON | Upson | 1450022 | 6 |  | 1998-12-21 | TRUE | 1998-12-21 | TRUE | Removed from Ground | Used Oil | 500 | Composite | 1998-12-21 | Fiberglass Reinforced Plastic
B&B UPSON INC | 1104 SOUTH CHURCH ST | THOMASTON | Upson | 1450023 | 1-REG | Ball Float | 1998-03-01 | FALSE | 1998-03-01 | FALSE | Currently in Use | Regular | 10000 | Steel-Impressed Current | 1971-05-05 | Fiberglass Reinforced Plastic | Pressurized
B&B UPSON INC | 1104 SOUTH CHURCH ST | THOMASTON | Upson | 1450023 | 2-UNL | Ball Float | 1998-03-01 | FALSE | 1998-03-01 | FALSE | Currently in Use | Gas (Historical Use) | 4000 | Steel-Impressed Current | 1971-05-05 | Fiberglass Reinforced Plastic | Pressurized
B&B UPSON INC | 1104 SOUTH CHURCH ST | THOMASTON | Upson | 1450023 | 3-SUL | Ball Float | 1998-03-01 | FALSE | 1998-03-01 | FALSE | Currently in Use | Diesel | 4000 | Steel-Impressed Current | 1971-05-05 | Fiberglass Reinforced Plastic | Pressurized
FLASH FOODS #134 | 1450 US HWY 19 NORTH & HART ST | THOMASTON | Upson | 1450024 | 1 |  | 1996-06-18 |  | 1996-06-18 |  | Removed from Ground | Empty | 8000 | Steel-Impressed Current | 1980-01-01 | Galvanized Steel | Pressurized
FLASH FOODS #134 | 1450 US HWY 19 NORTH & HART ST | THOMASTON | Upson | 1450024 | 2 |  | 1996-06-18 |  | 1996-06-18 |  | Removed from Ground | Empty | 8000 | Steel-Impressed Current | 1980-01-01 | Galvanized Steel | Pressurized
FLASH FOODS #134 | 1450 US HWY 19 NORTH & HART ST | THOMASTON | Upson | 1450024 | 3 |  | 1996-06-18 |  | 1996-06-18 |  | Removed from Ground | Gas (Historical Use) | 8000 | Steel-Impressed Current | 1980-01-01 | Galvanized Steel | Pressurized
FLASH FOODS #134 | 1450 US HWY 19 NORTH & HART ST | THOMASTON | Upson | 1450024 | 4 |  | 1996-06-18 |  | 1996-06-18 |  | Removed from Ground | Empty | 500 | Steel-Impressed Current | 1980-01-01 | Galvanized Steel | Suction (American)
WESTEK INC | 325 GOODRICH AVE | THOMASTON | Upson | 1450025 | 1 | [5 empty] | Removed from Ground | Hazardous Substance | 1000 | Not Marked/Unknown | 1975-03-29 | Unknown
WESTEK INC | 325 GOODRICH AVE | THOMASTON | Upson | 1450025 | 2 | [5 empty] | Removed from Ground | Gas (Historical Use) | 550 | Cathodically Protected Steel | 1985-03-26 | Galvanized Steel
GA ARMY NATIONAL GUARD | 303 VETERANS DR | THOMASTON | Upson | 1450027 | 1 | [5 empty] | Removed from Ground | Diesel | 550 | Bare Steel | 1971-05-05 | Galvanized Steel
FORMER SPUR STATION NO 1083 | 308 NORTH CHURCH | THOMASTON | Upson | 1450028 | 1 |  |  | TRUE |  | TRUE | Permanently Out of Use - historical purposes | Used Oil | 540 | Bare Steel | 1963-05-11 | Unknown
FORMER SPUR STATION NO 1083 | 308 NORTH CHURCH | THOMASTON | Upson | 1450028 | 2 | [5 empty] | Permanently Out of Use - historical purposes | Gas (Historical Use) | 9800 | Bare Steel | 1963-05-11 | Unknown
FORMER SPUR STATION NO 1083 | 308 NORTH CHURCH | THOMASTON | Upson | 1450028 | 3 | [5 empty] | Permanently Out of Use - historical purposes | Gas (Historical Use) | 6000 | Bare Steel | 1963-05-11 | Unknown
FORMER SPUR STATION NO 1083 | 308 NORTH CHURCH | THOMASTON | Upson | 1450028 | 4 | [5 empty] | Permanently Out of Use - historical purposes | Gas (Historical Use) | 9800 | Bare Steel | 1963-05-11 | Unknown
A'S CORNER GROCERY | 517 SOUTH CENTER ST | THOMASTON | Upson | 1450029 | 1 | [5 empty] | Removed from Ground | Gas (Historical Use) | 6000 | Bare Steel | 1980-05-09 | Galvanized Steel
A'S CORNER GROCERY | 517 SOUTH CENTER ST | THOMASTON | Upson | 1450029 | 2 | [5 empty] | Removed from Ground | Gas (Historical Use) | 6000 | Bare Steel | 1980-05-09 | Galvanized Steel
A'S CORNER GROCERY | 517 SOUTH CENTER ST | THOMASTON | Upson | 1450029 | 3 | [5 empty] | Removed from Ground | Gas (Historical Use) | 3000 | Bare Steel | 1980-05-09 | Galvanized Steel
COMMUNITY SUPERETTE | 424 JEFF DAVIS RD | THOMASTON | Upson | 1450030 | 1 | Flapper Valve | 1999-05-31 | FALSE | 1999-05-31 | FALSE | Currently in Use | Regular | 4000 | Steel-Impressed Current | 1982-05-09 | Steel (Impressed Current) | Pressurized
COMMUNITY SUPERETTE | 424 JEFF DAVIS RD | THOMASTON | Upson | 1450030 | 2 | Flapper Valve | 1999-05-31 | FALSE | 1999-05-31 | FALSE | Currently in Use | Regular | 4000 | Steel-Impressed Current | 1982-05-09 | Steel (Impressed Current) | Pressurized
COMMUNITY SUPERETTE | 424 JEFF DAVIS RD | THOMASTON | Upson | 1450030 | 3 | Flapper Valve | 1999-05-31 | FALSE | 1999-05-31 | FALSE | Currently in Use | Gas (Historical Use) | 3000 | Steel-Impressed Current | 1982-05-09 | Steel (Impressed Current) | Pressurized
COMMUNITY SUPERETTE | 424 JEFF DAVIS RD | THOMASTON | Upson | 1450030 | 4 | Flapper Valve | 1999-05-31 | FALSE | 1999-05-31 | FALSE | Currently in Use | Diesel | 3000 | Steel-Impressed Current | 1982-05-09 | Steel (Impressed Current) | Pressurized
GA KRAFT CO | PO BOX 56 | YATESVILLE | Upson | 1450032 | 1 | [5 empty] | Removed from Ground | Gas (Historical Use) | 550 | Cathodically Protected Steel | 1961-05-14 | Unknown
GA KRAFT CO | PO BOX 56 | YATESVILLE | Upson | 1450032 | 2 | [5 empty] | Removed from Ground | Gas (Historical Use) | 550 | Cathodically Protected Steel | 1961-05-14 | Cathodically Protected
COUNTRY CORNER | 800 W MAIN ST | THOMASTON | Upson | 1450033 | 1 | Flapper Valve | 1997-04-23 | FALSE | 1998-04-23 | FALSE | Currently in Use | Premium | 6000 | Steel-Impressed Current | 1981-05-08 | Double-Walled Flex | Pressurized
COUNTRY CORNER | 800 W MAIN ST | THOMASTON | Upson | 1450033 | 2 | Flapper Valve | 1997-04-23 | FALSE | 1997-04-23 | FALSE | Currently in Use | Regular | 6000 | Steel-Impressed Current | 1981-05-08 | Double-Walled Flex | Pressurized
COUNTRY CORNER | 800 W MAIN ST | THOMASTON | Upson | 1450033 | 3 | Flapper Valve | 1997-04-23 | FALSE | 1997-04-23 | FALSE | Currently in Use | Diesel | 4000 | Steel-Impressed Current | 1981-05-08 | Double-Walled Fiberglass | Pressurized
HINSON AUTOMOBILE CO | 202 -6 NORTH CHURCH ST | THOMASTON | Upson | 1450034 | 1 | [5 empty] | Removed from Ground | Empty | 200 | Bare Steel | 1936-05-19 | Unknown
MULLING GROCERY | GA HWY 74 | YATESVILLE | Upson | 1450035 | N-073 | [5 empty] | Removed from Ground | Gas (Historical Use) | 1000 | Bare Steel | 1960-01-01 | Unknown
MULLING GROCERY | GA HWY 74 | YATESVILLE | Upson | 1450035 | S-074 | [5 empty] | Removed from Ground | Gas (Historical Use) | 1000 | Bare Steel | 1986-05-07 | Unknown
SHORT E TEXACO STATION | SHORT EAST ST | THOMASTON | Upson | 1450036 | 1 | [5 empty] | Removed from Ground | Gas (Historical Use) | 3000 | Bare Steel | 1976-05-09 | Unknown
SHORT E TEXACO STATION | SHORT EAST ST | THOMASTON | Upson | 1450036 | 2 | [5 empty] | Removed from Ground | Gas (Historical Use) | 3000 | Bare Steel | 1976-05-09 | Unknown
SHORT E TEXACO STATION | SHORT EAST ST | THOMASTON | Upson | 1450036 | 3 | [5 empty] | Removed from Ground | Gas (Historical Use) | 3000 | Bare Steel | 1976-05-09 | Unknown
FOWLERS THRIFTWAY | 3108 CREST HWY | THOMASTON | Upson | 1450037 | EAST | [5 empty] | Removed from Ground | Gas (Historical Use) | 1000 | Bare Steel | 1976-05-09 | Galvanized Steel
FOWLERS THRIFTWAY | 3108 CREST HWY | THOMASTON | Upson | 1450037 | FAR | [5 empty] | Removed from Ground | Gas (Historical Use) | 550 | Bare Steel | 1978-05-09 | Galvanized Steel
FOWLERS THRIFTWAY | 3108 CREST HWY | THOMASTON | Upson | 1450037 | WEST | [5 empty] | Removed from Ground | Gas (Historical Use) | 1000 | Bare Steel | 1976-05-09 | Galvanized Steel
NORTH CHURCH ST TEXACO STATION | 107 NORTH CHURCH ST | THOMASTON | Upson | 1450038 | 1 | [5 empty] | Removed from Ground | Gas (Historical Use) | 4000 | Bare Steel | 1977-05-09 | Galvanized Steel
NORTH CHURCH ST TEXACO STATION | 107 NORTH CHURCH ST | THOMASTON | Upson | 1450038 | 2 | [5 empty] | Removed from Ground | Gas (Historical Use) | 4000 | Bare Steel | 1977-05-09 | Galvanized Steel
NORTH CHURCH ST TEXACO STATION | 107 NORTH CHURCH ST | THOMASTON | Upson | 1450038 | 3 | [5 empty] | Removed from Ground | Gas (Historical Use) | 4000 | Bare Steel | 1977-05-09 | Galvanized Steel
NORTH CHURCH ST TEXACO STATION | 107 NORTH CHURCH ST | THOMASTON | Upson | 1450038 | 4 | [5 empty] | Removed from Ground | Gas (Historical Use) | 4000 | Bare Steel | 1977-05-09 | Galvanized Steel
WAYNES FINA/SOUTH CENTER TEXACO | 300 SOUTH CENTER ST | THOMASTON | Upson | 1450039 | 55 |  |  | FALSE |  | FALSE | Temporarily out of use | Gas (Historical Use) | 4000 | Bare Steel | 1978-05-09 |  | Safe Suction (Euro)
WAYNES FINA/SOUTH CENTER TEXACO | 300 SOUTH CENTER ST | THOMASTON | Upson | 1450039 | 56 |  |  | FALSE |  | FALSE | Currently in Use | Empty | 3000 | Bare Steel | 1978-05-09 |  | Safe Suction (Euro)
WAYNES FINA/SOUTH CENTER TEXACO | 300 SOUTH CENTER ST | THOMASTON | Upson | 1450039 | 57 |  |  | FALSE |  | FALSE | Currently in Use | Gas (Historical Use) | 3000 | Bare Steel | 1978-05-09 |  | Safe Suction (Euro)
WAYNES FINA/SOUTH CENTER TEXACO | 300 SOUTH CENTER ST | THOMASTON | Upson | 1450039 | 58 |  |  | FALSE |  | FALSE | Currently in Use | Diesel | 550 | Bare Steel | 1984-05-07 | Galvanized Steel | Safe Suction (Euro)
WAYNES FINA/SOUTH CENTER TEXACO | 300 SOUTH CENTER ST | THOMASTON | Upson | 1450039 | 59 |  |  | FALSE |  | FALSE | Currently in Use | Kerosene | 260 | Bare Steel | 1978-01-01
NORTHCREEK SHELL | 1078 US HWY 19 NORTH | THOMASTON | Upson | 1450041 | 1 |  | 1998-10-27 |  | 1998-10-27 |  | Removed from Ground | Gas (Historical Use) | 10000 | Steel-Impressed Current | 1981-05-06 | Cathodically Protected | Pressurized
NORTHCREEK SHELL | 1078 US HWY 19 NORTH | THOMASTON | Upson | 1450041 | 2 |  | 1998-10-27 |  | 1998-10-27 |  | Removed from Ground | Gas (Historical Use) | 8000 | Steel-Impressed Current | 1981-05-06 | Cathodically Protected | Pressurized
NORTHCREEK SHELL | 1078 US HWY 19 NORTH | THOMASTON | Upson | 1450041 | 3 |  | 1998-12-30 |  | 1998-12-30 |  | Removed from Ground | Gas (Historical Use) | 8000 | Steel-Impressed Current | 1981-05-06 | Cathodically Protected | Pressurized
NORTHCREEK SHELL | 1078 US HWY 19 NORTH | THOMASTON | Upson | 1450041 | 4 | Ball Float | 2000-05-18 | FALSE | 2000-05-18 | FALSE | Currently in Use | Regular | 15000 | Composite | 2000-05-18 |  | Pressurized
NORTHCREEK SHELL | 1078 US HWY 19 NORTH | THOMASTON | Upson | 1450041 | 5 | Ball Float | 2000-05-18 | FALSE | 2000-05-18 | FALSE | Currently in Use | Premium | 8000 | Composite | 2000-05-18 |  | Pressurized
NORTHCREEK SHELL | 1078 US HWY 19 NORTH | THOMASTON | Upson | 1450041 | 6 | Ball Float | 2000-05-18 | FALSE | 2000-05-18 | FALSE | Currently in Use | Diesel On Road | 12000 | Composite | 2000-05-18 |  | Pressurized
NORTHCREEK SHELL | 1078 US HWY 19 NORTH | THOMASTON | Upson | 1450041 | 7 | Ball Float | 2000-05-18 | FALSE | 2000-05-18 | FALSE | Currently in Use | Diesel Off Road | 6000 | Composite | 2000-05-18 |  | Pressurized
NORTHCREEK SHELL | 1078 US HWY 19 NORTH | THOMASTON | Upson | 1450041 | 8 | Ball Float | 2000-05-18 | FALSE | 2000-05-18 | FALSE | Currently in Use | Kerosene | 4000 | Composite | 2000-05-18 | Flex | Pressurized
SOUTHSIDE AMOCO | 500 SOUTH CENTER ST | THOMASTON | Upson | 1450042 | 1 | [5 empty] | Removed from Ground | Gas (Historical Use) | 3000 | Bare Steel | 1965-05-10 | Galvanized Steel | Pressurized
SOUTHSIDE AMOCO | 500 SOUTH CENTER ST | THOMASTON | Upson | 1450042 | 10 | Ball Float | 1993-05-01 | FALSE | 1993-05-01 | FALSE | Currently in Use | Premium | 10000 | Composite | 1993-03-09 | Fiberglass Reinforced Plastic | Pressurized
SOUTHSIDE AMOCO | 500 SOUTH CENTER ST | THOMASTON | Upson | 1450042 | 11 | Ball Float | 1993-05-01 | FALSE | 1993-05-01 | FALSE | Currently in Use | Diesel | 6000 | Composite | 1993-03-09 | Fiberglass Reinforced Plastic | Pressurized
SOUTHSIDE AMOCO | 500 SOUTH CENTER ST | THOMASTON | Upson | 1450042 | 12 | Flapper Valve | 1993-05-01 | FALSE | 1993-05-01 | FALSE | Currently in Use | Kerosene | 6000 | Composite | 1993-03-09 | Fiberglass Reinforced Plastic | Pressurized
SOUTHSIDE AMOCO | 500 SOUTH CENTER ST | THOMASTON | Upson | 1450042 | 2 | [5 empty] | Removed from Ground | Gas (Historical Use) | 3000 | Bare Steel | 1965-05-10 | Unknown
SOUTHSIDE AMOCO | 500 SOUTH CENTER ST | THOMASTON | Upson | 1450042 | 3 | [5 empty] | Removed from Ground | Gas (Historical Use) | 3000 | Bare Steel | 1965-05-10 | Unknown
SOUTHSIDE AMOCO | 500 SOUTH CENTER ST | THOMASTON | Upson | 1450042 | 4 | [5 empty] | Removed from Ground | Gas (Historical Use) | 3000 | Bare Steel | 1965-05-10 | Unknown
SOUTHSIDE AMOCO | 500 SOUTH CENTER ST | THOMASTON | Upson | 1450042 | 5 | [5 empty] | Removed from Ground | Gas (Historical Use) | 10000 | Bare Steel | 1978-05-07 | Unknown
SOUTHSIDE AMOCO | 500 SOUTH CENTER ST | THOMASTON | Upson | 1450042 | 6 | [5 empty] | Removed from Ground | Gas (Historical Use) | 10000 | Bare Steel | 1978-05-07 | Galvanized Steel | Pressurized
SOUTHSIDE AMOCO | 500 SOUTH CENTER ST | THOMASTON | Upson | 1450042 | 7 |  |  | TRUE |  | TRUE | Removed from Ground | Used Oil | 550 | Bare Steel | 1965-05-10 | Galvanized Steel | Gravity Fed
SOUTHSIDE AMOCO | 500 SOUTH CENTER ST | THOMASTON | Upson | 1450042 | 8 | Ball Float | 1993-05-01 | FALSE | 1993-05-01 | FALSE | Currently in Use | Regular | 10000 | Composite | 1993-03-09 | Fiberglass Reinforced Plastic | Pressurized
SOUTHSIDE AMOCO | 500 SOUTH CENTER ST | THOMASTON | Upson | 1450042 | 9 | Ball Float | 1993-05-01 | FALSE | 1993-05-01 | FALSE | Currently in Use | Regular | 10000 | Composite | 1993-03-09 | Fiberglass Reinforced Plastic | Pressurized
HANDY MART | 204 EAST WALKER ST | THOMASTON | Upson | 1450043 | 1 | [5 empty] | Removed from Ground | Gas (Historical Use) | 6000 | Bare Steel | 1966-05-10 | Unknown
HANDY MART | 204 EAST WALKER ST | THOMASTON | Upson | 1450043 | 2 | [5 empty] | Removed from Ground | Gas (Historical Use) | 4000 | Bare Steel | 1966-05-10 | Unknown
HANDY MART | 204 EAST WALKER ST | THOMASTON | Upson | 1450043 | 3 | [5 empty] | Removed from Ground | Gas (Historical Use) | 4000 | Bare Steel | 1966-05-10 | Unknown
HANDY MART | 204 EAST WALKER ST | THOMASTON | Upson | 1450043 | 4 |  | 1992-11-01 | FALSE | 1992-11-01 | FALSE | Currently in Use | Regular | 8000 | Composite | 1992-11-20 | Fiberglass Reinforced Plastic | Pressurized
HANDY MART | 204 EAST WALKER ST | THOMASTON | Upson | 1450043 | 5 |  | 1992-11-01 | FALSE | 1992-11-01 | FALSE | Temporarily out of use | Gas (Historical Use) | 8000 | Composite | 1992-11-20 | Fiberglass Reinforced Plastic | Pressurized
HANDY MART | 204 EAST WALKER ST | THOMASTON | Upson | 1450043 | 6 |  | 1992-11-01 |  | 1992-11-01 |  | Temporarily out of use | Gas (Historical Use) | 8000 | Composite | 1992-11-20 | Fiberglass Reinforced Plastic | Pressurized
SRI-TECH INC T/A BEST VALUE FOOD STORE | 350 SOUTH CHURCH ST | THOMASTON | Upson | 1450044 | 1 | [5 empty] | Removed from Ground | Gas (Historical Use) | 6000 | Bare Steel | 1970-05-10 | Galvanized Steel
SRI-TECH INC T/A BEST VALUE FOOD STORE | 350 SOUTH CHURCH ST | THOMASTON | Upson | 1450044 | 1R | Ball Float | 1998-10-01 | FALSE | 1998-10-01 | FALSE | Currently in Use | Diesel | 6000 | Composite | 1989-11-08 | Fiberglass Reinforced Plastic | Pressurized
SRI-TECH INC T/A BEST VALUE FOOD STORE | 350 SOUTH CHURCH ST | THOMASTON | Upson | 1450044 | 2 | [5 empty] | Removed from Ground | Gas (Historical Use) | 6000 | Bare Steel | 1970-05-10 | Galvanized Steel
SRI-TECH INC T/A BEST VALUE FOOD STORE | 350 SOUTH CHURCH ST | THOMASTON | Upson | 1450044 | 2R |  | 1998-10-01 | FALSE | 1998-10-01 | FALSE | Currently in Use | Premium | 6000 | Composite | 1989-11-08 | Fiberglass Reinforced Plastic | Pressurized
SRI-TECH INC T/A BEST VALUE FOOD STORE | 350 SOUTH CHURCH ST | THOMASTON | Upson | 1450044 | 3 | [5 empty] | Removed from Ground | Gas (Historical Use) | 6000 | Bare Steel | 1970-05-10 | Galvanized Steel
SRI-TECH INC T/A BEST VALUE FOOD STORE | 350 SOUTH CHURCH ST | THOMASTON | Upson | 1450044 | 3R |  | 1998-10-01 | FALSE | 1998-10-01 | FALSE | Currently in Use | Regular | 10000 | Composite | 1989-11-08 | Fiberglass Reinforced Plastic | Pressurized
SRI-TECH INC T/A BEST VALUE FOOD STORE | 350 SOUTH CHURCH ST | THOMASTON | Upson | 1450044 | 4 | [5 empty] | Removed from Ground | Gas (Historical Use) | 6000 | Bare Steel | 1974-05-09 | Galvanized Steel
COLONIAL BAKING CO | COUNTY RD | THOMASTON | Upson | 1450045 | 1 | [5 empty] | Closed in Ground | Empty | 1000 | Bare Steel | 1973-05-10 | Galvanized Steel
KELLY'S KORNER | 2011 YATESVILLE HWY | THOMASTON | Upson | 1450048 | 1 |  | 1998-03-01 | FALSE | 1998-03-01 | FALSE | Currently in Use | Regular | 4000 | Steel-Impressed Current | 1980-05-09 | Fiberglass Reinforced Plastic | Pressurized
KELLY'S KORNER | 2011 YATESVILLE HWY | THOMASTON | Upson | 1450048 | 2 |  | 1998-03-01 | FALSE | 1998-03-01 | FALSE | Currently in Use | Regular | 4000 | Steel-Impressed Current | 1980-05-09 | Fiberglass Reinforced Plastic | Pressurized
KELLY'S KORNER | 2011 YATESVILLE HWY | THOMASTON | Upson | 1450048 | 3 |  | 1998-03-01 | FALSE | 1998-03-01 | FALSE | Currently in Use | E-0 | 3000 | Steel-Impressed Current | 1980-05-09 | Fiberglass Reinforced Plastic | Pressurized
KELLY'S KORNER | 2011 YATESVILLE HWY | THOMASTON | Upson | 1450048 | 4 |  | 1998-03-01 | FALSE | 1998-03-01 | FALSE | Currently in Use | E-0 | 3000 | Steel-Impressed Current | 1980-05-09 | Fiberglass Reinforced Plastic | Pressurized
KELLY'S KORNER | 2011 YATESVILLE HWY | THOMASTON | Upson | 1450048 | 5 |  | 1998-03-01 | FALSE | 1998-03-01 | FALSE | Removed from Ground | Kerosene | 550 | Bare Steel | 1998-02-20 | Bare Steel | Pressurized
WESTWOOD ACADEMY | 96 PICKARD RD | THOMASTON | Upson | 1450049 | 1 | [5 empty] | Permanently Out of Use - historical purposes | Empty | 500 | Marked Unknown | 1972-05-11 | Unknown
EDENFIELD FOOD SERVICE INC | 1954 HWY 19 SOUTH | THOMASTON | Upson | 1450050 | 1 | [5 empty] | Removed from Ground | Gas (Historical Use) | 3000 | Marked Unknown | 1978-05-10 | Unknown
EDENFIELD FOOD SERVICE INC | 1954 HWY 19 SOUTH | THOMASTON | Upson | 1450050 | 2 | [5 empty] | Removed from Ground | Gas (Historical Use) | 1000 | Bare Steel | 1978-05-10 | Bare Steel | Safe Suction (Euro)
TRUITT & PITTS LOGGIN CO | 1189 REST HAVEN RD | YATESVILLE | Upson | 1450051 | NORTH | [5 empty] | Removed from Ground | Diesel | 1000 | Marked Unknown | 1975-05-11 | Unknown
TRUITT & PITTS LOGGIN CO | 1189 REST HAVEN RD | YATESVILLE | Upson | 1450051 | SOUTH | [5 empty] | Removed from Ground | Gas (Historical Use) | 500 | Marked Unknown | 1975-05-11 | Unknown
KEADLE LUMBER ENTERPRISES INC | 889 RAILROAD ST | THOMASTON | Upson | 1450054 | KUL-1 | [5 empty] | Removed from Ground | Gas (Historical Use) | 510 | Bare Steel | 1979-05-10 | Galvanized Steel | Safe Suction (Euro)
KEADLE LUMBER ENTERPRISES INC | 889 RAILROAD ST | THOMASTON | Upson | 1450054 | OLIN-1 | [5 empty] | Removed from Ground | Diesel | 3000 | Bare Steel | 1979-05-10 | Galvanized Steel | Safe Suction (Euro)
KEADLE LUMBER ENTERPRISES INC | 889 RAILROAD ST | THOMASTON | Upson | 1450054 | ROAD-1 | [5 empty] | Removed from Ground | Diesel | 560 | Bare Steel | 1979-05-10 | Galvanized Steel | Safe Suction (Euro)
KEADLE LUMBER ENTERPRISES INC | 889 RAILROAD ST | THOMASTON | Upson | 1450054 | SHOPUL-1 | [5 empty] | Removed from Ground | Gas (Historical Use) | 1000 | Bare Steel | 1979-05-10 | Galvanized Steel | Safe Suction (Euro)
KEADLE LUMBER ENTERPRISES INC | 889 RAILROAD ST | THOMASTON | Upson | 1450054 | YARD-1 | [5 empty] | Removed from Ground | Diesel | 1500 | Bare Steel | 1979-05-10 | Galvanized Steel | Safe Suction (Euro)
WORTHYS STOP & SHOP | 640 TRIUNE MILL RD | THOMASTON | Upson | 1450055 | CENTER | [5 empty] | Closed in Ground | Empty | 4000 | Bare Steel | 1982-05-09 | Unknown
WORTHYS STOP & SHOP | 640 TRIUNE MILL RD | THOMASTON | Upson | 1450055 | EAST | [5 empty] | Closed in Ground | Empty | 4000 | Bare Steel | 1982-05-09 | Unknown
WORTHYS STOP & SHOP | 640 TRIUNE MILL RD | THOMASTON | Upson | 1450055 | WEST | [5 empty] | Closed in Ground | Empty | 4000 | Bare Steel | 1982-05-09 | Unknown
SUTTON CONSTRUCTION | JOHNSTONVILLE RD | BARNESVILLE | Upson | 1450056 | ONLY | [5 empty] | Removed from Ground | Gas (Historical Use) | 1000 | Bare Steel | 1983-05-09 | Galvanized Steel
BELL COLONIAL @ 1112 HWY 19 N | 1112 US HWY 19 N | THOMASTON | Upson | 1450057 | 1 |  | 1993-09-15 |  | 1993-09-15 |  | Removed from Ground | Gas (Historical Use) | 10000 | Steel-Impressed Current | 1982-05-14 | Cathodically Protected | Safe Suction (Euro)
BELL COLONIAL @ 1112 HWY 19 N | 1112 US HWY 19 N | THOMASTON | Upson | 1450057 | 2 |  | 1993-09-15 |  | 1993-09-15 |  | Removed from Ground | Gas (Historical Use) | 10000 | Steel-Impressed Current | 1982-05-14 | Cathodically Protected | Safe Suction (Euro)
BELL COLONIAL @ 1112 HWY 19 N | 1112 US HWY 19 N | THOMASTON | Upson | 1450057 | 3 |  | 1993-09-15 |  | 1993-09-15 |  | Removed from Ground | Gas (Historical Use) | 4000 | Steel-Impressed Current | 1982-05-14 | Cathodically Protected | Safe Suction (Euro)
SUNNYSIDE GROCERY #70 | 3108 CREST HWY | THOMASTON | Upson | 1450058 | 1 | Flapper Valve | 1987-01-01 | FALSE | 1987-01-01 | FALSE | Currently in Use | Regular | 10000 | Fiberglass | 1987-01-01 | Fiberglass Reinforced Plastic | Suction (American)
SUNNYSIDE GROCERY #70 | 3108 CREST HWY | THOMASTON | Upson | 1450058 | 2 | Flapper Valve | 1987-01-01 | FALSE | 1987-01-01 | FALSE | Currently in Use | Diesel Off Road | 8000 | Fiberglass | 1987-01-01 | Fiberglass Reinforced Plastic | Suction (American)
SUNNYSIDE GROCERY #70 | 3108 CREST HWY | THOMASTON | Upson | 1450058 | 3 | Flapper Valve | 1987-01-01 | FALSE | 1987-01-01 | FALSE | Currently in Use | Gas (Historical Use) | 8000 | Fiberglass | 1987-01-01 | Fiberglass Reinforced Plastic | Suction (American)
SUNNYSIDE GROCERY #70 | 3108 CREST HWY | THOMASTON | Upson | 1450058 | 4 | Flapper Valve | 1999-06-01 | FALSE | 1999-06-01 | FALSE | Currently in Use | Diesel | 6000 | Composite | 1999-06-01 | Double-Walled Fiberglass | Pressurized
Ankit Patel | 2235 BARNESVILLE HWY | THOMASTON | Upson | 1450059 | 1 | Ball Float | 1987-01-01 | FALSE | 1987-01-01 | FALSE | Currently in Use | Regular | 10000 | Fiberglass | 1987-01-01 | Fiberglass Reinforced Plastic | Pressurized
Ankit Patel | 2235 BARNESVILLE HWY | THOMASTON | Upson | 1450059 | 2 | Ball Float | 1987-01-01 | FALSE | 1987-01-01 | FALSE | Currently in Use | Premium | 8000 | Fiberglass | 1987-01-01 | Fiberglass Reinforced Plastic | Pressurized
Ankit Patel | 2235 BARNESVILLE HWY | THOMASTON | Upson | 1450059 | 3 | Ball Float | 1987-01-01 | FALSE | 1987-01-01 | FALSE | Currently in Use | Diesel | 8000 | Fiberglass | 1987-01-01 | Fiberglass Reinforced Plastic | Pressurized
SUNOCO ONE STOP #118 | 2055 US HWY 19 NORTH | THOMASTON | Upson | 1450060 | 1 | [5 empty] | Removed from Ground | Gas (Historical Use) | 1000 | Bare Steel |  | Unknown
SUNOCO ONE STOP #118 | 2055 US HWY 19 NORTH | THOMASTON | Upson | 1450060 | 2 | [5 empty] | Removed from Ground | Gas (Historical Use) | 1000 | Bare Steel |  | Unknown
SUNOCO ONE STOP #118 | 2055 US HWY 19 NORTH | THOMASTON | Upson | 1450060 | 3 | [5 empty] | Removed from Ground | Gas (Historical Use) | 1000 | Bare Steel | 1987-01-01 | Unknown
SUNOCO ONE STOP #118 | 2055 US HWY 19 NORTH | THOMASTON | Upson | 1450060 | 4 | Ball Float | 1988-11-03 |  | 1988-11-03 |  | Removed from Ground | Gas (Historical Use) | 10000 | Composite | 1988-11-03 | Fiberglass Reinforced Plastic | Pressurized
SUNOCO ONE STOP #118 | 2055 US HWY 19 NORTH | THOMASTON | Upson | 1450060 | 5 | Ball Float | 1988-11-03 |  | 1988-11-03 |  | Removed from Ground | Gas (Historical Use) | 8000 | Composite | 1988-11-03 | Fiberglass Reinforced Plastic | Pressurized
SUNOCO ONE STOP #118 | 2055 US HWY 19 NORTH | THOMASTON | Upson | 1450060 | 6 | Ball Float | 1988-11-03 |  | 1988-11-03 |  | Removed from Ground | Gas (Historical Use) | 8000 | Composite | 1988-11-03 | Fiberglass Reinforced Plastic | Pressurized
GTE | HWY 19 NORTH | THOMASTON | Upson | 1450061 | 1 | [5 empty] | Removed from Ground | Diesel | 300 | Bare Steel | 1980-01-03 | Bare Steel
GTE/CTC OF THE SOUTH THOMASTON | 118 EAST GORDON | THOMASTON | Upson | 1450062 | 1 | [5 empty] | Removed from Ground | Diesel | 500 | Bare Steel | 1980-01-03 | Bare Steel
GTE | HWY 74 EAST | YATESVILLE | Upson | 1450063 | 1 | [5 empty] | Removed from Ground | Diesel | 300 | Bare Steel | 1982-01-02 | Bare Steel
ROGERS CASH & CARRY SUPPLY INC | 108 SHORT EAST ST | THOMASTON | Upson | 1450065 | 1 | [5 empty] | Removed from Ground | Diesel | 2000 | Bare Steel | 1979-05-18 | Galvanized Steel
ROGERS CASH & CARRY SUPPLY INC | 108 SHORT EAST ST | THOMASTON | Upson | 1450065 | 2 | [5 empty] | Permanently Out of Use - historical purposes | Gas (Historical Use) | 2000 | Bare Steel | 1979-05-18 | Galvanized Steel
INGLES GAS EXPRESS 449 | 734 N CHURCH ST | THOMASTON | Upson | 10002534 | 1A | Flapper Valve | 2015-08-01 | FALSE | 2015-08-15 | FALSE | Currently in Use | Regular | 25000 | Fiberglass Double Walled | 2015-08-01 | Double-Walled Flex | Pressurized
INGLES GAS EXPRESS 449 | 734 N CHURCH ST | THOMASTON | Upson | 10002534 | 1B | Flapper Valve | 2015-08-01 | FALSE | 2015-08-15 | FALSE | Currently in Use | Premium | 7000 | Fiberglass Double Walled | 2015-08-01 | Double-Walled Flex | Pressurized
INGLES GAS EXPRESS 449 | 734 N CHURCH ST | THOMASTON | Upson | 10002534 | 2A | Flapper Valve | 2015-08-01 | FALSE | 2015-08-15 | FALSE | Currently in Use | Diesel | 5000 | Fiberglass Double Walled | 2015-08-01 | Double-Walled Flex | Pressurized
INGLES GAS EXPRESS 449 | 734 N CHURCH ST | THOMASTON | Upson | 10002534 | 2B | Flapper Valve | 2015-08-01 | FALSE | 2015-08-15 | FALSE | Currently in Use | Diesel | 5000 | Fiberglass Double Walled | 2015-08-01 | Double-Walled Flex | Pressurized
UPSON ALLIANCE WAREHOUSE | 308 N HIGHTOWER ST | THOMASTON | Upson | 10003051 | 1 |  |  | FALSE |  | FALSE | Removed from Ground | Empty | 500 | Bare Steel
DON PARTIN PROPERTY | 317 /321 S CHURCH ST | THOMASTON | Upson | 10002204 | 1 |  |  | FALSE |  | FALSE | Removed from Ground | Gas (Historical Use) | 750 | Unknown | 2013-03-13
DON PARTIN PROPERTY | 317 /321 S CHURCH ST | THOMASTON | Upson | 10002204 | 2 |  |  | FALSE |  | FALSE | Removed from Ground | Gas (Historical Use) | 750 | Unknown | 2013-03-13
DON PARTIN PROPERTY | 317 /321 S CHURCH ST | THOMASTON | Upson | 10002204 | 3 |  |  | FALSE |  | FALSE | Removed from Ground | Kerosene | 500 | Unknown | 2013-03-13
RaceWay #6903 - Thomaston | 1088 HWY 19 N | THOMASTON | Upson | 10002186 | 1 | Overfill Alarm | 2012-11-01 | FALSE | 2012-11-01 | FALSE | Currently in Use | Regular | 20000 | Composite Double Walled | 2012-11-01 | Double-Walled Fiberglass | Pressurized
RaceWay #6903 - Thomaston | 1088 HWY 19 N | THOMASTON | Upson | 10002186 | 2 | Overfill Alarm | 2012-11-01 | FALSE | 2012-11-01 | FALSE | Currently in Use | Premium | 12000 | Composite Double Walled | 2012-11-01 | Double-Walled Fiberglass | Pressurized
RaceWay #6903 - Thomaston | 1088 HWY 19 N | THOMASTON | Upson | 10002186 | 3 | Overfill Alarm | 2012-11-01 | FALSE | 2012-11-01 | FALSE | Currently in Use | Diesel | 12000 | Composite Double Walled | 2012-11-01 | Double-Walled Fiberglass | Pressurized
FORMER WILLIS OIL SITE | 256 NORTH CENTER STREET | THOMASTON | Upson | 10002067 | A |  |  | FALSE |  | FALSE | Removed from Ground |  | 200 | Bare Steel | 2010-07-07
FORMER WILLIS OIL SITE | 256 NORTH CENTER STREET | THOMASTON | Upson | 10002067 | B |  |  | FALSE |  | FALSE | Removed from Ground |  | 500 | Bare Steel | 2010-07-07
FORMER THOMASTON POLICE DEPARTMENT/MUNICIPAL BUILDING | 613 NORTH CHRUCH STREET | THOMASTON | Upson | 10001438 | 1 |  |  | FALSE |  | FALSE | Removed from Ground | Gas (Historical Use) | 200 | Bare Steel | 2006-10-11 | Bare Steel
MURPHY USA #6862 | 851 N CHURCH ST | THOMASTON | Upson | 10000167 | 1 | Flapper Valve | 2002-09-27 | FALSE | 2002-09-27 | FALSE | Currently in Use | Regular | 20000 | Fiberglass Double Walled | 2002-09-23 | Double-Walled Flex | Pressurized
MURPHY USA #6862 | 851 N CHURCH ST | THOMASTON | Upson | 10000167 | 2A | Flapper Valve | 2002-09-23 | FALSE | 2002-09-23 | FALSE | Currently in Use | Diesel | 12000 | Fiberglass Double Walled | 2002-09-23 | Double-Walled Flex | Pressurized
MURPHY USA #6862 | 851 N CHURCH ST | THOMASTON | Upson | 10000167 | 2B | Flapper Valve | 2002-09-23 | FALSE | 2002-09-23 | FALSE | Currently in Use | Premium | 8000 | Fiberglass Double Walled | 2002-09-23 | Double-Walled Flex | Pressurized
KRISHNA INVESTMENT GROUP INC D/B/A EASY STOP | 1030 BARNESVILLE ST | THOMASTON | Upson | 10000154 | 1A | Ball Float | 2002-06-01 | FALSE | 2002-06-01 | FALSE | Currently in Use | Regular | 8000 | Epoxy | 2002-06-01 | Flex | Pressurized
KRISHNA INVESTMENT GROUP INC D/B/A EASY STOP | 1030 BARNESVILLE ST | THOMASTON | Upson | 10000154 | 1B |  | 2002-06-01 | FALSE | 2002-06-01 | FALSE | Currently in Use | Premium | 4000 | Epoxy | 2002-06-01 | Flex | Pressurized
KRISHNA INVESTMENT GROUP INC D/B/A EASY STOP | 1030 BARNESVILLE ST | THOMASTON | Upson | 10000154 | 2A | Ball Float | 2002-06-01 | FALSE | 2002-06-01 | FALSE | Currently in Use | Diesel | 4000 | Epoxy | 2002-06-01 | Flex | Pressurized
KRISHNA INVESTMENT GROUP INC D/B/A EASY STOP | 1030 BARNESVILLE ST | THOMASTON | Upson | 10000154 | 2B | Ball Float | 2002-06-01 | FALSE | 2002-06-01 | FALSE | Currently in Use | Diesel Off Road | 2000 | Epoxy | 2002-06-01 | Flex | Pressurized
ATC THOMASTON GA FACILITY | DAY COUNTY RD | THOMASTON | Upson | 1140012 | 1 | [5 empty] | Removed from Ground | Diesel | 1000 | Bare Steel | 1963-01-01 | Copper | Suction (American)
ATC THOMASTON GA FACILITY | DAY COUNTY RD | THOMASTON | Upson | 1140012 | 2 |  | 1992-06-30 |  | 1992-06-30 |  | Removed from Ground | Diesel | 1000 | Double Walled | 1992-06-03 | Copper | Suction (American)
Shamrock Food Mart | 1100 HWY 19 N & E CITY RD | THOMASTON | Upson | 9145001 | 1 | Flapper Valve | 1988-03-01 | FALSE | 1988-03-01 | FALSE | Currently in Use | Regular | 10000 | Fiberglass | 1988-03-01 | Fiberglass Reinforced Plastic | Pressurized
Shamrock Food Mart | 1100 HWY 19 N & E CITY RD | THOMASTON | Upson | 9145001 | 2 | Flapper Valve | 1988-03-01 | FALSE | 1988-03-01 | FALSE | Currently in Use | Diesel | 10000 | Fiberglass | 1988-03-01 | Fiberglass Reinforced Plastic | Pressurized
Shamrock Food Mart | 1100 HWY 19 N & E CITY RD | THOMASTON | Upson | 9145001 | 3 | Flapper Valve | 1988-03-01 | FALSE | 1988-03-01 | FALSE | Currently in Use | Premium | 10000 | Fiberglass | 1988-03-01 | Fiberglass Reinforced Plastic | Pressurized
Shamrock Food Mart | 1100 HWY 19 N & E CITY RD | THOMASTON | Upson | 9145001 | 4 |  | 1988-03-01 |  | 1988-03-01 |  | Removed from Ground | Diesel | 4000 | Fiberglass | 1988-03-01 | Fiberglass Reinforced Plastic
LITTLE JOE'S #2 | 705 NORTH BETHEL ST | THOMASTON | Upson | 9145004 | 69 | [5 empty] | Removed from Ground | Gas (Historical Use) | 4000 | Bare Steel | 1983-01-01 | Galvanized Steel | Suction (American)
LITTLE JOE'S #2 | 705 NORTH BETHEL ST | THOMASTON | Upson | 9145004 | 70 | [5 empty] | Removed from Ground | Gas (Historical Use) | 3000 | Bare Steel | 1983-01-01 | Galvanized Steel | Suction (American)
LITTLE JOE'S #2 | 705 NORTH BETHEL ST | THOMASTON | Upson | 9145004 | 71 | [5 empty] | Removed from Ground | Gas (Historical Use) | 2000 | Bare Steel | 1983-01-01 | Galvanized Steel | Suction (American)
LITTLE JOE'S #2 | 705 NORTH BETHEL ST | THOMASTON | Upson | 9145004 | 72 | [5 empty] | Removed from Ground | Diesel | 1000 | Bare Steel | 1983-01-01 | Galvanized Steel
RESIDENCE-ON EXISTING R/W STA 48 | 3167 US HWY 19 SOUTH | THOMASTON | Upson | 9145007 | 1 | [5 empty] | Removed from Ground | Other | 0 | Not Marked/Unknown | 1993-11-23 | Not Marked
RESIDENCE-ON EXISTING R/W STA 48 | 3167 US HWY 19 SOUTH | THOMASTON | Upson | 9145007 | 2 | [5 empty] | Removed from Ground | Other | 0 | Not Marked/Unknown | 1992-05-06 | Not Marked
UPSON GROCERY | 1038 ATWATER RD | THOMASTON | Upson | 9145010 | 1 | Ball Float | 1994-04-15 | FALSE | 1994-04-15 | FALSE | Currently in Use | Regular | 8000 | Galvanic (STIP-3) | 1994-03-08 | Fiberglass Reinforced Plastic | Pressurized
UPSON GROCERY | 1038 ATWATER RD | THOMASTON | Upson | 9145010 | 2 | Ball Float | 1994-04-15 | FALSE | 1994-04-15 | FALSE | Currently in Use | Premium | 4000 | Galvanic (STIP-3) | 1994-03-08 | Fiberglass Reinforced Plastic | Pressurized
UPSON GROCERY | 1038 ATWATER RD | THOMASTON | Upson | 9145010 | 3 | Ball Float | 1994-04-15 | FALSE | 1994-04-15 | FALSE | Currently in Use | Diesel | 2000 | Galvanic (STIP-3) | 1994-03-08 | Fiberglass Reinforced Plastic | Pressurized
UPSON GROCERY | 1038 ATWATER RD | THOMASTON | Upson | 9145010 | 4 |  | 1994-04-15 | FALSE | 1994-04-15 | FALSE | Currently in Use | Kerosene | 1000 | Galvanic (STIP-3) | 1994-03-08 | Fiberglass Reinforced Plastic | Safe Suction (Euro)
RYDER TS #0587 | 1415 COUNTY RD | THOMASTON | Upson | 9145012 | 1 | [5 empty] | Removed from Ground | Diesel | 12000 | Epoxy | 1986-06-15 | Bare Steel | Pressurized
OLD GAS STATION | 205 WEST CHURCH ST | THOMASTON | Upson | 9145013 | 1 | [5 empty] | Permanently Out of Use - historical purposes | Empty | 3000 | Marked Unknown |  | Unknown
OLD GAS STATION | 205 WEST CHURCH ST | THOMASTON | Upson | 9145013 | 2 | [5 empty] | Permanently Out of Use - historical purposes | Empty | 3000 | Marked Unknown |  | Unknown
OLD GAS STATION | 205 WEST CHURCH ST | THOMASTON | Upson | 9145013 | 3 | [5 empty] | Permanently Out of Use - historical purposes | Empty | 600 | Not Marked/Unknown |  | Unknown
WINSTONS SERVICE STATION | 904 BARNESVILLE ST | THOMASTON | Upson | 9145014 | MG | [5 empty] | Currently in Use | Gas (Historical Use) | 3000 | Not Marked/Unknown | 1979-06-12 | Not Marked
WINSTONS SERVICE STATION | 904 BARNESVILLE ST | THOMASTON | Upson | 9145014 | PREM | [5 empty] | Currently in Use | Gas (Historical Use) | 3000 | Not Marked/Unknown | 1979-06-12 | Not Marked
WINSTONS SERVICE STATION | 904 BARNESVILLE ST | THOMASTON | Upson | 9145014 | REG | [5 empty] | Currently in Use | Diesel | 8000 | Not Marked/Unknown | 1979-06-12 | Not Marked
REDDICK CONSTRUCTION COMPANY | 605 E MAIN STREET | THOMASTON | Upson | 9145015 | 1 | [5 empty] | Removed from Ground | Gas (Historical Use) | 1000 | Marked Unknown | 1995-08-16 | Unknown
NEHI BOTTLING COMPANY | 215 BARNESVILLE ST | THOMASTON | Upson | 9145016 | 1 | [5 empty] | Removed from Ground | Gas (Historical Use) | 550 | Marked Unknown |  | Unknown
SLEEPY HOLLOW C STORE | 6355 HWY 74 | YATESVILLE | Upson | 9145018 | PREM4000 |  | 1998-12-13 |  | 1998-12-13 |  | Removed from Ground | Gas (Historical Use) | 4000 | Epoxy | 1998-11-28 | Cathodically Protected | Safe Suction (Euro)
SLEEPY HOLLOW C STORE | 6355 HWY 74 | YATESVILLE | Upson | 9145018 | UL8000 |  | 1998-11-28 |  | 1998-11-28 |  | Removed from Ground | Gas (Historical Use) | 8000 | Fiberglass | 1998-11-28 | Cathodically Protected | Safe Suction (Euro)
SMITH SEPTIC TANK SERVICE | 196 E MOORES CROSSING RD | THOMASTON | Upson | 9145020 | 1 | [5 empty] | Removed from Ground | Gas (Historical Use) | 500 | Bare Steel | 1986-07-30 | Bare Steel | Suction (American)
UPSON COUNTY PUBLIC WORKS | 2440 YATESVILLE HWY | THOMASTON | Upson | 9145025 | 1PLUS | [5 empty] | Removed from Ground | Gas (Historical Use) | 8000 | Bare Steel | 1998-03-03 | Galvanized Steel | Suction (American)
UPSON COUNTY PUBLIC WORKS | 2440 YATESVILLE HWY | THOMASTON | Upson | 9145025 | 2DIESEL | [5 empty] | Removed from Ground | Diesel | 10000 | Bare Steel | 1998-03-03 | Galvanized Steel | Suction (American)
CITY OF THOMASTON WAREHOUSE | 309 VETERANS DRIVE | THOMASTON | Upson | 9145026 | 1 | [5 empty] | Removed from Ground | Gas (Historical Use) | 10000 | Marked Unknown | 1986-03-17 | Unknown | Safe Suction (Euro)
CITY OF THOMASTON WAREHOUSE | 309 VETERANS DRIVE | THOMASTON | Upson | 9145026 | 2 | [5 empty] | Removed from Ground | Diesel | 2000 | Marked Unknown | 1986-03-17 | Unknown | Safe Suction (Euro)
CITY OF THOMASTON WAREHOUSE | 309 VETERANS DRIVE | THOMASTON | Upson | 9145026 | 3 | [5 empty] | Removed from Ground | Gas (Historical Use) | 10000 | Marked Unknown | 1986-03-17 | Unknown | Safe Suction (Euro)
CITY OF THOMASTON WAREHOUSE | 309 VETERANS DRIVE | THOMASTON | Upson | 9145026 | 4 | Flapper Valve | 1999-05-07 | FALSE | 1999-05-07 | FALSE | Currently in Use | Regular | 8000 | Fiberglass | 1999-05-07 |  | Safe Suction (Euro)
CITY OF THOMASTON WAREHOUSE | 309 VETERANS DRIVE | THOMASTON | Upson | 9145026 | 5 | Flapper Valve | 1999-05-07 | FALSE | 1999-05-07 | FALSE | Currently in Use | Diesel | 2000 | Fiberglass | 1999-05-07 |  | Safe Suction (Euro)
MAC'S SERVICE STATION | 101 BARNESVILLE ST | THOMASTON | Upson | 9145027 | 1 | [5 empty] | Removed from Ground | Gas (Historical Use) | 3000 | Bare Steel | 1995-01-01 | Bare Steel | Suction (American)
MAC'S SERVICE STATION | 101 BARNESVILLE ST | THOMASTON | Upson | 9145027 | 2 | [5 empty] | Removed from Ground | Gas (Historical Use) | 3000 | Bare Steel | 2000-01-19 | Bare Steel | Suction (American)
MAC'S SERVICE STATION | 101 BARNESVILLE ST | THOMASTON | Upson | 9145027 | 3 | [5 empty] | Removed from Ground | Gas (Historical Use) | 4000 | Bare Steel | 1995-01-01 | Bare Steel | Suction (American)
YATESVILLE CHEVRON | 6525 HWY 74 E | YATESVILLE | Upson | 9145028 | 1 | [5 empty] | Removed from Ground | Gas (Historical Use) | 3000 | Bare Steel | 2001-11-27 | Galvanized Steel | Safe Suction (Euro)
YATESVILLE CHEVRON | 6525 HWY 74 E | YATESVILLE | Upson | 9145028 | 2 | [5 empty] | Removed from Ground | Gas (Historical Use) | 3000 | Bare Steel | 2001-11-27 | Galvanized Steel | Safe Suction (Euro)
YATESVILLE CHEVRON | 6525 HWY 74 E | YATESVILLE | Upson | 9145028 | 3 | [5 empty] | Removed from Ground | Gas (Historical Use) | 8000 | Bare Steel | 2001-11-27 | Galvanized Steel | Safe Suction (Euro)
YATESVILLE CHEVRON | 6525 HWY 74 E | YATESVILLE | Upson | 9145028 | 4 | [5 empty] | Removed from Ground | Diesel | 1000 | Bare Steel | 2001-11-27 | Galvanized Steel | Safe Suction (Euro)
WILSONS MARKET | 6456 CREST HWY (GA HWY 74) | THOMASTON | Upson | 9145029 | 1 | Flapper Valve | 1998-12-01 | FALSE | 1998-12-01 | FALSE | Currently in Use | E-0 | 6000 | Galvanic (STIP-3) | 1998-12-01 | Double-Walled Flex | Pressurized
WILSONS MARKET | 6456 CREST HWY (GA HWY 74) | THOMASTON | Upson | 9145029 | 2 | Flapper Valve | 1998-12-01 | FALSE | 1998-12-01 | FALSE | Currently in Use | Regular | 6000 | Galvanic (STIP-3) | 1998-12-01 | Double-Walled Flex | Pressurized
WILSONS MARKET | 6456 CREST HWY (GA HWY 74) | THOMASTON | Upson | 9145029 | 3 | Flapper Valve | 1998-12-01 | FALSE | 1998-12-01 | FALSE | Currently in Use | Diesel Off Road | 4000 | Galvanic (STIP-3) | 1998-12-01 | Double-Walled Flex | Pressurized
WILSONS MARKET | 6456 CREST HWY (GA HWY 74) | THOMASTON | Upson | 9145029 | 4 |  | 2001-01-01 | FALSE | 2001-01-01 | FALSE | Currently in Use | Diesel | 2000 | Not Marked/Unknown |  | Double-Walled Flex | Pressurized
GILBERT SERVICE STATION | 300 EAST THOMPSON ST | THOMASTON | Upson | 9145030 | 1 | [5 empty] | Removed from Ground | Gas (Historical Use) | 8000 | Bare Steel | 1995-01-01 | Bare Steel | Pressurized
GILBERT SERVICE STATION | 300 EAST THOMPSON ST | THOMASTON | Upson | 9145030 | 2 | [5 empty] | Removed from Ground | Gas (Historical Use) | 8000 | Bare Steel | 1995-01-01 | Bare Steel | Pressurized
GILBERT SERVICE STATION | 300 EAST THOMPSON ST | THOMASTON | Upson | 9145030 | 3 | [5 empty] | Removed from Ground | Gas (Historical Use) | 8000 | Bare Steel | 1995-01-01 | Bare Steel | Pressurized
GILBERT OIL COMPANY | 403 BARNESVILLE ST | THOMASTON | Upson | 9145031 | 1 | Flapper Valve | 1991-08-01 | FALSE | 1991-08-01 | FALSE | Currently in Use | Plus | 10000 | Steel-Impressed Current | 1992-01-01 | Aboveground | Pressurized
GILBERT OIL COMPANY | 403 BARNESVILLE ST | THOMASTON | Upson | 9145031 | 2 | Flapper Valve | 1991-08-01 | FALSE | 1991-08-01 | FALSE | Temporarily out of use | Gas (Historical Use) | 10000 | Steel-Impressed Current | 1992-01-01 | Aboveground | Pressurized
GILBERT OIL COMPANY | 403 BARNESVILLE ST | THOMASTON | Upson | 9145031 | 3 | Flapper Valve | 1991-08-01 | FALSE | 1991-08-01 | FALSE | Currently in Use | Ethanol | 10000 | Steel-Impressed Current | 1992-01-01 | Aboveground | Pressurized
GILBERT OIL COMPANY | 403 BARNESVILLE ST | THOMASTON | Upson | 9145031 | 4 | Flapper Valve | 1991-08-01 | FALSE | 1991-08-01 | FALSE | Currently in Use | Diesel | 10000 | Steel-Impressed Current | 1992-01-01 | Aboveground | Pressurized
HANNAHS MILL CONVENIENCE CORNER | 1403 HANNAHS MILL RD | THOMASTON | Upson | 9145032 | 1 | Flapper Valve | 1992-05-01 | FALSE | 1992-05-01 | FALSE | Temporarily out of use | Regular | 3000 | Epoxy | 1992-05-01 | Fiberglass Reinforced Plastic | Safe Suction (Euro)
HANNAHS MILL CONVENIENCE CORNER | 1403 HANNAHS MILL RD | THOMASTON | Upson | 9145032 | 2 | Flapper Valve | 1992-05-01 | FALSE | 1992-05-01 | FALSE | Temporarily out of use | Regular | 3000 | Epoxy | 1992-05-01 | Fiberglass Reinforced Plastic | Safe Suction (Euro)
HANNAHS MILL CONVENIENCE CORNER | 1403 HANNAHS MILL RD | THOMASTON | Upson | 9145032 | 3 | Ball Float | 1992-05-01 | FALSE | 1992-05-01 | FALSE | Temporarily out of use | Diesel | 2000 | Epoxy | 1992-05-01 | Fiberglass Reinforced Plastic | Safe Suction (Euro)
NORTHSIDE SUPERETTE | 1103 HWY 19 N | THOMASTON | Upson | 9145033 | 1 | [5 empty] | Removed from Ground | Gas (Historical Use) | 500 | Bare Steel | 2003-01-09 | Bare Steel | Suction (American)
NORTHSIDE SUPERETTE | 1103 HWY 19 N | THOMASTON | Upson | 9145033 | 2 | [5 empty] | Removed from Ground | Gas (Historical Use) | 1000 | Bare Steel | 2003-01-09 | Bare Steel | Suction (American)
J W LOGGINS | 3707 BARNESVILLE HWY | THOMASTON | Upson | 9145034 | 1 | [5 empty] | Currently in Use | Gas (Historical Use) | 1600 | Epoxy | 1978-01-01 | Galvanized Steel | Gravity Fed
UPSON COUNTY SHERIFF'S | 613 1/2 N CHURCH STREET | THOMASTON | Upson | 9145035 | 1 |  | 1998-07-01 |  | 1998-07-01 |  | Removed from Ground | Gas (Historical Use) | 10000 | Steel-Impressed Current | 1998-07-01 | Cathodically Protected | Suction (American)
UPSON COUNTY SHERIFF'S | 613 1/2 N CHURCH STREET | THOMASTON | Upson | 9145035 | 2 |  |  | FALSE |  | FALSE | Removed from Ground | Gas (Historical Use) | 10000 | Unknown | 2006-10-10 | Unknown
UPSON COUNTY SHERIFF'S | 613 1/2 N CHURCH STREET | THOMASTON | Upson | 9145035 | 3 |  |  | FALSE |  | FALSE | Removed from Ground | Kerosene | 10000 | Unknown | 2006-10-10 | Unknown
FLASH FOODS #134 | 1501 HWY 19 N | THOMASTON | Upson | 9145036 | 1 |  | 1998-09-15 |  | 1998-09-15 |  | Removed from Ground | Gas (Historical Use) | 10000 | Composite | 1998-09-01 | Double Walled | Pressurized
FLASH FOODS #134 | 1501 HWY 19 N | THOMASTON | Upson | 9145036 | 2 |  | 1998-09-15 |  | 1998-09-15 |  | Removed from Ground | Gas (Historical Use) | 10000 | Composite | 1998-09-01 | Secondary Containment | Pressurized
FLASH FOODS #134 | 1501 HWY 19 N | THOMASTON | Upson | 9145036 | 3 |  | 1998-09-15 |  | 1998-09-15 |  | Removed from Ground | Diesel | 10000 | Composite | 1998-09-01 | Secondary Containment | Pressurized
FLASH FOODS #134 | 1501 HWY 19 N | THOMASTON | Upson | 9145036 | 4 | [5 empty] | Removed from Ground | Diesel | 1000 | Bare Steel | 1998-09-01 | Galvanized Steel | Pressurized
FLASH FOODS #134 | 1501 HWY 19 N | THOMASTON | Upson | 9145036 | 5 | [5 empty] | Removed from Ground | Diesel | 1000 | Bare Steel | 1998-09-01 | Galvanized Steel | Pressurized
FLASH FOODS #134 | 1501 HWY 19 N | THOMASTON | Upson | 9145036 | 6 | Flapper Valve | 1998-10-01 | FALSE | 1998-10-01 | FALSE | Removed from Ground |  | 10000 | Composite | 1998-10-01 | Flex | Pressurized
FLASH FOODS #134 | 1501 HWY 19 N | THOMASTON | Upson | 9145036 | 7 | Flapper Valve | 1998-10-01 | FALSE | 1998-10-01 | FALSE | Removed from Ground |  | 10000 | Composite | 1998-10-01 | Flex | Pressurized
FLASH FOODS #134 | 1501 HWY 19 N | THOMASTON | Upson | 9145036 | 8 |  | 1998-10-01 | FALSE | 1998-10-01 | FALSE | Removed from Ground | Diesel | 4000 | Composite | 1998-10-01 | Flex | Pressurized
FLASH FOODS #134 | 1501 HWY 19 N | THOMASTON | Upson | 9145036 | 9 |  |  | FALSE |  | FALSE | Removed from Ground | Diesel | 1750
UPSON COUNTY ELECTRIC MEMBERSHIP | 607 E MAIN STREET | THOMASTON | Upson | 9145037 | 1 | Flapper Valve | 1991-03-06 | FALSE | 1991-03-06 | FALSE | Currently in Use | Regular | 1000 | Galvanic (STIP-3) | 1991-03-06 | Fiberglass Reinforced Plastic | Suction (American)
FLINTSIDE RESTAURANT & MOTEL | US HWY 19 | CULLODEN | Upson | 9145038 | 1 | [5 empty] | Removed from Ground | Used Oil | 1000 | Not Marked/Unknown | 1996-07-25 | Not Marked
FLINTSIDE RESTAURANT & MOTEL | US HWY 19 | CULLODEN | Upson | 9145038 | 2 | [5 empty] | Removed from Ground | Empty | 1000 | Not Marked/Unknown | 1996-07-25 | Not Marked
SARINAS BP | 1782 HWY 19 N | THOMASTON | Upson | 9145041 | 1 | Flapper Valve | 1996-08-23 | FALSE | 1996-08-23 | FALSE | Currently in Use | Diesel | 2000 | Composite | 1996-08-23 |  | Safe Suction (Euro)
SARINAS BP | 1782 HWY 19 N | THOMASTON | Upson | 9145041 | 2 |  | 1996-08-23 | FALSE | 1996-08-23 | FALSE | Removed from Ground | Gas (Historical Use) | 8000 | Composite | 1996-08-23 |  | Pressurized
SARINAS BP | 1782 HWY 19 N | THOMASTON | Upson | 9145041 | 3 |  | 1996-08-23 | FALSE | 1996-08-23 | FALSE | Removed from Ground | Gas (Historical Use) | 12000 | Composite | 1996-08-23 |  | Pressurized
KELLYS TRUCK STOP | 2000 BARNESVILLE HWY | THOMASTON | Upson | 9145042 | 1 | Flapper Valve | 1996-08-16 |  | 1996-08-16 |  | Currently in Use | Kerosene | 2000 | Composite | 1996-08-16 |  | Safe Suction (Euro)
KELLYS TRUCK STOP | 2000 BARNESVILLE HWY | THOMASTON | Upson | 9145042 | 2 | Ball Float | 1996-08-16 | FALSE | 1996-08-16 | FALSE | Currently in Use | Premium | 8000 | Composite | 1996-08-16 | Double Walled | Pressurized
KELLYS TRUCK STOP | 2000 BARNESVILLE HWY | THOMASTON | Upson | 9145042 | 3 | Ball Float | 1996-08-16 | FALSE | 1996-08-16 | FALSE | Currently in Use | Regular | 12000 | Composite | 1996-08-16 | Double Walled | Pressurized
KELLYS TRUCK STOP | 2000 BARNESVILLE HWY | THOMASTON | Upson | 9145042 | 4 | Ball Float | 1996-08-16 | FALSE | 1996-08-16 | FALSE | Currently in Use | Diesel | 12000 | Composite | 1996-08-16 | Double Walled | Pressurized
NANDKISHOR 1001 LLC | 213 A ST | THOMASTON | Upson | 9145043 | 1 | Ball Float | 1996-11-06 | FALSE | 1996-11-06 | FALSE | Currently in Use | Premium | 4000 | Fiberglass Double Walled | 1996-11-06 | Double-Walled Fiberglass | Pressurized
NANDKISHOR 1001 LLC | 213 A ST | THOMASTON | Upson | 9145043 | 2 | Ball Float | 1996-11-06 | FALSE | 1996-11-06 | FALSE | Currently in Use | Regular | 8000 | Fiberglass Double Walled | 1996-11-06 | Double-Walled Fiberglass | Pressurized
TRAMMELL TRUCKING CO | MOORES CROSSING RD | THOMASTON | Upson | 9145044 | 1 | [5 empty] | Removed from Ground | Diesel | 3000 | Not Marked/Unknown | 1997-07-01 | Not Marked
UNKNOWN | US 19 SPUR 22 | THOMASTON | Upson | 9145045 | 1 | [5 empty] | Removed from Ground | Gas (Historical Use) | 1000 | Bare Steel | 1940-01-01 | Bare Steel | Suction (American)
UNKNOWN | US 19 SPUR 22 | THOMASTON | Upson | 9145045 | 2 | [5 empty] | Removed from Ground | Gas (Historical Use) | 550 | Bare Steel | 1940-01-01 | Bare Steel | Suction (American)
UNKNOWN | US 19 SPUR 22 | THOMASTON | Upson | 9145045 | 3 | [5 empty] | Removed from Ground | Gas (Historical Use) | 1000 | Bare Steel | 1940-01-01 | Bare Steel | Suction (American)
UNKNOWN | US 19 SPUR 22 | THOMASTON | Upson | 9145045 | 4 | [5 empty] | Removed from Ground | Gas (Historical Use) | 550 | Bare Steel | 1940-01-01 | Bare Steel | Suction (American)
UNKNOWN | US 19 SPUR 22 | THOMASTON | Upson | 9145045 | 5 | [5 empty] | Removed from Ground | Gas (Historical Use) | 550 | Bare Steel | 1940-01-01 | Bare Steel | Suction (American)
THOMASTON UPSON BUS SHOP | 2555 YATESVILLE HWY | THOMASTON | Upson | 9145046 | 2 | [5 empty] | Removed from Ground | Gas (Historical Use) | 1000 | Not Marked/Unknown | 1970-01-01 | Not Marked
THOMASTON UPSON BUS SHOP | 2555 YATESVILLE HWY | THOMASTON | Upson | 9145046 | 3 | [5 empty] | Removed from Ground | Gas (Historical Use) | 1000 | Not Marked/Unknown | 1970-01-01 | Not Marked
THOMASTON UPSON SCHOOLS | 205 CIVIC CENTER DRIVE | THOMASTON | Upson | 9145047 | 1 | Flapper Valve | 1998-08-01 | FALSE | 1998-08-01 | FALSE | Currently in Use | Diesel | 10000 | Steel-Impressed Current | 1993-06-01 | Steel (Impressed Current) | Pressurized
GA DOT DIST 3 THOMASTON | 45 JIMMERSON RD | THOMASTON | Upson | 9145048 | 1 | Flapper Valve | 1998-10-01 | FALSE | 1998-10-01 | FALSE | Currently in Use | Regular | 10000 | Fiberglass | 1998-10-01 | Double-Walled Fiberglass | Pressurized
GA DOT DIST 3 THOMASTON | 45 JIMMERSON RD | THOMASTON | Upson | 9145048 | 2 | Flapper Valve | 1998-10-01 | FALSE | 1998-10-01 | FALSE | Currently in Use | Diesel | 10000 | Fiberglass | 1998-10-01 | Double-Walled Fiberglass | Pressurized
CONTEL (CT-574) | CHURCH ST/STREET #? | LAFAYETTE | Walker | 9146001 | 1 | [5 empty] | Removed from Ground | Diesel | 1000 | Bare Steel | 1980-01-01 | Galvanized Steel | Safe Suction (Euro)
CONTEL (CT-574) | CHURCH ST/STREET #? | LAFAYETTE | Walker | 9146001 | 2 | [5 empty] | Removed from Ground | Diesel | 10000 | Bare Steel | 1980-01-01 | Galvanized Steel | Safe Suction (Euro)
SOUTHCREST FUNERAL HOME | 833 CHICKAMAUGA AVE | ROSSVILLE | Walker | 9146002 | 1 | [5 empty] | Closed in Ground | Gas (Historical Use) | 500 | Marked Unknown | 1991-05-30 | Unknown
CONTEL (CT-573) | 108 WITHERS ST | LAFAYETTE | Walker | 9146003 | 1 | [5 empty] | Removed from Ground | Diesel | 4000 | Epoxy | 1976-01-01 | Copper | Safe Suction (Euro)
SOUTHEAST TERMINAL | 5800 ST ELMO AVE GA HWY 193 | LOOKOUT MOUNTAIN | Walker | 9146004 | 1 | [5 empty] | Currently in Use | Other | 2000 | Bare Steel | 1980-01-01 | Galvanized Steel
SOUTHEAST TERMINAL | 5800 ST ELMO AVE GA HWY 193 | LOOKOUT MOUNTAIN | Walker | 9146004 | 2 | [5 empty] | Removed from Ground | Kerosene | 1000 | Bare Steel | 1971-01-01 | Galvanized Steel
SOUTHEAST TERMINAL | 5800 ST ELMO AVE GA HWY 193 | LOOKOUT MOUNTAIN | Walker | 9146004 | 2R1 | [5 empty] | Currently in Use | Other | 2000 | Fiberglass | 1988-12-10 | Galvanized Steel | Suction (American)
SOUTHEAST TERMINAL | 5800 ST ELMO AVE GA HWY 193 | LOOKOUT MOUNTAIN | Walker | 9146004 | 3 | [5 empty] | Removed from Ground | Kerosene | 1000 | Bare Steel | 1971-01-01 | Galvanized Steel
SOUTHEAST TERMINAL | 5800 ST ELMO AVE GA HWY 193 | LOOKOUT MOUNTAIN | Walker | 9146004 | 3R1 | [5 empty] | Currently in Use | Other | 550 | Fiberglass | 1988-12-20 | Galvanized Steel | Suction (American)
SOUTHEAST TERMINAL | 5800 ST ELMO AVE GA HWY 193 | LOOKOUT MOUNTAIN | Walker | 9146004 | 4 | [5 empty] | Removed from Ground | Kerosene | 1000 | Bare Steel | 1971-01-01 | Galvanized Steel
CHICKAMAUGA TELEPHONE/PLANT BLDG | 1225 COVE RD | CHICKAMAUGA | Walker | 9146005 | 1 | [5 empty] | Removed from Ground | Gas (Historical Use) | 2000 | Bare Steel | 1969-01-01 | Galvanized Steel | Suction (American)
CHICKAMAUGA TELEPHONE/PLANT BLDG | 1225 COVE RD | CHICKAMAUGA | Walker | 9146005 | 2 | [5 empty] | Removed from Ground | Diesel | 2000 | Bare Steel | 1969-01-01 | Galvanized Steel | Suction (American)
CHICKAMAUGA TELEPHONE/PLANT BLDG | 1225 COVE RD | CHICKAMAUGA | Walker | 9146005 | 3 |  |  | TRUE |  | TRUE | Removed from Ground | Used Oil | 500 | Not Marked/Unknown | 1998-10-01 | Not Marked
CROWDER SUPPLY | 111 GORDON ST | CHICKAMAUGA | Walker | 9146006 | 1 | [5 empty] | Closed in Ground | Gas (Historical Use) | 550 | Bare Steel | 1979-01-01 | Bare Steel | Suction (American)
SCENIC GAS & GOODS INC/COLLINS S | 2665 CHATTANOOGA VALLEY RD | FLINTSTONE | Walker | 9146007 | 1 |  | 1991-01-01 |  | 1991-01-01 |  | Removed from Ground | Gas (Historical Use) | 4000 | Bare Steel | 1975-01-01 | Fiberglass Reinforced Plastic | Safe Suction (Euro)
SCENIC GAS & GOODS INC/COLLINS S | 2665 CHATTANOOGA VALLEY RD | FLINTSTONE | Walker | 9146007 | 2 |  | 1991-01-01 |  | 1991-01-01 |  | Removed from Ground | Gas (Historical Use) | 4000 | Bare Steel | 1975-01-01 | Fiberglass Reinforced Plastic | Safe Suction (Euro)
SCENIC GAS & GOODS INC/COLLINS S | 2665 CHATTANOOGA VALLEY RD | FLINTSTONE | Walker | 9146007 | 3 | [5 empty] | Removed from Ground | Gas (Historical Use) | 4000 | Bare Steel | 1975-01-01 | Fiberglass Reinforced Plastic | Safe Suction (Euro)
SAV-A-TON | 807 N MAIN ST | LAFAYETTE | Walker | 9146009 | 1 | Ball Float | 1998-11-17 |  | 1998-11-17 |  | Currently in Use | Gas (Historical Use) | 10000 | Steel-Impressed Current | 1987-01-01 | Steel (Impressed Current) | Pressurized
SAV-A-TON | 807 N MAIN ST | LAFAYETTE | Walker | 9146009 | 2 | Ball Float | 1998-11-17 |  | 1998-11-17 |  | Currently in Use | Gas (Historical Use) | 6000 | Steel-Impressed Current | 1987-01-01 | Steel (Impressed Current) | Pressurized
SAV-A-TON | 807 N MAIN ST | LAFAYETTE | Walker | 9146009 | 3 | Ball Float | 1998-11-17 |  | 1998-11-17 |  | Currently in Use | Gas (Historical Use) | 10000 | Steel-Impressed Current | 1987-01-01 | Steel (Impressed Current) | Pressurized
SAV-A-TON | 807 N MAIN ST | LAFAYETTE | Walker | 9146009 | 4 | Flapper Valve | 1998-11-17 |  | 1998-11-17 |  | Currently in Use | Diesel | 10000 | Steel-Impressed Current | 1987-01-01 | Steel (Impressed Current) | Pressurized
SAV-A-TON | 807 N MAIN ST | LAFAYETTE | Walker | 9146009 | 5 | Flapper Valve | 1998-11-17 |  | 1998-11-17 |  | Temporarily out of use | Kerosene | 4000 | Steel-Impressed Current | 1987-01-01 | Steel (Impressed Current) | Pressurized
WALKER COUNTY JAIL | NAPIER ST/STREET #? | LAFAYETTE | Walker | 9146010 | 1 | [5 empty] | Removed from Ground | Gas (Historical Use) | 2000 | Cathodically Protected Steel | 1988-01-01 | Fiberglass Reinforced Plastic | Suction (American)
RUSSELL MACHINE SHOP | HWY 27 NORTH/STREET #? | LAFAYETTE | Walker | 9146011 | 1 | [5 empty] | Closed in Ground | Empty | 1000 | Bare Steel | 1960-01-01 | Galvanized Steel
RUSSELL MACHINE SHOP | HWY 27 NORTH/STREET #? | LAFAYETTE | Walker | 9146011 | 2 | [5 empty] | Closed in Ground | Empty | 1000 | Bare Steel | 1960-01-01 | Galvanized Steel
RUSSELL MACHINE SHOP | HWY 27 NORTH/STREET #? | LAFAYETTE | Walker | 9146011 | 3 | [5 empty] | Removed from Ground | Empty | 4000 | Bare Steel | 1976-01-01 | Galvanized Steel
SEE ROCK CITY INC | 1400 PATTON RD | LOOKOUT MOUNTAIN | Walker | 9146012 | 1 | [5 empty] | Removed from Ground | Gas (Historical Use) | 4000 | Bare Steel | 1965-01-01 | Unknown
SEE ROCK CITY INC | 1400 PATTON RD | LOOKOUT MOUNTAIN | Walker | 9146012 | 2 | [5 empty] | Removed from Ground | Gas (Historical Use) | 4000 | Bare Steel | 1965-01-01 | Unknown
SEE ROCK CITY INC | 1400 PATTON RD | LOOKOUT MOUNTAIN | Walker | 9146012 | 3 | [5 empty] | Removed from Ground | Gas (Historical Use) | 4000 | Bare Steel | 1965-01-01 | Unknown
SEE ROCK CITY INC | 1400 PATTON RD | LOOKOUT MOUNTAIN | Walker | 9146012 | 4 | [5 empty] | Removed from Ground | Gas (Historical Use) | 4000 | Bare Steel | 1965-01-01 | Unknown
PATS GENERAL STORE | 13552 HWY 157 | RISING FAWN | Walker | 9146013 | 1 | Flapper Valve | 1988-01-01 |  | 1988-01-01 |  | Currently in Use | Gas (Historical Use) | 2000 | Galvanic (STIP-3) | 1988-01-01 | Galvanized Steel | Safe Suction (Euro)
PATS GENERAL STORE | 13552 HWY 157 | RISING FAWN | Walker | 9146013 | 2 | Flapper Valve | 1988-01-01 | FALSE | 1988-01-01 | FALSE | Currently in Use | Gas (Historical Use) | 2000 | Galvanic (STIP-3) | 1988-01-01 | Galvanized Steel | Safe Suction (Euro)
GARY MCGILL/MCGILL'S UNION 76 | HWY 27 RT 1 | ROCK SPRING | Walker | 9146014 | 1 | [5 empty] | Removed from Ground | Gas (Historical Use) | 4000 | Not Marked/Unknown | 1988-11-15 | Galvanized Steel
GARY MCGILL/MCGILL'S UNION 76 | HWY 27 RT 1 | ROCK SPRING | Walker | 9146014 | 2 | [5 empty] | Removed from Ground | Gas (Historical Use) | 3000 | Not Marked/Unknown | 1988-11-15 | Galvanized Steel
GARY MCGILL/MCGILL'S UNION 76 | HWY 27 RT 1 | ROCK SPRING | Walker | 9146014 | 3 | [5 empty] | Removed from Ground | Gas (Historical Use) | 2000 | Not Marked/Unknown | 1988-11-15 | Galvanized Steel
GARY MCGILL/MCGILL'S UNION 76 | HWY 27 RT 1 | ROCK SPRING | Walker | 9146014 | 4 | [5 empty] | Removed from Ground | Diesel | 550 | Not Marked/Unknown | 1988-11-15 | Galvanized Steel
PIT STOP STORE #9 | 12978 S GA HWY 193 | CHICKAMAUGA | Walker | 9146015 | 1 | [5 empty] | Removed from Ground | Empty | 1000 | Bare Steel | 1982-05-09 | Galvanized Steel | Safe Suction (Euro)
PIT STOP STORE #9 | 12978 S GA HWY 193 | CHICKAMAUGA | Walker | 9146015 | 2 | [5 empty] | Removed from Ground | Empty | 2000 | Bare Steel | 1982-05-09 | Galvanized Steel | Safe Suction (Euro)
PIT STOP STORE #9 | 12978 S GA HWY 193 | CHICKAMAUGA | Walker | 9146015 | 3 | [5 empty] | Removed from Ground | Empty | 4000 | Bare Steel | 1982-05-09 | Galvanized Steel | Safe Suction (Euro)
FLEET OIL STATION (FORMER) | 807 CHICKAMAUGA AVE | ROSSVILLE | Walker | 9146016 | 1 | [5 empty] | Permanently Out of Use - historical purposes | Gas (Historical Use) | 0 | Marked Unknown |  | Unknown
ASTRO YARN MILLS INC | SHATTUCK IND BLVD | LAFAYETTE | Walker | 9146017 | 1 | [5 empty] | Currently in Use | Diesel | 20000 | Marked Unknown |  | Unknown
ASTRO YARN MILLS INC | SHATTUCK IND BLVD | LAFAYETTE | Walker | 9146017 | 2 | [5 empty] | Currently in Use | Diesel | 15000 | Marked Unknown |  | Unknown
ASTRO YARN MILLS INC | SHATTUCK IND BLVD | LAFAYETTE | Walker | 9146017 | 3AST | [5 empty] | Currently in Use | Diesel | 17000 | Marked Unknown |  | Unknown
NORTH GA READY MIX | GA HWY 193 BETWEEN CHAMBERLIN RD | LAFAYETTE | Walker | 9146020 | 1 | [5 empty] | Removed from Ground | Diesel | 2000 | Marked Unknown | 1990-08-01 | Galvanized Steel | Suction (American)
ROSS-THRIFTWAY | 1119 LAFAYETTE RD | ROSSVILLE | Walker | 9146021 | 1 | Flapper Valve | 1999-10-15 | FALSE | 1999-10-15 | FALSE | Currently in Use | Kerosene | 2000 | STIP-3/Impressed Current | 1986-01-01 | Fiberglass Reinforced Plastic | Safe Suction (Euro)
ROSS-THRIFTWAY | 1119 LAFAYETTE RD | ROSSVILLE | Walker | 9146021 | 192568 | Flapper Valve | 1991-12-15 | FALSE | 1991-12-15 | FALSE | Currently in Use | Regular | 6000 | Steel-Impressed Current | 1991-12-01 | Fiberglass Reinforced Plastic | Pressurized
ROSS-THRIFTWAY | 1119 LAFAYETTE RD | ROSSVILLE | Walker | 9146021 | 192574 | Flapper Valve | 1991-12-15 | FALSE | 1991-12-15 | FALSE | Currently in Use | Premium | 6000 | STIP-3/Impressed Current | 1991-12-01 | Fiberglass Reinforced Plastic | Pressurized
DORSEY FEED & SEED | MISSION RIDGE RD & GA HWY 341 | ROSSVILLE | Walker | 9146022 | DUMMY | [5 empty] | Removed from Ground | Other | 1 | Marked Unknown | 1990-03-15 | Unknown
RONNIE J HOLDEN STATE FARM INS | 2573 CHATTANOOGA VALLEY RD | FLINTSTONE | Walker | 9146023 | 1 | [5 empty] | Removed from Ground | Gas (Historical Use) | 1000 | Marked Unknown | 1993-02-04 | Unknown
RONNIE J HOLDEN STATE FARM INS | 2573 CHATTANOOGA VALLEY RD | FLINTSTONE | Walker | 9146023 | 2 | [5 empty] | Removed from Ground | Gas (Historical Use) | 1000 | Marked Unknown | 1993-02-04 | Unknown
RONNIE J HOLDEN STATE FARM INS | 2573 CHATTANOOGA VALLEY RD | FLINTSTONE | Walker | 9146023 | 3 | [5 empty] | Removed from Ground | Gas (Historical Use) | 550 | Marked Unknown | 1993-02-04 | Unknown
NAOMI GROCERY | 6113 GA HWY 151 | LAFAYETTE | Walker | 9146024 | 1 |  |  | FALSE |  | FALSE | Removed from Ground | Empty | 550 | Bare Steel | 1950-01-01 | Galvanized Steel
NAOMI GROCERY | 6113 GA HWY 151 | LAFAYETTE | Walker | 9146024 | 2 |  |  | FALSE |  | FALSE | Removed from Ground | Empty | 550 | Bare Steel | 1950-01-01 | Galvanized Steel
NAOMI GROCERY | 6113 GA HWY 151 | LAFAYETTE | Walker | 9146024 | 3 |  |  | FALSE |  | FALSE | Temporarily out of use | Gas (Historical Use) | 2000 | Galvanic (STIP-3) | 1988-09-01 | Galvanized Steel | Safe Suction (Euro)
NAOMI GROCERY | 6113 GA HWY 151 | LAFAYETTE | Walker | 9146024 | 4 |  |  | FALSE |  | FALSE | Temporarily out of use | Gas (Historical Use) | 2000 | Galvanic (STIP-3) | 1988-09-01 | Galvanized Steel | Safe Suction (Euro)
WALKER CO WATER & SEWAGE AUTH | 4665 HAPPY VALLEY RD | FLINTSTONE | Walker | 9146025 | 1 | Flapper Valve | 1991-12-01 | FALSE | 1991-12-01 | FALSE | Currently in Use | Regular | 3000 | Galvanic (STIP-3) | 1991-12-01 | Fiberglass Reinforced Plastic | Safe Suction (Euro)
WALKER CO WATER & SEWAGE AUTH | 4665 HAPPY VALLEY RD | FLINTSTONE | Walker | 9146025 | 2 | Flapper Valve | 1991-12-01 |  | 1991-12-01 |  | Currently in Use | Diesel | 3000 | Galvanic (STIP-3) | 1991-12-01 | Fiberglass Reinforced Plastic | Safe Suction (Euro)
WALKER CO WATER & SEWAGE AUTH | 4665 HAPPY VALLEY RD | FLINTSTONE | Walker | 9146025 | 3 | [5 empty] | Removed from Ground | Diesel | 500 | Not Marked/Unknown | 2001-04-01 | Not Marked
STATE FARM INS OFFICE | HWY 193 | FLINTSTONE | Walker | 9146026 | 1 | [5 empty] | Removed from Ground | Other | 1 | Not Marked/Unknown | 1993-02-01 | Not Marked
TENNESSEE-GEORGIA MEMORIAL PARK | 724 HOGAN RD | ROSSVILLE | Walker | 9146027 | 1 | [5 empty] | Removed from Ground | Gas (Historical Use) | 1000 | Not Marked/Unknown | 1993-08-11 | Not Marked
TENNESSEE-GEORGIA MEMORIAL PARK | 724 HOGAN RD | ROSSVILLE | Walker | 9146027 | 2 | [5 empty] | Removed from Ground | Diesel | 1000 | Not Marked/Unknown | 1993-08-11 | Not Marked
MAPCO EXPRESS 3645 | 2055 MCFARLAND AVE | ROSSVILLE | Walker | 9146029 | 1 | Ball Float | 1996-02-07 | FALSE | 1996-02-07 | FALSE | Currently in Use | Premium | 10354 | Fiberglass | 1987-01-01 | Fiberglass Reinforced Plastic | Pressurized
MAPCO EXPRESS 3645 | 2055 MCFARLAND AVE | ROSSVILLE | Walker | 9146029 | 2 | Ball Float | 1996-02-07 | FALSE | 1996-02-07 | FALSE | Currently in Use | Regular | 10354 | Fiberglass | 1987-01-01 | Fiberglass Reinforced Plastic | Pressurized
MAPCO EXPRESS 3645 | 2055 MCFARLAND AVE | ROSSVILLE | Walker | 9146029 | 3 | Ball Float | 1996-02-07 | FALSE | 1996-02-07 | FALSE | Currently in Use | Plus | 9728 | Fiberglass | 1987-01-01 | Fiberglass Reinforced Plastic | Pressurized
MAPCO EXPRESS 3645 | 2055 MCFARLAND AVE | ROSSVILLE | Walker | 9146029 | 4 | Ball Float | 1996-02-07 |  | 1996-02-07 |  | Currently in Use | Kerosene | 2008 | Fiberglass | 1987-01-01 | Fiberglass Reinforced Plastic | Pressurized
MARTIN SVC CENTER | 711 THURMAN ST | LAFAYETTE | Walker | 9146031 | 1 | [5 empty] | Removed from Ground | Gas (Historical Use) | 1000 | Bare Steel | 1980-01-01 | Bare Steel | Safe Suction (Euro)
MARTIN SVC CENTER | 711 THURMAN ST | LAFAYETTE | Walker | 9146031 | 2 | [5 empty] | Removed from Ground | Diesel | 1000 | Bare Steel | 1980-01-01 | Bare Steel | Safe Suction (Euro)
MARTIN SVC CENTER | 711 THURMAN ST | LAFAYETTE | Walker | 9146031 | 3 |  |  | TRUE |  | TRUE | Removed from Ground | Used Oil | 500 | Bare Steel | 1980-01-01 | Bare Steel | Safe Suction (Euro)
EXXON (FORMER/ABANDONED) | GA HWY 136 & HWY 201 | VILLANOW | Walker | 9146032 | 1 | [5 empty] | Closed in Ground | Gas (Historical Use) | 0 | Not Marked/Unknown | 1965-01-01 | Not Marked
GOLD KIST STORE | 105 WEST MCCARTER ROAD | LAFAYETTE | Walker | 9146035 | 1 | [5 empty] | Removed from Ground | Diesel | 800 | Bare Steel | 1978-02-01 | Copper
EDDIES QUICK STOP | 5054 HWY 157 | RISING FAWN | Walker | 9146037 | 1 | Flapper Valve | 1988-09-01 | FALSE | 1988-09-01 | FALSE | Currently in Use | Gas (Historical Use) | 3000 |  | 1988-09-01 |  | Suction (American)
EDDIES QUICK STOP | 5054 HWY 157 | RISING FAWN | Walker | 9146037 | 2 |  | 1988-09-01 | FALSE | 1988-09-01 | FALSE | Currently in Use | Gas (Historical Use) | 3000 |  | 1988-09-01 |  | Suction (American)
EDDIES QUICK STOP | 5054 HWY 157 | RISING FAWN | Walker | 9146037 | 3 | [5 empty] | Removed from Ground | Kerosene | 0 | Bare Steel | 1988-09-01 | Galvanized Steel | Suction (American)
RED BARN GROCERY | HWY 37 N | TRION | Walker | 9146038 | 1 |  | 1989-02-08 |  | 1989-02-08 |  | Removed from Ground | Gas (Historical Use) | 4000 | Galvanic (STIP-3) | 1989-02-08 | Fiberglass Reinforced Plastic | Pressurized
RED BARN GROCERY | HWY 37 N | TRION | Walker | 9146038 | 2 |  | 1989-02-08 |  | 1989-02-08 |  | Removed from Ground | Gas (Historical Use) | 4000 | Galvanic (STIP-3) | 1989-02-08 | Fiberglass Reinforced Plastic | Pressurized
RED BARN GROCERY | HWY 37 N | TRION | Walker | 9146038 | 3 |  | 1989-02-08 |  | 1989-02-08 |  | Removed from Ground | Gas (Historical Use) | 6000 | Galvanic (STIP-3) | 1989-02-08 | Fiberglass Reinforced Plastic | Pressurized
PUBLIC SAFETY BUILDING | 208 N MAIN ST | LAFAYETTE | Walker | 9146039 | 1 | Flapper Valve | 1995-04-01 | FALSE | 1995-04-01 | FALSE | Currently in Use | Regular | 8000 | Galvanic (STIP-3) | 1995-04-15 | Fiberglass Reinforced Plastic | Safe Suction (Euro)
PUBLIC SAFETY BUILDING | 208 N MAIN ST | LAFAYETTE | Walker | 9146039 | 2 | Flapper Valve | 1995-04-01 | FALSE | 1995-04-01 | FALSE | Currently in Use | Diesel | 6000 | Galvanic (STIP-3) | 1995-04-15 | Fiberglass Reinforced Plastic | Safe Suction (Euro)
HARRIS CAR WASH | 810 N MAIN ST | LAFAYETTE | Walker | 9146040 | 3 | [5 empty] | Removed from Ground | Gas (Historical Use) | 1000 | Bare Steel | 1970-05-12 | Galvanized Steel | Safe Suction (Euro)
HARRIS CAR WASH | 810 N MAIN ST | LAFAYETTE | Walker | 9146040 | 4 | [5 empty] | Removed from Ground | Empty | 1000 | Bare Steel | 1970-05-12 | Galvanized Steel
HARRIS CAR WASH | 810 N MAIN ST | LAFAYETTE | Walker | 9146040 | 5 | [5 empty] | Removed from Ground | Empty | 1000 | Bare Steel | 1970-05-12 | Galvanized Steel
MCCOLLUM FAMILY TRUST | 505 S MAIN ST | LAFAYETTE | Walker | 9146041 | 1 | [5 empty] | Removed from Ground | Gas (Historical Use) | 8000 | Not Marked/Unknown | 1971-05-21 | Not Marked | Suction (American)
MCCOLLUM FAMILY TRUST | 505 S MAIN ST | LAFAYETTE | Walker | 9146041 | 2 | [5 empty] | Removed from Ground | Gas (Historical Use) | 3000 | Not Marked/Unknown | 1971-05-21 | Not Marked | Suction (American)
MCCOLLUM FAMILY TRUST | 505 S MAIN ST | LAFAYETTE | Walker | 9146041 | 3 | [5 empty] | Removed from Ground | Gas (Historical Use) | 8000 | Not Marked/Unknown | 1971-05-21 | Not Marked | Suction (American)
MCCOLLUM FAMILY TRUST | 505 S MAIN ST | LAFAYETTE | Walker | 9146041 | 4AST | [5 empty] | Removed from Ground | Diesel | 1000 | Not Marked/Unknown | 1971-05-21 | Not Marked
NEIGHBORHOOD FOOD & BEVERAGE | 1250 MISSION RIDGE RD | ROSSVILLE | Walker | 9146042 | 1 | Ball Float | 1995-07-01 |  | 1995-07-01 |  | Currently in Use | Gas (Historical Use) | 10000 | Steel-Impressed Current | 1995-07-01 | Fiberglass Reinforced Plastic | Pressurized
NEIGHBORHOOD FOOD & BEVERAGE | 1250 MISSION RIDGE RD | ROSSVILLE | Walker | 9146042 | 2 | Ball Float | 1995-07-01 |  | 1995-07-01 |  | Currently in Use | Gas (Historical Use) | 6000 | Steel-Impressed Current | 1995-07-01 | Fiberglass Reinforced Plastic | Pressurized
NEIGHBORHOOD FOOD & BEVERAGE | 1250 MISSION RIDGE RD | ROSSVILLE | Walker | 9146042 | 3 | Ball Float | 1995-07-01 |  | 1995-07-01 |  | Currently in Use | Diesel | 6000 | Steel-Impressed Current | 1995-07-01 | Fiberglass Reinforced Plastic | Pressurized
NEIGHBORHOOD FOOD & BEVERAGE | 1250 MISSION RIDGE RD | ROSSVILLE | Walker | 9146042 | 4 | Flapper Valve | 1995-07-01 |  | 1995-07-01 |  | Currently in Use | Kerosene | 4000 | Steel-Impressed Current | 1995-07-01 | Fiberglass Reinforced Plastic | Safe Suction (Euro)
EDS GROCERY | 910 S HWY 341 | CHICKAMAUGA | Walker | 9146043 | 1 | Flapper Valve | 1984-03-01 | FALSE | 1984-03-01 | FALSE | Currently in Use | Regular | 8000 | Steel-Impressed Current | 1984-01-01 | Fiberglass Reinforced Plastic | Pressurized
EDS GROCERY | 910 S HWY 341 | CHICKAMAUGA | Walker | 9146043 | 2 | Flapper Valve | 1984-03-01 | FALSE | 1984-03-01 | FALSE | Currently in Use | Premium | 8000 | Steel-Impressed Current | 1984-01-01 | Fiberglass Reinforced Plastic | Pressurized
DAVIS CROSS RD GROCERY | 9891 HWY 341 | CHICKAMAUGA | Walker | 9146044 | 1 |  | 1999-02-01 |  | 1999-02-01 |  | Removed from Ground | Gas (Historical Use) | 1000 | Steel-Impressed Current | 1999-02-01 | Cathodically Protected | Suction (American)
DAVIS CROSS RD GROCERY | 9891 HWY 341 | CHICKAMAUGA | Walker | 9146044 | 2 |  | 1999-02-01 |  | 1999-02-01 |  | Removed from Ground | Gas (Historical Use) | 2000 | Steel-Impressed Current | 1999-02-01 | Cathodically Protected | Suction (American)
CITY HALL COMPLEX | 500 MCFARLAND AVE | ROSSVILLE | Walker | 9146045 | 1 | [5 empty] | Removed from Ground | Gas (Historical Use) | 1000 | Cathodically Protected Steel | 1988-02-01 | Galvanized Steel
CITY HALL COMPLEX | 500 MCFARLAND AVE | ROSSVILLE | Walker | 9146045 | 2 | [5 empty] | Removed from Ground | Diesel | 500 | Marked Unknown | 1998-10-16 | Galvanized Steel
KARENS GROCERY | 3792 S HWY 341 | CHICKAMAUGA | Walker | 9146046 | 1 |  | 2000-11-01 | FALSE | 2000-11-01 | FALSE | Removed from Ground |  | 1000 | Bare Steel | 1985-06-01 | Cathodically Protected | Suction (American)
KARENS GROCERY | 3792 S HWY 341 | CHICKAMAUGA | Walker | 9146046 | 2 |  | 2000-11-01 | FALSE | 2000-11-01 | FALSE | Removed from Ground |  | 1000 | Bare Steel | 1985-06-01 | Cathodically Protected | Suction (American)
KARENS GROCERY | 3792 S HWY 341 | CHICKAMAUGA | Walker | 9146046 | 3 |  | 2000-11-01 | FALSE |  | FALSE | Removed from Ground |  | 1000 | Bare Steel | 1985-06-01 | Cathodically Protected | Suction (American)
KARENS GROCERY | 3792 S HWY 341 | CHICKAMAUGA | Walker | 9146046 | 4 | Flapper Valve | 2000-12-04 | TRUE | 2000-12-04 | TRUE | Temporarily out of use | Empty | 1000 | Galvanic (STIP-3) | 2000-11-01 | Fiberglass Reinforced Plastic | Suction (American)
KARENS GROCERY | 3792 S HWY 341 | CHICKAMAUGA | Walker | 9146046 | 5 | Flapper Valve | 2000-12-04 | TRUE | 2000-12-04 | TRUE | Temporarily out of use | Empty | 1000 | Galvanic (STIP-3) | 2000-11-01 | Fiberglass Reinforced Plastic | Suction (American)
ENVIROQUIP PARTS LLC | 530 MISSION RIDGE RD | ROSSVILLE | Walker | 9146051 | 1 |  | 1999-09-30 |  | 1999-09-30 |  | Temporarily out of use | Empty | 550 | Epoxy | 1995-11-22 | Fiberglass Reinforced Plastic | Safe Suction (Euro)
CHATTANOOGA CABLE TV (SCRIPPS HO | 321 CRESCENT AVE | CHICKAMAUGA | Walker | 9146056 | 2 | [5 empty] | Removed from Ground | Diesel | 0 | Marked Unknown | 1996-05-23 | Unknown
CHATTANOOGA CABLE TV (SCRIPPS HO | 321 CRESCENT AVE | CHICKAMAUGA | Walker | 9146056 | CC-2 | [5 empty] | Removed from Ground | Diesel | 5000 | Marked Unknown | 1996-05-24 | Unknown
WESTSIDE HARDWARE | 512 S MAIN STREET | LAFAYETTE | Walker | 9146057 | 1 | [5 empty] | Removed from Ground | Other | 750 | Not Marked/Unknown | 1996-06-25 | Not Marked
MAPCO EXPRESS INC #3508 | 815 -A CHICKAMAUGA AVE | ROSSVILLE | Walker | 9146060 | 1 | Ball Float | 1996-10-03 | FALSE | 1996-10-03 | FALSE | Currently in Use | Regular | 15000 | Fiberglass Double Walled | 1996-09-26 | Flex | Pressurized
MAPCO EXPRESS INC #3508 | 815 -A CHICKAMAUGA AVE | ROSSVILLE | Walker | 9146060 | 2 | Ball Float | 1996-10-03 | FALSE | 1996-10-03 | FALSE | Currently in Use | Premium | 15000 | Fiberglass Double Walled | 1996-09-26 | Flex | Pressurized
MAPCO EXPRESS INC #3508 | 815 -A CHICKAMAUGA AVE | ROSSVILLE | Walker | 9146060 | 3 | Ball Float | 1996-10-24 | FALSE | 1996-10-24 | FALSE | Currently in Use | Diesel | 5000 | Fiberglass Double Walled | 1996-09-26 | Flex | Pressurized
LAFAYETTE FRUIT MARKET GARDEN CENTER | 1409 W MAIN STREET | LAFAYETTE | Walker | 9146061 | 1 |  | 1999-01-01 | FALSE | 1999-01-01 | FALSE | Temporarily out of use | Empty | 10000 | Steel-Impressed Current | 1980-01-01 | Steel (Impressed Current) | Pressurized
LAFAYETTE FRUIT MARKET GARDEN CENTER | 1409 W MAIN STREET | LAFAYETTE | Walker | 9146061 | 2 |  | 1999-01-01 | FALSE | 1999-01-01 | FALSE | Temporarily out of use | Gas (Historical Use) | 6000 | Steel-Impressed Current | 1980-01-01 | Steel (Impressed Current) | Pressurized
LAFAYETTE FRUIT MARKET GARDEN CENTER | 1409 W MAIN STREET | LAFAYETTE | Walker | 9146061 | 3 |  | 1999-01-01 | FALSE | 1999-01-01 | FALSE | Temporarily out of use | Gas (Historical Use) | 6000 | Steel-Impressed Current | 1980-01-01 | Steel (Impressed Current) | Pressurized
LAFAYETTE FRUIT MARKET GARDEN CENTER | 1409 W MAIN STREET | LAFAYETTE | Walker | 9146061 | 4 | [5 empty] | Removed from Ground | Kerosene | 4000 | Cathodically Protected Steel | 1980-01-01 | Not Marked | Pressurized
CHATTANOOGA VALLEY MIDDLE SCHOOL | 847 ALLGOOD RD | FLINTSTONE | Walker | 9146062 | 1 |  | 1996-08-15 |  | 1996-08-15 |  | Currently in Use | Diesel | 10000 | Composite | 1996-08-15 | Double-Walled Flex | Safe Suction (Euro)
HT TECH EXPRESS #8 | 20 HWY 193 | FLINTSTONE | Walker | 9146063 | 1 | [5 empty] | Removed from Ground | Gas (Historical Use) | 1000 | Not Marked/Unknown | 1997-03-24 | Not Marked
HT TECH EXPRESS #8 | 20 HWY 193 | FLINTSTONE | Walker | 9146063 | 2 | Ball Float | 1997-06-23 |  | 1997-06-23 |  | Currently in Use | Diesel | 4000 | Fiberglass Double Walled | 1997-06-23 | Double-Walled Flex | Pressurized
HT TECH EXPRESS #8 | 20 HWY 193 | FLINTSTONE | Walker | 9146063 | 3 | Ball Float | 1997-06-23 |  | 1997-06-23 |  | Currently in Use | Gas (Historical Use) | 10000 | Fiberglass Double Walled | 1997-06-23 | Double-Walled Flex | Pressurized
HT TECH EXPRESS #8 | 20 HWY 193 | FLINTSTONE | Walker | 9146063 | 4 | Ball Float | 1997-06-23 |  | 1997-06-23 |  | Currently in Use | Gas (Historical Use) | 10000 | Fiberglass Double Walled | 1997-06-23 | Double-Walled Flex | Pressurized
HT TECH EXPRESS #8 | 20 HWY 193 | FLINTSTONE | Walker | 9146063 | 5 | Ball Float | 1997-06-23 |  | 1997-06-23 |  | Currently in Use | Gas (Historical Use) | 10000 | Fiberglass Double Walled | 1997-06-23 | Double-Walled Flex | Pressurized
HT TECH EXPRESS #8 | 20 HWY 193 | FLINTSTONE | Walker | 9146063 | 6 | [5 empty] | Removed from Ground | Other | 550 | Marked Unknown | 1997-03-01 | Unknown
HT TECH EXPRESS #8 | 20 HWY 193 | FLINTSTONE | Walker | 9146063 | 7 | [5 empty] | Removed from Ground | Other | 300 | Marked Unknown | 1997-03-01 | Unknown
SMART MART | 9180 HWY 136 W | CHICKAMAUGA | Walker | 9146064 | 1 | Ball Float | 1998-05-09 | FALSE | 1998-05-09 | FALSE | Currently in Use | Regular | 12000 | Composite | 1998-04-21 | Fiberglass Reinforced Plastic | Pressurized
SMART MART | 9180 HWY 136 W | CHICKAMAUGA | Walker | 9146064 | 2 | Ball Float | 1998-05-04 | FALSE | 1998-05-04 | FALSE | Currently in Use | Premium | 8000 | Composite | 1998-04-21 | Fiberglass Reinforced Plastic | Pressurized
SMART MART | 9180 HWY 136 W | CHICKAMAUGA | Walker | 9146064 | 3A | Ball Float | 1998-05-04 | FALSE | 1998-05-04 | FALSE | Currently in Use | Diesel | 1500 | Composite | 1998-04-21 | Fiberglass Reinforced Plastic | Pressurized
SMART MART | 9180 HWY 136 W | CHICKAMAUGA | Walker | 9146064 | 3B | Flapper Valve | 1998-05-04 | FALSE | 1998-05-04 | FALSE | Currently in Use | Diesel Off Road | 1500 | Composite | 1998-04-21 | Fiberglass Reinforced Plastic | Safe Suction (Euro)
CORNERSTONE MARKET 4 | 2213 OLD TRION HWY | LAFAYETTE | Walker | 9146065 | 1 | Ball Float | 1998-06-01 | FALSE | 1998-06-01 | FALSE | Currently in Use | Diesel | 0 | Composite | 1998-06-01 | Fiberglass Reinforced Plastic | Pressurized
CORNERSTONE MARKET 4 | 2213 OLD TRION HWY | LAFAYETTE | Walker | 9146065 | 2 | Ball Float | 1998-06-01 | FALSE | 1998-06-01 | FALSE | Currently in Use | Diesel Off Road | 0 | Composite | 1998-06-01 | Fiberglass Reinforced Plastic | Pressurized
CORNERSTONE MARKET 4 | 2213 OLD TRION HWY | LAFAYETTE | Walker | 9146065 | 3A | Ball Float | 1998-06-01 | FALSE | 1998-06-01 | FALSE | Currently in Use | Regular | 0 | Composite | 1998-06-01 | Fiberglass Reinforced Plastic | Pressurized
CORNERSTONE MARKET 4 | 2213 OLD TRION HWY | LAFAYETTE | Walker | 9146065 | 3B | Ball Float | 1998-06-01 | FALSE | 1998-06-01 | FALSE | Currently in Use | Premium | 0 | Composite | 1998-06-01 | Fiberglass Reinforced Plastic | Pressurized
BEVIS ROPE MFG INC | 1500 PARK CITY RD | ROSSVILLE | Walker | 9146066 | 1 | [5 empty] | Removed from Ground | Gas (Historical Use) | 1000 | Not Marked/Unknown | 1999-02-11 | Not Marked
UNCLE JEDS | 23617 HWY 193 | LAFAYETTE | Walker | 9146067 | 1 | Flapper Valve | 1996-05-01 | FALSE | 1996-05-01 | FALSE | Currently in Use | Diesel | 2000 | Galvanic (STIP-3) | 1996-05-01 | Fiberglass Reinforced Plastic | Safe Suction (Euro)
UNCLE JEDS | 23617 HWY 193 | LAFAYETTE | Walker | 9146067 | 2 | Flapper Valve | 1996-05-01 | FALSE | 1996-05-01 | FALSE | Currently in Use | Diesel | 2000 | Galvanic (STIP-3) | 1996-05-01 | Fiberglass Reinforced Plastic | Safe Suction (Euro)
UNCLE JEDS | 23617 HWY 193 | LAFAYETTE | Walker | 9146067 | 3 | Ball Float | 1996-05-01 | FALSE | 1996-05-01 | FALSE | Currently in Use | Regular | 6000 | Galvanic (STIP-3) | 1996-05-01 | Fiberglass Reinforced Plastic | Pressurized
UNCLE JEDS | 23617 HWY 193 | LAFAYETTE | Walker | 9146067 | 4 | Ball Float | 1996-05-01 | FALSE | 1996-05-01 | FALSE | Currently in Use | Premium | 8000 | Galvanic (STIP-3) | 1996-05-01 | Fiberglass Reinforced Plastic | Pressurized
MAPCO EXPRESS 3629 | 2618 HWY 193 | FLINTSTONE | Walker | 9146068 | 1 | Ball Float | 1999-03-16 | FALSE | 1999-03-16 | FALSE | Currently in Use | Regular | 10000 | Fiberglass | 1999-03-08 | Double-Walled Flex | Pressurized
MAPCO EXPRESS 3629 | 2618 HWY 193 | FLINTSTONE | Walker | 9146068 | 2 | Ball Float | 1999-03-16 | FALSE | 1999-03-16 | FALSE | Currently in Use | Plus | 10000 | Fiberglass | 1999-03-08 | Double-Walled Flex | Pressurized
MAPCO EXPRESS 3629 | 2618 HWY 193 | FLINTSTONE | Walker | 9146068 | 3 | Ball Float | 1999-03-16 | FALSE | 1999-03-16 | FALSE | Currently in Use | Premium | 10000 | Fiberglass | 1999-03-08 | Double-Walled Flex | Pressurized
MAPCO EXPRESS 3629 | 2618 HWY 193 | FLINTSTONE | Walker | 9146068 | 4 | Ball Float | 1999-03-16 |  | 1999-03-16 |  | Currently in Use | Diesel | 5000 | Fiberglass | 1999-03-08 | Double-Walled Flex | Pressurized
MAPCO EXPRESS 3544 | 2452 N HWY 27 | LAFAYETTE | Walker | 9146069 | 1 |  | 1998-11-06 |  | 1998-11-06 |  | Currently in Use | Gas (Historical Use) | 10000 | Epoxy | 1998-11-06 | Secondary Containment | Pressurized
MAPCO EXPRESS 3544 | 2452 N HWY 27 | LAFAYETTE | Walker | 9146069 | 2 |  | 1998-11-06 |  | 1998-11-06 |  | Currently in Use | Gas (Historical Use) | 10000 | Epoxy | 1998-11-06 | Secondary Containment | Pressurized
MURPHY USA #6563 | 2637 N HWY 27 | LAFAYETTE | Walker | 9146070 | 1 | Flapper Valve | 2000-06-16 | FALSE | 2000-08-16 | FALSE | Currently in Use | Gas (Historical Use) | 12000 | Fiberglass Double Walled | 2000-08-16 | Double-Walled Flex | Pressurized
MURPHY USA #6563 | 2637 N HWY 27 | LAFAYETTE | Walker | 9146070 | 2A | Flapper Valve | 2000-06-16 | FALSE | 2000-06-16 | FALSE | Currently in Use | Gas (Historical Use) | 8000 | Fiberglass Double Walled | 2000-08-16 | Double-Walled Flex | Pressurized
MURPHY USA #6563 | 2637 N HWY 27 | LAFAYETTE | Walker | 9146070 | 2B | Flapper Valve | 2000-06-16 | FALSE | 2000-06-16 | FALSE | Currently in Use | Gas (Historical Use) | 4000 | Fiberglass Double Walled | 2000-08-16 | Double-Walled Flex | Pressurized
MAPCO EXPRESS 3640 | 8040 N HWY 27 | ROCK SPRING | Walker | 9146071 | 1 | Ball Float | 2000-09-06 |  | 2000-09-06 |  | Currently in Use | Gas (Historical Use) | 15288 | Composite | 2000-09-06 | Double-Walled Flex | Pressurized
MAPCO EXPRESS 3640 | 8040 N HWY 27 | ROCK SPRING | Walker | 9146071 | 2 | Ball Float | 2000-09-06 |  | 2000-09-06 |  | Currently in Use | Gas (Historical Use) | 12205 | Composite | 2000-09-06 | Double-Walled Flex | Pressurized
MAPCO EXPRESS 3640 | 8040 N HWY 27 | ROCK SPRING | Walker | 9146071 | 3 | Ball Float | 2000-09-06 |  | 2000-09-06 |  | Currently in Use | Diesel | 8178 | Composite | 2000-09-06 | Double-Walled Flex | Pressurized
TOMMY TRAVIS | GA HWY 341 | CHICKAMAUGA | Walker | 9146073 | 1 | [5 empty] | Removed from Ground | Gas (Historical Use) | 4000 | Bare Steel | 1971-01-01 | Bare Steel | Suction (American)
TOMMY TRAVIS | GA HWY 341 | CHICKAMAUGA | Walker | 9146073 | 2 | [5 empty] | Removed from Ground | Gas (Historical Use) | 4000 | Bare Steel | 1971-01-01 | Bare Steel | Suction (American)
TOMMY TRAVIS | GA HWY 341 | CHICKAMAUGA | Walker | 9146073 | 3 | [5 empty] | Removed from Ground | Diesel | 8000 | Bare Steel | 1971-01-01 | Bare Steel | Suction (American)
TRANSMISSION MASTERS | 602 MCFARLAND | ROSSVILLE | Walker | 9146074 | 1 | [5 empty] | Closed in Ground | Gas (Historical Use) | 1500 | Bare Steel | 1974-01-01 | Bare Steel | Safe Suction (Euro)
TRANSMISSION MASTERS | 602 MCFARLAND | ROSSVILLE | Walker | 9146074 | 2 | [5 empty] | Closed in Ground | Gas (Historical Use) | 1500 | Bare Steel | 1974-01-01 | Bare Steel | Safe Suction (Euro)
TRANSMISSION MASTERS | 602 MCFARLAND | ROSSVILLE | Walker | 9146074 | 3 | [5 empty] | Closed in Ground | Gas (Historical Use) | 12000 | Bare Steel | 1974-01-01 | Bare Steel | Safe Suction (Euro)
TRANSMISSION MASTERS | 602 MCFARLAND | ROSSVILLE | Walker | 9146074 | 4 | [5 empty] | Closed in Ground | Gas (Historical Use) | 12000 | Bare Steel | 1974-01-01 | Bare Steel | Safe Suction (Euro)
WALKER COUNTY VEHICLE TAG OFFICE | 2012 MCFARLAND GAP RD | ROSSVILLE | Walker | 9146075 | 1 | [5 empty] | Removed from Ground | Gas (Historical Use) | 500 | Bare Steel | 2001-02-19 | Bare Steel | Safe Suction (Euro)
M & M MARKET | 24 West Hwy 136 | LAFAYETTE | Walker | 9155018 | 87 | Ball Float | 1988-11-16 |  | 1988-11-16 |  | Currently in Use | Gas (Historical Use) | 10000 | Composite | 1988-01-01 | Fiberglass Reinforced Plastic
M & M MARKET | 24 West Hwy 136 | LAFAYETTE | Walker | 9155018 | 89 | Ball Float | 1988-11-16 |  | 1988-11-16 |  | Currently in Use | Gas (Historical Use) | 10000 | Composite | 1988-01-01 | Fiberglass Reinforced Plastic
M & M MARKET | 24 West Hwy 136 | LAFAYETTE | Walker | 9155018 | 93 | Ball Float | 1988-11-16 |  | 1988-11-16 |  | Currently in Use | Gas (Historical Use) | 10000 | Composite | 1988-01-01 | Fiberglass Reinforced Plastic
M & M MARKET | 24 West Hwy 136 | LAFAYETTE | Walker | 9155018 | D |  | 1988-11-16 |  | 1988-11-16 |  | Currently in Use | Diesel | 2005 | Composite | 1988-01-01 | Fiberglass Reinforced Plastic
ROSSVILLE DEVELOPING COMPANY | WILLIAMS STREET | ROSSVILLE | Walker | 9023055 | 1 | [5 empty] | Removed from Ground | Gas (Historical Use) | 1000 | Bare Steel | 1978-01-01 | Bare Steel | Pressurized
ROSSVILLE DEVELOPING COMPANY | WILLIAMS STREET | ROSSVILLE | Walker | 9023055 | 2 | [5 empty] | Removed from Ground | Gas (Historical Use) | 1000 | Bare Steel | 1978-01-01 | Bare Steel | Pressurized
ROSSVILLE DEVELOPING COMPANY | WILLIAMS STREET | ROSSVILLE | Walker | 9023055 | 3 | [5 empty] | Removed from Ground | Gas (Historical Use) | 1000 | Bare Steel | 1978-01-01 | Bare Steel | Pressurized
BURLINGTON IND TRUCKING TERMINAL | 401 WEST LAKE AVE | ROSSVILLE | Walker | 9000361 | 1 | [5 empty] | Removed from Ground | Diesel | 10000 | Bare Steel | 1959-05-03 | Bare Steel
BURLINGTON IND TRUCKING TERMINAL | 401 WEST LAKE AVE | ROSSVILLE | Walker | 9000361 | 2 |  |  | TRUE |  | TRUE | Removed from Ground | Used Oil | 500 | Bare Steel | 1959-05-03 | Bare Steel
BURLINGTON IND TRUCKING TERMINAL | 401 WEST LAKE AVE | ROSSVILLE | Walker | 9000361 | 3 | [5 empty] | Removed from Ground | Diesel | 15000 | Bare Steel | 1979-05-03 | Bare Steel
PIT STOP FOOD STORE NO: 4 | 312 MCFARLAND AVE | R0SSVILLE | Walker | 9000088 | 005-1 | Flapper Valve | 2004-04-20 |  | 1991-01-01 |  | Currently in Use | Gas (Historical Use) | 10000 | Steel-Impressed Current | 1975-01-20 | Fiberglass Reinforced Plastic | Pressurized
PIT STOP FOOD STORE NO: 4 | 312 MCFARLAND AVE | R0SSVILLE | Walker | 9000088 | 005-2 | Flapper Valve | 2004-04-20 |  | 1991-01-01 |  | Currently in Use | Gas (Historical Use) | 10000 | Steel-Impressed Current | 1975-01-20 | Fiberglass Reinforced Plastic | Pressurized
PIT STOP FOOD STORE NO: 4 | 312 MCFARLAND AVE | R0SSVILLE | Walker | 9000088 | 005-3 | Flapper Valve | 2004-04-20 |  | 1991-01-01 |  | Currently in Use | Gas (Historical Use) | 6000 | Steel-Impressed Current | 1975-01-20 | Fiberglass Reinforced Plastic | Pressurized
SUE & OTIS HUGHES | 7552 SOUTH HWY 27 | LAFAYETTE | Walker | 10000404 | 1 |  |  | FALSE |  | FALSE | Removed from Ground | Diesel | 6000 | Bare Steel | 2002-12-01 | Bare Steel | Safe Suction (Euro)
FORMER KAYO SERVICE STATION | US HIGHWAY 27 @ GA HIGHWAY 136 | LAFAYETTE | Walker | 10001057 | 1 |  |  | FALSE |  | FALSE | Removed from Ground | Gas (Historical Use) | 10000 | Bare Steel | 2005-10-11
FORMER KAYO SERVICE STATION | US HIGHWAY 27 @ GA HIGHWAY 136 | LAFAYETTE | Walker | 10001057 | 2 |  |  | FALSE |  | FALSE | Removed from Ground | Gas (Historical Use) | 10000 | Bare Steel | 2005-10-11
FORMER KAYO SERVICE STATION | US HIGHWAY 27 @ GA HIGHWAY 136 | LAFAYETTE | Walker | 10001057 | 3 |  |  | FALSE |  | FALSE | Removed from Ground | Diesel | 6000 | Bare Steel | 2005-10-11
MOUNTAIN EXPRESS #191 | 14678 HWY 151 | TRION | Walker | 10001481 | 1 | Ball Float | 2007-01-28 | FALSE | 2007-01-28 | FALSE | Currently in Use | Gas (Historical Use) | 12000 | Composite | 2007-01-28 | Fiberglass Reinforced Plastic | Pressurized
MOUNTAIN EXPRESS #191 | 14678 HWY 151 | TRION | Walker | 10001481 | 2 | Ball Float | 2007-01-28 | FALSE | 2007-01-28 | FALSE | Currently in Use | Gas (Historical Use) | 8000 | Composite | 2007-01-28 | Fiberglass Reinforced Plastic | Pressurized
MOUNTAIN EXPRESS #191 | 14678 HWY 151 | TRION | Walker | 10001481 | 3 | Ball Float | 2007-01-28 | FALSE | 2007-01-28 | FALSE | Currently in Use | Diesel | 4000 | Composite | 2007-01-28 | Fiberglass Reinforced Plastic | Pressurized
MEGA STAR FOOD MART #5 | 795 CHICKAMAUGA AVE | ROSSVILLE | Walker | 10001414 | 1 | Ball Float | 2007-08-24 | FALSE | 2007-08-24 | TRUE | Currently in Use | Regular | 15000 | Composite Double Walled | 2007-08-22 | Double-Walled Flex | Pressurized
MEGA STAR FOOD MART #5 | 795 CHICKAMAUGA AVE | ROSSVILLE | Walker | 10001414 | 2A | Ball Float | 2007-08-24 | FALSE | 2007-08-24 | TRUE | Currently in Use | Premium | 8000 | Composite Double Walled | 2007-08-22 | Double-Walled Flex | Pressurized
MEGA STAR FOOD MART #5 | 795 CHICKAMAUGA AVE | ROSSVILLE | Walker | 10001414 | 2B | Ball Float | 2007-08-24 | FALSE | 2007-08-24 | TRUE | Currently in Use | Diesel | 4000 | Composite Double Walled | 2007-08-22 | Double-Walled Flex | Pressurized
COLOR SPECTRUM A DIVISION OF SYNTEC INDUSTRIES | 15 PROBASCO ST | LAFAYETTE | Walker | 10001166 | 1 |  |  | FALSE |  | FALSE | Removed from Ground | Gas (Historical Use) | 1500 | Bare Steel | 2006-05-22
COLOR SPECTRUM A DIVISION OF SYNTEC INDUSTRIES | 15 PROBASCO ST | LAFAYETTE | Walker | 10001166 | 2 |  |  | FALSE |  | FALSE | Removed from Ground | Gas (Historical Use) | 1500 | Bare Steel | 2006-05-22
STEVES KWIK STOP | 1516 S CHATTANOOGA ST | LAFAYETTE | Walker | 10001347 | 1 | Flapper Valve | 2000-06-01 | FALSE | 2000-06-01 | FALSE | Currently in Use | Regular | 12000 | Fiberglass | 2004-06-01 | Flex
CITY OF LOOKOUT MOUNTAIN | 1214 LULA LAKE RD | LOOKOUT MOUNTAIN | Walker | 10002101 | 1 |  |  | FALSE |  | FALSE | Removed from Ground | Gas (Historical Use) | 2000 | Bare Steel | 2012-05-15 | Bare Steel | Suction (American)
SUNSET MARKET | 1628 CLOUD SPRINGS RD | ROSSVILLE | Walker | 10002007 | 1 | Ball Float | 2010-07-30 | FALSE | 2010-07-30 | FALSE | Currently in Use | Regular | 12000 | Composite Double Walled | 2010-07-30 | Double-Walled Fiberglass | Pressurized
SUNSET MARKET | 1628 CLOUD SPRINGS RD | ROSSVILLE | Walker | 10002007 | 2A | Ball Float | 2010-07-30 | FALSE | 2010-07-30 | FALSE | Currently in Use | Premium | 8000 | Composite Double Walled | 2010-07-30 | Double-Walled Fiberglass | Pressurized
SUNSET MARKET | 1628 CLOUD SPRINGS RD | ROSSVILLE | Walker | 10002007 | 2B | Ball Float | 2010-07-30 | FALSE | 2010-07-30 | FALSE | Currently in Use | Diesel | 4000 | Composite Double Walled | 2010-07-30 | Double-Walled Fiberglass | Pressurized
FLINTSTONE FOOD MART | 3270 CHATTANOOGA VALLEY RD | FLINTSTONE | Walker | 10001806 | 1 | Ball Float | 2009-12-01 | FALSE | 2009-12-01 | FALSE | Currently in Use | Regular | 10000 | Composite Double Walled | 2009-12-01 | Double-Walled Fiberglass | Pressurized
FLINTSTONE FOOD MART | 3270 CHATTANOOGA VALLEY RD | FLINTSTONE | Walker | 10001806 | 2 | Ball Float | 2009-12-01 | FALSE | 2009-12-01 | FALSE | Currently in Use | E-0 | 5000 | Composite Double Walled | 2009-12-01 | Double-Walled Fiberglass | Pressurized
FLINTSTONE FOOD MART | 3270 CHATTANOOGA VALLEY RD | FLINTSTONE | Walker | 10001806 | 3 | Ball Float | 2009-12-01 | FALSE | 2009-12-01 | FALSE | Currently in Use | Diesel | 5000 | Composite Double Walled | 2009-12-01 | Double-Walled Fiberglass | Pressurized
COVE RD | 110 COVE RD | CHICKAMAUGA | Walker | 10002595 | 1 |  |  | FALSE |  | FALSE | Removed from Ground | Gas (Historical Use) | 1000 | Unknown | 2016-07-15 | Unknown
COVE RD | 110 COVE RD | CHICKAMAUGA | Walker | 10002595 | 2 |  |  | FALSE |  | FALSE | Removed from Ground | Gas (Historical Use) | 3000 | Unknown | 2016-07-15 | Unknown
COVE RD | 110 COVE RD | CHICKAMAUGA | Walker | 10002595 | 3 |  |  | FALSE |  | FALSE | Removed from Ground | Gas (Historical Use) | 3000 | Unknown | 2016-07-15 | Unknown
FORMER SKATES SERVICE STATION | 605 SOUTH MAIN STREET | LAFAYETTE | Walker | 10002591 | 1 |  |  | FALSE |  | FALSE | Removed from Ground | Not Marked/Tank Removed | 1000 | Unknown
FORMER SKATES SERVICE STATION | 605 SOUTH MAIN STREET | LAFAYETTE | Walker | 10002591 | 2 |  |  | FALSE |  | FALSE | Removed from Ground | Not Marked/Tank Removed | 1000 | Unknown
FORMER SKATES SERVICE STATION | 605 SOUTH MAIN STREET | LAFAYETTE | Walker | 10002591 | 3 |  |  | FALSE |  | FALSE | Removed from Ground | Not Marked/Tank Removed | 1000 | Unknown
FORMER SKATES SERVICE STATION | 605 SOUTH MAIN STREET | LAFAYETTE | Walker | 10002591 | 4 |  |  | FALSE |  | FALSE | Removed from Ground | Not Marked/Tank Removed | 550 | Unknown
Gas N Go #217 | 820 Mission Ridge Rd. | Rossville | Walker | 10002854 | 1 | Flapper Valve | 2018-05-16 | FALSE | 2018-04-12 | FALSE | Currently in Use | Regular | 20000 | Fiberglass Double Walled | 2018-03-05 | Double-Walled Flex | Pressurized
Gas N Go #217 | 820 Mission Ridge Rd. | Rossville | Walker | 10002854 | 2A | Flapper Valve | 2018-05-16 | FALSE | 2018-04-12 | FALSE | Currently in Use | Premium | 10000 | Fiberglass Double Walled | 2018-03-05 | Double-Walled Flex | Pressurized
Gas N Go #217 | 820 Mission Ridge Rd. | Rossville | Walker | 10002854 | 2B | Flapper Valve | 2018-05-16 | FALSE | 2018-04-12 | FALSE | Currently in Use | Diesel | 10000 | Fiberglass Double Walled | 2018-03-05 | Double-Walled Flex | Pressurized
Gas N Go #252 | 311 N Main St. | LaFayette | Walker | 10002808 | 1 | Flapper Valve | 2018-05-16 | FALSE | 2018-04-12 | FALSE | Currently in Use | Regular | 20000 | Fiberglass Double Walled | 2018-03-05 | Double-Walled Fiberglass | Pressurized
Gas N Go #252 | 311 N Main St. | LaFayette | Walker | 10002808 | 2A | Flapper Valve | 2018-05-16 | FALSE | 2018-04-12 | FALSE | Currently in Use | Premium | 10000 | Fiberglass Double Walled | 2018-03-05 | Double-Walled Fiberglass | Pressurized
Gas N Go #252 | 311 N Main St. | LaFayette | Walker | 10002808 | 2B | Flapper Valve | 2018-05-16 | FALSE | 2018-04-12 | FALSE | Currently in Use | Diesel | 10000 | Fiberglass Double Walled | 2018-03-05 | Double-Walled Fiberglass | Pressurized
GA DOT | MP 0.9 SR 341 | KENSINGTON | Walker | 1460001 | 1 | [5 empty] | Removed from Ground | Gas (Historical Use) | 1000 | Bare Steel | 1989-06-19 | Galvanized Steel
GA DOT | MP 0.9 SR 341 | KENSINGTON | Walker | 1460001 | 2 | [5 empty] | Removed from Ground | Gas (Historical Use) | 1000 | Bare Steel | 1986-04-29 | Galvanized Steel
WALKER CO UNIT | 707 FOSTER BLVD | LAFAYETTE | Walker | 1460002 | 1 | [5 empty] | Removed from Ground | Gas (Historical Use) | 2000 | Bare Steel | 1992-11-11 | Galvanized Steel | Safe Suction (Euro)
WALKER CO UNIT | 707 FOSTER BLVD | LAFAYETTE | Walker | 1460002 | 204705 |  | 1992-11-11 |  | 1992-11-11 |  | Removed from Ground | Diesel | 1000 | Galvanic (STIP-3) | 1992-11-11 | Cathodically Protected | Safe Suction (Euro)
WALKER CO UNIT | 707 FOSTER BLVD | LAFAYETTE | Walker | 1460002 | 204706 |  | 1992-11-11 |  | 1992-11-11 |  | Removed from Ground | Gas (Historical Use) | 1000 | Galvanic (STIP-3) | 1992-11-11 | Cathodically Protected | Safe Suction (Euro)
LAFAYETTE/SEWER DEPT | INDUSTRIAL BLVD AT RR TRACKS | LAFAYETTE | Walker | 1460003 | 0 | [5 empty] | Removed from Ground | Other | 0 | Marked Unknown | 1987-06-01 | Unknown
LAFAYETTE/WATER DEPT | INDIANA ST/STREET #? | LAFAYETTE | Walker | 1460004 | 1 | [5 empty] | Permanently Out of Use - historical purposes | Empty | 0 | Bare Steel | 1971-04-25 | Unknown
LAFAYETTE/FIRE DEPT | 114 EAST PATTON ST | LAFAYETTE | Walker | 1460005 | 1 | [5 empty] | Removed from Ground | Gas (Historical Use) | 6000 | Bare Steel | 1983-04-22 | Galvanized Steel
LAFAYETTE/FIRE DEPT | 114 EAST PATTON ST | LAFAYETTE | Walker | 1460005 | 2 | [5 empty] | Removed from Ground | Gas (Historical Use) | 6000 | Bare Steel | 1983-04-22 | Galvanized Steel
LAFAYETTE/FIRE DEPT | 114 EAST PATTON ST | LAFAYETTE | Walker | 1460005 | 3 | [5 empty] | Removed from Ground | Diesel | 1000 | Bare Steel | 1983-04-22 | Galvanized Steel
LAFAYETTE/FIRE DEPT | 114 EAST PATTON ST | LAFAYETTE | Walker | 1460005 | 4 | [5 empty] | Removed from Ground | Empty | 1000 | Bare Steel | 1972-04-24 | Unknown
CITY OF LAFAYETTE AIRPORT | 141 GASQUE DR | LAFAYETTE | Walker | 1460006 | 1 | Flapper Valve | 1998-08-10 | FALSE | 1998-08-10 | FALSE | Currently in Use | Aviaion gas/AV Gas | 10000 | Steel-Impressed Current | 1985-04-21 | Steel (Impressed Current) | Pressurized
CITY OF LAFAYETTE AIRPORT | 141 GASQUE DR | LAFAYETTE | Walker | 1460006 | 2 | [5 empty] | Closed in Ground | Empty | 2000 | Bare Steel | 1968-04-25 | Unknown
CITY OF LAFAYETTE AIRPORT | 141 GASQUE DR | LAFAYETTE | Walker | 1460006 | 3 | [5 empty] | Closed in Ground | Empty | 2000 | Bare Steel | 1968-04-25 | Unknown
CITY OF LAFAYETTE AIRPORT | 141 GASQUE DR | LAFAYETTE | Walker | 1460006 | 4 | Flapper Valve | 1998-10-07 | FALSE | 1998-10-07 | FALSE | Temporarily out of use | Empty | 10000 | Fiberglass | 1986-10-04 | Aboveground | Safe Suction (Euro)
7-Eleven Store #41050 | 12797 N HWY 27 | CHICKAMAUGA | Walker | 1460007 | 1 |  | 1998-12-10 |  | 1998-12-10 |  | Removed from Ground | Gas (Historical Use) | 5000 | Steel-Impressed Current | 1989-02-01 | Fiberglass Reinforced Plastic | Safe Suction (Euro)
7-Eleven Store #41050 | 12797 N HWY 27 | CHICKAMAUGA | Walker | 1460007 | 2 |  | 1998-12-10 |  | 1998-12-10 |  | Removed from Ground | Gas (Historical Use) | 4000 | Steel-Impressed Current | 1989-02-01 | Fiberglass Reinforced Plastic | Safe Suction (Euro)
7-Eleven Store #41050 | 12797 N HWY 27 | CHICKAMAUGA | Walker | 1460007 | 3 |  | 1998-12-10 |  | 1998-12-10 |  | Removed from Ground | Gas (Historical Use) | 4000 | Steel-Impressed Current | 1989-02-01 | Fiberglass Reinforced Plastic | Safe Suction (Euro)
7-Eleven Store #41050 | 12797 N HWY 27 | CHICKAMAUGA | Walker | 1460007 | 4 |  | 1998-12-10 |  | 1998-12-10 |  | Removed from Ground | Diesel | 3000 | Steel-Impressed Current | 1989-02-01 | Fiberglass Reinforced Plastic | Safe Suction (Euro)
7-Eleven Store #41050 | 12797 N HWY 27 | CHICKAMAUGA | Walker | 1460007 | 5 |  |  | TRUE |  | TRUE | Removed from Ground | Used Oil | 550 | Bare Steel | 1966-04-23 | Galvanized Steel
7-Eleven Store #41050 | 12797 N HWY 27 | CHICKAMAUGA | Walker | 1460007 | 6 | Ball Float | 2003-02-01 | FALSE | 2003-02-01 | FALSE | Currently in Use | Gas (Historical Use) | 20000 | Composite | 2003-02-01 | Double-Walled Flex | Pressurized
7-Eleven Store #41050 | 12797 N HWY 27 | CHICKAMAUGA | Walker | 1460007 | 7 | Ball Float | 2003-02-01 | FALSE | 2003-02-01 | FALSE | Currently in Use | Gas (Historical Use) | 14000 | Composite | 2003-02-01 | Double-Walled Flex | Pressurized
7-Eleven Store #41050 | 12797 N HWY 27 | CHICKAMAUGA | Walker | 1460007 | 8 | Ball Float | 2003-02-01 | FALSE | 2003-02-01 | FALSE | Currently in Use | Diesel | 6000 | Composite | 2003-02-01 | Double-Walled Flex | Pressurized
ROSS MARKET | 610 CHICKAMAUGA AVE | ROSSVILLE | Walker | 1460009 | 1 |  | 1994-12-15 |  | 1994-12-15 |  | Currently in Use | Gas (Historical Use) | 8000 | Cathodically Protected Steel | 1969-03-18 | Fiberglass Reinforced Plastic | Pressurized
ROSS MARKET | 610 CHICKAMAUGA AVE | ROSSVILLE | Walker | 1460009 | 2 |  | 1994-12-15 |  | 1994-12-15 |  | Currently in Use | Gas (Historical Use) | 8000 | Cathodically Protected Steel | 1969-03-18 | Fiberglass Reinforced Plastic | Pressurized
ROSS MARKET | 610 CHICKAMAUGA AVE | ROSSVILLE | Walker | 1460009 | 3 |  | 1994-12-15 |  | 1994-12-15 |  | Currently in Use | Gas (Historical Use) | 6000 | Cathodically Protected Steel | 1981-03-15 | Fiberglass Reinforced Plastic | Pressurized
ROSS MARKET | 610 CHICKAMAUGA AVE | ROSSVILLE | Walker | 1460009 | 4 |  | 1994-12-15 |  | 1994-12-15 |  | Currently in Use | Diesel | 6000 | Cathodically Protected Steel | 1981-03-15 | Fiberglass Reinforced Plastic | Pressurized
ROSS MARKET | 610 CHICKAMAUGA AVE | ROSSVILLE | Walker | 1460009 | 6 |  | 1994-12-15 |  | 1994-12-15 |  | Currently in Use | Kerosene | 2000 | Cathodically Protected Steel | 1988-04-25 | Fiberglass Reinforced Plastic | Pressurized
COLORSTRAND CORP | BROOMTOWN RD/STREET #? | LAFAYETTE | Walker | 1460010 | 1 | [5 empty] | Removed from Ground | Diesel | 30000 | Bare Steel | 1978-03-09 | Bare Steel
COLORSTRAND CORP | BROOMTOWN RD/STREET #? | LAFAYETTE | Walker | 1460010 | 2 | [5 empty] | Removed from Ground | Diesel | 30000 | Bare Steel | 1978-03-09 | Bare Steel
COLORSTRAND CORP | BROOMTOWN RD/STREET #? | LAFAYETTE | Walker | 1460010 | 3 | [5 empty] | Removed from Ground | Gas (Historical Use) | 1000 | Bare Steel | 1978-03-09 | Galvanized Steel
COLORSTRAND CORP | BROOMTOWN RD/STREET #? | LAFAYETTE | Walker | 1460010 | 4 | [5 empty] | Removed from Ground | Diesel | 1000 | Bare Steel | 1978-03-09 | Galvanized Steel
TONY RUSH | 9157 HWY 136 W | CHICKAMAUGA | Walker | 1460012 | 1 |  | 1988-06-15 |  | 1988-06-15 |  | Removed from Ground | Gas (Historical Use) | 2000 | Steel-Impressed Current | 1979-03-13 | Cathodically Protected | Suction (American)
TONY RUSH | 9157 HWY 136 W | CHICKAMAUGA | Walker | 1460012 | 2 |  | 1988-06-15 |  | 1988-06-15 |  | Removed from Ground | Gas (Historical Use) | 2000 | Steel-Impressed Current | 1979-03-13 | Cathodically Protected | Pressurized
TONY RUSH | 9157 HWY 136 W | CHICKAMAUGA | Walker | 1460012 | 3 |  | 1988-06-15 |  | 1988-06-15 |  | Removed from Ground | Gas (Historical Use) | 6000 | Steel-Impressed Current | 1988-06-15 | Cathodically Protected | Suction (American)
CIRCLE K #2723506 | 2777 CHATTANOOGA VALLEY RD | FLINTSTONE | Walker | 1460013 | 1 |  |  | FALSE |  | FALSE | Removed from Ground |  | 4000 | Bare Steel | 1975-03-27 | Galvanized Steel
CIRCLE K #2723506 | 2777 CHATTANOOGA VALLEY RD | FLINTSTONE | Walker | 1460013 | 10 | Flapper Valve | 1995-08-21 | FALSE | 1995-08-21 | FALSE | Currently in Use | Kerosene | 2000 | Composite | 1995-08-21 | Double-Walled Flex | Pressurized
CIRCLE K #2723506 | 2777 CHATTANOOGA VALLEY RD | FLINTSTONE | Walker | 1460013 | 2 |  |  | FALSE |  | FALSE | Removed from Ground |  | 4000 | Bare Steel | 1975-03-27 | Galvanized Steel
CIRCLE K #2723506 | 2777 CHATTANOOGA VALLEY RD | FLINTSTONE | Walker | 1460013 | 3 |  |  | FALSE |  | FALSE | Removed from Ground |  | 4000 | Bare Steel | 1975-03-27 | Galvanized Steel
CIRCLE K #2723506 | 2777 CHATTANOOGA VALLEY RD | FLINTSTONE | Walker | 1460013 | 4 |  |  | FALSE |  | FALSE | Removed from Ground |  | 4000 | Bare Steel | 1975-03-27 | Galvanized Steel
CIRCLE K #2723506 | 2777 CHATTANOOGA VALLEY RD | FLINTSTONE | Walker | 1460013 | 5 |  |  | FALSE |  | FALSE | Removed from Ground |  | 4000 | Bare Steel | 1975-03-27 | Galvanized Steel
CIRCLE K #2723506 | 2777 CHATTANOOGA VALLEY RD | FLINTSTONE | Walker | 1460013 | 6 |  |  | FALSE |  | FALSE | Removed from Ground |  | 2000 |  | 1985-03-24 | Galvanized Steel
CIRCLE K #2723506 | 2777 CHATTANOOGA VALLEY RD | FLINTSTONE | Walker | 1460013 | 7 | Ball Float | 1995-08-21 | FALSE | 1995-08-21 | FALSE | Currently in Use | Premium | 10000 | Composite | 1995-08-21 | Double-Walled Flex | Pressurized
CIRCLE K #2723506 | 2777 CHATTANOOGA VALLEY RD | FLINTSTONE | Walker | 1460013 | 8 | Ball Float | 1995-08-21 | FALSE | 1995-08-21 | FALSE | Currently in Use | Regular | 10000 | Composite | 1995-08-21 | Double-Walled Flex | Pressurized
CIRCLE K #2723506 | 2777 CHATTANOOGA VALLEY RD | FLINTSTONE | Walker | 1460013 | 9 | Ball Float | 1995-08-21 | FALSE | 1995-08-21 | FALSE | Currently in Use | Diesel | 10000 | Composite | 1995-08-21 | Double-Walled Flex | Pressurized
CIRCLE K #2723507 | 118 KEY CONLEY RD | ROCK SPRING | Walker | 1460014 | 1 |  |  | FALSE |  | FALSE | Closed in Ground |  | 10000 | Steel-Impressed Current | 1975-03-27 | Steel (Impressed Current)
CIRCLE K #2723507 | 118 KEY CONLEY RD | ROCK SPRING | Walker | 1460014 | 2 | Flapper Valve | 1997-11-12 | FALSE | 1997-11-12 | FALSE | Currently in Use | Regular | 10000 | Steel-Impressed Current | 1975-03-27 | Steel (Impressed Current) | Pressurized
CIRCLE K #2723507 | 118 KEY CONLEY RD | ROCK SPRING | Walker | 1460014 | 3 | Flapper Valve | 1997-11-12 | FALSE | 1997-11-12 | FALSE | Currently in Use | Premium | 10000 | Steel-Impressed Current | 1985-03-24 | Steel (Impressed Current) | Pressurized
CIRCLE K #2723507 | 118 KEY CONLEY RD | ROCK SPRING | Walker | 1460014 | 4 | Flapper Valve | 1997-11-12 | FALSE | 1997-11-12 | FALSE | Currently in Use | Kerosene | 2000 | Steel-Impressed Current | 1985-03-24 | Steel (Impressed Current) | Safe Suction (Euro)
CIRCLE K #2723508 | 1897 MCFARLAND GAP & MISSIONARY | ROSSVILLE | Walker | 1460015 | 1 |  |  | FALSE |  | FALSE | Removed from Ground |  | 10000 | Bare Steel | 1976-05-28
CIRCLE K #2723508 | 1897 MCFARLAND GAP & MISSIONARY | ROSSVILLE | Walker | 1460015 | 2 |  |  | FALSE |  | FALSE | Removed from Ground |  | 10000 | Bare Steel | 1976-05-28
CIRCLE K #2723508 | 1897 MCFARLAND GAP & MISSIONARY | ROSSVILLE | Walker | 1460015 | 3 |  |  | FALSE |  | FALSE | Removed from Ground |  | 10000 | Bare Steel | 1976-05-28
CIRCLE K #2723508 | 1897 MCFARLAND GAP & MISSIONARY | ROSSVILLE | Walker | 1460015 | 4 |  |  | FALSE |  | FALSE | Removed from Ground |  | 2000 |  | 1986-05-01
CIRCLE K #2723508 | 1897 MCFARLAND GAP & MISSIONARY | ROSSVILLE | Walker | 1460015 | 5 | Ball Float | 1992-11-12 | FALSE | 1992-11-12 | FALSE | Currently in Use | Regular | 10000 | Composite | 1992-11-12 | Double-Walled Flex | Pressurized
CIRCLE K #2723508 | 1897 MCFARLAND GAP & MISSIONARY | ROSSVILLE | Walker | 1460015 | 6 | Ball Float | 1992-11-12 | FALSE | 1992-11-12 | FALSE | Currently in Use | Premium | 10000 | Composite | 1992-11-12 | Double-Walled Flex | Pressurized
CIRCLE K #2723508 | 1897 MCFARLAND GAP & MISSIONARY | ROSSVILLE | Walker | 1460015 | 7 | Ball Float | 1992-11-12 | FALSE | 1992-11-12 | FALSE | Currently in Use | Plus | 10000 | Composite | 1992-11-12 | Double-Walled Flex | Pressurized
CIRCLE K #2723508 | 1897 MCFARLAND GAP & MISSIONARY | ROSSVILLE | Walker | 1460015 | 8 | Ball Float | 1992-11-12 | FALSE | 1992-11-12 | FALSE | Currently in Use | Kerosene | 2000 | Composite | 1992-11-12 | Double-Walled Flex | Pressurized
GA STATE PATROL/POST #41 | 1212 NORTH MAIN ST | LAFAYETTE | Walker | 1460018 | 1 | [5 empty] | Removed from Ground | Gas (Historical Use) | 3000 | Bare Steel | 1968-03-10 | Galvanized Steel
UBIFIRST | 205 MCFARLAND AVE | ROSSVILLE | Walker | 1460019 | 1 | [5 empty] | Removed from Ground | Gas (Historical Use) | 1000 | Bare Steel | 1977-02-20 | Galvanized Steel
UBIFIRST | 205 MCFARLAND AVE | ROSSVILLE | Walker | 1460019 | 2 | [5 empty] | Removed from Ground | Gas (Historical Use) | 8000 | Bare Steel | 1979-02-20 | Galvanized Steel
UBIFIRST | 205 MCFARLAND AVE | ROSSVILLE | Walker | 1460019 | 3 | Flapper Valve | 1997-06-01 | FALSE | 1997-06-01 | FALSE | Closed in Ground | Diesel | 8000 | Fiberglass | 1988-06-14 | Fiberglass Reinforced Plastic | Safe Suction (Euro)
SALEM CARPET/LAFAYETTE PLANT | BROOMTOWN RD/STREET #? | LAFAYETTE | Walker | 1460020 | 1 | [5 empty] | Closed in Ground | Other | 10000 | Bare Steel | 1980-03-06 | Bare Steel
MUKTA JIVAN INC D/B/A SUNSET MARKET #3 | 600 CHICKAMAUGA AVE | ROSSVILLE | Walker | 1460024 | 1 | [5 empty] | Removed from Ground | Gas (Historical Use) | 10000 | Bare Steel | 1961-01-23 | Galvanized Steel
MUKTA JIVAN INC D/B/A SUNSET MARKET #3 | 600 CHICKAMAUGA AVE | ROSSVILLE | Walker | 1460024 | 2 | [5 empty] | Removed from Ground | Gas (Historical Use) | 10000 | Bare Steel | 1961-01-23 | Galvanized Steel
MUKTA JIVAN INC D/B/A SUNSET MARKET #3 | 600 CHICKAMAUGA AVE | ROSSVILLE | Walker | 1460024 | 3 | [5 empty] | Closed in Ground | Gas (Historical Use) | 7500 | Bare Steel | 1961-01-23 | Galvanized Steel
MUKTA JIVAN INC D/B/A SUNSET MARKET #3 | 600 CHICKAMAUGA AVE | ROSSVILLE | Walker | 1460024 | 4 | Ball Float | 2009-01-10 | FALSE | 2009-01-10 | FALSE | Currently in Use | Regular | 10000 | Fiberglass | 1987-10-10 | Fiberglass Reinforced Plastic | Pressurized
MUKTA JIVAN INC D/B/A SUNSET MARKET #3 | 600 CHICKAMAUGA AVE | ROSSVILLE | Walker | 1460024 | 5 | Ball Float | 2009-01-10 | FALSE | 2009-01-10 | FALSE | Currently in Use | Premium | 10000 | Fiberglass | 1988-01-01 | Fiberglass Reinforced Plastic | Pressurized
MUKTA JIVAN INC D/B/A SUNSET MARKET #3 | 600 CHICKAMAUGA AVE | ROSSVILLE | Walker | 1460024 | 6 | Ball Float | 2009-01-10 | FALSE | 2009-01-10 | FALSE | Currently in Use | E-10 | 10000 | Fiberglass | 1988-01-01 | Fiberglass Reinforced Plastic | Pressurized
US FOREST SVC | GA 136 | LAFAYETTE | Walker | 1460025 | 1 | [5 empty] | Removed from Ground | Gas (Historical Use) | 1000 | Bare Steel | 1977-02-15 | Galvanized Steel
US FOREST SVC | GA 136 | LAFAYETTE | Walker | 1460025 | 2 | [5 empty] | Removed from Ground | Diesel | 1000 | Bare Steel | 1977-02-15 | Galvanized Steel
WALKER COUNTY BOARD OF EDUCATION | 201 S DUKE ST | LAFAYETTE | Walker | 1460026 | 1 | [5 empty] | Removed from Ground | Gas (Historical Use) | 1000 | Bare Steel | 1971-02-28 | Galvanized Steel | Suction (American)
WALKER COUNTY BOARD OF EDUCATION | 201 S DUKE ST | LAFAYETTE | Walker | 1460026 | 2 | [5 empty] | Closed in Ground | Gas (Historical Use) | 3000 | Bare Steel | 1971-02-25 | Galvanized Steel
CHATTANOOGA VALLEY ELEMENTARY | 3420 CHATT. VALLEY RD | FLINTSTONE | Walker | 1460027 | 1 | [5 empty] | Removed from Ground | Gas (Historical Use) | 1000 | Bare Steel | 1966-03-08 | Galvanized Steel | Suction (American)
CHATTANOOGA VALLEY ELEMENTARY | 3420 CHATT. VALLEY RD | FLINTSTONE | Walker | 1460027 | 2 | [5 empty] | Removed from Ground | Diesel | 8000 | Bare Steel | 1984-03-03 | Galvanized Steel | Suction (American)
GILLEN ELEMENTARY SCHOOL | RT 2 HWY 157 | RISING FAWN | Walker | 1460029 | 1 | [5 empty] | Permanently Out of Use - historical purposes | Diesel | 4000 | Bare Steel | 1982-02-25 | Galvanized Steel
LAFAYETTE MIDDLE SCHOOL | #1 ROAD RUNNER BLVD | LAFAYETTE | Walker | 1460030 | 1 | [5 empty] | Removed from Ground | Diesel | 10000 | Bare Steel | 1981-02-25 | Galvanized Steel | Suction (American)
LAFAYETTE MIDDLE SCHOOL | #1 ROAD RUNNER BLVD | LAFAYETTE | Walker | 1460030 | 2 | [5 empty] | Removed from Ground | Gas (Historical Use) | 10000 | Bare Steel | 1981-02-25 | Galvanized Steel | Suction (American)
LAFAYETTE MIDDLE SCHOOL | #1 ROAD RUNNER BLVD | LAFAYETTE | Walker | 1460030 | 3 |  |  | FALSE |  | FALSE | Currently in Use | Diesel | 10000 | Galvanic (STIP-3) | 1996-08-01 | Double-Walled Fiberglass | Safe Suction (Euro)
ROSSVILLE MIDDLE SCHOOL | 100 BRYAN ST | ROSSVILLE | Walker | 1460031 | 1 | [5 empty] | Removed from Ground | Diesel | 8000 | Bare Steel | 1981-08-01 | Bare Steel | Safe Suction (Euro)
ROSSVILLE MIDDLE SCHOOL | 100 BRYAN ST | ROSSVILLE | Walker | 1460031 | 2 | [5 empty] | Removed from Ground | Gas (Historical Use) | 6000 | Bare Steel | 1981-08-01 | Bare Steel | Safe Suction (Euro)
ROSSVILLE MIDDLE SCHOOL | 100 BRYAN ST | ROSSVILLE | Walker | 1460031 | 3 | Flapper Valve | 1998-02-01 |  | 1998-02-01 |  | Temporarily out of use | Diesel | 10000 | Fiberglass | 1998-02-01 | Fiberglass Reinforced Plastic | Pressurized
WALKER COUNTY MAINTENANCE & OPER | 12587 HWY 27 N | CHICKAMAUGA | Walker | 1460032 | 1 | [5 empty] | Removed from Ground | Diesel | 6000 | Bare Steel | 1971-02-28 | Galvanized Steel | Pressurized
WALKER COUNTY MAINTENANCE & OPER | 12587 HWY 27 N | CHICKAMAUGA | Walker | 1460032 | 2 | [5 empty] | Removed from Ground | Diesel | 4000 | Bare Steel | 1971-02-28 | Galvanized Steel | Suction (American)
WALKER COUNTY MAINTENANCE & OPER | 12587 HWY 27 N | CHICKAMAUGA | Walker | 1460032 | 3 | [5 empty] | Removed from Ground | Gas (Historical Use) | 2000 | Bare Steel | 1971-02-28 | Galvanized Steel | Suction (American)
WALKER COUNTY MAINTENANCE & OPER | 12587 HWY 27 N | CHICKAMAUGA | Walker | 1460032 | 4A | Ball Float |  | FALSE |  | FALSE | Currently in Use | Diesel | 6000 | Composite | 1997-05-01 | Double-Walled Flex | Pressurized
WALKER COUNTY MAINTENANCE & OPER | 12587 HWY 27 N | CHICKAMAUGA | Walker | 1460032 | 4B | Ball Float |  | FALSE |  | FALSE | Currently in Use | Diesel | 4000 | Composite | 1997-05-01 | Double-Walled Flex | Pressurized
CIRCLE K #2723534 | 1151 N MAIN ST | LAFAYETTE | Walker | 1460033 | 1 | [5 empty] | Removed from Ground | Gas (Historical Use) | 10000 | Bare Steel | 1982-03-25 | Galvanized Steel | Pressurized
CIRCLE K #2723534 | 1151 N MAIN ST | LAFAYETTE | Walker | 1460033 | 2 | [5 empty] | Removed from Ground | Gas (Historical Use) | 10000 | Bare Steel | 1982-03-25 | Galvanized Steel | Pressurized
CIRCLE K #2723534 | 1151 N MAIN ST | LAFAYETTE | Walker | 1460033 | 3 | [5 empty] | Removed from Ground | Gas (Historical Use) | 10000 | Bare Steel | 1982-03-25 | Galvanized Steel | Pressurized
CIRCLE K #2723534 | 1151 N MAIN ST | LAFAYETTE | Walker | 1460033 | 4 | [5 empty] | Removed from Ground | Kerosene | 2000 | Cathodically Protected Steel | 1988-01-01 | Fiberglass Reinforced Plastic | Pressurized
CIRCLE K #2723534 | 1151 N MAIN ST | LAFAYETTE | Walker | 1460033 | 5 | Ball Float | 1995-12-01 |  | 1995-12-01 |  | Currently in Use | Gas (Historical Use) | 8000 | Composite | 1995-12-01 | Double Walled/Sec. Containment | Pressurized
CIRCLE K #2723534 | 1151 N MAIN ST | LAFAYETTE | Walker | 1460033 | 6A | Ball Float | 1995-12-01 |  | 1995-12-01 |  | Currently in Use | Gas (Historical Use) | 4000 | Composite | 1995-12-01 | Double Walled/Sec. Containment | Pressurized
CIRCLE K #2723534 | 1151 N MAIN ST | LAFAYETTE | Walker | 1460033 | 6B | Ball Float | 1995-12-01 |  | 1995-12-01 |  | Currently in Use | Gas (Historical Use) | 4000 | Composite | 1995-12-01 | Double Walled/Sec. Containment | Pressurized
CIRCLEK #2723510 | 400 WEST MAIN & CHATTANOOGA ST | LAFAYETTE | Walker | 1460034 | 1 | [5 empty] | Removed from Ground | Gas (Historical Use) | 10000 | Bare Steel | 1976-03-26 | Bare Steel | Suction (American)
CIRCLEK #2723510 | 400 WEST MAIN & CHATTANOOGA ST | LAFAYETTE | Walker | 1460034 | 2 | [5 empty] | Removed from Ground | Gas (Historical Use) | 10000 | Bare Steel | 1976-03-26 | Bare Steel | Suction (American)
CIRCLEK #2723510 | 400 WEST MAIN & CHATTANOOGA ST | LAFAYETTE | Walker | 1460034 | 3 | [5 empty] | Removed from Ground | Gas (Historical Use) | 10000 | Bare Steel | 1976-03-26 | Bare Steel | Suction (American)
CIRCLEK #2723510 | 400 WEST MAIN & CHATTANOOGA ST | LAFAYETTE | Walker | 1460034 | 4 | [5 empty] | Removed from Ground | Kerosene | 2000 | Cathodically Protected Steel | 1988-01-15 | Bare Steel | Pressurized
CIRCLEK #2723510 | 400 WEST MAIN & CHATTANOOGA ST | LAFAYETTE | Walker | 1460034 | 5 | Ball Float | 1997-05-01 |  | 1997-05-01 |  | Currently in Use | Gas (Historical Use) | 10000 | Composite | 1997-05-01 | Double-Walled Flex | Pressurized
CIRCLEK #2723510 | 400 WEST MAIN & CHATTANOOGA ST | LAFAYETTE | Walker | 1460034 | 6 | Ball Float | 1997-05-01 |  | 1997-05-01 |  | Currently in Use | Gas (Historical Use) | 10000 | Composite | 1997-05-01 | Double-Walled Flex | Pressurized
CIRCLEK #2723510 | 400 WEST MAIN & CHATTANOOGA ST | LAFAYETTE | Walker | 1460034 | 7 | Ball Float | 1997-05-01 |  | 1997-05-01 |  | Currently in Use | Gas (Historical Use) | 10000 | Composite | 1997-05-01 | Double-Walled Flex | Pressurized
CIRCLEK #2723510 | 400 WEST MAIN & CHATTANOOGA ST | LAFAYETTE | Walker | 1460034 | 8 | Flapper Valve | 1997-05-01 |  | 1997-05-01 |  | Currently in Use | Kerosene | 2000 | Composite | 1997-05-01 | Double-Walled Flex | Pressurized
CIRCLE K #2723511 | 209 LEE & GORDON MILL RD | CHICKAMAUGA | Walker | 1460035 | 1 | Ball Float | 1997-05-12 | FALSE | 1997-05-12 | FALSE | Currently in Use | Regular | 10000 | Steel-Impressed Current | 1976-03-26 | Double-Walled Flex | Pressurized
CIRCLE K #2723511 | 209 LEE & GORDON MILL RD | CHICKAMAUGA | Walker | 1460035 | 2 | Ball Float | 1997-05-12 | FALSE | 1997-05-12 | FALSE | Currently in Use | Plus | 10000 | Steel-Impressed Current | 1976-03-26 | Double-Walled Flex | Pressurized
CIRCLE K #2723511 | 209 LEE & GORDON MILL RD | CHICKAMAUGA | Walker | 1460035 | 3 | Ball Float | 1997-05-17 | FALSE | 1997-05-17 | FALSE | Currently in Use | Premium | 10000 | Steel-Impressed Current | 1976-03-24 | Double-Walled Flex | Pressurized
CIRCLE K #2723511 | 209 LEE & GORDON MILL RD | CHICKAMAUGA | Walker | 1460035 | 4 | Flapper Valve | 1997-05-12 | FALSE | 1997-05-12 | FALSE | Currently in Use | Kerosene | 2000 | Galvanic (STIP-3) | 1985-03-24 | Double-Walled Flex | Pressurized
IMPERIAL CUP CORP | US HWY 27 NORTH | LAFAYETTE | Walker | 1460037 | 1 | [5 empty] | Removed from Ground | Diesel | 10000 | Bare Steel | 1978-03-14 | Bare Steel | Safe Suction (Euro)
SOLUTION FIBERS INC | 110 WEST MCCARTER RD | LAFAYETTE | Walker | 1460038 | 1 | [5 empty] | Permanently Out of Use - historical purposes | Diesel | 5000 | Bare Steel | 1984-03-07 | Bare Steel
WILSON PURE SERVICE | 305 NORTH MAIN | LAFAYETTE | Walker | 1460039 | 1 | [5 empty] | Removed from Ground | Gas (Historical Use) | 3000 | Bare Steel | 1959-04-17 | Cathodically Protected | Suction (American)
WILSON PURE SERVICE | 305 NORTH MAIN | LAFAYETTE | Walker | 1460039 | 2 | [5 empty] | Removed from Ground | Gas (Historical Use) | 3000 | Bare Steel | 1959-04-17 | Cathodically Protected | Suction (American)
WILSON PURE SERVICE | 305 NORTH MAIN | LAFAYETTE | Walker | 1460039 | 3 | [5 empty] | Removed from Ground | Diesel | 1000 | Bare Steel | 1959-04-17 | Cathodically Protected | Suction (American)
WILSON PURE SERVICE | 305 NORTH MAIN | LAFAYETTE | Walker | 1460039 | 4 | [5 empty] | Removed from Ground | Gas (Historical Use) | 3000 | Bare Steel | 1959-04-17 | Unknown
WILSON PURE SERVICE | 305 NORTH MAIN | LAFAYETTE | Walker | 1460039 | 5 | [5 empty] | Removed from Ground | Empty | 460 | Bare Steel | 1959-04-17 | Unknown
WILSON PURE SERVICE | 305 NORTH MAIN | LAFAYETTE | Walker | 1460039 | 6 |  |  | TRUE |  | TRUE | Removed from Ground | Used Oil | 460 | Bare Steel | 1959-04-17 | Unknown
WILSON PURE SERVICE | 305 NORTH MAIN | LAFAYETTE | Walker | 1460039 | 7 | Flapper Valve | 1990-04-01 | FALSE | 1990-04-01 | FALSE | Currently in Use | Regular | 3000 | Galvanic (STIP-3) | 1990-04-01 | Fiberglass Reinforced Plastic | Safe Suction (Euro)
WILSON PURE SERVICE | 305 NORTH MAIN | LAFAYETTE | Walker | 1460039 | 8 | Flapper Valve | 1990-04-01 | FALSE | 1990-04-01 | FALSE | Currently in Use | Premium | 3000 | Galvanic (STIP-3) | 1990-04-01 | Steel/Sacrificial Anodes | Safe Suction (Euro)
WILSON PURE SERVICE | 305 NORTH MAIN | LAFAYETTE | Walker | 1460039 | 9 | Flapper Valve | 1990-04-01 | FALSE | 1990-04-01 | FALSE | Currently in Use | Diesel | 1000 | Galvanic (STIP-3) | 1990-04-01 | Steel/Sacrificial Anodes | Safe Suction (Euro)
JOHN ROSS MYSTIC | 409 CHICKAMAUGA AVE | ROSSVILLE | Walker | 1460040 | 1 | Flapper Valve | 1999-01-01 |  | 1999-01-01 |  | Temporarily out of use | Gas (Historical Use) | 8000 | Lined Interior | 1964-04-15 | Steel (Impressed Current) | Pressurized
JOHN ROSS MYSTIC | 409 CHICKAMAUGA AVE | ROSSVILLE | Walker | 1460040 | 2 | Flapper Valve | 1999-01-01 |  | 1999-01-01 |  | Temporarily out of use | Diesel | 6000 | Lined Interior | 1964-04-15 | Steel (Impressed Current) | Pressurized
JOHN ROSS MYSTIC | 409 CHICKAMAUGA AVE | ROSSVILLE | Walker | 1460040 | 3 | Flapper Valve | 1999-01-01 |  | 1999-01-01 |  | Temporarily out of use | Gas (Historical Use) | 6000 | Lined Interior | 1964-04-15 | Steel (Impressed Current) | Pressurized
JOHN ROSS MYSTIC | 409 CHICKAMAUGA AVE | ROSSVILLE | Walker | 1460040 | 4 |  |  | TRUE |  | TRUE | Removed from Ground | Used Oil | 550 | Bare Steel | 1964-04-15 | Galvanized Steel | Gravity Fed
CRABTREE GULF | RT 8 ST ELMO | FLINTSTONE | Walker | 1460041 | 1 | [5 empty] | Removed from Ground | Gas (Historical Use) | 1000 | Bare Steel | 1962-04-16 | Galvanized Steel
CRABTREE GULF | RT 8 ST ELMO | FLINTSTONE | Walker | 1460041 | 2 | [5 empty] | Removed from Ground | Gas (Historical Use) | 1000 | Bare Steel | 1962-04-16 | Galvanized Steel
CRABTREE GULF | RT 8 ST ELMO | FLINTSTONE | Walker | 1460041 | 3 | [5 empty] | Removed from Ground | Gas (Historical Use) | 1000 | Bare Steel | 1962-04-16 | Galvanized Steel
CRABTREE GULF | RT 8 ST ELMO | FLINTSTONE | Walker | 1460041 | 4 | [5 empty] | Removed from Ground | Gas (Historical Use) | 1000 | Bare Steel | 1962-04-16 | Galvanized Steel
LAFAYETTE MAINT HQ | 214 FOSTER BLVD | LAFAYETTE | Walker | 1460043 | 1 | Flapper Valve | 1997-09-01 | FALSE | 1997-09-01 | FALSE | Currently in Use |  | 2500 | Fiberglass Double Walled | 1997-09-01 | Double-Walled Fiberglass | Safe Suction (Euro)
LAFAYETTE MAINT HQ | 214 FOSTER BLVD | LAFAYETTE | Walker | 1460043 | 2 | Flapper Valve | 1997-09-01 | FALSE | 1997-09-01 | FALSE | Currently in Use | Diesel | 1000 | Fiberglass Double Walled | 1997-09-01 | Double-Walled Fiberglass | Safe Suction (Euro)
LAFAYETTE MAINT HQ | 214 FOSTER BLVD | LAFAYETTE | Walker | 1460043 | 613D1 | [5 empty] | Removed from Ground | Diesel | 1000 | Bare Steel | 1981-04-30 | Galvanized Steel | Safe Suction (Euro)
LAFAYETTE MAINT HQ | 214 FOSTER BLVD | LAFAYETTE | Walker | 1460043 | 613D2 | [5 empty] | Removed from Ground | Diesel | 1000 | Concrete | 1994-03-05 | Fiberglass Reinforced Plastic | Pressurized
LAFAYETTE MAINT HQ | 214 FOSTER BLVD | LAFAYETTE | Walker | 1460043 | 613G1 | [5 empty] | Removed from Ground | Gas (Historical Use) | 3000 | Bare Steel | 1981-04-30 | Galvanized Steel | Safe Suction (Euro)
LAFAYETTE MAINT HQ | 214 FOSTER BLVD | LAFAYETTE | Walker | 1460043 | 613G2 | [5 empty] | Removed from Ground | Gas (Historical Use) | 2000 | Concrete | 1994-03-05 | Fiberglass Reinforced Plastic | Pressurized
VILLANOW MAINT HQ | GA HWY 136 11 MILES EAST OF LAFA | VILLANOW | Walker | 1460044 | 614D1 | [5 empty] | Removed from Ground | Diesel | 1000 | Bare Steel | 1968-05-03 | Galvanized Steel | Safe Suction (Euro)
VILLANOW MAINT HQ | GA HWY 136 11 MILES EAST OF LAFA | VILLANOW | Walker | 1460044 | 614G1 | [5 empty] | Removed from Ground | Gas (Historical Use) | 1000 | Bare Steel | 1968-05-03 | Galvanized Steel | Safe Suction (Euro)
PIGEON MTN WILDLIFE MGMT AREA | PIGEON MTN/WMACHAMBELLAN RD | LAFAYETTE | Walker | 1460045 | 1 | [5 empty] | Removed from Ground | Gas (Historical Use) | 550 | Bare Steel | 1979-04-11 | Galvanized Steel
PIGEON MTN WILDLIFE MGMT AREA | PIGEON MTN/WMACHAMBELLAN RD | LAFAYETTE | Walker | 1460045 | 2 |  |  | FALSE |  | FALSE | Permanently Out of Use - historical purposes | Diesel | 550 |  | 2007-01-26 | Unknown
SAV MOE SERVICE CENTER | 902 MCFARLAND AVE | ROSSVILLE | Walker | 1460046 | 1 |  | 1998-12-09 | FALSE | 1998-12-09 | FALSE | Temporarily out of use | Premium | 8000 | Steel-Impressed Current | 1971-03-30 | Steel (Impressed Current) | Suction (American)
SAV MOE SERVICE CENTER | 902 MCFARLAND AVE | ROSSVILLE | Walker | 1460046 | 2 |  | 1998-12-09 | FALSE | 1998-12-09 | FALSE | Temporarily out of use | Regular | 8000 | Steel-Impressed Current | 1971-03-30 | Steel (Impressed Current) | Suction (American)
JANE SADLER | 2577 HWY 341 | CHICKAMAUGA | Walker | 1460052 | 1 | [5 empty] | Removed from Ground | Gas (Historical Use) | 3000 | Bare Steel | 1974-05-06 | Galvanized Steel | Pressurized
JANE SADLER | 2577 HWY 341 | CHICKAMAUGA | Walker | 1460052 | 2 | [5 empty] | Removed from Ground | Gas (Historical Use) | 1000 | Bare Steel | 1974-05-06 | Galvanized Steel | Safe Suction (Euro)
JANE SADLER | 2577 HWY 341 | CHICKAMAUGA | Walker | 1460052 | 3 | [5 empty] | Removed from Ground | Gas (Historical Use) | 1000 | Bare Steel | 1974-05-06 | Galvanized Steel | Safe Suction (Euro)
JANE SADLER | 2577 HWY 341 | CHICKAMAUGA | Walker | 1460052 | 4 | [5 empty] | Removed from Ground | Kerosene | 1000 | Bare Steel | 1974-05-06 | Galvanized Steel
ONE STOP MART | 8007 N HWY 27 | ROCK SPRING | Walker | 1460054 | 1 | [5 empty] | Removed from Ground | Gas (Historical Use) | 4000 | Bare Steel | 1967-05-13 | Galvanized Steel
ONE STOP MART | 8007 N HWY 27 | ROCK SPRING | Walker | 1460054 | 2 | [5 empty] | Removed from Ground | Gas (Historical Use) | 3000 | Bare Steel | 1967-05-13 | Galvanized Steel
ONE STOP MART | 8007 N HWY 27 | ROCK SPRING | Walker | 1460054 | 3 | [5 empty] | Removed from Ground | Gas (Historical Use) | 2000 | Bare Steel | 1967-05-13 | Galvanized Steel
ONE STOP MART | 8007 N HWY 27 | ROCK SPRING | Walker | 1460054 | 4 | [5 empty] | Removed from Ground | Kerosene | 550 | Bare Steel | 1967-05-13 | Galvanized Steel
ONE STOP MART | 8007 N HWY 27 | ROCK SPRING | Walker | 1460054 | 5 | Ball Float | 1998-07-14 | FALSE | 1998-07-14 | FALSE | Currently in Use | Regular | 7950 | Fiberglass | 1989-07-14 | Fiberglass Reinforced Plastic | Pressurized
ONE STOP MART | 8007 N HWY 27 | ROCK SPRING | Walker | 1460054 | 6 | Ball Float | 1989-07-14 | FALSE | 1989-07-14 | FALSE | Currently in Use | Premium | 7950 | Fiberglass | 1989-07-14 | Fiberglass Reinforced Plastic | Pressurized
ONE STOP MART | 8007 N HWY 27 | ROCK SPRING | Walker | 1460054 | 7 | Ball Float | 1989-07-14 | FALSE | 1989-07-14 | FALSE | Currently in Use | Diesel | 7950 | Fiberglass | 1989-07-14 | Fiberglass Reinforced Plastic | Pressurized
ONE STOP MART | 8007 N HWY 27 | ROCK SPRING | Walker | 1460054 | 8 |  | 1989-07-14 | FALSE | 1989-07-14 | FALSE | Temporarily out of use | Kerosene | 2184 | Fiberglass | 1989-07-14 | Fiberglass Reinforced Plastic | Safe Suction (Euro)
JAMES O'NEAL/GROCERY SHOP | 1148 WILSON RD | ROSSVILLE | Walker | 1460055 | 1 | [5 empty] | Removed from Ground | Gas (Historical Use) | 4000 | Bare Steel | 1978-05-10 | Galvanized Steel
JAMES O'NEAL/GROCERY SHOP | 1148 WILSON RD | ROSSVILLE | Walker | 1460055 | 2 | [5 empty] | Removed from Ground | Empty | 4000 | Bare Steel | 1978-05-10 | Galvanized Steel
JAMES O'NEAL/GROCERY SHOP | 1148 WILSON RD | ROSSVILLE | Walker | 1460055 | 3 | [5 empty] | Removed from Ground | Gas (Historical Use) | 2000 | Bare Steel | 1978-05-10 | Galvanized Steel
JAMES O'NEAL/GROCERY SHOP | 1148 WILSON RD | ROSSVILLE | Walker | 1460055 | 4 | [5 empty] | Removed from Ground | Kerosene | 1000 | Bare Steel | 1984-05-08 | Galvanized Steel
RITZ BEER & GRILL | 2519 HWY 136 | LAFAYETTE | Walker | 1460056 | 1 | Overfill Alarm | 1998-12-11 | FALSE | 1998-12-11 | FALSE | Currently in Use | Regular | 4000 | Steel-Impressed Current | 1984-05-08 | Steel (Impressed Current) | Suction (American)
RITZ BEER & GRILL | 2519 HWY 136 | LAFAYETTE | Walker | 1460056 | 2 | Overfill Alarm | 1998-12-11 | FALSE | 1998-12-11 | FALSE | Currently in Use | Diesel | 4000 | Steel-Impressed Current | 1984-05-08 | Steel (Impressed Current) | Safe Suction (Euro)
RITZ BEER & GRILL | 2519 HWY 136 | LAFAYETTE | Walker | 1460056 | 3 | Overfill Alarm | 1998-12-11 | FALSE | 1998-12-11 | FALSE | Currently in Use | Premium | 2000 | Steel-Impressed Current | 1984-05-08 |  | Safe Suction (Euro)
RITZ BEER & GRILL | 2519 HWY 136 | LAFAYETTE | Walker | 1460056 | 4 | Overfill Alarm | 1998-12-11 | FALSE | 1998-12-11 | FALSE | Currently in Use | Diesel Off Road | 1000 | Steel-Impressed Current | 1984-05-08 | Steel (Impressed Current) | Safe Suction (Euro)
STANFIELD'S UNION 76 SVC STATION | NORTH MAIN & CULBERSON AVE | LAFAYETTE | Walker | 1460057 | 1 | [5 empty] | Removed from Ground | Gas (Historical Use) | 4000 | Bare Steel | 1958-05-15 | Galvanized Steel
STANFIELD'S UNION 76 SVC STATION | NORTH MAIN & CULBERSON AVE | LAFAYETTE | Walker | 1460057 | 2 | [5 empty] | Removed from Ground | Gas (Historical Use) | 4000 | Bare Steel | 1958-05-15 | Galvanized Steel
STANFIELD'S UNION 76 SVC STATION | NORTH MAIN & CULBERSON AVE | LAFAYETTE | Walker | 1460057 | 3 | [5 empty] | Removed from Ground | Diesel | 550 | Bare Steel | 1958-05-15 | Galvanized Steel
STANFIELD'S UNION 76 SVC STATION | NORTH MAIN & CULBERSON AVE | LAFAYETTE | Walker | 1460057 | 4 |  |  | TRUE |  | TRUE | Removed from Ground | Used Oil | 550 | Bare Steel | 1958-05-15 | Galvanized Steel
STANFIELD'S UNION 76 SVC STATION | NORTH MAIN & CULBERSON AVE | LAFAYETTE | Walker | 1460057 | 5 | [5 empty] | Removed from Ground | Gas (Historical Use) | 2000 | Bare Steel | 1978-05-10 | Galvanized Steel
WHITFIELD OIL CO INC | 110 LAFAYETTE RD | CHICKAMAUGA | Walker | 1460058 | 1 | Flapper Valve | 1998-07-01 | FALSE | 1998-07-01 | FALSE | Removed from Ground | Gas (Historical Use) | 8000 | Fiberglass | 1972-05-06 | Fiberglass Reinforced Plastic | Safe Suction (Euro)
WHITFIELD OIL CO INC | 110 LAFAYETTE RD | CHICKAMAUGA | Walker | 1460058 | 2 | Flapper Valve | 1998-07-01 | FALSE | 1998-07-01 | FALSE | Removed from Ground | Gas (Historical Use) | 8000 | Fiberglass | 1972-05-06 | Fiberglass Reinforced Plastic | Safe Suction (Euro)
WHITFIELD OIL CO INC | 110 LAFAYETTE RD | CHICKAMAUGA | Walker | 1460058 | 3 | Flapper Valve | 1998-07-01 | FALSE | 1998-07-01 | FALSE | Removed from Ground | Diesel | 8000 | Fiberglass | 1972-05-06 | Fiberglass Reinforced Plastic | Safe Suction (Euro)
WHITFIELD OIL CO INC | 110 LAFAYETTE RD | CHICKAMAUGA | Walker | 1460058 | 4 | [5 empty] | Removed from Ground | Other | 1000 | Bare Steel | 1983-05-04 | Steel/FG Secondary containment | Suction (American)
WHITFIELD OIL CO INC | 110 LAFAYETTE RD | CHICKAMAUGA | Walker | 1460058 | 5 | Flapper Valve | 1998-10-01 | FALSE | 1998-10-01 | FALSE | Removed from Ground | Diesel | 3000 | Fiberglass | 1998-10-01 | Fiberglass Reinforced Plastic | Safe Suction (Euro)
CIRCLE K #2723619 | 1001 LAFAYETTE RD | CHICKAMAUGA | Walker | 1460059 | 1 | [5 empty] | Removed from Ground | Gas (Historical Use) | 4000 | Bare Steel | 1965-05-13 | Galvanized Steel
CIRCLE K #2723619 | 1001 LAFAYETTE RD | CHICKAMAUGA | Walker | 1460059 | 2 | [5 empty] | Removed from Ground | Gas (Historical Use) | 4000 | Bare Steel | 1965-05-13 | Galvanized Steel | Pressurized
CIRCLE K #2723619 | 1001 LAFAYETTE RD | CHICKAMAUGA | Walker | 1460059 | 3 | [5 empty] | Removed from Ground | Gas (Historical Use) | 1000 | Bare Steel | 1978-05-10 | Galvanized Steel | Suction (American)
CIRCLE K #2723619 | 1001 LAFAYETTE RD | CHICKAMAUGA | Walker | 1460059 | 4 | [5 empty] | Removed from Ground | Kerosene | 2000 | Bare Steel | 1984-05-08 | Double-Walled Flex | Suction (American)
CIRCLE K #2723619 | 1001 LAFAYETTE RD | CHICKAMAUGA | Walker | 1460059 | 5 | Ball Float | 1999-02-01 |  | 1999-02-01 |  | Currently in Use | Gas (Historical Use) | 20000 | Composite | 1999-02-12 | Double-Walled Flex | Pressurized
CIRCLE K #2723619 | 1001 LAFAYETTE RD | CHICKAMAUGA | Walker | 1460059 | 6 | Ball Float | 1999-02-01 |  | 1999-02-01 |  | Currently in Use | Gas (Historical Use) | 15000 | Composite | 1999-02-12 | Double-Walled Flex | Pressurized
CHICKAMAUGA AUTO CENTER | 500 W NINTH ST | CHICKAMAUGA | Walker | 1460060 | 1 |  | 1998-12-01 |  | 1998-12-01 |  | Temporarily out of use | Gas (Historical Use) | 4000 | Steel-Impressed Current | 1971-05-12 | Steel (Impressed Current) | Safe Suction (Euro)
CHICKAMAUGA AUTO CENTER | 500 W NINTH ST | CHICKAMAUGA | Walker | 1460060 | 2 |  | 1998-12-01 |  | 1998-12-01 |  | Temporarily out of use | Gas (Historical Use) | 4000 | Steel-Impressed Current | 1971-05-12 | Steel (Impressed Current) | Safe Suction (Euro)
CHICKAMAUGA AUTO CENTER | 500 W NINTH ST | CHICKAMAUGA | Walker | 1460060 | 3 |  | 1998-12-01 |  | 1998-12-01 |  | Temporarily out of use | Gas (Historical Use) | 1000 | Steel-Impressed Current | 1984-05-08 | Steel (Impressed Current) | Safe Suction (Euro)
CHICKAMAUGA AUTO CENTER | 500 W NINTH ST | CHICKAMAUGA | Walker | 1460060 | 4 |  | 1998-12-01 |  | 1998-12-01 |  | Temporarily out of use | Diesel | 1000 | Steel-Impressed Current | 1986-06-15 | Steel (Impressed Current) | Safe Suction (Euro)
J W & W E BALDWIN | HWY 193 | FLINTSTONE | Walker | 1460061 | 1 | [5 empty] | Removed from Ground | Gas (Historical Use) | 2000 | Bare Steel | 1972-05-11 | Galvanized Steel | Suction (American)
J W & W E BALDWIN | HWY 193 | FLINTSTONE | Walker | 1460061 | 2 | [5 empty] | Removed from Ground | Gas (Historical Use) | 2000 | Bare Steel | 1972-05-11 | Galvanized Steel
J C POWELL/POWELL'S MINIT MARKET | 600 GORDON ST | CHICKAMAUGA | Walker | 1460062 | 1 | [5 empty] | Removed from Ground | Gas (Historical Use) | 550 | Bare Steel | 1981-05-09 | Galvanized Steel
J C POWELL/POWELL'S MINIT MARKET | 600 GORDON ST | CHICKAMAUGA | Walker | 1460062 | 2 | [5 empty] | Removed from Ground | Gas (Historical Use) | 550 | Bare Steel | 1966-05-13 | Galvanized Steel
LIL PIG MARKET | 1932 N HWY 341 | ROSSVILLE | Walker | 1460063 | 1 | Flapper Valve | 1998-12-01 | FALSE | 1998-12-01 | FALSE | Removed from Ground | Gas (Historical Use) | 2000 | Steel-Impressed Current | 1981-05-09 |  | Safe Suction (Euro)
LIL PIG MARKET | 1932 N HWY 341 | ROSSVILLE | Walker | 1460063 | 2 | Flapper Valve | 1998-12-01 | FALSE | 1998-12-01 | FALSE | Removed from Ground | Gas (Historical Use) | 3000 | Steel-Impressed Current | 1981-05-09 |  | Safe Suction (Euro)
LIL PIG MARKET | 1932 N HWY 341 | ROSSVILLE | Walker | 1460063 | 3A | Flapper Valve | 2015-03-09 | FALSE | 2015-03-09 | FALSE | Currently in Use | Diesel On Road | 2500 | Composite Double Walled | 2015-03-09 | Double-Walled Flex | Safe Suction (Euro)
LIL PIG MARKET | 1932 N HWY 341 | ROSSVILLE | Walker | 1460063 | 3B | Flapper Valve | 2015-03-09 | FALSE | 2015-03-09 | FALSE | Currently in Use | Diesel Off Road | 1500 | Composite Double Walled | 2015-03-09 | Double-Walled Flex | Safe Suction (Euro)
LIL PIG MARKET | 1932 N HWY 341 | ROSSVILLE | Walker | 1460063 | 4A | Flapper Valve | 2015-03-09 | FALSE | 2015-03-09 | FALSE | Currently in Use | E-0 | 4000 | Composite Double Walled | 2015-03-09 | Double-Walled Flex | Pressurized
LIL PIG MARKET | 1932 N HWY 341 | ROSSVILLE | Walker | 1460063 | 4B | Flapper Valve | 2015-03-09 | FALSE | 2015-03-09 | FALSE | Currently in Use | Regular | 10000 | Composite Double Walled | 2015-03-09 | Double-Walled Flex | Pressurized
LIL PIG MARKET | 1932 N HWY 341 | ROSSVILLE | Walker | 1460063 | 4C | Flapper Valve | 2015-03-09 | FALSE | 2015-03-09 | FALSE | Currently in Use | Premium | 4000 | Composite Double Walled | 2015-03-09 | Double-Walled Flex | Pressurized
YOGESH PATEL DBA KWIK-E-MART | 805 MISSION RIDGE RD | ROSSVILLE | Walker | 1460064 | 1 | [5 empty] | Removed from Ground | Gas (Historical Use) | 2000 | Bare Steel | 1968-05-12 | Galvanized Steel | Suction (American)
YOGESH PATEL DBA KWIK-E-MART | 805 MISSION RIDGE RD | ROSSVILLE | Walker | 1460064 | 2 | [5 empty] | Removed from Ground | Gas (Historical Use) | 2000 | Bare Steel | 1968-05-12 | Galvanized Steel | Suction (American)
YOGESH PATEL DBA KWIK-E-MART | 805 MISSION RIDGE RD | ROSSVILLE | Walker | 1460064 | 3 | [5 empty] | Removed from Ground | Gas (Historical Use) | 4000 | Bare Steel | 1968-05-12 | Galvanized Steel | Suction (American)
YOGESH PATEL DBA KWIK-E-MART | 805 MISSION RIDGE RD | ROSSVILLE | Walker | 1460064 | 4 | [5 empty] | Removed from Ground | Gas (Historical Use) | 4000 | Bare Steel | 1968-05-12 | Galvanized Steel | Suction (American)
YOGESH PATEL DBA KWIK-E-MART | 805 MISSION RIDGE RD | ROSSVILLE | Walker | 1460064 | 5 | Flapper Valve | 1996-01-10 |  | 1996-01-10 |  | Currently in Use | Kerosene | 2000 | Composite | 1996-01-10 | Fiberglass Reinforced Plastic | Pressurized
YOGESH PATEL DBA KWIK-E-MART | 805 MISSION RIDGE RD | ROSSVILLE | Walker | 1460064 | 6 | Ball Float | 1996-01-10 |  | 1996-01-10 |  | Currently in Use | Gas (Historical Use) | 4000 | Composite | 1996-01-10 | Fiberglass Reinforced Plastic | Pressurized
YOGESH PATEL DBA KWIK-E-MART | 805 MISSION RIDGE RD | ROSSVILLE | Walker | 1460064 | 7 | Ball Float | 1996-01-10 |  | 1996-01-10 |  | Currently in Use | Gas (Historical Use) | 4000 | Composite | 1996-01-10 | Fiberglass Reinforced Plastic | Pressurized
YOGESH PATEL DBA KWIK-E-MART | 805 MISSION RIDGE RD | ROSSVILLE | Walker | 1460064 | 8 | Ball Float | 1996-01-10 |  | 1996-01-10 |  | Currently in Use | Gas (Historical Use) | 4000 | Composite | 1996-01-10 | Fiberglass Reinforced Plastic | Pressurized
CHICKAMAUGA CITY SCHOOLS | COVE RD | CHICKAMAUGA | Walker | 1460065 | 1 | [5 empty] | Removed from Ground | Gas (Historical Use) | 1000 | Bare Steel | 1971-05-12 | Galvanized Steel
PATTON ROCK PRODUCTS | HWY 193 & BLUEHOLE RD | LAFAYETTE | Walker | 1460066 | 1 | [5 empty] | Removed from Ground | Diesel | 6000 | Bare Steel | 1982-05-09 | Galvanized Steel | Suction (American)
WHITFIELD OIL CO INC | 304 THOMAS AVE(REAR) & 7TH ST | CHICKAMAUGA | Walker | 1460068 | 1 | [5 empty] | Removed from Ground | Kerosene | 8000 | Bare Steel | 1979-05-10 | Galvanized Steel | Pressurized
WHITFIELD OIL CO INC | 304 THOMAS AVE(REAR) & 7TH ST | CHICKAMAUGA | Walker | 1460068 | 2 | [5 empty] | Removed from Ground | Kerosene | 8000 | Bare Steel | 1979-05-10 | Galvanized Steel | Pressurized
WHITFIELD OIL CO INC | 304 THOMAS AVE(REAR) & 7TH ST | CHICKAMAUGA | Walker | 1460068 | 3 | [5 empty] | Removed from Ground | Diesel | 6000 | Bare Steel | 1979-05-10 | Galvanized Steel | Pressurized
BEN QUARLES SERVICE STATION | 126 SOUTH MAIN ST | LAFAYETTE | Walker | 1460069 | 1 | [5 empty] | Removed from Ground | Gas (Historical Use) | 1000 | Bare Steel | 1965-05-13 | Galvanized Steel
BEN QUARLES SERVICE STATION | 126 SOUTH MAIN ST | LAFAYETTE | Walker | 1460069 | 2 | [5 empty] | Removed from Ground | Gas (Historical Use) | 1000 | Bare Steel | 1965-05-13 | Galvanized Steel
BEN QUARLES SERVICE STATION | 126 SOUTH MAIN ST | LAFAYETTE | Walker | 1460069 | 3 | [5 empty] | Removed from Ground | Gas (Historical Use) | 2000 | Bare Steel | 1970-05-12 | Galvanized Steel
DIANES QUIK STOP | 2664 HWY 136 E | LAFAYETTE | Walker | 1460070 | 1 | [5 empty] | Removed from Ground | Empty | 3000 | Bare Steel | 1968-05-12 | Galvanized Steel | Safe Suction (Euro)
DIANES QUIK STOP | 2664 HWY 136 E | LAFAYETTE | Walker | 1460070 | 2 | [5 empty] | Removed from Ground | Gas (Historical Use) | 4000 | Bare Steel | 1968-04-01 | Galvanized Steel | Safe Suction (Euro)
JACKSON REALTY | 102 NORTH MAIN ST | LAFAYETTE | Walker | 1460072 | 1 | [5 empty] | Closed in Ground | Empty | 2000 | Bare Steel | 1961-05-14 | Galvanized Steel
JACKSON REALTY | 102 NORTH MAIN ST | LAFAYETTE | Walker | 1460072 | 2 | [5 empty] | Closed in Ground | Empty | 2000 | Bare Steel | 1961-05-14 | Galvanized Steel
JACKSON REALTY | 102 NORTH MAIN ST | LAFAYETTE | Walker | 1460072 | 3 | [5 empty] | Closed in Ground | Empty | 2000 | Bare Steel | 1961-05-14 | Galvanized Steel
SOUTHERN LOG WHOLESALERS | US HWY 27 NORTH | LAFAYETTE | Walker | 1460073 | 1 | [5 empty] | Removed from Ground | Diesel | 4000 | Bare Steel | 1981-06-01 | Galvanized Steel | Suction (American)
HAUN PETROLEUM INC | 5661 GA HWY 136 W | CHICKAMAUGA | Walker | 1460074 | 1 | Overfill Alarm | 1998-08-15 |  | 1998-08-15 |  | Temporarily out of use | Gas (Historical Use) | 4000 | Steel-Impressed Current | 1982-05-09 | Steel (Impressed Current) | Safe Suction (Euro)
HAUN PETROLEUM INC | 5661 GA HWY 136 W | CHICKAMAUGA | Walker | 1460074 | 2 | Overfill Alarm | 1998-08-15 |  | 1998-08-15 |  | Closed in Ground | Gas (Historical Use) | 4000 | Steel-Impressed Current | 1982-05-09 | Steel (Impressed Current) | Safe Suction (Euro)
HAUN PETROLEUM INC | 5661 GA HWY 136 W | CHICKAMAUGA | Walker | 1460074 | 3 | Overfill Alarm | 1998-08-15 |  | 1998-08-15 |  | Temporarily out of use | Diesel | 4000 | Steel-Impressed Current | 1982-05-09 | Steel (Impressed Current) | Safe Suction (Euro)
HAUN PETROLEUM INC | 5661 GA HWY 136 W | CHICKAMAUGA | Walker | 1460074 | 4 | Overfill Alarm | 1999-01-29 |  | 1998-08-15 |  | Temporarily out of use | Kerosene | 1000 | Steel-Impressed Current | 1984-05-08 | Steel (Impressed Current) | Safe Suction (Euro)
PIT STOP FOOD STORE #6 | 121 GA HWY 151 | LAFAYETTE | Walker | 1460075 | 1 | [5 empty] | Removed from Ground | Empty | 2000 | Bare Steel | 1980-01-01 | Galvanized Steel | Safe Suction (Euro)
PIT STOP FOOD STORE #6 | 121 GA HWY 151 | LAFAYETTE | Walker | 1460075 | 2 | [5 empty] | Removed from Ground | Empty | 2500 | Bare Steel | 1980-01-01 | Galvanized Steel | Safe Suction (Euro)
PIT STOP FOOD STORE #6 | 121 GA HWY 151 | LAFAYETTE | Walker | 1460075 | 3 | [5 empty] | Removed from Ground | Empty | 8000 | Bare Steel | 1980-01-01 | Galvanized Steel | Safe Suction (Euro)
PIT STOP FOOD STORE #6 | 121 GA HWY 151 | LAFAYETTE | Walker | 1460075 | 4 | Flapper Valve | 1994-02-10 |  | 1994-02-10 |  | Closed in Ground | Gas (Historical Use) | 4000 | Galvanic (STIP-3) | 1994-02-10 | Galvanized Steel | Safe Suction (Euro)
PIT STOP FOOD STORE #6 | 121 GA HWY 151 | LAFAYETTE | Walker | 1460075 | 5 | Flapper Valve | 1994-02-10 | FALSE | 1994-02-10 | FALSE | Currently in Use | Regular | 4000 | Galvanic (STIP-3) | 1994-02-10 | Galvanized Steel | Safe Suction (Euro)
PIT STOP FOOD STORE #6 | 121 GA HWY 151 | LAFAYETTE | Walker | 1460075 | 6 | Flapper Valve | 1994-02-10 | FALSE | 1994-02-10 | FALSE | Currently in Use | Diesel | 4000 | Galvanic (STIP-3) | 1994-02-10 | Galvanized Steel | Safe Suction (Euro)
DIANES QUIK STOP | 2664 HWY 136 E | LAFAYETTE | Walker | 1460076 | 1 | [5 empty] | Removed from Ground | Kerosene | 1000 | Bare Steel | 1985-05-01 | Galvanized Steel | Safe Suction (Euro)
STOP N SHOP | 5709 GA HWY 337 | LAFAYETTE | Walker | 1460078 | 1 |  | 1995-10-16 |  | 1995-10-16 |  | Removed from Ground | Gas (Historical Use) | 4000 | Bare Steel | 1980-05-09 | Galvanized Steel | Safe Suction (Euro)
STOP N SHOP | 5709 GA HWY 337 | LAFAYETTE | Walker | 1460078 | 2 |  | 1995-10-16 |  | 1995-10-16 |  | Removed from Ground | Gas (Historical Use) | 4000 | Cathodically Protected Steel | 1980-05-09 | Fiberglass Reinforced Plastic | Suction (American)
STOP N SHOP | 5709 GA HWY 337 | LAFAYETTE | Walker | 1460078 | 3 |  | 1990-11-12 | FALSE | 1990-11-12 | FALSE | Removed from Ground | Gas (Historical Use) | 1000 | Galvanic (STIP-3) | 1990-11-12 | Fiberglass Reinforced Plastic | Safe Suction (Euro)
Billu G Two, Inc. | 5009 N HIGHWAY 27 | LAFAYETTE | Walker | 1460079 | 1 | Flapper Valve | 1990-04-10 | FALSE | 1990-04-10 | FALSE | Temporarily out of use | Empty | 2000 | Steel-Impressed Current | 1963-05-14 | Steel (Impressed Current) | Safe Suction (Euro)
Billu G Two, Inc. | 5009 N HIGHWAY 27 | LAFAYETTE | Walker | 1460079 | 2 | Flapper Valve | 1990-04-10 | FALSE | 1990-04-10 | FALSE | Temporarily out of use | Empty | 2000 | Steel-Impressed Current | 1962-05-14 | Steel (Impressed Current) | Safe Suction (Euro)
Billu G Two, Inc. | 5009 N HIGHWAY 27 | LAFAYETTE | Walker | 1460079 | 3 | Flapper Valve | 1990-04-10 | FALSE | 1990-04-10 | FALSE | Temporarily out of use | Empty | 2000 | Steel-Impressed Current | 1962-05-14 | Steel (Impressed Current) | Safe Suction (Euro)
Billu G Two, Inc. | 5009 N HIGHWAY 27 | LAFAYETTE | Walker | 1460079 | 4 | Flapper Valve | 1990-04-10 | FALSE | 1990-04-10 | FALSE | Temporarily out of use | Empty | 2000 | Steel-Impressed Current | 1962-05-14 | Steel (Impressed Current) | Safe Suction (Euro)
Billu G Two, Inc. | 5009 N HIGHWAY 27 | LAFAYETTE | Walker | 1460079 | 5 | Flapper Valve | 1998-10-12 | FALSE | 1998-10-12 | FALSE | Temporarily out of use | Empty | 10000 | Steel-Impressed Current | 1983-05-09 | Steel (Impressed Current) | Safe Suction (Euro)
THE RED BARN GROCERY | US HWY 27 SOUTH | LAFAYETTE | Walker | 1460081 | 1 | [5 empty] | Closed in Ground | Gas (Historical Use) | 6000 | Bare Steel | 1980-05-09 | Galvanized Steel
THE RED BARN GROCERY | US HWY 27 SOUTH | LAFAYETTE | Walker | 1460081 | 2 | [5 empty] | Closed in Ground | Gas (Historical Use) | 6000 | Bare Steel | 1980-05-09 | Galvanized Steel
S&S GROCERY STORE | 1516 GA HWY 337 | LAFAYETTE | Walker | 1460082 | 1 | [5 empty] | Removed from Ground | Empty | 1000 | Bare Steel | 1979-05-10 | Galvanized Steel
S&S GROCERY STORE | 1516 GA HWY 337 | LAFAYETTE | Walker | 1460082 | 2 | [5 empty] | Removed from Ground | Empty | 1000 | Bare Steel | 1979-05-10 | Galvanized Steel
S&S GROCERY STORE | 1516 GA HWY 337 | LAFAYETTE | Walker | 1460082 | 3 | [5 empty] | Removed from Ground | Empty | 1000 | Bare Steel | 1979-05-10 | Galvanized Steel
B & C QUIK STOP | 12649 N US HWY 27 | CHICKAMAUGA | Walker | 1460083 | 1 | Flapper Valve | 1993-11-12 | FALSE | 1993-11-12 | FALSE | Currently in Use | Premium | 4000 | Steel-Impressed Current | 1975-06-01 | Steel (Impressed Current) | Safe Suction (Euro)
B & C QUIK STOP | 12649 N US HWY 27 | CHICKAMAUGA | Walker | 1460083 | 2 | Flapper Valve | 1993-11-12 | FALSE | 1993-11-12 | FALSE | Currently in Use | Regular | 6000 | Steel-Impressed Current | 1978-09-01 | Steel (Impressed Current) | Safe Suction (Euro)
B & C QUIK STOP | 12649 N US HWY 27 | CHICKAMAUGA | Walker | 1460083 | 3 | Flapper Valve | 1993-11-12 | FALSE | 1993-11-12 | FALSE | Temporarily out of use | Empty | 4000 | Steel-Impressed Current | 1975-06-01 | Steel (Impressed Current) | Safe Suction (Euro)
PIT STOP FOOD STORE #1 | 501 E VILLANOW ST | LAFAYETTE | Walker | 1460084 | 1 | Flapper Valve | 1984-05-08 | FALSE | 2001-09-15 | FALSE | Currently in Use | Diesel | 4000 | Steel-Impressed Current | 1975-05-11 | Fiberglass Reinforced Plastic | Pressurized
PIT STOP FOOD STORE #1 | 501 E VILLANOW ST | LAFAYETTE | Walker | 1460084 | 2 | Flapper Valve | 1984-05-08 | FALSE | 2001-09-15 | FALSE | Currently in Use | E-0 | 4000 | Steel-Impressed Current | 1975-05-11 | Fiberglass Reinforced Plastic | Suction (American)
PIT STOP FOOD STORE #1 | 501 E VILLANOW ST | LAFAYETTE | Walker | 1460084 | 3 | Flapper Valve | 1984-05-08 | FALSE | 1984-05-08 | FALSE | Currently in Use | Regular | 8000 | Steel-Impressed Current | 1984-05-08 | Fiberglass Reinforced Plastic | Pressurized
PIT STOP FOOD STORE #1 | 501 E VILLANOW ST | LAFAYETTE | Walker | 1460084 | 4 | Flapper Valve | 1984-05-08 | FALSE | 1984-05-08 | FALSE | Currently in Use | Premium | 8000 | Steel-Impressed Current | 1984-05-08 | Fiberglass Reinforced Plastic | Pressurized
HARRIS CAR WASH | 810 N MAIN ST | LAFAYETTE | Walker | 1460085 | 1 | [5 empty] | Removed from Ground | Gas (Historical Use) | 6000 | Bare Steel | 1979-05-10 | Galvanized Steel | Safe Suction (Euro)
HARRIS CAR WASH | 810 N MAIN ST | LAFAYETTE | Walker | 1460085 | 2 | [5 empty] | Removed from Ground | Gas (Historical Use) | 6000 | Bare Steel | 1979-05-10 | Galvanized Steel | Safe Suction (Euro)
CLINTS SERVICE STATION | 501 W MAIN ST | LAFAYETTE | Walker | 1460086 | 1 | [5 empty] | Removed from Ground | Gas (Historical Use) | 1000 | Bare Steel | 1983-01-01 | Galvanized Steel | Safe Suction (Euro)
CLINTS SERVICE STATION | 501 W MAIN ST | LAFAYETTE | Walker | 1460086 | 2 | [5 empty] | Closed in Ground | Empty | 1000 | Bare Steel | 1958-05-15 | Galvanized Steel | Safe Suction (Euro)
CLINTS SERVICE STATION | 501 W MAIN ST | LAFAYETTE | Walker | 1460086 | 3 | [5 empty] | Removed from Ground | Empty | 1000 | Bare Steel | 1958-05-15 | Galvanized Steel | Safe Suction (Euro)
CLINTS SERVICE STATION | 501 W MAIN ST | LAFAYETTE | Walker | 1460086 | 4 | [5 empty] | Removed from Ground | Diesel | 550 | Bare Steel | 1958-05-15 | Galvanized Steel | Safe Suction (Euro)
CLINTS SERVICE STATION | 501 W MAIN ST | LAFAYETTE | Walker | 1460086 | 5 | [5 empty] | Removed from Ground | Diesel | 550 | Bare Steel | 1958-05-15 | Galvanized Steel | Safe Suction (Euro)
CLINTS SERVICE STATION | 501 W MAIN ST | LAFAYETTE | Walker | 1460086 | 7 | [5 empty] | Removed from Ground | Kerosene | 280 | Bare Steel | 1958-05-15 | Galvanized Steel | Safe Suction (Euro)
PIT STOP FOOD STORE NO 5 | 406 S CHATTANOOGA ST | LAFAYETTE | Walker | 1460087 | 1 | Flapper Valve | 1993-11-23 | FALSE | 1993-11-23 | FALSE | Currently in Use | Regular | 4000 | Steel-Impressed Current | 1998-09-07 | Steel (Impressed Current) | Safe Suction (Euro)
PIT STOP FOOD STORE NO 5 | 406 S CHATTANOOGA ST | LAFAYETTE | Walker | 1460087 | 2 |  | 1993-11-23 |  | 1993-11-23 |  | Removed from Ground | Gas (Historical Use) | 4000 | Steel-Impressed Current | 1979-05-10 | Steel (Impressed Current) | Safe Suction (Euro)
PIT STOP FOOD STORE NO 5 | 406 S CHATTANOOGA ST | LAFAYETTE | Walker | 1460087 | 3 | Flapper Valve | 1993-11-23 | FALSE | 1993-11-23 | FALSE | Currently in Use | E-10 | 6000 | Steel-Impressed Current | 1998-09-17 | Steel (Impressed Current) | Safe Suction (Euro)
FAVORITE MARKET #67 | CHATTANOOGA VALLEY RD | FLINTSTONE | Walker | 1460092 | 1 | [5 empty] | Removed from Ground | Gas (Historical Use) | 10000 | Bare Steel | 1981-05-09 | Galvanized Steel | Pressurized
FAVORITE MARKET #67 | CHATTANOOGA VALLEY RD | FLINTSTONE | Walker | 1460092 | 2 | [5 empty] | Removed from Ground | Gas (Historical Use) | 10000 | Bare Steel | 1981-05-09 | Galvanized Steel | Pressurized
FAVORITE MARKET #67 | CHATTANOOGA VALLEY RD | FLINTSTONE | Walker | 1460092 | 3 | [5 empty] | Removed from Ground | Gas (Historical Use) | 10000 | Bare Steel | 1981-05-09 | Galvanized Steel | Pressurized
MAPCO EXPRESS 3644 | 408 JAMES ST | ROSSVILLE | Walker | 1460093 | 1 | Flapper Valve | 1998-04-20 | FALSE | 1998-04-20 | FALSE | Currently in Use | Regular | 10000 | Steel-Impressed Current | 1981-05-09 | Steel (Impressed Current) | Pressurized
MAPCO EXPRESS 3644 | 408 JAMES ST | ROSSVILLE | Walker | 1460093 | 2 | Flapper Valve | 1998-04-20 | FALSE | 1998-04-20 | FALSE | Currently in Use | Plus | 10000 | Steel-Impressed Current | 1981-05-09 | Steel (Impressed Current) | Pressurized
MAPCO EXPRESS 3644 | 408 JAMES ST | ROSSVILLE | Walker | 1460093 | 3 | Flapper Valve | 1998-04-20 |  | 1998-04-20 |  | Currently in Use | Gas (Historical Use) | 10000 | Steel-Impressed Current | 1981-05-09 | Steel (Impressed Current) | Pressurized
WHITEWAY CLEANERS | 202 SHORT ST | ROSSVILLE | Walker | 1460094 | 1 | [5 empty] | Removed from Ground | Other | 550 | Bare Steel | 1966-05-13 | Galvanized Steel
WHITEWAY CLEANERS | 202 SHORT ST | ROSSVILLE | Walker | 1460094 | 2 | [5 empty] | Removed from Ground | Empty | 1000 | Bare Steel | 1961-05-14 | Galvanized Steel
CATLETT GROCERY | 35 ROUND POND RD | LAFAYETTE | Walker | 1460095 | 1 | [5 empty] | Removed from Ground | Gas (Historical Use) | 4000 | Bare Steel | 1984-05-08 | Galvanized Steel | Safe Suction (Euro)
CATLETT GROCERY | 35 ROUND POND RD | LAFAYETTE | Walker | 1460095 | 2 | [5 empty] | Removed from Ground | Gas (Historical Use) | 4000 | Bare Steel | 1984-05-08 | Galvanized Steel | Safe Suction (Euro)
CATLETT GROCERY | 35 ROUND POND RD | LAFAYETTE | Walker | 1460095 | 3 | Ball Float | 1993-12-15 |  | 1993-12-15 |  | Currently in Use | Diesel | 6000 | Steel-Impressed Current | 1984-11-01 | Fiberglass Reinforced Plastic | Safe Suction (Euro)
CATLETT GROCERY | 35 ROUND POND RD | LAFAYETTE | Walker | 1460095 | 4 | Ball Float | 1993-12-15 | FALSE | 1993-12-15 | FALSE | Currently in Use | Diesel | 4000 | Steel-Impressed Current | 1984-11-01 |  | Safe Suction (Euro)
CATLETT GROCERY | 35 ROUND POND RD | LAFAYETTE | Walker | 1460095 | 5 | Ball Float | 1993-12-15 | FALSE | 1993-12-15 | FALSE | Currently in Use | Diesel | 4000 | Steel-Impressed Current | 1984-11-01 | Fiberglass Reinforced Plastic | Safe Suction (Euro)
CATLETT GROCERY | 35 ROUND POND RD | LAFAYETTE | Walker | 1460095 | 6 | Ball Float | 1992-10-22 | FALSE | 1992-10-22 | FALSE | Currently in Use | Regular | 8000 | Galvanic (STIP-3) | 1992-10-22 | Fiberglass Reinforced Plastic | Pressurized
CATLETT GROCERY | 35 ROUND POND RD | LAFAYETTE | Walker | 1460095 | 7 | Ball Float | 1992-10-22 | FALSE | 1992-10-22 | FALSE | Currently in Use | Plus | 8000 | Galvanic (STIP-3) | 1992-10-22 | Fiberglass Reinforced Plastic | Pressurized
CATLETT GROCERY | 35 ROUND POND RD | LAFAYETTE | Walker | 1460095 | 8 | Ball Float | 1992-10-22 | FALSE | 1992-10-22 | FALSE | Currently in Use | Premium | 10000 | Galvanic (STIP-3) | 1992-10-22 | Fiberglass Reinforced Plastic | Pressurized
MR JACKS | 514 SCHMITT RD | ROSSVILLE | Walker | 1460098 | 1 |  | 1999-01-15 |  | 1999-01-15 |  | Removed from Ground | Gas (Historical Use) | 1000 | Steel-Impressed Current | 1976-05-10 | Cathodically Protected | Safe Suction (Euro)
MR JACKS | 514 SCHMITT RD | ROSSVILLE | Walker | 1460098 | 2 |  | 1999-01-15 |  | 1999-01-15 |  | Removed from Ground | Gas (Historical Use) | 3000 | Steel-Impressed Current | 1980-05-09 | Cathodically Protected | Safe Suction (Euro)
MR JACKS | 514 SCHMITT RD | ROSSVILLE | Walker | 1460098 | 3 |  | 1999-01-15 |  | 1999-01-15 |  | Removed from Ground | Gas (Historical Use) | 3000 | Steel-Impressed Current | 1976-05-10 | Cathodically Protected | Safe Suction (Euro)
MR JACKS | 514 SCHMITT RD | ROSSVILLE | Walker | 1460098 | 4 |  | 1999-01-15 |  | 1999-01-15 |  | Removed from Ground | Kerosene | 4000 | Steel-Impressed Current | 1982-05-09 | Cathodically Protected | Safe Suction (Euro)
MR JACKS | 514 SCHMITT RD | ROSSVILLE | Walker | 1460098 | 5 |  | 1999-01-15 |  | 1999-01-15 |  | Removed from Ground | Gas (Historical Use) | 1000 | Steel-Impressed Current | 1976-05-10 | Cathodically Protected | Safe Suction (Euro)
ROSSVILLE EXXON | 788 CHICKAMAUGA AVE | ROSSVILLE | Walker | 1460099 | 1 |  | 1998-09-04 |  | 1998-09-04 |  | Currently in Use | Gas (Historical Use) | 5000 | Steel-Impressed Current | 1956-05-15 | Fiberglass Reinforced Plastic | Safe Suction (Euro)
ROSSVILLE EXXON | 788 CHICKAMAUGA AVE | ROSSVILLE | Walker | 1460099 | 2 |  | 1998-09-04 |  | 1998-09-04 |  | Temporarily out of use | Gas (Historical Use) | 5000 | Steel-Impressed Current | 1956-05-15 | Fiberglass Reinforced Plastic | Safe Suction (Euro)
ROSSVILLE EXXON | 788 CHICKAMAUGA AVE | ROSSVILLE | Walker | 1460099 | 3 |  | 1998-09-04 |  | 1998-09-04 |  | Currently in Use | Gas (Historical Use) | 3000 | Steel-Impressed Current | 1964-05-13 | Fiberglass Reinforced Plastic | Safe Suction (Euro)
ROSSVILLE EXXON | 788 CHICKAMAUGA AVE | ROSSVILLE | Walker | 1460099 | 4 |  | 1998-09-04 |  | 1998-09-04 |  | Currently in Use | Kerosene | 3000 | Steel-Impressed Current | 1983-05-09 | Cathodically Protected | Safe Suction (Euro)
ROSSVILLE EXXON | 788 CHICKAMAUGA AVE | ROSSVILLE | Walker | 1460099 | 5 |  |  | TRUE |  | TRUE | Removed from Ground | Used Oil | 550 | Bare Steel | 1966-05-13 | Galvanized Steel
ROSSVILLE EXXON | 788 CHICKAMAUGA AVE | ROSSVILLE | Walker | 1460099 | 6 |  |  | TRUE |  | TRUE | Removed from Ground | Used Oil | 550 | Bare Steel | 1966-05-13 | Galvanized Steel
AMERICAN TIRE & BRAKE | 316 MCFARLAND AVE | ROSSVILLE | Walker | 1460101 | 1 | [5 empty] | Removed from Ground | Gas (Historical Use) | 2000 | Bare Steel | 1956-05-15 | Galvanized Steel
AMERICAN TIRE & BRAKE | 316 MCFARLAND AVE | ROSSVILLE | Walker | 1460101 | 2 | [5 empty] | Removed from Ground | Gas (Historical Use) | 2000 | Bare Steel | 1956-05-15 | Galvanized Steel
AMERICAN TIRE & BRAKE | 316 MCFARLAND AVE | ROSSVILLE | Walker | 1460101 | 3 | [5 empty] | Removed from Ground | Gas (Historical Use) | 2000 | Bare Steel | 1956-05-15 | Galvanized Steel
AMERICAN TIRE & BRAKE | 316 MCFARLAND AVE | ROSSVILLE | Walker | 1460101 | 4 |  |  | TRUE |  | TRUE | Closed in Ground | Used Oil | 500 | Bare Steel | 1956-05-15 | Galvanized Steel
ALLENS SUPERETTE | 6683 W HWY 136 | CHICKAMAUGA | Walker | 1460102 | 1 |  | 1999-01-15 |  | 1999-01-15 |  | Removed from Ground | Gas (Historical Use) | 4000 | Steel-Impressed Current | 1983-10-09 | Cathodically Protected | Safe Suction (Euro)
ALLENS SUPERETTE | 6683 W HWY 136 | CHICKAMAUGA | Walker | 1460102 | 2 |  | 1999-01-15 |  | 1999-01-15 |  | Removed from Ground | Gas (Historical Use) | 4000 | Steel-Impressed Current | 1983-10-09 | Cathodically Protected | Safe Suction (Euro)
ALLENS SUPERETTE | 6683 W HWY 136 | CHICKAMAUGA | Walker | 1460102 | 3 |  | 1999-01-15 |  | 1999-01-15 |  | Removed from Ground | Gas (Historical Use) | 6000 | Steel-Impressed Current | 1983-10-09 | Cathodically Protected | Safe Suction (Euro)
ALLENS SUPERETTE | 6683 W HWY 136 | CHICKAMAUGA | Walker | 1460102 | 4D |  | 1999-01-15 |  | 1999-01-15 |  | Removed from Ground | Diesel | 1000 | Steel-Impressed Current | 1968-05-12 | Cathodically Protected | Safe Suction (Euro)
ALLENS SUPERETTE | 6683 W HWY 136 | CHICKAMAUGA | Walker | 1460102 | 5K |  | 1999-01-15 |  | 1999-01-15 |  | Removed from Ground | Kerosene | 1000 | Steel-Impressed Current | 1968-05-12 | Cathodically Protected | Safe Suction (Euro)
RESTAURANT ENTERPRISES | WEST CHEROKEE/STREET #? | LAFAYETTE | Walker | 1460103 | 1 | [5 empty] | Removed from Ground | Gas (Historical Use) | 1000 | Bare Steel | 1976-05-10 | Galvanized Steel
CLOSED/O'KELLEY | 514 MISSION RIDGE RD | ROSSVILLE | Walker | 1460104 | 1 | [5 empty] | Removed from Ground | Empty | 1000 | Bare Steel | 1961-05-14 | Galvanized Steel
CLOSED/O'KELLEY | 514 MISSION RIDGE RD | ROSSVILLE | Walker | 1460104 | 2 | [5 empty] | Removed from Ground | Empty | 1000 | Bare Steel | 1961-05-14 | Galvanized Steel
CLOSED/O'KELLEY | 514 MISSION RIDGE RD | ROSSVILLE | Walker | 1460104 | 3 | [5 empty] | Removed from Ground | Empty | 2000 | Bare Steel | 1971-05-12 | Galvanized Steel
CLOSED | US HWY 27 | CHICKAMAUGA | Walker | 1460107 | 1 | [5 empty] | Removed from Ground | Empty | 1000 | Bare Steel | 1964-05-13 | Galvanized Steel
CLOSED | US HWY 27 | CHICKAMAUGA | Walker | 1460107 | 2 | [5 empty] | Removed from Ground | Empty | 1000 | Bare Steel | 1964-05-13 | Galvanized Steel
CLOSED | US HWY 27 | CHICKAMAUGA | Walker | 1460107 | 3 | [5 empty] | Removed from Ground | Empty | 1000 | Bare Steel | 1964-05-13 | Galvanized Steel
BRENT BROOKS FARM | HWY 27 | LAFAYETTE | Walker | 1460109 | 1 | [5 empty] | Currently in Use | Diesel | 560 | Bare Steel | 1976-05-10 | Unknown
WILSON CHEVRON | 642 S MAIN STREET | LAFAYETTE | Walker | 1460112 | 1 | [5 empty] | Removed from Ground | Gas (Historical Use) | 3000 | Bare Steel | 1966-05-13 | Unknown
WILSON CHEVRON | 642 S MAIN STREET | LAFAYETTE | Walker | 1460112 | 10 |  | 1999-09-01 | FALSE | 1999-09-01 | FALSE | Closed in Ground | Diesel | 3000 | Epoxy | 1999-03-19 | Fiberglass Reinforced Plastic | Suction (American)
WILSON CHEVRON | 642 S MAIN STREET | LAFAYETTE | Walker | 1460112 | 2 |  |  | FALSE |  | FALSE | Closed in Ground | Gas (Historical Use) | 3000 | Bare Steel | 1966-05-13 | Unknown
WILSON CHEVRON | 642 S MAIN STREET | LAFAYETTE | Walker | 1460112 | 3 | [5 empty] | Removed from Ground | Gas (Historical Use) | 3000 | Bare Steel | 1966-05-13 | Unknown
WILSON CHEVRON | 642 S MAIN STREET | LAFAYETTE | Walker | 1460112 | 4 |  |  | FALSE |  | FALSE | Closed in Ground | Gas (Historical Use) | 3000 | Bare Steel | 1966-05-13 | Unknown
WILSON CHEVRON | 642 S MAIN STREET | LAFAYETTE | Walker | 1460112 | 5 | [5 empty] | Removed from Ground | Diesel | 3000 | Bare Steel | 1984-05-08 | Galvanized Steel
WILSON CHEVRON | 642 S MAIN STREET | LAFAYETTE | Walker | 1460112 | 6 |  |  | TRUE |  | TRUE | Removed from Ground | Used Oil | 500 | Bare Steel | 1978-08-01 | Unknown
WILSON CHEVRON | 642 S MAIN STREET | LAFAYETTE | Walker | 1460112 | 7 |  | 1999-03-01 | FALSE | 1999-03-01 | FALSE | Closed in Ground | Gas (Historical Use) | 6000 | Composite | 1989-06-05 | Fiberglass Reinforced Plastic | Pressurized
WILSON CHEVRON | 642 S MAIN STREET | LAFAYETTE | Walker | 1460112 | 8 |  | 1999-03-01 | FALSE | 1999-03-01 | FALSE | Closed in Ground | Gas (Historical Use) | 6000 | Composite | 1989-06-05 | Fiberglass Reinforced Plastic | Pressurized
WILSON CHEVRON | 642 S MAIN STREET | LAFAYETTE | Walker | 1460112 | 9 |  | 1999-03-01 | FALSE | 1999-03-01 | FALSE | Closed in Ground | Gas (Historical Use) | 6000 | Composite | 1989-06-05 | Fiberglass Reinforced Plastic | Pressurized
MAPCO EXPRESS 3663 | 1226 LULA LAKE RD | LOOKOUT MOUNTAIN | Walker | 1460114 | 1 | Ball Float | 1993-01-18 | FALSE | 1993-01-18 | FALSE | Currently in Use | Premium | 3008 | Composite | 1992-03-02 | Double Walled | Pressurized
MAPCO EXPRESS 3663 | 1226 LULA LAKE RD | LOOKOUT MOUNTAIN | Walker | 1460114 | 2 | Ball Float | 1993-01-18 | FALSE | 1993-01-18 | FALSE | Currently in Use | Regular | 4010 | Composite | 1992-03-02 | Double-Walled Flex | Pressurized
MAPCO EXPRESS 3663 | 1226 LULA LAKE RD | LOOKOUT MOUNTAIN | Walker | 1460114 | 3 | Ball Float | 1993-01-18 | FALSE | 1993-01-18 | FALSE | Currently in Use | Regular | 3008 | Composite | 1992-03-02 | Double-Walled Flex | Pressurized
DEPT OF WATER/SEWER BLDG | 302 NORTH MAIN ST | LAFAYETTE | Walker | 1460115 | 1 | [5 empty] | Removed from Ground | Gas (Historical Use) | 1060 | Bare Steel | 1978-05-03 | Galvanized Steel
DISCOUNT MARKET | 1430 WILSON RD | ROSSVILLE | Walker | 1460116 | 1 | Flapper Valve | 1997-11-15 | FALSE | 1997-11-15 | FALSE | Currently in Use | Regular | 6000 | STIP-3/Impressed Current | 1985-12-01 | Fiberglass Reinforced Plastic | Pressurized
DISCOUNT MARKET | 1430 WILSON RD | ROSSVILLE | Walker | 1460116 | 2 | Flapper Valve | 1997-11-15 | FALSE | 1997-11-15 | FALSE | Currently in Use | Premium | 4000 | STIP-3/Impressed Current | 1985-12-01 | Fiberglass Reinforced Plastic | Pressurized
DISCOUNT MARKET | 1430 WILSON RD | ROSSVILLE | Walker | 1460116 | 4A | Flapper Valve | 1997-11-15 | FALSE | 1997-11-15 | FALSE | Currently in Use | Kerosene | 1000 | STIP-3/Impressed Current | 1985-12-01 | Fiberglass Reinforced Plastic | Pressurized
DISCOUNT MARKET | 1430 WILSON RD | ROSSVILLE | Walker | 1460116 | 4B | Flapper Valve | 1997-11-15 | FALSE | 1997-11-15 | FALSE | Currently in Use | Kerosene | 1000 | STIP-3/Impressed Current | 1985-12-01 | Fiberglass Reinforced Plastic | Pressurized
DISCOUNT MARKET | 1430 WILSON RD | ROSSVILLE | Walker | 1460116 | 5 |  | 1997-11-15 | FALSE | 1997-11-15 | FALSE | Currently in Use | Diesel | 5000 | Galvanic (STIP-3) | 1985-12-01 | Fiberglass Reinforced Plastic | Pressurized
JIFFY MART | 1250 MISSION RIDGE RD | ROSSVILLE | Walker | 1460117 | 1 | [5 empty] | Removed from Ground | Gas (Historical Use) | 8000 | Bare Steel | 1984-05-07 | Galvanized Steel | Suction (American)
JIFFY MART | 1250 MISSION RIDGE RD | ROSSVILLE | Walker | 1460117 | 2 | [5 empty] | Removed from Ground | Gas (Historical Use) | 6000 | Bare Steel | 1974-05-09 | Galvanized Steel | Suction (American)
JIFFY MART | 1250 MISSION RIDGE RD | ROSSVILLE | Walker | 1460117 | 3 | [5 empty] | Removed from Ground | Gas (Historical Use) | 1000 | Bare Steel | 1984-05-06 | Galvanized Steel | Suction (American)
JIFFY MART | 1250 MISSION RIDGE RD | ROSSVILLE | Walker | 1460117 | 4 | [5 empty] | Removed from Ground | Gas (Historical Use) | 1000 | Bare Steel | 1984-05-06 | Galvanized Steel
SOUTHEASTERN MATERIALS | 1751 MCFARLAND AVE | ROSSVILLE | Walker | 1460120 | 1 |  | 1998-12-01 | FALSE | 1998-12-01 | FALSE | Removed from Ground | Diesel | 8000 | Cathodically Protected Steel | 1982-05-09 | Cathodically Protected | Safe Suction (Euro)
SOUTHEASTERN MATERIALS | 1751 MCFARLAND AVE | ROSSVILLE | Walker | 1460120 | 2 |  | 1998-12-01 |  | 1998-12-01 |  | Removed from Ground | Gas (Historical Use) | 3000 | Steel-Impressed Current | 1982-05-09 | Cathodically Protected | Safe Suction (Euro)
AMERICAN THREAD/ROSSVILLE PLANT | 200 MAPLE ST | ROSSVILLE | Walker | 1460122 | 1 | [5 empty] | Removed from Ground | Diesel | 10000 | Bare Steel | 1951-05-17 | Bare Steel
AMERICAN THREAD/ROSSVILLE PLANT | 200 MAPLE ST | ROSSVILLE | Walker | 1460122 | 2 | [5 empty] | Removed from Ground | Diesel | 10000 | Bare Steel | 1951-05-17 | Bare Steel
AMERICAN THREAD/ROSSVILLE PLANT | 200 MAPLE ST | ROSSVILLE | Walker | 1460122 | 3 | [5 empty] | Removed from Ground | Diesel | 10000 | Bare Steel | 1974-05-11 | Bare Steel
WALKER COUNTY LANDFILL | MARBLETOP RD | CHICKAMAUGA | Walker | 1460123 | 1 | [5 empty] | Removed from Ground | Gas (Historical Use) | 3000 | Bare Steel | 1974-01-01 | Galvanized Steel | Suction (American)
WALKER COUNTY LANDFILL | MARBLETOP RD | CHICKAMAUGA | Walker | 1460123 | 2 | [5 empty] | Removed from Ground | Diesel | 3000 | Bare Steel | 1974-05-10 | Galvanized Steel | Suction (American)
WALKER COUNTY RD DEPT/MAINT SHOP | 91 INDUSTRIAL DR | CHICKAMAUGA | Walker | 1460124 | 1 |  | 1998-11-28 |  | 1998-11-28 |  | Removed from Ground | Gas (Historical Use) | 4000 | Steel-Impressed Current | 1981-05-09 | Cathodically Protected | Suction (American)
WALKER COUNTY RD DEPT/MAINT SHOP | 91 INDUSTRIAL DR | CHICKAMAUGA | Walker | 1460124 | 2 |  | 1998-11-28 |  | 1998-11-28 |  | Removed from Ground | Diesel | 4000 | Steel-Impressed Current | 1981-05-09 | Cathodically Protected | Suction (American)
WALKER COUNTY RD DEPT/MAINT SHOP | 91 INDUSTRIAL DR | CHICKAMAUGA | Walker | 1460124 | 3 |  | 1998-11-28 |  | 1998-11-28 |  | Removed from Ground | Diesel | 6000 | Steel-Impressed Current | 1981-05-09 | Cathodically Protected | Suction (American)
WALKER COUNTY RD DEPT/MAINT SHOP | 91 INDUSTRIAL DR | CHICKAMAUGA | Walker | 1460124 | 4 | Overfill Alarm | 2005-07-01 | FALSE | 2005-07-01 | FALSE | Currently in Use | Diesel | 12000 | Composite | 2005-07-01 | Double-Walled Fiberglass | Pressurized
WALKER COUNTY RD DEPT/MAINT SHOP | 91 INDUSTRIAL DR | CHICKAMAUGA | Walker | 1460124 | 5 | Overfill Alarm | 2005-07-01 | FALSE | 2005-07-01 | FALSE | Currently in Use | Gas (Historical Use) | 8000 | Composite | 2005-07-01 | Double-Walled Fiberglass | Pressurized
VILLANOW GENERAL STORE | 24 E ARMUCHEE ROAD | LAFAYETTE | Walker | 1460126 | 1 |  | 1999-01-13 |  | 1999-01-13 |  | Removed from Ground | Gas (Historical Use) | 1000 | Steel-Impressed Current | 1986-05-09 | Cathodically Protected | Suction (American)
VILLANOW GENERAL STORE | 24 E ARMUCHEE ROAD | LAFAYETTE | Walker | 1460126 | 2 |  | 1999-01-13 |  | 1999-01-13 |  | Removed from Ground | Gas (Historical Use) | 1000 | Steel-Impressed Current | 1986-05-08 | Cathodically Protected | Suction (American)
VILLANOW GENERAL STORE | 24 E ARMUCHEE ROAD | LAFAYETTE | Walker | 1460126 | 3 |  | 1999-01-13 |  | 1999-01-13 |  | Removed from Ground | Gas (Historical Use) | 2000 | Steel-Impressed Current | 1986-05-08 | Cathodically Protected | Suction (American)
VILLANOW GENERAL STORE | 24 E ARMUCHEE ROAD | LAFAYETTE | Walker | 1460126 | 4 |  | 1999-01-13 |  | 1999-01-13 |  | Removed from Ground | Diesel | 2000 | Steel-Impressed Current | 1986-05-08 | Cathodically Protected | Suction (American)
SOUTH MAIN TEXACO | 615 S MAIN ST | LAFAYETTE | Walker | 1460127 | 1 |  | 1999-01-12 |  | 1999-01-12 |  | Removed from Ground | Gas (Historical Use) | 1000 | Steel-Impressed Current | 1961-05-14 | Cathodically Protected | Suction (American)
SOUTH MAIN TEXACO | 615 S MAIN ST | LAFAYETTE | Walker | 1460127 | 2 |  | 1999-01-12 |  | 1999-01-12 |  | Removed from Ground | Gas (Historical Use) | 1000 | Steel-Impressed Current | 1961-05-14 | Cathodically Protected | Suction (American)
SOUTH MAIN TEXACO | 615 S MAIN ST | LAFAYETTE | Walker | 1460127 | 3 |  | 1999-01-12 |  | 1999-01-12 |  | Removed from Ground | Diesel | 1000 | Steel-Impressed Current | 1961-05-14 | Cathodically Protected | Suction (American)
SOUTH MAIN TEXACO | 615 S MAIN ST | LAFAYETTE | Walker | 1460127 | 4 |  | 1999-01-12 |  | 1999-01-12 |  | Removed from Ground | Gas (Historical Use) | 1000 | Steel-Impressed Current | 1961-05-14 | Cathodically Protected | Suction (American)
FLAV-O-RICH INC | HAPPY VALLEY RD/STREET #? | ROSSVILLE | Walker | 1460130 | 1 | [5 empty] | Removed from Ground | Diesel | 10000 | Cathodically Protected Steel | 1992-05-13 | Galvanized Steel
FLAV-O-RICH INC | HAPPY VALLEY RD/STREET #? | ROSSVILLE | Walker | 1460130 | 2 | [5 empty] | Removed from Ground | Gas (Historical Use) | 10000 | Cathodically Protected Steel | 1992-05-13 | Galvanized Steel
FLAV-O-RICH INC | HAPPY VALLEY RD/STREET #? | ROSSVILLE | Walker | 1460130 | 3 | [5 empty] | Removed from Ground | Other | 550 | Bare Steel | 1986-05-08 | Galvanized Steel
ROY E PARRISH JR | BROTHERTON LANE OFF SR 341 | CHICKAMAUGA | Walker | 1460131 | 1 | [5 empty] | Removed from Ground | Gas (Historical Use) | 2000 | Bare Steel | 1981-05-09 | Galvanized Steel
BELLSOUTH TELECOMMUNICATIONS INC | 832 CHICKAMAUGA AVE | ROSSVILLE | Walker | 1460135 | 1 | [5 empty] | Removed from Ground | Other | 5000 | Bare Steel | 1970-01-05 | Galvanized Steel | Suction (American)
BELLSOUTH TELECOMMUNICATIONS INC | 832 CHICKAMAUGA AVE | ROSSVILLE | Walker | 1460135 | 2 | [5 empty] | Removed from Ground | Diesel | 2500 | Bare Steel | 1961-01-01 | Bare Steel
BELLSOUTH TELECOMMUNICATIONS INC | 832 CHICKAMAUGA AVE | ROSSVILLE | Walker | 1460135 | 3 | [5 empty] | Removed from Ground | Diesel | 1000 | Bare Steel | 1989-05-01 | Unknown
HOWARD DELANEY | 900 LAFAYETTE RD | ROSSVILLE | Walker | 1460138 | 1 | [5 empty] | Removed from Ground | Gas (Historical Use) | 3000 | Bare Steel | 1956-05-15 | Galvanized Steel
HOWARD DELANEY | 900 LAFAYETTE RD | ROSSVILLE | Walker | 1460138 | 2 | [5 empty] | Removed from Ground | Gas (Historical Use) | 3000 | Bare Steel | 1956-05-15 | Galvanized Steel
HOWARD DELANEY | 900 LAFAYETTE RD | ROSSVILLE | Walker | 1460138 | 3 | [5 empty] | Removed from Ground | Gas (Historical Use) | 3000 | Bare Steel | 1956-05-15 | Galvanized Steel
HOWARD DELANEY | 900 LAFAYETTE RD | ROSSVILLE | Walker | 1460138 | 4 | [5 empty] | Removed from Ground | Gas (Historical Use) | 3000 | Bare Steel | 1956-05-15 | Galvanized Steel
HOWARD DELANEY | 900 LAFAYETTE RD | ROSSVILLE | Walker | 1460138 | 5 | [5 empty] | Removed from Ground | Gas (Historical Use) | 8000 | Bare Steel | 1976-05-10 | Galvanized Steel
FLINTSTONE AMOCO | GIVE LOCATION | FLINTSTONE | Walker | 1460140 | 1 | [5 empty] | Removed from Ground | Empty | 6000 | Bare Steel | 1979-01-01 | Galvanized Steel
FLINTSTONE AMOCO | GIVE LOCATION | FLINTSTONE | Walker | 1460140 | 2 | [5 empty] | Removed from Ground | Empty | 6000 | Bare Steel | 1979-01-01 | Galvanized Steel
FLINTSTONE AMOCO | GIVE LOCATION | FLINTSTONE | Walker | 1460140 | 3 | [5 empty] | Removed from Ground | Empty | 4000 | Bare Steel | 1979-01-01 | Galvanized Steel
CIRCLE K #2723509 | 728 PARK CITY RD @ SCHMIDT RD | ROSSVILLE | Walker | 1460142 | 1 | Flapper Valve | 1997-07-29 |  | 1997-07-29 |  | Removed from Ground | Gas (Historical Use) | 10000 | Steel-Impressed Current | 1976-06-04 | Fiberglass Reinforced Plastic | Pressurized
CIRCLE K #2723509 | 728 PARK CITY RD @ SCHMIDT RD | ROSSVILLE | Walker | 1460142 | 2 | Flapper Valve | 1997-07-29 |  | 1997-07-29 |  | Removed from Ground | Gas (Historical Use) | 10000 | Steel-Impressed Current | 1976-06-04 | Fiberglass Reinforced Plastic | Pressurized
CIRCLE K #2723509 | 728 PARK CITY RD @ SCHMIDT RD | ROSSVILLE | Walker | 1460142 | 3 | Flapper Valve | 1997-07-29 |  | 1997-07-29 |  | Removed from Ground | Gas (Historical Use) | 4000 | Steel-Impressed Current | 1985-06-02 | Fiberglass Reinforced Plastic | Pressurized
CIRCLE K #2723509 | 728 PARK CITY RD @ SCHMIDT RD | ROSSVILLE | Walker | 1460142 | 4 | Flapper Valve | 1997-07-29 |  | 1997-07-29 |  | Removed from Ground | Kerosene | 2000 | Steel-Impressed Current | 1985-06-02 | Fiberglass Reinforced Plastic | Safe Suction (Euro)
BORG TEXTILE CORP | 105 MAPLE ST | ROSSVILLE | Walker | 1460144 | 1 | [5 empty] | Removed from Ground | Gas (Historical Use) | 1000 | Bare Steel | 1966-06-02 | Bare Steel
RUSSELL MCGAHA PROPERTY | GA HWY 95 & ROUND POND RD | LAFAYETTE | Walker | 1460145 | 1 | [5 empty] | Permanently Out of Use - historical purposes | Empty | 4000 | Bare Steel | 1979-05-10 | Galvanized Steel
RUSSELL MCGAHA PROPERTY | GA HWY 95 & ROUND POND RD | LAFAYETTE | Walker | 1460145 | 2 | [5 empty] | Permanently Out of Use - historical purposes | Empty | 4000 | Bare Steel | 1979-05-10 | Galvanized Steel
J W DODD PURE | 2004 MCFARLAND AVE | ROSSVILLE | Walker | 1460146 | 1 | Flapper Valve | 1999-01-01 | FALSE | 1999-01-01 | FALSE | Currently in Use | Regular | 3000 | Steel-Impressed Current | 1967-01-06 | Fiberglass Reinforced Plastic | Safe Suction (Euro)
J W DODD PURE | 2004 MCFARLAND AVE | ROSSVILLE | Walker | 1460146 | 2 | Flapper Valve | 1999-01-01 | FALSE | 1999-01-01 | FALSE | Currently in Use | Diesel | 2000 | Steel-Impressed Current | 1967-01-06 | Fiberglass Reinforced Plastic | Safe Suction (Euro)
J W DODD PURE | 2004 MCFARLAND AVE | ROSSVILLE | Walker | 1460146 | 3 | Flapper Valve | 1999-01-01 | FALSE | 1999-01-01 | FALSE | Temporarily out of use | Premium | 2000 | Steel-Impressed Current | 1967-01-06 | Fiberglass Reinforced Plastic | Safe Suction (Euro)
MAPCO EXPRESS 3631 | GA HWY 201 @ GA HWY 136/RT 3 | LAFAYETTE | Walker | 1460148 | 1 | Flapper Valve | 1998-06-10 | FALSE | 1998-06-10 | FALSE | Currently in Use | Regular | 10152 | Steel-Impressed Current | 1986-06-01 | Cathodically Protected | Pressurized
MAPCO EXPRESS 3631 | GA HWY 201 @ GA HWY 136/RT 3 | LAFAYETTE | Walker | 1460148 | 2 | Flapper Valve | 1998-06-10 | FALSE | 1998-06-10 | FALSE | Currently in Use | Diesel | 10152 | Steel-Impressed Current | 1986-06-01 | Cathodically Protected | Pressurized
MAPCO EXPRESS 3631 | GA HWY 201 @ GA HWY 136/RT 3 | LAFAYETTE | Walker | 1460148 | 3 | Flapper Valve | 1998-06-10 | FALSE | 1998-06-10 | FALSE | Currently in Use | Premium | 10152 | Steel-Impressed Current | 1986-06-01 | Cathodically Protected | Pressurized
MAPCO EXPRESS 3631 | GA HWY 201 @ GA HWY 136/RT 3 | LAFAYETTE | Walker | 1460148 | 4 |  | 1998-06-10 |  | 1998-06-10 |  | Removed from Ground | Diesel | 2005 | Composite | 1992-04-01 | Cathodically Protected | Suction (American)
MAPCO EXPRESS 3631 | GA HWY 201 @ GA HWY 136/RT 3 | LAFAYETTE | Walker | 1460148 | 5 | Flapper Valve | 1998-06-10 | FALSE | 1998-06-10 | FALSE | Currently in Use | Kerosene | 2005 | Steel-Impressed Current | 1986-11-01 | Cathodically Protected | Suction (American)
GAY MITCHELL/DAWN'S BAKERY | NORTH MAIN ST/STREET #? | LAFAYETTE | Walker | 1460149 | 1 | [5 empty] | Removed from Ground | Empty | 4000 | Bare Steel | 1966-05-28 | Galvanized Steel
GAY MITCHELL/DAWN'S BAKERY | NORTH MAIN ST/STREET #? | LAFAYETTE | Walker | 1460149 | 2 | [5 empty] | Removed from Ground | Empty | 3000 | Bare Steel | 1966-05-28 | Galvanized Steel
GAY MITCHELL/DAWN'S BAKERY | NORTH MAIN ST/STREET #? | LAFAYETTE | Walker | 1460149 | 3 | [5 empty] | Removed from Ground | Empty | 3000 | Bare Steel | 1966-05-28 | Galvanized Steel
DALTON PAVING & CONST INC | SALEM RD/STREET #? | ROSSVILLE | Walker | 1460151 | 1 | [5 empty] | Removed from Ground | Gas (Historical Use) | 6200 | Bare Steel | 1974-07-24 | Galvanized Steel
WALKER STATE PRISON | 97 KEVIN LN | ROCK SPRING | Walker | 1460153 | 1 | [5 empty] | Removed from Ground | Gas (Historical Use) | 1000 | Bare Steel | 1978-01-01 | Galvanized Steel
WALKER STATE PRISON | 97 KEVIN LN | ROCK SPRING | Walker | 1460153 | 2 | Flapper Valve | 1998-05-08 |  | 1998-05-08 |  | Currently in Use | Diesel | 1000 | Fiberglass Double Walled | 1998-05-08 | Fiberglass Reinforced Plastic | Safe Suction (Euro)
WALKER STATE PRISON | 97 KEVIN LN | ROCK SPRING | Walker | 1460153 | 3 | Flapper Valve | 1998-05-08 |  | 1998-05-08 |  | Currently in Use | Gas (Historical Use) | 2500 | Fiberglass Double Walled | 1998-05-08 | Fiberglass Reinforced Plastic | Safe Suction (Euro)
WALKER STATE PRISON | 97 KEVIN LN | ROCK SPRING | Walker | 1460153 | 4 | Flapper Valve | 1998-05-08 |  | 1998-05-08 |  | Currently in Use | Diesel | 2500 | Fiberglass Double Walled | 1998-05-08 | Double-Walled Fiberglass | Safe Suction (Euro)
RESTAURANT ENTERPRISES INC | 1853 W NORTH MAIN ST | LAFAYETTE | Walker | 1462000 | 1 | Flapper Valve | 1988-06-03 |  | 1988-06-03 |  | Removed from Ground | Diesel | 6000 | Galvanic (STIP-3) | 1988-06-03 | Fiberglass Reinforced Plastic | Pressurized
CLAUDE HATCHETT | 12176 E HWY 136 | LAFAYETTE | Walker | 1550216 | 1 | [5 empty] | Currently in Use | Other | 1000 | Bare Steel | 1972-04-18 | Galvanized Steel | Safe Suction (Euro)
CLAUDE HATCHETT | 12176 E HWY 136 | LAFAYETTE | Walker | 1550216 | 2 | [5 empty] | Currently in Use | Other | 1000 | Bare Steel | 1972-04-18 | Galvanized Steel
CLAUDE HATCHETT | 12176 E HWY 136 | LAFAYETTE | Walker | 1550216 | 3 | [5 empty] | Currently in Use | Other | 500 | Bare Steel | 1982-04-16 | Galvanized Steel | Safe Suction (Euro)
WALTON FISHERIES OFFICES | 2123 US HWY 278 SE | SOCIAL CIRCLE | Walton | 1470002 | 1 | [5 empty] | Removed from Ground | Empty | 250 | Bare Steel | 1956-04-24 | Unknown | Safe Suction (Euro)
WALTON FABRIC DIVISION | 119 FIRST ST | MONROE | Walton | 1470003 | 2 |  | 1988-01-01 |  | 1988-01-01 |  | Removed from Ground | Gas (Historical Use) | 1000 | Cathodically Protected Steel | 1988-01-01 | Galvanized Steel | Suction (American)
MONROE PLANT | 607 SOUTH MADISON AVE | MONROE | Walton | 1470004 | 1 | [5 empty] | Removed from Ground | Gas (Historical Use) | 560 | Bare Steel | 1956-03-28 | Galvanized Steel
BEES SUPER SERVICE INC | 4763 HWY 78 | LOGANVILLE | Walton | 1470005 | 1 |  | 1997-07-28 |  | 1997-07-28 |  | Removed from Ground | Gas (Historical Use) | 4000 | Galvanic (STIP-3) | 1987-04-15 | Cathodically Protected | Pressurized
BEES SUPER SERVICE INC | 4763 HWY 78 | LOGANVILLE | Walton | 1470005 | 2 |  | 1997-07-28 |  | 1997-07-28 |  | Removed from Ground | Gas (Historical Use) | 4000 | Galvanic (STIP-3) | 1987-04-15 | Cathodically Protected | Pressurized
BEES SUPER SERVICE INC | 4763 HWY 78 | LOGANVILLE | Walton | 1470005 | 3 |  | 1997-07-28 |  | 1997-07-28 |  | Removed from Ground | Gas (Historical Use) | 8000 | Galvanic (STIP-3) | 1987-04-15 | Cathodically Protected | Pressurized
BEES SUPER SERVICE INC | 4763 HWY 78 | LOGANVILLE | Walton | 1470005 | 4 |  | 1997-07-28 |  | 1997-07-28 |  | Removed from Ground | Diesel | 6000 | Steel-Impressed Current | 1978-02-26 | Cathodically Protected | Pressurized
CHARLES EVANS CHEVROLET OLDSMOBI | HWY 11 NORTH | MONROE | Walton | 1470006 | 1 | [5 empty] | Removed from Ground | Gas (Historical Use) | 1000 | Bare Steel | 1971-01-27 | Galvanized Steel
EXXON STATION | 4376 US HWY 78/ATLANTA HWY | LOGANVILLE | Walton | 1470008 | 1 | [5 empty] | Removed from Ground | Empty | 500 | Bare Steel | 1986-01-01 | Unknown
EXXON STATION | 4376 US HWY 78/ATLANTA HWY | LOGANVILLE | Walton | 1470008 | 2 | [5 empty] | Removed from Ground | Diesel | 4000 | Bare Steel | 1978-01-01 | Unknown | Suction (American)
EXXON STATION | 4376 US HWY 78/ATLANTA HWY | LOGANVILLE | Walton | 1470008 | 3 | [5 empty] | Removed from Ground | Gas (Historical Use) | 5000 | Bare Steel | 1986-01-01 | Unknown | Suction (American)
EXXON STATION | 4376 US HWY 78/ATLANTA HWY | LOGANVILLE | Walton | 1470008 | 4 | [5 empty] | Removed from Ground | Gas (Historical Use) | 3000 | Bare Steel | 1972-12-01 | Unknown | Suction (American)
EXXON STATION | 4376 US HWY 78/ATLANTA HWY | LOGANVILLE | Walton | 1470008 | 6 | [5 empty] | Removed from Ground | Gas (Historical Use) | 12000 | Bare Steel | 1956-03-07 | Unknown
EXXON STATION | 4376 US HWY 78/ATLANTA HWY | LOGANVILLE | Walton | 1470008 | 7 |  |  | TRUE |  | TRUE | Removed from Ground | Used Oil | 12000 | Bare Steel | 1956-03-07 | Unknown
FORMED METAL PRODUCTS CORP | 1118 WEST SPRING ST | MONROE | Walton | 1470009 | 1 | [5 empty] | Removed from Ground | Gas (Historical Use) | 1000 | Marked Unknown | 1956-03-06 | Unknown
ALLTEL/EMERGENCY GENERATOR TANK | 129 HIGHLAND AVE & LUMPKIN | MONROE | Walton | 1470010 | 1 | [5 empty] | Removed from Ground | Diesel | 1000 | Bare Steel | 1984-03-06 | Galvanized Steel | Suction (American)
GTE | GA HWY 11 NORTH | MONROE | Walton | 1470011 | 1 | [5 empty] | Removed from Ground | Gas (Historical Use) | 12000 | Fiberglass | 1985-03-06 | Bare Steel | Pressurized
SPUR STATION #1788 | SOUTH BROAD AND ATNEA | MONROE | Walton | 1470012 | 1 | [5 empty] | Removed from Ground | Gas (Historical Use) | 5060 | Bare Steel | 1964-01-20 | Galvanized Steel
SPUR STATION #1788 | SOUTH BROAD AND ATNEA | MONROE | Walton | 1470012 | 2 | [5 empty] | Removed from Ground | Gas (Historical Use) | 5060 | Bare Steel | 1964-01-20 | Galvanized Steel
SPUR STATION #1788 | SOUTH BROAD AND ATNEA | MONROE | Walton | 1470012 | 3 | [5 empty] | Removed from Ground | Gas (Historical Use) | 10027 | Bare Steel | 1972-01-18 | Galvanized Steel
BLASINGAMES STORE | 1140 PANNELL RD | MONROE | Walton | 1470013 | 1 | [5 empty] | Removed from Ground | Gas (Historical Use) | 3000 | Bare Steel | 1970-01-01 | Galvanized Steel | Suction (American)
BLASINGAMES STORE | 1140 PANNELL RD | MONROE | Walton | 1470013 | 2 | [5 empty] | Removed from Ground | Gas (Historical Use) | 1000 | Bare Steel | 1970-01-01 | Galvanized Steel
BLASINGAMES STORE | 1140 PANNELL RD | MONROE | Walton | 1470013 | 3 | [5 empty] | Removed from Ground | Gas (Historical Use) | 1000 | Bare Steel | 1970-01-01 | Galvanized Steel
LW PATRICKS | 425 EAST SPRING ST | MONROE | Walton | 1470014 | 1 | [5 empty] | Closed in Ground | Gas (Historical Use) | 550 | Bare Steel | 1966-02-23 | Galvanized Steel
LW PATRICKS | 425 EAST SPRING ST | MONROE | Walton | 1470014 | 2 | [5 empty] | Closed in Ground | Gas (Historical Use) | 550 | Bare Steel | 1966-02-23 | Galvanized Steel
LW PATRICKS | 425 EAST SPRING ST | MONROE | Walton | 1470014 | 3 | [5 empty] | Closed in Ground | Gas (Historical Use) | 550 | Bare Steel | 1966-02-23 | Galvanized Steel
SIMS PAVING | 461 HWY 78 | MONROE | Walton | 1470015 | 1 | [5 empty] | Removed from Ground | Diesel | 5000 | Bare Steel | 1982-02-25 | Galvanized Steel | Safe Suction (Euro)
SIMS PAVING | 461 HWY 78 | MONROE | Walton | 1470015 | 2 | [5 empty] | Removed from Ground | Diesel | 5000 | Bare Steel | 1982-02-25 | Galvanized Steel | Safe Suction (Euro)
SIMS PAVING | 461 HWY 78 | MONROE | Walton | 1470015 | 3 | [5 empty] | Removed from Ground | Gas (Historical Use) | 5000 | Bare Steel | 1982-02-25 | Galvanized Steel | Safe Suction (Euro)
SOCIAL CIRCLE ELEMENTARY SCHOOL | 240 W HIGHTOWER TRL | SOCIAL CIRCLE | Walton | 1470016 | 1 | Flapper Valve | 1998-08-14 | FALSE | 1998-08-14 | FALSE | Currently in Use | Diesel | 10000 | Steel-Impressed Current | 1982-01-10 | Steel (Impressed Current) | Safe Suction (Euro)
SOCIAL CIRCLE ELEMENTARY SCHOOL | 240 W HIGHTOWER TRL | SOCIAL CIRCLE | Walton | 1470016 | 2 | [5 empty] | Removed from Ground | Gas (Historical Use) | 2000 | Bare Steel | 1966-01-14 | Galvanized Steel
MONROE HMA LLC | 330 ALCOVY ST | MONROE | Walton | 1470017 | 1 | [5 empty] | Removed from Ground | Gas (Historical Use) | 38 | Cathodically Protected Steel | 1956-03-12 | Bare Steel
MONROE HMA LLC | 330 ALCOVY ST | MONROE | Walton | 1470017 | 2 | [5 empty] | Removed from Ground | Diesel | 0 | Cathodically Protected Steel | 1956-03-12 | Bare Steel
MONROE HMA LLC | 330 ALCOVY ST | MONROE | Walton | 1470017 | 3 | Flapper Valve | 1997-10-01 |  | 1997-10-01 |  | Removed from Ground | Diesel | 15000 | Steel-Impressed Current | 1975-03-08 | Steel (Impressed Current) | Suction (American)
LOGANVILLE HIGH SCHOOL | GA HWY 81 | LOGANVILLE | Walton | 1470019 | 1 | [5 empty] | Removed from Ground | Diesel | 10000 | Bare Steel | 1983-03-15 | Galvanized Steel
WALKER PARK ELEM SCHOOL | ROUTE 3 | MONROE | Walton | 1470020 | 1 | [5 empty] | Removed from Ground | Gas (Historical Use) | 2000 | Bare Steel | 1966-03-19 | Galvanized Steel
LOGANVILLE MIDDLE SCHOOL | HWY 20 | LOGANVILLE | Walton | 1470022 | 1 | [5 empty] | Removed from Ground | Empty | 2000 | Bare Steel | 1966-03-19 | Galvanized Steel
WALTON COUNTY BD OF EDUCATION | 115 OAK ST | MONROE | Walton | 1470023 | 1 | [5 empty] | Removed from Ground | Diesel | 10000 | Bare Steel | 1975-03-17 | Galvanized Steel
WALTON COUNTY BD OF EDUCATION | 115 OAK ST | MONROE | Walton | 1470023 | 2 | [5 empty] | Removed from Ground | Gas (Historical Use) | 10000 | Bare Steel | 1975-03-17 | Galvanized Steel
WALTON COUNTY BD OF EDUCATION | 115 OAK ST | MONROE | Walton | 1470023 | 3 | [5 empty] | Removed from Ground | Empty | 1000 | Bare Steel | 1966-03-19 | Galvanized Steel
WALTON COUNTY BD OF EDUCATION | 115 OAK ST | MONROE | Walton | 1470023 | 4 | [5 empty] | Removed from Ground | Empty | 1000 | Bare Steel | 1966-03-19 | Galvanized Steel
WALTON COUNTY BD OF EDUCATION | 115 OAK ST | MONROE | Walton | 1470023 | 5 |  | 1997-05-20 |  | 1997-05-20 |  | Removed from Ground | Diesel | 10000 | Composite | 1997-05-20 | Cathodically Protected | Suction (American)
WALTON COUNTY BD OF EDUCATION | 115 OAK ST | MONROE | Walton | 1470023 | 6 |  | 1997-05-20 |  | 1997-05-20 |  | Removed from Ground | Gas (Historical Use) | 4000 | Epoxy | 1997-05-14 | Secondary Containment | Suction (American)
LAKE CARLTON | 3552 LAKE CARLTON RD | LOGANVILLE | Walton | 1470028 | 1 | [5 empty] | Removed from Ground | Gas (Historical Use) | 1000 | Bare Steel | 1976-04-11 | Unknown
JOAN & TEDS | 370 EAST SPRING ST | MONROE | Walton | 1470029 | 1 | [5 empty] | Removed from Ground | Gas (Historical Use) | 4000 | Bare Steel | 1976-04-11 | Unknown
JOAN & TEDS | 370 EAST SPRING ST | MONROE | Walton | 1470029 | 2 | [5 empty] | Removed from Ground | Gas (Historical Use) | 4000 | Bare Steel | 1976-04-11 | Unknown
JOAN & TEDS | 370 EAST SPRING ST | MONROE | Walton | 1470029 | 3 | [5 empty] | Removed from Ground | Gas (Historical Use) | 1000 | Bare Steel | 1976-04-11 | Unknown
PACE FINA | 314 SOUTH BROAD ST | MONROE | Walton | 1470030 | 1 | [5 empty] | Removed from Ground | Gas (Historical Use) | 6000 | Bare Steel | 1976-04-11 | Unknown
PACE FINA | 314 SOUTH BROAD ST | MONROE | Walton | 1470030 | 2 | [5 empty] | Removed from Ground | Gas (Historical Use) | 3000 | Bare Steel | 1976-04-11 | Unknown
PACE FINA | 314 SOUTH BROAD ST | MONROE | Walton | 1470030 | 3 | [5 empty] | Removed from Ground | Gas (Historical Use) | 3000 | Bare Steel | 1976-04-11 | Unknown
ARYAMAN VENTURES | 4800 HWY 78 | LOGANVILLE | Walton | 1470031 | 1 | Ball Float | 1998-07-16 | FALSE | 1998-07-16 | FALSE | Currently in Use | Regular | 10000 | Steel-Impressed Current | 1986-04-10 | Fiberglass Reinforced Plastic | Pressurized
ARYAMAN VENTURES | 4800 HWY 78 | LOGANVILLE | Walton | 1470031 | 2 | Ball Float | 1998-07-16 | FALSE | 1998-07-16 | FALSE | Currently in Use | Regular | 8000 | Steel-Impressed Current | 1986-04-10 | Fiberglass Reinforced Plastic | Pressurized
ARYAMAN VENTURES | 4800 HWY 78 | LOGANVILLE | Walton | 1470031 | 3 | Ball Float | 1998-07-16 | FALSE | 1998-07-16 | FALSE | Currently in Use | Premium | 8000 | Steel-Impressed Current | 1986-04-10 | Fiberglass Reinforced Plastic | Pressurized
ARYAMAN VENTURES | 4800 HWY 78 | LOGANVILLE | Walton | 1470031 | 4 | Flapper Valve | 1998-07-16 | FALSE | 1998-07-16 | FALSE | Currently in Use | Diesel | 3000 | Steel-Impressed Current | 1986-04-10 | Steel (Impressed Current) | Suction (American)
ARYAMAN VENTURES | 4800 HWY 78 | LOGANVILLE | Walton | 1470031 | 5 | Flapper Valve | 1998-07-16 | FALSE | 1998-07-16 | FALSE | Currently in Use | Diesel Off Road | 3000 | Steel-Impressed Current | 1986-04-10 | Steel (Impressed Current) | Suction (American)
ARYAMAN VENTURES | 4800 HWY 78 | LOGANVILLE | Walton | 1470031 | 6 | Flapper Valve | 1998-07-16 | FALSE | 1998-07-16 | FALSE | Currently in Use | Diesel | 3000 | Steel-Impressed Current | 1986-04-10 | Steel (Impressed Current) | Suction (American)
GA DEPT OF NATURAL RESOURCES | 2109 US HWY 278 SE | SOCIAL CIRCLE | Walton | 1470034 | 1 | [5 empty] | Removed from Ground | Gas (Historical Use) | 500 | Bare Steel | 1966-04-22 | Unknown
TOMMY & RICKY DILLARD | MT VERNON RD | MONROE | Walton | 1470035 | 1 | [5 empty] | Removed from Ground | Gas (Historical Use) | 1000 | Bare Steel | 1986-01-01 | Galvanized Steel
TOMMY & RICKY DILLARD | MT VERNON RD | MONROE | Walton | 1470035 | 2 | [5 empty] | Removed from Ground | Diesel | 1000 | Bare Steel | 1986-01-01 | Galvanized Steel
TOMMY & RICKY DILLARD | MT VERNON RD | MONROE | Walton | 1470035 | 3 | [5 empty] | Removed from Ground | Diesel | 3000 | Bare Steel | 1986-01-01 | Galvanized Steel
MINI FOODS #17 | 316 WEST SPRING ST | MONROE | Walton | 1470037 | 1 | [5 empty] | Currently in Use | Gas (Historical Use) | 10000 | Bare Steel | 1977-05-03 | Galvanized Steel
MINI FOODS #17 | 316 WEST SPRING ST | MONROE | Walton | 1470037 | 2 | [5 empty] | Currently in Use | Gas (Historical Use) | 8000 | Bare Steel | 1977-05-03 | Galvanized Steel
MINI FOODS #17 | 316 WEST SPRING ST | MONROE | Walton | 1470037 | 3 | [5 empty] | Currently in Use | Gas (Historical Use) | 8000 | Bare Steel | 1977-05-03 | Galvanized Steel
JOHN K STILL | 3501 MOINA MICHAEL RD | GOOD HOPE | Walton | 1470038 | 1 | [5 empty] | Removed from Ground | Gas (Historical Use) | 2000 | Bare Steel | 1980-01-01 | Bare Steel | Suction (American)
COFER ADAMS BUILDING CENTER INC | 424 EAST SPRING ST | MONROE | Walton | 1470041 | 1 | [5 empty] | Removed from Ground | Diesel | 1000 | Bare Steel | 1956-04-30 | Galvanized Steel | Suction (American)
COFER ADAMS BUILDING CENTER INC | 424 EAST SPRING ST | MONROE | Walton | 1470041 | 2 |  | 1991-12-09 |  | 1991-12-09 |  | Removed from Ground | Gas (Historical Use) | 10000 | Bare Steel | 1979-04-25 | Galvanized Steel
COFER ADAMS BUILDING CENTER INC | 424 EAST SPRING ST | MONROE | Walton | 1470041 | 3 | [5 empty] | Permanently Out of Use - historical purposes | Other | 5000 | Bare Steel | 1946-05-03 | Galvanized Steel
COFER ADAMS BUILDING CENTER INC | 424 EAST SPRING ST | MONROE | Walton | 1470041 | 4 | [5 empty] | Permanently Out of Use - historical purposes | Other | 1000 | Bare Steel | 1946-05-03 | Galvanized Steel
CITY RECAPPERS INC | 611 EAST SPRING ST | MONROE | Walton | 1470042 | 1 | [5 empty] | Removed from Ground | Empty | 6000 | Bare Steel | 1971-04-27 | Galvanized Steel
CITY RECAPPERS INC | 611 EAST SPRING ST | MONROE | Walton | 1470042 | 2 | [5 empty] | Removed from Ground | Empty | 5000 | Bare Steel | 1971-04-27 | Galvanized Steel
MONROE STREET & SANITATION DEPT | 227 S BROAD ST | MONROE | Walton | 1470043 | 1 | [5 empty] | Permanently Out of Use - historical purposes | Empty | 10000 | Bare Steel |  | Galvanized Steel
MONROE STREET & SANITATION DEPT | 227 S BROAD ST | MONROE | Walton | 1470043 | 2 | [5 empty] | Removed from Ground | Empty | 10000 | Bare Steel | 1998-11-09 | Galvanized Steel
MONROE STREET & SANITATION DEPT | 227 S BROAD ST | MONROE | Walton | 1470043 | 3 | [5 empty] | Removed from Ground | Empty | 2000 | Bare Steel | 1998-11-09 | Galvanized Steel
MONROE STREET & SANITATION DEPT | 227 S BROAD ST | MONROE | Walton | 1470043 | 4 | [5 empty] | Removed from Ground | Empty | 550 | Bare Steel | 1998-11-09 | Galvanized Steel
PALMER AUTO SALVAGE/R K PALMER S | 682 HWY 78 | MONROE | Walton | 1470044 | 1 | [5 empty] | Removed from Ground | Gas (Historical Use) | 4000 | Bare Steel | 1975-01-01 | Galvanized Steel | Suction (American)
PALMER AUTO SALVAGE/R K PALMER S | 682 HWY 78 | MONROE | Walton | 1470044 | 2 | [5 empty] | Removed from Ground | Empty | 3000 | Bare Steel | 1975-01-01 | Galvanized Steel | Suction (American)
PALMER AUTO SALVAGE/R K PALMER S | 682 HWY 78 | MONROE | Walton | 1470044 | 3 | [5 empty] | Removed from Ground | Gas (Historical Use) | 4000 | Bare Steel | 1975-01-01 | Galvanized Steel | Suction (American)
HULSEY CONCRETE COMPANY | 121 VICTORY DR | MONROE | Walton | 1470045 | 1 | [5 empty] | Closed in Ground | Diesel | 12000 | Bare Steel | 1986-04-30 | Galvanized Steel
HULSEY CONCRETE COMPANY | 121 VICTORY DR | MONROE | Walton | 1470045 | 2 | [5 empty] | Removed from Ground | Diesel | 6000 | Bare Steel | 1986-04-30 | Galvanized Steel
SHEPARD MOTOR CO | 1307 WEST SPRING ST | MONROE | Walton | 1470046 | 1 | [5 empty] | Removed from Ground | Gas (Historical Use) | 10000 | Bare Steel | 1966-01-06 | Galvanized Steel
SHEPARD MOTOR CO | 1307 WEST SPRING ST | MONROE | Walton | 1470046 | 2 | [5 empty] | Removed from Ground | Gas (Historical Use) | 10000 | Bare Steel | 1966-01-06 | Galvanized Steel
SHEPARD MOTOR CO | 1307 WEST SPRING ST | MONROE | Walton | 1470046 | 3 | [5 empty] | Removed from Ground | Gas (Historical Use) | 10000 | Bare Steel | 1966-01-06 | Galvanized Steel
SHEPARD MOTOR CO | 1307 WEST SPRING ST | MONROE | Walton | 1470046 | 4 | [5 empty] | Removed from Ground | Gas (Historical Use) | 10000 | Bare Steel | 1966-01-06 | Galvanized Steel
CLARENCE CONNER | FAIRPLAY RD | SOCIAL CIRCLE | Walton | 1470047 | 1 | [5 empty] | Permanently Out of Use - historical purposes | Gas (Historical Use) | 560 | Bare Steel | 1986-05-06 | Galvanized Steel
MR QUICK /MR BS CITGO #108 | 220 E SPRING ST | MONROE | Walton | 1470048 | 1 | [5 empty] | Removed from Ground | Gas (Historical Use) | 3000 | Bare Steel | 1961-05-12 | Unknown
MR QUICK /MR BS CITGO #108 | 220 E SPRING ST | MONROE | Walton | 1470048 | 2 | [5 empty] | Removed from Ground | Gas (Historical Use) | 2000 | Bare Steel | 1961-05-12 | Unknown
MR QUICK /MR BS CITGO #108 | 220 E SPRING ST | MONROE | Walton | 1470048 | 3 | [5 empty] | Removed from Ground | Gas (Historical Use) | 2000 | Bare Steel | 1961-05-12 | Unknown
MR QUICK /MR BS CITGO #108 | 220 E SPRING ST | MONROE | Walton | 1470048 | 4 | Flapper Valve | 1999-01-01 | FALSE | 1999-01-01 | FALSE | Currently in Use | Regular | 6000 | Composite | 1999-01-19 | Fiberglass Reinforced Plastic | Safe Suction (Euro)
MR QUICK /MR BS CITGO #108 | 220 E SPRING ST | MONROE | Walton | 1470048 | 5 | Flapper Valve | 1999-01-01 | FALSE | 1999-01-01 | FALSE | Currently in Use | Plus | 3000 | Composite | 1999-01-19 | Fiberglass Reinforced Plastic | Safe Suction (Euro)
MR QUICK /MR BS CITGO #108 | 220 E SPRING ST | MONROE | Walton | 1470048 | 6 | Flapper Valve | 1999-01-01 | FALSE | 1999-01-01 | FALSE | Currently in Use | Premium | 3000 | Composite | 1999-01-19 | Fiberglass Reinforced Plastic | Safe Suction (Euro)
DELSA HOOD STATION | SOUTH MAIN ST | JERSEY | Walton | 1470049 | 1 | [5 empty] | Removed from Ground | Gas (Historical Use) | 560 | Bare Steel | 1962-05-12 | Galvanized Steel
DELSA HOOD STATION | SOUTH MAIN ST | JERSEY | Walton | 1470049 | 2 | [5 empty] | Removed from Ground | Gas (Historical Use) | 1000 | Bare Steel | 1962-05-12 | Galvanized Steel
DELSA HOOD STATION | SOUTH MAIN ST | JERSEY | Walton | 1470049 | 3 | [5 empty] | Removed from Ground | Gas (Historical Use) | 2000 | Bare Steel | 1962-05-12 | Galvanized Steel
Pump N Go | 109 N CHEROKEE RD | SOCIAL CIRCLE | Walton | 1470050 | 1 | [5 empty] | Removed from Ground | Gas (Historical Use) | 1000 | Bare Steel | 1961-05-12 | Galvanized Steel
Pump N Go | 109 N CHEROKEE RD | SOCIAL CIRCLE | Walton | 1470050 | 2 | [5 empty] | Removed from Ground | Gas (Historical Use) | 1000 | Bare Steel | 1961-05-12 | Galvanized Steel
Pump N Go | 109 N CHEROKEE RD | SOCIAL CIRCLE | Walton | 1470050 | 3 | [5 empty] | Removed from Ground | Gas (Historical Use) | 1000 | Bare Steel | 1961-05-12 | Galvanized Steel
Pump N Go | 109 N CHEROKEE RD | SOCIAL CIRCLE | Walton | 1470050 | 4 | [5 empty] | Removed from Ground | Diesel | 550 | Bare Steel | 1961-05-12 | Galvanized Steel
Pump N Go | 109 N CHEROKEE RD | SOCIAL CIRCLE | Walton | 1470050 | 5 | Flapper Valve | 1990-01-01 | FALSE | 1990-01-01 | FALSE | Currently in Use | Premium | 8000 | Galvanic (STIP-3) | 1990-01-01 | Fiberglass Reinforced Plastic | Pressurized
Pump N Go | 109 N CHEROKEE RD | SOCIAL CIRCLE | Walton | 1470050 | 6 | Flapper Valve | 1990-01-01 | FALSE | 1990-01-01 | FALSE | Currently in Use | Regular | 8000 | Galvanic (STIP-3) | 1990-01-01 | Fiberglass Reinforced Plastic | Pressurized
Pump N Go | 109 N CHEROKEE RD | SOCIAL CIRCLE | Walton | 1470050 | 7 | Ball Float | 1990-01-01 | FALSE | 1990-01-01 | FALSE | Currently in Use | Plus | 8000 | Galvanic (STIP-3) | 1990-01-01 | Fiberglass Reinforced Plastic | Pressurized
Pump N Go | 109 N CHEROKEE RD | SOCIAL CIRCLE | Walton | 1470050 | 8 | Flapper Valve | 1996-11-12 | FALSE | 1996-11-12 | FALSE | Currently in Use | Diesel | 1000 | Composite | 1996-11-01 | Fiberglass Reinforced Plastic | Suction (American)
TEXACO FOOD MART | 124 MAIN ST | JERSEY | Walton | 1470051 | 1 | [5 empty] | Removed from Ground | Kerosene | 1000 | Epoxy | 1990-07-09 | Fiberglass Reinforced Plastic | Safe Suction (Euro)
TEXACO FOOD MART | 124 MAIN ST | JERSEY | Walton | 1470051 | 2 | [5 empty] | Removed from Ground | Gas (Historical Use) | 1000 | Bare Steel | 1962-05-12 | Galvanized Steel
TEXACO FOOD MART | 124 MAIN ST | JERSEY | Walton | 1470051 | 3 | [5 empty] | Removed from Ground | Gas (Historical Use) | 1000 | Bare Steel | 1962-05-12 | Galvanized Steel
TEXACO FOOD MART | 124 MAIN ST | JERSEY | Walton | 1470051 | 4 | [5 empty] | Removed from Ground | Gas (Historical Use) | 1000 | Bare Steel | 1962-05-12 | Galvanized Steel
TEXACO FOOD MART | 124 MAIN ST | JERSEY | Walton | 1470051 | 5 | Ball Float | 1990-07-09 | FALSE | 1990-07-09 | FALSE | Currently in Use | Diesel | 4000 | Galvanic (STIP-3) | 1990-07-09 | Fiberglass Reinforced Plastic | Pressurized
TEXACO FOOD MART | 124 MAIN ST | JERSEY | Walton | 1470051 | 6 | Ball Float | 1990-07-09 | FALSE | 1990-07-09 | FALSE | Currently in Use | Regular | 8000 | Galvanic (STIP-3) | 1990-07-09 | Fiberglass Reinforced Plastic | Pressurized
TEXACO FOOD MART | 124 MAIN ST | JERSEY | Walton | 1470051 | 7 |  | 1990-07-09 | FALSE | 1990-07-09 | FALSE | Temporarily out of use | Kerosene | 1000 | Galvanic (STIP-3) | 1962-05-12 | Fiberglass Reinforced Plastic | Safe Suction (Euro)
TEXACO FOOD MART | 124 MAIN ST | JERSEY | Walton | 1470051 | 8 |  | 1990-07-09 | FALSE | 1990-07-09 | FALSE | Currently in Use | Premium | 8000 | Galvanic (STIP-3) | 1990-07-09 | Fiberglass Reinforced Plastic | Pressurized
TEXACO FOOD MART | 124 MAIN ST | JERSEY | Walton | 1470051 | 9 | Ball Float | 1990-07-09 | FALSE | 1990-07-09 | FALSE | Currently in Use | Plus | 8000 | Galvanic (STIP-3) | 1990-07-09 | Fiberglass Reinforced Plastic | Pressurized
JOHN STEPHENS GULF STATION | 121 HIGHTOWER TRAIL | SOCIAL CIRCLE | Walton | 1470052 | 1 | [5 empty] | Removed from Ground | Gas (Historical Use) | 4000 | Bare Steel | 1961-05-12 | Galvanized Steel
JOHN STEPHENS GULF STATION | 121 HIGHTOWER TRAIL | SOCIAL CIRCLE | Walton | 1470052 | 2 | [5 empty] | Removed from Ground | Gas (Historical Use) | 4000 | Bare Steel | 1961-05-12 | Galvanized Steel
JOHN STEPHENS GULF STATION | 121 HIGHTOWER TRAIL | SOCIAL CIRCLE | Walton | 1470052 | 3 | [5 empty] | Removed from Ground | Gas (Historical Use) | 4000 | Bare Steel | 1961-05-12 | Galvanized Steel
TOWLERS BP/GULF STATION | 4364 ATLANTA HWY/US HWY 78 | LOGANVILLE | Walton | 1470054 | 1 |  | 1998-12-19 |  | 1998-12-19 |  | Removed from Ground | Gas (Historical Use) | 4000 | Steel-Impressed Current | 1971-05-10 | Fiberglass Reinforced Plastic | Pressurized
TOWLERS BP/GULF STATION | 4364 ATLANTA HWY/US HWY 78 | LOGANVILLE | Walton | 1470054 | 2 |  | 1998-12-19 |  | 1998-12-19 |  | Removed from Ground | Gas (Historical Use) | 4000 | Steel-Impressed Current | 1971-05-10 | Fiberglass Reinforced Plastic | Pressurized
TOWLERS BP/GULF STATION | 4364 ATLANTA HWY/US HWY 78 | LOGANVILLE | Walton | 1470054 | 3 |  | 1998-12-19 |  | 1998-12-19 |  | Removed from Ground | Gas (Historical Use) | 4000 | Steel-Impressed Current | 1971-05-10 | Fiberglass Reinforced Plastic | Pressurized
TOWLERS BP/GULF STATION | 4364 ATLANTA HWY/US HWY 78 | LOGANVILLE | Walton | 1470054 | 4 |  | 1998-12-19 |  | 1998-12-19 |  | Removed from Ground | Diesel | 4000 | Steel-Impressed Current | 1982-06-10 | Cathodically Protected | Pressurized
THE GRATIS STORE INC | 3424 SHOAL CREEK RD | MONROE | Walton | 1470055 | 1 |  |  | FALSE |  | FALSE | Removed from Ground | Gas (Historical Use) | 1000 | Bare Steel | 1961-05-12 | Galvanized Steel | Safe Suction (Euro)
THE GRATIS STORE INC | 3424 SHOAL CREEK RD | MONROE | Walton | 1470055 | 2 | [5 empty] | Removed from Ground | Gas (Historical Use) | 1000 | Bare Steel | 1961-05-12 | Galvanized Steel | Safe Suction (Euro)
THE GRATIS STORE INC | 3424 SHOAL CREEK RD | MONROE | Walton | 1470055 | 3 | [5 empty] | Removed from Ground | Diesel | 1000 | Bare Steel | 1961-05-12 | Galvanized Steel | Safe Suction (Euro)
THE GRATIS STORE INC | 3424 SHOAL CREEK RD | MONROE | Walton | 1470055 | 4A | Flapper Valve | 1998-06-29 | FALSE | 1998-06-29 | FALSE | Currently in Use | Regular | 3000 | Epoxy | 1998-06-29 | Fiberglass Reinforced Plastic | Suction (American)
THE GRATIS STORE INC | 3424 SHOAL CREEK RD | MONROE | Walton | 1470055 | 4B |  | 1998-06-29 | FALSE | 1998-06-29 | FALSE | Currently in Use | Diesel | 1000 | Epoxy | 1998-06-29 | Fiberglass Reinforced Plastic | Suction (American)
THE GRATIS STORE INC | 3424 SHOAL CREEK RD | MONROE | Walton | 1470055 | 4C |  | 2006-06-29 | FALSE | 2006-06-29 | FALSE | Currently in Use | Premium | 1000 | Epoxy | 2006-06-29 | Fiberglass Reinforced Plastic | Suction (American)
JAMES F EDMONDSON | HWY 83 | GOOD HOPE | Walton | 1470057 | 1 | [5 empty] | Removed from Ground | Gas (Historical Use) | 1000 | Marked Unknown | 1961-05-12 | Unknown
JAMES F EDMONDSON | HWY 83 | GOOD HOPE | Walton | 1470057 | 2 | [5 empty] | Removed from Ground | Gas (Historical Use) | 1000 | Marked Unknown | 1961-05-12 | Unknown
JAMES F EDMONDSON | HWY 83 | GOOD HOPE | Walton | 1470057 | 3 | [5 empty] | Removed from Ground | Gas (Historical Use) | 550 | Marked Unknown | 1961-05-12 | Unknown
MONROE GOLF & COUNTRY CLUB | JERSEY RD | MONROE | Walton | 1470058 | 1 | [5 empty] | Removed from Ground | Gas (Historical Use) | 550 | Composite | 1983-05-07 | Galvanized Steel
MONROE GOLF & COUNTRY CLUB | JERSEY RD | MONROE | Walton | 1470058 | 2 | [5 empty] | Removed from Ground | Gas (Historical Use) | 550 | Bare Steel | 1974-05-09 | Galvanized Steel
TONY PRATHER | MARION IVY RD | GOOD HOPE | Walton | 1470060 | 1 | [5 empty] | Removed from Ground | Diesel | 3000 | Bare Steel | 1980-05-07 | Galvanized Steel
TONY PRATHER | MARION IVY RD | GOOD HOPE | Walton | 1470060 | 2 | [5 empty] | Removed from Ground | Gas (Historical Use) | 3000 | Bare Steel | 1980-05-07 | Galvanized Steel
JUNE & GENES COUNTRY KITCHEN | 5390 BOSTWICK RD | BOSTWICK | Walton | 1470077 | 1 | [5 empty] | Removed from Ground | Gas (Historical Use) | 500 | Bare Steel | 1986-05-06 | Galvanized Steel
JUNE & GENES COUNTRY KITCHEN | 5390 BOSTWICK RD | BOSTWICK | Walton | 1470077 | 2 | [5 empty] | Removed from Ground | Gas (Historical Use) | 500 | Bare Steel | 1986-05-06 | Galvanized Steel
LOUISE B GARRETT | 1005 SOUTH MADISON AVE | MONROE | Walton | 1470078 | 1 | [5 empty] | Closed in Ground | Empty | 300 | Marked Unknown | 1959-12-31 | Galvanized Steel
LOUISE B GARRETT | 1005 SOUTH MADISON AVE | MONROE | Walton | 1470078 | 2 | [5 empty] | Closed in Ground | Empty | 300 | Marked Unknown | 1959-12-31 | Galvanized Steel
MIKE BONE GROCERY | SOUTH MADISON AVE | MONROE | Walton | 1470079 | 1 | [5 empty] | Removed from Ground | Gas (Historical Use) | 560 | Bare Steel | 1963-05-12 | Unknown
MIKE BONE GROCERY | SOUTH MADISON AVE | MONROE | Walton | 1470079 | 2 | [5 empty] | Removed from Ground | Gas (Historical Use) | 560 | Bare Steel | 1963-05-12 | Unknown
MIKE BONE GROCERY | SOUTH MADISON AVE | MONROE | Walton | 1470079 | 3 | [5 empty] | Removed from Ground | Gas (Historical Use) | 287 | Bare Steel | 1963-05-12 | Unknown
W G BAKER SERVICE STATION | HWY 11 | CAMPTON | Walton | 1470080 | 1 | [5 empty] | Closed in Ground | Gas (Historical Use) | 550 | Bare Steel | 1961-05-12 | Galvanized Steel
W G BAKER SERVICE STATION | HWY 11 | CAMPTON | Walton | 1470080 | 2 | [5 empty] | Closed in Ground | Gas (Historical Use) | 550 | Bare Steel | 1961-05-12 | Galvanized Steel
AZIM US HWY 78 | 978 US HWY 78 | SOCIAL CIRCLE | Walton | 1470082 | 1 | [5 empty] | Permanently Out of Use - historical purposes | Gas (Historical Use) | 560 | Marked Unknown | 1960-05-12 | Unknown
AZIM US HWY 78 | 978 US HWY 78 | SOCIAL CIRCLE | Walton | 1470082 | 2 | [5 empty] | Permanently Out of Use - historical purposes | Gas (Historical Use) | 560 | Marked Unknown | 1960-05-12 | Unknown
PIEDMONT GARDEN CENTER | GA HWY 11 | MONROE | Walton | 1470062 | 1 | [5 empty] | Removed from Ground | Gas (Historical Use) | 1000 | Bare Steel | 1978-05-08 | Galvanized Steel
WALTON COUNTY ROADS & BRIDGES DE | 1407 S MADISON AVE | MONROE | Walton | 1470065 | 1 | [5 empty] | Removed from Ground | Diesel | 6000 | Bare Steel | 1976-05-08 | Galvanized Steel
WALTON COUNTY ROADS & BRIDGES DE | 1407 S MADISON AVE | MONROE | Walton | 1470065 | 2 | [5 empty] | Removed from Ground | Gas (Historical Use) | 4000 | Bare Steel | 1976-05-08 | Galvanized Steel
WALTON COUNTY ROADS & BRIDGES DE | 1407 S MADISON AVE | MONROE | Walton | 1470065 | 3 | [5 empty] | Removed from Ground | Gas (Historical Use) | 10000 | Bare Steel | 1983-05-07 | Galvanized Steel
WALTON COUNTY ROADS & BRIDGES DE | 1407 S MADISON AVE | MONROE | Walton | 1470065 | 4 |  | 1991-10-18 |  | 1991-10-18 |  | Removed from Ground | Gas (Historical Use) | 10000 | Galvanic (STIP-3) | 1991-10-18 | Fiberglass Reinforced Plastic
WALTON COUNTY ROADS & BRIDGES DE | 1407 S MADISON AVE | MONROE | Walton | 1470065 | 5 |  | 1991-10-18 |  | 1991-10-18 |  | Removed from Ground | Diesel | 10000 | Galvanic (STIP-3) | 1991-10-18 | Fiberglass Reinforced Plastic | Pressurized
WALTON MORGAN TRAINING CENTER | HWY 83 | GOOD HOPE | Walton | 1470066 | 1 | [5 empty] | Removed from Ground | Gas (Historical Use) | 3000 | Bare Steel | 1981-05-07 | Galvanized Steel
DONALD POSS FARM | RT 1 | GOOD HOPE | Walton | 1470067 | 1 | [5 empty] | Removed from Ground | Diesel | 3000 | Bare Steel | 1979-05-08 | Galvanized Steel
DONALD POSS FARM | RT 1 | GOOD HOPE | Walton | 1470067 | 2 | [5 empty] | Removed from Ground | Gas (Historical Use) | 1000 | Bare Steel | 1979-05-08 | Galvanized Steel
DONALD POSS FARM | RT 1 | GOOD HOPE | Walton | 1470067 | 3 | [5 empty] | Currently in Use | Gas (Historical Use) | 1000 | Bare Steel | 1979-05-08 | Galvanized Steel
GEORGE WALTON ACADEMY | WEST SPRING ST | MONROE | Walton | 1470068 | 1 | [5 empty] | Removed from Ground | Gas (Historical Use) | 1000 | Bare Steel | 1985-05-06 | Galvanized Steel
FARM PRODUCTS | 3941 EBENEZER CHURCH RD | SOCIAL CIRCLE | Walton | 1470069 | 1 | [5 empty] | Removed from Ground | Gas (Historical Use) | 4000 | Bare Steel | 1976-05-08 | Galvanized Steel
FARM PRODUCTS | 3941 EBENEZER CHURCH RD | SOCIAL CIRCLE | Walton | 1470069 | 2 | [5 empty] | Removed from Ground | Diesel | 3000 | Bare Steel | 1976-05-08 | Galvanized Steel
CARRELL TRUCKING CO | CHERRY HILL RD | MONROE | Walton | 1470070 | 1 | [5 empty] | Removed from Ground | Diesel | 3000 | Bare Steel | 1981-05-07 | Galvanized Steel
CARRELL TRUCKING CO | CHERRY HILL RD | MONROE | Walton | 1470070 | 2 | [5 empty] | Removed from Ground | Gas (Historical Use) | 1000 | Bare Steel | 1981-05-07 | Galvanized Steel
STEPHENS OIL CO | 300 HOLLY ST | SOCIAL CIRCLE | Walton | 1470071 | 1 | [5 empty] | Removed from Ground | Diesel | 1000 | Bare Steel | 1971-05-10 | Galvanized Steel
STEPHENS OIL CO | 300 HOLLY ST | SOCIAL CIRCLE | Walton | 1470071 | 2 | [5 empty] | Removed from Ground | Gas (Historical Use) | 550 | Bare Steel | 1971-05-10 | Galvanized Steel
MONROE WHOLESALERS INC | 306 EAST SPRING ST | MONROE | Walton | 1470073 | 1 | [5 empty] | Removed from Ground | Gas (Historical Use) | 2000 | Bare Steel | 1981-05-07 | Bare Steel | Suction (American)
MONROE WHOLESALERS INC | 306 EAST SPRING ST | MONROE | Walton | 1470073 | 2 | [5 empty] | Removed from Ground | Gas (Historical Use) | 2000 | Bare Steel | 1981-05-07 | Bare Steel | Suction (American)
MALCOLM BROS PARTNERSHIP | RT 1 BOX 114C | GOOD HOPE | Walton | 1470074 | 1 | [5 empty] | Removed from Ground | Diesel | 3000 | Bare Steel | 1976-05-08 | Galvanized Steel
MALCOLM BROS PARTNERSHIP | RT 1 BOX 114C | GOOD HOPE | Walton | 1470074 | 2 | [5 empty] | Removed from Ground | Diesel | 550 | Bare Steel | 1976-05-08 | Galvanized Steel
MALCOLM BROS PARTNERSHIP | RT 1 BOX 114C | GOOD HOPE | Walton | 1470074 | 3 | [5 empty] | Removed from Ground | Gas (Historical Use) | 550 | Bare Steel | 1976-05-08 | Galvanized Steel
LEGGETT & PLATT | INGLIS DR | SOCIAL CIRCLE | Walton | 1470075 | 1 | [5 empty] | Removed from Ground | Gas (Historical Use) | 550 | Bare Steel | 1983-05-07 | Galvanized Steel
LEGGETT & PLATT | INGLIS DR | SOCIAL CIRCLE | Walton | 1470075 | 2 | [5 empty] | Removed from Ground | Diesel | 8000 | Bare Steel | 1985-05-06 | Galvanized Steel
WALTON PRESS INC | 402 MAYFIELD DR | MONROE | Walton | 1470085 | 1 | [5 empty] | Removed from Ground | Diesel | 2000 | Marked Unknown | 1983-05-06 | Bare Steel | Safe Suction (Euro)
AT&T COMMINICATIONS JERSEY | HD ATHA RD\2.5 MILES NE OF JERSE | SOCIAL CIRCLE | Walton | 1470086 | 1 | [5 empty] | Removed from Ground | Diesel | 6000 | Bare Steel | 1971-05-09 | Copper | Suction (American)
SHOPETTE |  | WALNUT GROVE | Walton | 1470087 | 1 | [5 empty] | Removed from Ground | Gas (Historical Use) | 3000 | Bare Steel | 1971-05-09 | Galvanized Steel
SHOPETTE |  | WALNUT GROVE | Walton | 1470087 | 2 | [5 empty] | Removed from Ground | Gas (Historical Use) | 3000 | Bare Steel | 1971-05-09 | Galvanized Steel
SHOPETTE |  | WALNUT GROVE | Walton | 1470087 | 3 | [5 empty] | Removed from Ground | Gas (Historical Use) | 3000 | Bare Steel | 1971-05-09 | Galvanized Steel
PETERS GROCERY | 800 EAST CHURCH ST | MONROE | Walton | 1470088 | 1 |  | 1998-12-01 |  | 1998-12-01 |  | Closed in Ground | Gas (Historical Use) | 1000 | Steel-Impressed Current | 1981-05-09 | Cathodically Protected | Suction (American)
PETERS GROCERY | 800 EAST CHURCH ST | MONROE | Walton | 1470088 | 2 |  | 1998-12-01 |  | 1998-12-01 |  | Closed in Ground | Gas (Historical Use) | 500 | Steel-Impressed Current | 1971-05-12 | Cathodically Protected | Suction (American)
MONROE 76/SPRINT STREET 76 | 304 EAST SPRING ST | MONROE | Walton | 1470089 | 1 | [5 empty] | Removed from Ground | Gas (Historical Use) | 2000 | Bare Steel | 1966-05-13 | Galvanized Steel
MONROE 76/SPRINT STREET 76 | 304 EAST SPRING ST | MONROE | Walton | 1470089 | 2 | [5 empty] | Removed from Ground | Gas (Historical Use) | 2000 | Bare Steel | 1966-05-13 | Galvanized Steel
MONROE 76/SPRINT STREET 76 | 304 EAST SPRING ST | MONROE | Walton | 1470089 | 3 | [5 empty] | Removed from Ground | Gas (Historical Use) | 1000 | Not Marked/Unknown | 1994-01-01 | Not Marked
MITCHELLS MARKET | 1100 HWY 11 N | MONROE | Walton | 1470090 | 1 | [5 empty] | Removed from Ground | Kerosene | 560 | Bare Steel | 1966-05-13 | Galvanized Steel
MITCHELLS MARKET | 1100 HWY 11 N | MONROE | Walton | 1470090 | 2 | [5 empty] | Removed from Ground | Gas (Historical Use) | 280 | Bare Steel | 1966-05-13 | Galvanized Steel
MITCHELLS MARKET | 1100 HWY 11 N | MONROE | Walton | 1470090 | 3 |  | 1989-02-01 |  | 1989-02-01 |  | Removed from Ground | Gas (Historical Use) | 6000 | Cathodically Protected Steel | 1989-02-01 | Cathodically Protected
MITCHELLS MARKET | 1100 HWY 11 N | MONROE | Walton | 1470090 | 4 |  | 1989-02-01 |  | 1989-02-01 |  | Removed from Ground | Gas (Historical Use) | 6000 | Cathodically Protected Steel | 1989-02-01 | Cathodically Protected
MITCHELLS MARKET | 1100 HWY 11 N | MONROE | Walton | 1470090 | 5 |  | 1989-02-01 |  | 1989-02-01 |  | Removed from Ground | Diesel | 6000 | Cathodically Protected Steel | 1989-02-01 | Cathodically Protected
HOT SPOT | 409 E MARABLE ST | MONROE | Walton | 1470091 | 1 |  | 1998-12-21 |  | 1998-12-21 |  | Removed from Ground | Gas (Historical Use) | 2000 | Steel-Impressed Current | 1978-05-10 | Cathodically Protected | Suction (American)
HOT SPOT | 409 E MARABLE ST | MONROE | Walton | 1470091 | 2 |  | 1998-12-21 |  | 1998-12-21 |  | Removed from Ground | Gas (Historical Use) | 1000 | Steel-Impressed Current | 1978-05-10 | Cathodically Protected | Suction (American)
HOT SPOT | 409 E MARABLE ST | MONROE | Walton | 1470091 | 3 | [5 empty] | Removed from Ground | Empty | 560 | Bare Steel | 1971-05-12 | Galvanized Steel
SHUMATE GROCERY | 1100 S MADISON ST | MONROE | Walton | 1470092 | 1 |  | 1998-12-20 |  | 1998-12-20 |  | Removed from Ground | Gas (Historical Use) | 560 | Cathodically Protected Steel | 1976-05-10 | Cathodically Protected | Suction (American)
SHUMATE GROCERY | 1100 S MADISON ST | MONROE | Walton | 1470092 | 2 | [5 empty] | Removed from Ground | Gas (Historical Use) | 560 | Bare Steel | 1971-05-12 | Galvanized Steel | Suction (American)
SHUMATE GROCERY | 1100 S MADISON ST | MONROE | Walton | 1470092 | 3 |  | 1995-12-20 | FALSE | 1998-12-20 | FALSE | Removed from Ground | Gas (Historical Use) | 1000 | Cathodically Protected Steel | 1988-01-01 | Cathodically Protected | Suction (American)
TDS AUTO REPAIR | 165 S CHEROKEE RD | SOCIAL CIRCLE | Walton | 1470093 | 1 |  | 1998-12-19 | FALSE | 1998-12-19 | FALSE | Closed in Ground | Gas (Historical Use) | 1000 | Steel-Impressed Current | 1961-05-14 |  | Suction (American)
TDS AUTO REPAIR | 165 S CHEROKEE RD | SOCIAL CIRCLE | Walton | 1470093 | 2 |  | 1998-12-19 | FALSE | 1998-12-19 | FALSE | Closed in Ground | Gas (Historical Use) | 560 | Steel-Impressed Current | 1961-05-14 |  | Suction (American)
TDS AUTO REPAIR | 165 S CHEROKEE RD | SOCIAL CIRCLE | Walton | 1470093 | 3 |  | 1998-12-19 | FALSE | 1998-12-19 | FALSE | Closed in Ground | Gas (Historical Use) | 560 | Steel-Impressed Current | 1961-05-14 |  | Suction (American)
WINSTON #204 | 550 N BROAD ST | MONROE | Walton | 1470094 | 1 |  | 1994-01-10 | FALSE | 1994-01-10 | FALSE | Temporarily out of use | Regular | 10000 | Steel-Impressed Current | 1976-05-10 | Cathodically Protected | Pressurized
WINSTON #204 | 550 N BROAD ST | MONROE | Walton | 1470094 | 2 |  | 1994-01-10 | FALSE | 1994-01-01 | FALSE | Temporarily out of use | Premium | 10000 | Steel-Impressed Current | 1976-05-10 | Cathodically Protected | Pressurized
WINSTON #204 | 550 N BROAD ST | MONROE | Walton | 1470094 | 3 |  | 1994-01-10 | FALSE | 1994-01-01 | FALSE | Temporarily out of use | Plus | 10000 | Steel-Impressed Current | 1976-05-10 | Cathodically Protected | Pressurized
WINSTON #204 | 550 N BROAD ST | MONROE | Walton | 1470094 | 4 |  | 1994-01-10 | FALSE | 1994-01-10 | FALSE | Temporarily out of use | Diesel | 10000 | Steel-Impressed Current | 1976-05-10 | Cathodically Protected
WINSTON #204 | 550 N BROAD ST | MONROE | Walton | 1470094 | 5A |  | 1997-03-10 | FALSE | 1997-03-10 | FALSE | Temporarily out of use | Diesel | 3000 | Fiberglass | 1997-03-10 | Fiberglass Reinforced Plastic | Pressurized
WINSTON #204 | 550 N BROAD ST | MONROE | Walton | 1470094 | 5B |  | 1997-03-10 | FALSE | 1997-03-10 | FALSE | Temporarily out of use | Kerosene | 3000 | Fiberglass | 1997-03-10 | Fiberglass Reinforced Plastic | Pressurized
CARTERS ONE STOP | 4895 HWY 138 | LOGANVILLE | Walton | 1470095 | 1 | Overfill Alarm | 1998-06-01 | FALSE | 1998-06-01 | FALSE | Removed from Ground | Gas (Historical Use) | 2000 | Steel-Impressed Current | 1966-05-13 | Steel (Impressed Current) | Pressurized
CARTERS ONE STOP | 4895 HWY 138 | LOGANVILLE | Walton | 1470095 | 2 | Overfill Alarm | 1998-06-01 | FALSE | 1998-06-01 | FALSE | Removed from Ground | Gas (Historical Use) | 2000 | Steel-Impressed Current | 1966-05-13 |  | Pressurized
CARTERS ONE STOP | 4895 HWY 138 | LOGANVILLE | Walton | 1470095 | 3 | Overfill Alarm | 1998-06-01 | FALSE | 1998-06-01 | FALSE | Removed from Ground | Diesel | 2000 | Steel-Impressed Current | 1966-05-13 |  | Pressurized
CARTERS ONE STOP | 4895 HWY 138 | LOGANVILLE | Walton | 1470095 | 4 |  | 1998-06-01 |  | 1998-06-01 |  | Removed from Ground | Gas (Historical Use) | 4000 | Steel-Impressed Current | 1976-05-10 | Cathodically Protected | Suction (American)
BOLD SPRINGS ONE STOP | 4970 HWY 81 | MONROE | Walton | 1470096 | 1 | [5 empty] | Permanently Out of Use - historical purposes | Gas (Historical Use) | 1000 | Bare Steel | 1971-05-12 | Galvanized Steel
BOLD SPRINGS ONE STOP | 4970 HWY 81 | MONROE | Walton | 1470096 | 2 | [5 empty] | Permanently Out of Use - historical purposes | Gas (Historical Use) | 1000 | Bare Steel | 1971-05-12 | Galvanized Steel
BOLD SPRINGS ONE STOP | 4970 HWY 81 | MONROE | Walton | 1470096 | 3 | [5 empty] | Permanently Out of Use - historical purposes | Gas (Historical Use) | 1000 | Bare Steel | 1971-05-12 | Galvanized Steel
BOLD SPRINGS ONE STOP | 4970 HWY 81 | MONROE | Walton | 1470096 | 4 |  | 1988-12-01 |  | 1988-12-01 |  | Temporarily out of use | Gas (Historical Use) | 8000 | Cathodically Protected Steel | 1988-12-01 | Fiberglass Reinforced Plastic
BOLD SPRINGS ONE STOP | 4970 HWY 81 | MONROE | Walton | 1470096 | 5 |  | 1988-12-01 |  | 1988-12-01 |  | Temporarily out of use | Gas (Historical Use) | 8000 | Cathodically Protected Steel | 1988-12-01 | Fiberglass Reinforced Plastic
BOLD SPRINGS ONE STOP | 4970 HWY 81 | MONROE | Walton | 1470096 | 6 |  | 1988-12-01 |  | 1988-12-01 |  | Temporarily out of use | Gas (Historical Use) | 6000 | Cathodically Protected Steel | 1988-12-01 | Fiberglass Reinforced Plastic
BOLD SPRINGS ONE STOP | 4970 HWY 81 | MONROE | Walton | 1470096 | 7 |  | 1988-12-01 |  | 1988-12-01 |  | Temporarily out of use | Diesel | 2000 | Cathodically Protected Steel | 1988-12-01 | Fiberglass Reinforced Plastic
CALVINS 66/SIMS #103 | 417 E SPRING ST | MONROE | Walton | 1470097 | 1 | Overfill Alarm | 1998-06-01 | FALSE | 1998-06-01 | FALSE | Currently in Use | Diesel | 4000 | Steel-Impressed Current | 1966-05-13 | Steel (Impressed Current) | Suction (American)
CALVINS 66/SIMS #103 | 417 E SPRING ST | MONROE | Walton | 1470097 | 2 | Overfill Alarm | 1998-06-01 | FALSE | 1998-06-01 | FALSE | Currently in Use | Regular | 4000 | Steel-Impressed Current | 1966-05-13 | Steel (Impressed Current) | Suction (American)
CALVINS 66/SIMS #103 | 417 E SPRING ST | MONROE | Walton | 1470097 | 3 | Overfill Alarm | 1998-06-01 | FALSE | 1998-06-01 | FALSE | Temporarily out of use | Diesel | 1000 | Steel-Impressed Current | 1980-05-09 | Steel (Impressed Current) | Suction (American)
BILLY CHANDLER | 5010 GA HWY 83 NE | GOOD HOPE | Walton | 1470098 | 1 | [5 empty] | Removed from Ground | Diesel | 3000 | Bare Steel | 1998-04-01 | Galvanized Steel | Suction (American)
HARMONY TRIP | 1532 S BROAD ST | MONROE | Walton | 1470101 | 1 |  | 1994-03-29 |  | 1994-03-29 |  | Removed from Ground | Gas (Historical Use) | 10000 | Cathodically Protected Steel | 1981-05-08 | Cathodically Protected | Pressurized
HARMONY TRIP | 1532 S BROAD ST | MONROE | Walton | 1470101 | 2 |  | 1994-03-29 |  | 1994-03-29 |  | Removed from Ground | Gas (Historical Use) | 10000 | Cathodically Protected Steel | 1981-05-08 | Cathodically Protected | Pressurized
HARMONY TRIP | 1532 S BROAD ST | MONROE | Walton | 1470101 | 3 |  | 1994-03-29 |  | 1994-03-29 |  | Removed from Ground | Gas (Historical Use) | 10000 | Cathodically Protected Steel | 1981-05-08 | Cathodically Protected | Pressurized
HARMONY TRIP | 1532 S BROAD ST | MONROE | Walton | 1470101 | 4A | Ball Float | 2006-10-22 | FALSE | 2006-10-22 | FALSE | Currently in Use | Regular | 15000 | Composite | 2006-10-13 | Fiberglass Reinforced Plastic | Pressurized
HARMONY TRIP | 1532 S BROAD ST | MONROE | Walton | 1470101 | 4B | Flapper Valve | 2006-10-22 | FALSE | 2006-10-22 | FALSE | Currently in Use | Diesel Off Road | 5000 | Composite | 2006-10-13 | Fiberglass Reinforced Plastic | Safe Suction (Euro)
HARMONY TRIP | 1532 S BROAD ST | MONROE | Walton | 1470101 | 5A | Ball Float | 2006-10-22 | FALSE | 2006-10-22 | FALSE | Currently in Use | Premium | 6000 | Composite | 2006-10-13 | Fiberglass Reinforced Plastic | Pressurized
HARMONY TRIP | 1532 S BROAD ST | MONROE | Walton | 1470101 | 5B |  | 2006-10-22 | FALSE | 2006-10-22 | FALSE | Currently in Use | Diesel | 6000 | Composite | 2006-10-13 | Fiberglass Reinforced Plastic | Pressurized
FLOYD S PIKE ELEC CONTR INC | GA HWY 11 NORTH | MONROE | Walton | 1470102 | 1 | [5 empty] | Removed from Ground | Diesel | 25000 | Bare Steel | 1973-05-11 | Galvanized Steel
FLOYD S PIKE ELEC CONTR INC | GA HWY 11 NORTH | MONROE | Walton | 1470102 | 2 | [5 empty] | Removed from Ground | Gas (Historical Use) | 10000 | Bare Steel | 1973-05-11 | Galvanized Steel
FLOYD S PIKE ELEC CONTR INC | GA HWY 11 NORTH | MONROE | Walton | 1470102 | 3 | [5 empty] | Removed from Ground | Gas (Historical Use) | 500 | Bare Steel | 1973-05-11 | Galvanized Steel
CORNER FOOD MART | 4410 LAWRENCEVILLE RD | LOGANVILLE | Walton | 1470103 | 1 |  | 1997-12-01 |  | 1997-12-01 |  | Currently in Use | Gas (Historical Use) | 10000 | Steel-Impressed Current | 1980-05-08 | Double-Walled Flex | Suction (American)
CORNER FOOD MART | 4410 LAWRENCEVILLE RD | LOGANVILLE | Walton | 1470103 | 2 |  | 1997-12-01 |  | 1997-12-01 |  | Currently in Use | Gas (Historical Use) | 10000 | Steel-Impressed Current | 1980-05-08 | Double-Walled Flex | Suction (American)
CORNER FOOD MART | 4410 LAWRENCEVILLE RD | LOGANVILLE | Walton | 1470103 | 3 |  | 1997-12-01 |  | 1997-12-01 |  | Currently in Use | Gas (Historical Use) | 6000 | Steel-Impressed Current | 1980-05-08 | Double-Walled Flex | Suction (American)
GARRETTS SERVICE STATION | 202 E SPRING ST | MONROE | Walton | 1470105 | 1 | [5 empty] | Removed from Ground | Gas (Historical Use) | 3000 | Bare Steel | 1965-05-13 | Galvanized Steel | Suction (American)
GARRETTS SERVICE STATION | 202 E SPRING ST | MONROE | Walton | 1470105 | 2 | [5 empty] | Removed from Ground | Gas (Historical Use) | 3000 | Bare Steel | 1965-05-13 | Galvanized Steel | Suction (American)
GARRETTS SERVICE STATION | 202 E SPRING ST | MONROE | Walton | 1470105 | 3 | [5 empty] | Removed from Ground | Gas (Historical Use) | 3000 | Bare Steel | 1965-05-13 | Galvanized Steel | Suction (American)
GARRETTS SERVICE STATION | 202 E SPRING ST | MONROE | Walton | 1470105 | 4 | [5 empty] | Removed from Ground | Gas (Historical Use) | 3000 | Bare Steel | 1965-05-13 | Galvanized Steel | Suction (American)
GARRETTS SERVICE STATION | 202 E SPRING ST | MONROE | Walton | 1470105 | 5 |  |  | TRUE |  | TRUE | Removed from Ground | Used Oil | 300 | Bare Steel | 1965-05-13 | Galvanized Steel
Monroe Food Mart | 452 NORTH BROAD ST | MONROE | Walton | 1470106 | 1 | [5 empty] | Removed from Ground | Gas (Historical Use) | 1 | Bare Steel | 1972-05-16 | Galvanized Steel
Monroe Food Mart | 452 NORTH BROAD ST | MONROE | Walton | 1470106 | 10A | Ball Float | 2004-07-14 | FALSE | 2004-07-14 | FALSE | Currently in Use | Premium | 8000 | Galvanic (STIP-3) | 2004-07-21 | Fiberglass Reinforced Plastic | Pressurized
Monroe Food Mart | 452 NORTH BROAD ST | MONROE | Walton | 1470106 | 10B | Ball Float | 2004-07-14 | FALSE | 2004-07-14 | FALSE | Currently in Use | Diesel | 4000 | Galvanic (STIP-3) | 2004-07-21 | Fiberglass Reinforced Plastic | Pressurized
Monroe Food Mart | 452 NORTH BROAD ST | MONROE | Walton | 1470106 | 2 | [5 empty] | Removed from Ground | Gas (Historical Use) | 1 | Bare Steel | 1972-05-16 | Galvanized Steel
Monroe Food Mart | 452 NORTH BROAD ST | MONROE | Walton | 1470106 | 3 | [5 empty] | Removed from Ground | Gas (Historical Use) | 1 | Bare Steel | 1972-05-16 | Galvanized Steel
Monroe Food Mart | 452 NORTH BROAD ST | MONROE | Walton | 1470106 | 4 | [5 empty] | Removed from Ground | Gas (Historical Use) | 1 | Bare Steel | 1972-05-16 | Galvanized Steel
Monroe Food Mart | 452 NORTH BROAD ST | MONROE | Walton | 1470106 | 5 |  | 1993-07-01 |  | 1993-07-01 |  | Removed from Ground | Gas (Historical Use) | 4000 | Galvanic (STIP-3) | 1988-01-01 | Fiberglass Reinforced Plastic | Pressurized
Monroe Food Mart | 452 NORTH BROAD ST | MONROE | Walton | 1470106 | 6 |  | 1993-07-01 |  | 1993-07-01 |  | Removed from Ground | Gas (Historical Use) | 4000 | Galvanic (STIP-3) | 1988-01-01 | Fiberglass Reinforced Plastic | Pressurized
Monroe Food Mart | 452 NORTH BROAD ST | MONROE | Walton | 1470106 | 7 |  | 1993-07-01 |  | 1993-07-01 |  | Removed from Ground | Gas (Historical Use) | 4000 | Galvanic (STIP-3) | 1988-01-01 | Fiberglass Reinforced Plastic | Pressurized
Monroe Food Mart | 452 NORTH BROAD ST | MONROE | Walton | 1470106 | 8 |  | 1993-07-01 |  | 1993-07-01 |  | Removed from Ground | Gas (Historical Use) | 4000 | Galvanic (STIP-3) | 1988-01-01 | Fiberglass Reinforced Plastic | Pressurized
Monroe Food Mart | 452 NORTH BROAD ST | MONROE | Walton | 1470106 | 9 | Ball Float | 2004-07-14 | FALSE | 2004-07-14 | FALSE | Currently in Use | Regular | 12000 | Galvanic (STIP-3) | 2004-07-21 | Fiberglass Reinforced Plastic | Pressurized
GREESON MOTOR CO | 320 MAYFIELD DR | MONROE | Walton | 1470107 | 1 | [5 empty] | Removed from Ground | Gas (Historical Use) | 8000 | Bare Steel | 1970-01-05 | Bare Steel | Safe Suction (Euro)
GREESON MOTOR CO | 320 MAYFIELD DR | MONROE | Walton | 1470107 | 2 |  |  | TRUE |  | TRUE | Removed from Ground | Used Oil | 500 | Bare Steel | 1970-01-05 | Bare Steel | Safe Suction (Euro)
GA DOT 10132/MONROE MAINT HQ | 0 .5 MI WEST OF SR 11 IN WALTON I | MONROE | Walton | 1470111 | 10132-1 | [5 empty] | Removed from Ground | Gas (Historical Use) | 2000 | Cathodically Protected Steel | 1990-01-01 | Bare Steel
GA DOT 10132/MONROE MAINT HQ | 0 .5 MI WEST OF SR 11 IN WALTON I | MONROE | Walton | 1470111 | 132D1 | [5 empty] | Removed from Ground | Diesel | 1000 | Cathodically Protected Steel | 1999-01-14 | Bare Steel | Suction (American)
GA DOT 10132/MONROE MAINT HQ | 0 .5 MI WEST OF SR 11 IN WALTON I | MONROE | Walton | 1470111 | 132G1 | [5 empty] | Removed from Ground | Gas (Historical Use) | 2000 | Cathodically Protected Steel | 1982-05-29 | Bare Steel | Suction (American)
CAMPTON FAMILY STORE | 2659 GA HWY 11 NW | MONROE | Walton | 1470112 | 1 | [5 empty] | Removed from Ground | Gas (Historical Use) | 2000 | Bare Steel | 1966-05-24 | Galvanized Steel
CAMPTON FAMILY STORE | 2659 GA HWY 11 NW | MONROE | Walton | 1470112 | 2 | [5 empty] | Removed from Ground | Gas (Historical Use) | 2000 | Bare Steel | 1966-05-24 | Galvanized Steel
CAMPTON FAMILY STORE | 2659 GA HWY 11 NW | MONROE | Walton | 1470112 | 3 | [5 empty] | Removed from Ground | Gas (Historical Use) | 1000 | Bare Steel | 1977-05-21 | Galvanized Steel
KARISHMA ENTERPRISES INC | 2660 HWY 11 NW | MONROE | Walton | 1470113 | 1 | Flapper Valve | 1994-12-28 | FALSE | 1994-12-28 | FALSE | Currently in Use | Premium | 8000 | Steel-Impressed Current | 1987-07-01 | Fiberglass Reinforced Plastic | Pressurized
KARISHMA ENTERPRISES INC | 2660 HWY 11 NW | MONROE | Walton | 1470113 | 2 |  | 1994-12-28 | FALSE | 1994-12-28 | FALSE | Temporarily out of use | Plus | 8000 | Steel-Impressed Current | 1987-07-01 | Fiberglass Reinforced Plastic | Pressurized
KARISHMA ENTERPRISES INC | 2660 HWY 11 NW | MONROE | Walton | 1470113 | 3 | Flapper Valve | 1994-12-28 | FALSE | 1994-12-28 | FALSE | Currently in Use | Regular | 8000 | Steel-Impressed Current | 1987-07-01 | Fiberglass Reinforced Plastic | Pressurized
KARISHMA ENTERPRISES INC | 2660 HWY 11 NW | MONROE | Walton | 1470113 | 4 | Flapper Valve | 1994-12-28 | FALSE | 1994-12-28 | FALSE | Currently in Use | Diesel | 2000 | Steel-Impressed Current | 1987-07-01 | Fiberglass Reinforced Plastic | Pressurized
KOUNTRY KUPBOARD/#108 | 4714 US HWY 78 ATLANTA HWY | LOGANVILLE | Walton | 670436 | 1 |  |  |  | 1988-12-01 |  | Removed from Ground | Gas (Historical Use) | 10000 | Bare Steel | 1976-05-10 | Galvanized Steel | Pressurized
KOUNTRY KUPBOARD/#108 | 4714 US HWY 78 ATLANTA HWY | LOGANVILLE | Walton | 670436 | 2 |  |  |  | 1988-12-01 |  | Removed from Ground | Gas (Historical Use) | 10000 | Bare Steel | 1976-05-10 | Galvanized Steel | Pressurized
KOUNTRY KUPBOARD/#108 | 4714 US HWY 78 ATLANTA HWY | LOGANVILLE | Walton | 670436 | 3 |  |  |  | 1988-12-01 |  | Removed from Ground | Gas (Historical Use) | 5000 | Bare Steel | 1976-05-10 | Galvanized Steel | Pressurized
KOUNTRY KUPBOARD/#108 | 4714 US HWY 78 ATLANTA HWY | LOGANVILLE | Walton | 670436 | 4 |  | 1988-12-01 | FALSE | 1988-12-01 | FALSE | Removed from Ground | Diesel | 10000 | Galvanic (STIP-3) | 1988-12-15 | Fiberglass Reinforced Plastic | Pressurized
KOUNTRY KUPBOARD/#108 | 4714 US HWY 78 ATLANTA HWY | LOGANVILLE | Walton | 670436 | 5 |  | 1988-12-01 | FALSE | 1988-12-01 | FALSE | Removed from Ground | Regular | 10000 | Galvanic (STIP-3) | 1988-12-15 | Fiberglass Reinforced Plastic | Pressurized
KOUNTRY KUPBOARD/#108 | 4714 US HWY 78 ATLANTA HWY | LOGANVILLE | Walton | 670436 | 6 |  | 1988-12-01 | FALSE | 1988-01-01 | FALSE | Removed from Ground | Premium | 10000 | Galvanic (STIP-3) | 1988-12-15 | Fiberglass Reinforced Plastic | Pressurized
KOUNTRY KUPBOARD/#108 | 4714 US HWY 78 ATLANTA HWY | LOGANVILLE | Walton | 670436 | 7 |  | 1988-12-01 | FALSE | 1988-01-01 | FALSE | Removed from Ground | Diesel Off Road | 2000 | Galvanic (STIP-3) | 1988-12-15 | Fiberglass Reinforced Plastic | Pressurized
Food Mart | 2975 Hwy 81 | Loganville | Walton | 10003040 | 1A | Overfill Alarm | 2020-06-01 | FALSE | 2020-05-01 | FALSE | Currently in Use | Regular | 11000 | Composite Double Walled | 2020-04-01 | Double-Walled Fiberglass | Pressurized
Food Mart | 2975 Hwy 81 | Loganville | Walton | 10003040 | 1B | Flapper Valve | 2020-06-01 | FALSE | 2020-05-01 | FALSE | Currently in Use | Premium | 5000 | Composite Double Walled | 2020-04-01 | Double-Walled Fiberglass | Pressurized
Food Mart | 2975 Hwy 81 | Loganville | Walton | 10003040 | 1C | Flapper Valve | 2020-06-01 | FALSE | 2020-05-01 | FALSE | Currently in Use | Diesel | 4000 | Composite Double Walled | 2020-04-01 | Double-Walled Fiberglass | Pressurized
COWPENS | 1160 PANNELL RD | MONROE | Walton | 10001668 | 1 | Ball Float | 2008-11-01 | FALSE | 2008-11-01 | FALSE | Currently in Use | Regular | 10000 | Tank Jacket | 2008-11-01 | Double-Walled Fiberglass | Pressurized
COWPENS | 1160 PANNELL RD | MONROE | Walton | 10001668 | 2 | Ball Float | 2008-11-01 | FALSE | 2008-11-01 | FALSE | Currently in Use | Premium | 4000 | Tank Jacket | 2008-11-01 | Double-Walled Fiberglass | Pressurized
COWPENS | 1160 PANNELL RD | MONROE | Walton | 10001668 | 3 | Ball Float | 2008-11-01 | FALSE | 2008-11-01 | FALSE | Currently in Use | Diesel | 4000 | Tank Jacket | 2008-11-01 | Double-Walled Fiberglass | Pressurized
SHELL FOOD MART | 287 HWY 81 SW | OXFORD | Walton | 10002103 | 1A | Flapper Valve | 2012-05-15 | FALSE | 2012-05-15 | FALSE | Currently in Use | Regular | 13000 | Composite Double Walled | 2012-05-01 | Double-Walled Flex | Pressurized
SHELL FOOD MART | 287 HWY 81 SW | OXFORD | Walton | 10002103 | 1B | Flapper Valve | 2012-05-15 | FALSE | 2012-05-15 | FALSE | Currently in Use | Premium | 3500 | Composite Double Walled | 2012-05-01 | Double-Walled Flex | Pressurized
SHELL FOOD MART | 287 HWY 81 SW | OXFORD | Walton | 10002103 | 1C |  | 2012-05-15 | FALSE | 2012-05-15 | FALSE | Currently in Use | Diesel | 3500 | Composite Double Walled | 2012-05-01 | Double-Walled Flex | Pressurized
WALTON COUNTY BUS MAINTENANCE FACILITY | 1820 HWY 11 NW | MONROE | Walton | 10001973 | 1 |  | 2010-10-04 | FALSE | 2010-10-04 | FALSE | Currently in Use | Diesel | 20000 | Composite Double Walled | 2010-09-02 | Fiberglass Reinforced Plastic | Safe Suction (Euro)
WALTON COUNTY BUS MAINTENANCE FACILITY | 1820 HWY 11 NW | MONROE | Walton | 10001973 | 2A |  | 2010-10-04 | FALSE | 2010-10-04 | FALSE | Currently in Use | Gas (Historical Use) | 10000 | Composite Double Walled | 2010-09-02 | Fiberglass Reinforced Plastic | Safe Suction (Euro)
WALTON COUNTY BUS MAINTENANCE FACILITY | 1820 HWY 11 NW | MONROE | Walton | 10001973 | 2B |  | 2010-10-04 | FALSE | 2010-10-04 | FALSE | Currently in Use | Regular | 10000 | Composite Double Walled | 2010-09-02 | Fiberglass Reinforced Plastic | Safe Suction (Euro)
Piedmont Walton Hospital | 2151 W SPRING ST | MONROE | Walton | 10002191 | 1 |  | 2011-08-26 | FALSE | 2011-08-23 | FALSE | Currently in Use | Diesel | 20000 | Fiberglass Double Walled | 2011-08-19 | Double-Walled Fiberglass | Pressurized
SHEA PROPERTY | 322 WEST SPRING STREET | MONROE | Walton | 10001335 | 1 |  |  | FALSE |  | FALSE | Removed from Ground | Gas (Historical Use) | 10000 | Unknown | 2007-02-03
SHEA PROPERTY | 322 WEST SPRING STREET | MONROE | Walton | 10001335 | 2 |  |  | FALSE |  | FALSE | Removed from Ground | Gas (Historical Use) | 8000 | Unknown | 2007-02-03
SHEA PROPERTY | 322 WEST SPRING STREET | MONROE | Walton | 10001335 | 3 |  |  | FALSE |  | FALSE | Removed from Ground | Gas (Historical Use) | 8000 | Unknown | 2007-02-03
ALLSTAR | 1700 B BOLD SPRINGS RD | MONROE | Walton | 10001295 | 1A | Ball Float | 2006-06-01 | FALSE | 2006-06-01 | FALSE | Currently in Use | Gas (Historical Use) | 15000 | Composite | 2006-06-01 | Fiberglass Reinforced Plastic | Pressurized
ALLSTAR | 1700 B BOLD SPRINGS RD | MONROE | Walton | 10001295 | 1B | Ball Float | 2006-06-01 | FALSE | 2006-06-01 | FALSE | Currently in Use | Gas (Historical Use) | 5000 | Composite | 2006-06-01 | Fiberglass Reinforced Plastic | Pressurized
ALLSTAR | 1700 B BOLD SPRINGS RD | MONROE | Walton | 10001295 | 2A | Ball Float | 2006-06-01 | FALSE | 2006-06-01 | FALSE | Currently in Use | Diesel | 8000 | Composite | 2006-06-01 | Fiberglass Reinforced Plastic | Pressurized
ALLSTAR | 1700 B BOLD SPRINGS RD | MONROE | Walton | 10001295 | 2B | Ball Float | 2006-06-01 | FALSE | 2006-06-01 | FALSE | Currently in Use | Diesel | 4000 | Composite | 2006-06-01 | Fiberglass Reinforced Plastic | Pressurized
SPRING HILL PLAZA | 212 -218 WEST SPRING STREET | MONROE | Walton | 10001234 | 1 |  |  | FALSE |  | FALSE | Removed from Ground | Gas (Historical Use) | 10000 | Unknown | 2006-09-22 | Unknown
SPRING HILL PLAZA | 212 -218 WEST SPRING STREET | MONROE | Walton | 10001234 | 2 |  |  | FALSE |  | FALSE | Removed from Ground | Gas (Historical Use) | 10000 | Unknown | 2006-09-22 | Unknown
NAAM LLC (WALTON TRUCK STOP) | 1490 HWY 78 E | MONROE | Walton | 10001196 | P329134 | Ball Float | 2006-03-27 | FALSE | 2006-03-27 | FALSE | Currently in Use | Diesel On Road | 20000 | Epoxy | 2006-03-26 | Fiberglass Reinforced Plastic | Pressurized
NAAM LLC (WALTON TRUCK STOP) | 1490 HWY 78 E | MONROE | Walton | 10001196 | P329138 | Ball Float | 2006-03-27 | FALSE | 2006-03-27 | FALSE | Currently in Use | Diesel Off Road | 4000 | Epoxy | 2006-03-27 | Fiberglass Reinforced Plastic | Pressurized
NAAM LLC (WALTON TRUCK STOP) | 1490 HWY 78 E | MONROE | Walton | 10001196 | P329151A | Ball Float | 2006-03-27 | FALSE | 2006-03-27 | FALSE | Currently in Use | Diesel On Road | 8000 | Epoxy | 2006-03-27 | Fiberglass Reinforced Plastic | Pressurized
NAAM LLC (WALTON TRUCK STOP) | 1490 HWY 78 E | MONROE | Walton | 10001196 | P329151B | Ball Float | 2006-03-27 | FALSE | 2006-03-27 | FALSE | Currently in Use | Premium | 4000 | Epoxy | 2006-03-27 | Fiberglass Reinforced Plastic | Pressurized
NAAM LLC (WALTON TRUCK STOP) | 1490 HWY 78 E | MONROE | Walton | 10001196 | P329152 | Ball Float | 2006-03-27 | FALSE | 2006-03-27 | FALSE | Currently in Use | Regular | 12000 | Epoxy | 2006-03-27 | Fiberglass Reinforced Plastic | Pressurized
KROGER GA-679 | 4753 ATLANTA HWY | LOGANVILLE | Walton | 10001502 | 1 |  | 2008-02-29 | FALSE | 2008-02-29 | FALSE | Currently in Use | Regular | 20000 | Fiberglass Double Walled | 2008-01-31 | Double-Walled Fiberglass | Pressurized
KROGER GA-679 | 4753 ATLANTA HWY | LOGANVILLE | Walton | 10001502 | 2A |  | 2008-02-29 | FALSE | 2008-02-29 | FALSE | Currently in Use | Diesel | 8000 | Fiberglass Double Walled | 2008-01-31 | Double-Walled Fiberglass | Pressurized
KROGER GA-679 | 4753 ATLANTA HWY | LOGANVILLE | Walton | 10001502 | 2B |  | 2008-02-29 | FALSE | 2008-02-29 | FALSE | Currently in Use | Premium | 8000 | Fiberglass Double Walled | 2008-01-31 | Double-Walled Fiberglass | Pressurized
Mountain Express #405 | 780 CONYERS RD | LOGANVILLE | Walton | 10001426 | 1 | Ball Float | 2007-05-01 | FALSE | 2007-05-01 | FALSE | Currently in Use | Regular | 12000 | Composite | 2007-02-01 | Fiberglass Reinforced Plastic | Pressurized
Mountain Express #405 | 780 CONYERS RD | LOGANVILLE | Walton | 10001426 | 2A | Ball Float | 2007-05-01 | FALSE | 2007-05-01 | FALSE | Currently in Use | Premium | 4000 | Composite | 2007-02-01 | Fiberglass Reinforced Plastic | Pressurized
Mountain Express #405 | 780 CONYERS RD | LOGANVILLE | Walton | 10001426 | 2B | Ball Float | 2007-05-01 | FALSE | 2007-05-01 | FALSE | Currently in Use | Diesel | 8000 | Composite | 2007-02-01 | Fiberglass Reinforced Plastic | Pressurized
Mountain Express #405 | 780 CONYERS RD | LOGANVILLE | Walton | 10001426 | 3 | Flapper Valve | 2007-05-01 | FALSE | 2007-05-01 | FALSE | Currently in Use | Diesel Off Road | 2000 | Composite | 2007-02-01 | Fiberglass Reinforced Plastic | Suction (American)
HWY 11 TRUCK STOP | 724 HWY 11 | MONROE | Walton | 10001636 | 1A | Flapper Valve | 2008-10-01 | FALSE | 2008-10-01 | FALSE | Currently in Use | Gas (Historical Use) | 16000 | Composite Double Walled | 2008-09-01 | Double-Walled Flex | Pressurized
HWY 11 TRUCK STOP | 724 HWY 11 | MONROE | Walton | 10001636 | 1B | Flapper Valve | 2008-10-01 | FALSE | 2008-10-01 | FALSE | Currently in Use | Gas (Historical Use) | 4000 | Composite Double Walled | 2008-09-01 | Double-Walled Flex | Pressurized
HWY 11 TRUCK STOP | 724 HWY 11 | MONROE | Walton | 10001636 | 2 | Flapper Valve | 2008-10-01 | FALSE | 2008-10-01 | FALSE | Currently in Use | Diesel | 10000 | Composite Double Walled | 2008-09-01 | Double-Walled Flex | Pressurized
MURPHY USA #7734 | 2040 SPRING ST W | MONROE | Walton | 10000570 | 1 | Flapper Valve | 2004-01-27 | FALSE | 2004-01-27 | FALSE | Removed from Ground | Regular | 20000 | Fiberglass Double Walled | 2004-01-13 | Double-Walled Fiberglass | Pressurized
MURPHY USA #7734 | 2040 SPRING ST W | MONROE | Walton | 10000570 | 2A | Flapper Valve | 2004-01-27 | FALSE | 2004-01-27 | FALSE | Removed from Ground | Diesel | 12000 | Fiberglass Double Walled | 2004-01-13 | Double-Walled Fiberglass | Pressurized
MURPHY USA #7734 | 2040 SPRING ST W | MONROE | Walton | 10000570 | 2B | Flapper Valve | 2004-01-27 | FALSE | 2004-01-27 | FALSE | Removed from Ground | Gas (Historical Use) | 8000 | Fiberglass Double Walled | 2004-01-13 | Double-Walled Fiberglass | Pressurized
MURPHY USA #7734 | 2040 SPRING ST W | MONROE | Walton | 10000570 | 3 | Flapper Valve | 2019-04-18 | FALSE | 2019-04-18 | FALSE | Currently in Use | Regular | 25000 | Fiberglass Double Walled | 2019-04-16 | Double-Walled Fiberglass | Pressurized
MURPHY USA #7734 | 2040 SPRING ST W | MONROE | Walton | 10000570 | 4A | Flapper Valve | 2019-04-18 | FALSE | 2019-04-18 | FALSE | Currently in Use | Premium | 8000 | Fiberglass Double Walled | 2019-04-16 | Double-Walled Fiberglass | Pressurized
MURPHY USA #7734 | 2040 SPRING ST W | MONROE | Walton | 10000570 | 4B | Flapper Valve | 2019-04-01 | FALSE | 2019-04-18 | FALSE | Currently in Use | Diesel | 10000 | Fiberglass Double Walled | 2019-04-16 | Double-Walled Fiberglass | Pressurized
MURPHY USA #7734 | 2040 SPRING ST W | MONROE | Walton | 10000570 | 4C | Flapper Valve | 2019-04-18 | FALSE | 2019-04-18 | FALSE | Currently in Use | E-0 | 8000 | Fiberglass Double Walled | 2019-04-16 | Double-Walled Fiberglass | Pressurized
MURPHY USA #7044 | 4231 ATLANTA HWY | LOGANVILLE | Walton | 10000571 | 1 | Flapper Valve | 2004-01-08 | FALSE | 2004-01-08 | FALSE | Currently in Use | Regular | 20000 | Fiberglass Double Walled | 2003-12-10 | Double-Walled Fiberglass | Pressurized
MURPHY USA #7044 | 4231 ATLANTA HWY | LOGANVILLE | Walton | 10000571 | 2A | Flapper Valve | 2004-01-08 | FALSE | 2004-01-08 | FALSE | Currently in Use | Diesel | 12000 | Fiberglass Double Walled | 2003-12-10 | Double-Walled Fiberglass | Pressurized
MURPHY USA #7044 | 4231 ATLANTA HWY | LOGANVILLE | Walton | 10000571 | 2B | Flapper Valve | 2004-01-08 | FALSE | 2004-01-08 | FALSE | Currently in Use | Premium | 8000 | Fiberglass Double Walled | 2003-12-10 | Double-Walled Fiberglass | Pressurized
MAXI MART | 2153 US HWY 78 | MONROE | Walton | 10000213 | 1 | Ball Float | 2001-09-01 | FALSE | 2001-09-01 | FALSE | Currently in Use | Regular | 12000 | Composite | 2001-09-01 | Double-Walled Fiberglass | Pressurized
MAXI MART | 2153 US HWY 78 | MONROE | Walton | 10000213 | 2 | Ball Float | 2001-09-01 | FALSE | 2001-09-01 | FALSE | Currently in Use | Premium | 10000 | Composite | 2001-09-01 | Double-Walled Fiberglass | Pressurized
MAXI MART | 2153 US HWY 78 | MONROE | Walton | 10000213 | 3 | Ball Float | 2001-09-01 | FALSE | 2001-09-01 | FALSE | Currently in Use | Diesel | 6000 | Composite | 2001-09-01 | Double-Walled Fiberglass | Pressurized
M S INVESTMENTS INC | 856 N CHEROKEE RD | SOCIAL CIRCLE | Walton | 10000144 | 1 | Ball Float | 1999-01-16 | FALSE | 1999-01-16 | FALSE | Currently in Use | Diesel | 4000 | Fiberglass | 1999-01-10 | Fiberglass Reinforced Plastic | Pressurized
M S INVESTMENTS INC | 856 N CHEROKEE RD | SOCIAL CIRCLE | Walton | 10000144 | 2 | Ball Float | 1999-01-16 | FALSE | 1999-01-16 | FALSE | Currently in Use | Premium | 10000 | Fiberglass | 1999-01-10 | Fiberglass Reinforced Plastic | Pressurized
M S INVESTMENTS INC | 856 N CHEROKEE RD | SOCIAL CIRCLE | Walton | 10000144 | 3 | Ball Float | 1999-01-16 | FALSE | 1999-01-16 | FALSE | Currently in Use | Regular | 12000 | Fiberglass | 1999-01-10 | Fiberglass Reinforced Plastic | Pressurized
SHELL FOOD MART | 5141 HWY 81 | LOGANVILLE | Walton | 10000210 | 1 | Ball Float | 2002-03-26 | FALSE | 2002-03-26 | FALSE | Currently in Use | Diesel | 4000 | Fiberglass | 2002-03-26 | Double-Walled Flex | Pressurized
SHELL FOOD MART | 5141 HWY 81 | LOGANVILLE | Walton | 10000210 | 2 | Ball Float | 2002-03-26 | FALSE | 2002-03-26 | FALSE | Currently in Use | Premium | 8000 | Fiberglass | 2002-03-26 | Double-Walled Fiberglass | Pressurized
SHELL FOOD MART | 5141 HWY 81 | LOGANVILLE | Walton | 10000210 | 3 | Ball Float | 2002-03-26 | FALSE | 2002-03-26 | FALSE | Currently in Use | Regular | 10000 | Fiberglass | 2002-03-26 | Double-Walled Fiberglass | Pressurized
OLD SAVE MORE SERVICE STATION | 603 EAST SPRING ST | MONROE | Walton | 9000171 | 1 | [5 empty] | Removed from Ground | Diesel | 2000 | Not Marked/Unknown | 1999-10-21 | Not Marked
WALTON EMC | 842 HWY 78 E | MONROE | Walton | 9000257 | 1 | [5 empty] | Removed from Ground | Gas (Historical Use) | 6000 | Bare Steel | 1976-03-05 | Unknown
WALTON EMC | 842 HWY 78 E | MONROE | Walton | 9000257 | 2 | [5 empty] | Removed from Ground | Gas (Historical Use) | 6000 | Bare Steel | 1976-03-05 | Unknown
WALTON EMC | 842 HWY 78 E | MONROE | Walton | 9000257 | 3 |  |  | FALSE |  | FALSE | Removed from Ground | Diesel | 6000 | Bare Steel | 1976-03-05 | Bare Steel
WALTON EMC | 842 HWY 78 E | MONROE | Walton | 9000257 | 6 |  | 1989-05-01 | FALSE | 1989-05-01 | FALSE | Currently in Use | Regular | 10000 | Fiberglass Double Walled | 1989-05-01 | Double-Walled Fiberglass | Pressurized
WALTON EMC | 842 HWY 78 E | MONROE | Walton | 9000257 | 7 |  | 1989-05-01 | FALSE | 1989-05-01 | FALSE | Currently in Use | Diesel | 6000 | Fiberglass Double Walled | 1989-05-01 | Double-Walled Fiberglass | Pressurized
WALTON EMC | 842 HWY 78 E | MONROE | Walton | 9000257 | 8 |  | 2004-01-20 | FALSE | 2004-01-20 | FALSE | Currently in Use | Diesel | 12000 | Fiberglass Double Walled | 2004-01-20 | Double-Walled Fiberglass | Pressurized
CIRCLE K/FA SIMS #106 | 1308 W SPRING ST | MONROE | Walton | 9000721 | 1 | Flapper Valve | 1997-03-11 | FALSE | 1983-08-01 | FALSE | Currently in Use | Regular | 10000 | Steel-Impressed Current | 1983-08-01 | Double-Walled Fiberglass | Pressurized
CIRCLE K/FA SIMS #106 | 1308 W SPRING ST | MONROE | Walton | 9000721 | 2 | Flapper Valve | 1997-03-11 | FALSE | 1983-08-01 | FALSE | Currently in Use | Premium | 8000 | Steel-Impressed Current | 1983-08-01 | Double-Walled Fiberglass | Pressurized
CIRCLE K/FA SIMS #106 | 1308 W SPRING ST | MONROE | Walton | 9000721 | 3 | Flapper Valve | 1997-03-11 | FALSE | 1983-08-01 | FALSE | Currently in Use | Diesel | 8000 | Steel-Impressed Current | 1983-08-01 | Double-Walled Fiberglass | Pressurized
GRAYSON HIGH SCHOOL | 50 HOPE HOLLOW RD | GRAYSON | Walton | 9067401 | 1 | Flapper Valve | 1999-09-10 |  | 2001-09-10 |  | Removed from Ground | Diesel | 4000 | Fiberglass Double Walled | 1999-09-01 | Double-Walled Flex | Suction (American)
LOGANVILLE HIGH SCHOOL | 150 CLARK MCCULLERS RD | MONROE | Walton | 9102023 | 1 |  | 1988-01-01 |  | 1988-01-01 |  | Removed from Ground | Diesel | 10000 | Galvanic (STIP-3) | 1988-01-01 | Fiberglass Reinforced Plastic | Safe Suction (Euro)
CROWES GROCERY | 1780 GA HWY 81 SOUTH | LOGANVILLE | Walton | 9147021 | 1 | Flapper Valve | 1995-03-01 | FALSE | 1995-03-01 | FALSE | Currently in Use | E-0 | 2000 | Steel-Impressed Current | 1985-08-01 | Flex | Safe Suction (Euro)
CROWES GROCERY | 1780 GA HWY 81 SOUTH | LOGANVILLE | Walton | 9147021 | 2 | Ball Float | 1995-03-01 | FALSE | 1995-03-01 | FALSE | Currently in Use | Regular | 8000 | Steel-Impressed Current | 1983-01-01 | Flex | Pressurized
CROWES GROCERY | 1780 GA HWY 81 SOUTH | LOGANVILLE | Walton | 9147021 | 3 | Ball Float | 1995-03-01 | FALSE | 1995-03-01 | FALSE | Currently in Use | Premium | 8000 | Steel-Impressed Current | 1983-01-01 | Flex | Pressurized
CROWES GROCERY | 1780 GA HWY 81 SOUTH | LOGANVILLE | Walton | 9147021 | 4 | Ball Float | 1995-03-01 | FALSE | 1995-03-01 | FALSE | Currently in Use | Regular | 6000 | Steel-Impressed Current | 1983-01-01 | Flex | Pressurized
CROWES GROCERY | 1780 GA HWY 81 SOUTH | LOGANVILLE | Walton | 9147021 | 5 | Flapper Valve | 1995-03-01 | FALSE | 1995-03-01 | FALSE | Currently in Use | Diesel | 5000 | Galvanic (STIP-3) | 1983-01-01 | Flex | Safe Suction (Euro)
BROWN OIL CO INC | 205 EAST SPRING ST | MONROE | Walton | 9147022 | 1 | Ball Float | 1995-01-23 | FALSE | 1995-01-23 | FALSE | Currently in Use | Regular | 10000 | Steel-Impressed Current | 1971-01-01 | Double-Walled Fiberglass | Pressurized
BROWN OIL CO INC | 205 EAST SPRING ST | MONROE | Walton | 9147022 | 2 | Ball Float | 1995-01-23 | FALSE | 1995-01-23 | FALSE | Currently in Use | Premium | 10000 | Steel-Impressed Current | 1971-01-01 | Double-Walled Fiberglass | Pressurized
BROWN OIL CO INC | 205 EAST SPRING ST | MONROE | Walton | 9147022 | 3 | Ball Float | 1995-01-23 | FALSE | 1995-01-23 | FALSE | Currently in Use | Diesel | 10000 | Steel-Impressed Current | 1971-01-01 | Fiberglass Reinforced Plastic | Pressurized
BROWN OIL CO INC | 205 EAST SPRING ST | MONROE | Walton | 9147022 | 4 | Ball Float | 1995-01-23 | FALSE | 1995-01-23 | FALSE | Currently in Use | Diesel Off Road | 10000 | Steel-Impressed Current | 1971-01-01 | Fiberglass Reinforced Plastic | Pressurized
BROWN OIL CO INC | 205 EAST SPRING ST | MONROE | Walton | 9147022 | 5 |  | 1995-01-23 |  | 1995-01-23 |  | Currently in Use | Gas (Historical Use) | 8000 | Composite | 1994-03-03 | Fiberglass Reinforced Plastic | Pressurized
BRADSHAWS GROCERY | RT 3 | MONROE | Walton | 9147023 | 1 | [5 empty] | Removed from Ground | Gas (Historical Use) | 1000 | Bare Steel | 1976-01-01 | Galvanized Steel
COWPENS GROCERY | 1160 PANNELL ROAD | MONROE | Walton | 9147024 | 1 | [5 empty] | Removed from Ground | Gas (Historical Use) | 1000 | Bare Steel | 1970-01-01 | Galvanized Steel | Suction (American)
COWPENS GROCERY | 1160 PANNELL ROAD | MONROE | Walton | 9147024 | 2 | [5 empty] | Removed from Ground | Gas (Historical Use) | 1000 | Bare Steel | 1970-01-01 | Galvanized Steel | Suction (American)
COWPENS GROCERY | 1160 PANNELL ROAD | MONROE | Walton | 9147024 | 3 | [5 empty] | Removed from Ground | Gas (Historical Use) | 1000 | Bare Steel | 1970-01-01 | Galvanized Steel | Suction (American)
H L HODGES GROCERY | RT 4 | MONROE | Walton | 9147025 | 1 | [5 empty] | Removed from Ground | Gas (Historical Use) | 550 | Bare Steel | 1977-01-01 | Galvanized Steel
H L HODGES GROCERY | RT 4 | MONROE | Walton | 9147025 | 2 | [5 empty] | Removed from Ground | Gas (Historical Use) | 1000 | Bare Steel | 1977-01-01 | Galvanized Steel
PLEASANT VALLEY GROCERY | RT 2 | MONROE | Walton | 9147026 | 1 | [5 empty] | Removed from Ground | Gas (Historical Use) | 2000 | Bare Steel | 1976-01-01 | Galvanized Steel
PLEASANT VALLEY GROCERY | RT 2 | MONROE | Walton | 9147026 | 2 | [5 empty] | Removed from Ground | Gas (Historical Use) | 2000 | Bare Steel | 1976-01-01 | Galvanized Steel
O'KELLYS GROCERY | RT 1 | SOCIAL CIRCLE | Walton | 9147027 | 1 | [5 empty] | Removed from Ground | Gas (Historical Use) | 5000 | Bare Steel | 1965-01-01 | Galvanized Steel | Suction (American)
O'KELLYS GROCERY | RT 1 | SOCIAL CIRCLE | Walton | 9147027 | 2 | [5 empty] | Removed from Ground | Gas (Historical Use) | 1000 | Bare Steel | 1965-01-01 | Galvanized Steel | Suction (American)
O'KELLYS GROCERY | RT 1 | SOCIAL CIRCLE | Walton | 9147027 | 3 | [5 empty] | Removed from Ground | Gas (Historical Use) | 1000 | Bare Steel | 1965-01-01 | Galvanized Steel | Suction (American)
ROBISON STORE | 3120 SNOWS MILL RD | MONROE | Walton | 9147028 | 1 | [5 empty] | Removed from Ground | Diesel | 300 | Bare Steel | 1963-01-01 | Bare Steel | Safe Suction (Euro)
ROBISON STORE | 3120 SNOWS MILL RD | MONROE | Walton | 9147028 | 2 | [5 empty] | Removed from Ground | Gas (Historical Use) | 600 | Bare Steel | 1963-01-01 | Bare Steel | Safe Suction (Euro)
ROBISON STORE | 3120 SNOWS MILL RD | MONROE | Walton | 9147028 | 3 | [5 empty] | Removed from Ground | Gas (Historical Use) | 600 | Bare Steel | 1970-01-01 | Bare Steel | Safe Suction (Euro)
KILGORES RED & WHITE GROCERY | GA HWY 11 | SOCIAL CIRCLE | Walton | 9147029 | 1 | [5 empty] | Removed from Ground | Gas (Historical Use) | 5000 | Not Marked/Unknown | 1993-08-26 | Bare Steel
KILGORES RED & WHITE GROCERY | GA HWY 11 | SOCIAL CIRCLE | Walton | 9147029 | 2 | [5 empty] | Removed from Ground | Gas (Historical Use) | 5000 | Not Marked/Unknown | 1993-08-26 | Bare Steel
AMOCO FOOD MART | 914 N BROAD ST | MONROE | Walton | 9147030 | 1 |  | 1996-01-01 |  | 1996-01-01 |  | Currently in Use | Gas (Historical Use) | 10000 | Not Marked/Unknown | 1993-07-20 | Fiberglass Reinforced Plastic | Pressurized
AMOCO FOOD MART | 914 N BROAD ST | MONROE | Walton | 9147030 | 2A | Ball Float | 1996-01-01 | FALSE | 1996-01-01 | FALSE | Currently in Use | Regular | 5000 | Composite | 1993-07-20 | Fiberglass Reinforced Plastic | Pressurized
AMOCO FOOD MART | 914 N BROAD ST | MONROE | Walton | 9147030 | 2B | Ball Float | 1996-01-01 | FALSE | 1996-01-01 | FALSE | Currently in Use | Premium | 5000 | Composite | 1993-07-20 | Fiberglass Reinforced Plastic | Pressurized
THE E-Z STOP | 1441 GA HWY 81 SW | LOGANVILLE | Walton | 9147031 | 1 | [5 empty] | Removed from Ground | Other | 2000 | Not Marked/Unknown |  | Not Marked
THE E-Z STOP | 1441 GA HWY 81 SW | LOGANVILLE | Walton | 9147031 | 2 | [5 empty] | Removed from Ground | Other | 1000 | Not Marked/Unknown |  | Not Marked
THE E-Z STOP | 1441 GA HWY 81 SW | LOGANVILLE | Walton | 9147031 | 3 | [5 empty] | Removed from Ground | Other | 1000 | Not Marked/Unknown |  | Not Marked
THE E-Z STOP | 1441 GA HWY 81 SW | LOGANVILLE | Walton | 9147031 | 4 | [5 empty] | Removed from Ground | Other | 1000 | Not Marked/Unknown |  | Not Marked
THE E-Z STOP | 1441 GA HWY 81 SW | LOGANVILLE | Walton | 9147031 | 5 | Ball Float | 1994-06-01 | FALSE | 1994-06-01 | FALSE | Currently in Use | E-0 | 10000 | Fiberglass | 1993-09-15 | Fiberglass Reinforced Plastic | Pressurized
THE E-Z STOP | 1441 GA HWY 81 SW | LOGANVILLE | Walton | 9147031 | 6 | Ball Float | 1994-06-01 | FALSE | 1994-06-01 | FALSE | Currently in Use | Premium | 10000 | Fiberglass | 1993-09-15 | Fiberglass Reinforced Plastic | Pressurized
THE E-Z STOP | 1441 GA HWY 81 SW | LOGANVILLE | Walton | 9147031 | 7 | Ball Float | 1994-06-01 | FALSE | 1994-06-01 | FALSE | Currently in Use | Regular | 10000 | Fiberglass | 1993-09-15 | Fiberglass Reinforced Plastic | Pressurized
THE E-Z STOP | 1441 GA HWY 81 SW | LOGANVILLE | Walton | 9147031 | 8 | Ball Float | 1994-06-01 | FALSE | 1994-06-01 | FALSE | Currently in Use | Diesel | 6000 | Fiberglass | 1993-09-15 | Fiberglass Reinforced Plastic | Pressurized
THE E-Z STOP | 1441 GA HWY 81 SW | LOGANVILLE | Walton | 9147031 | 9 | Flapper Valve | 1994-06-01 | FALSE | 1994-06-01 | FALSE | Currently in Use | Kerosene | 4000 | Fiberglass | 1993-09-15 | Fiberglass Reinforced Plastic | Safe Suction (Euro)
OXFORD INDUSTRIES | CHERRY HILL RD | MONROE | Walton | 9147032 | 1 | [5 empty] | Removed from Ground | Gas (Historical Use) | 10000 | Bare Steel | 1994-02-01 | Galvanized Steel | Suction (American)
OXFORD INDUSTRIES | CHERRY HILL RD | MONROE | Walton | 9147032 | 2 | [5 empty] | Removed from Ground | Diesel | 10000 | Bare Steel | 1994-02-01 | Galvanized Steel | Suction (American)
OXFORD INDUSTRIES | CHERRY HILL RD | MONROE | Walton | 9147032 | 3 | [5 empty] | Removed from Ground | Diesel | 10000 | Bare Steel | 1994-02-01 | Galvanized Steel | Suction (American)
CARD STATION INC | 204 N BROAD ST | MONROE | Walton | 9147033 | 1 | Flapper Valve | 1994-08-18 | FALSE | 1994-08-18 | FALSE | Currently in Use | Regular | 8000 | Composite | 1994-08-24 | Fiberglass Reinforced Plastic | Safe Suction (Euro)
CARD STATION INC | 204 N BROAD ST | MONROE | Walton | 9147033 | 2 | Flapper Valve | 1994-08-18 | FALSE | 1994-08-18 | FALSE | Currently in Use | Plus | 4000 | Composite | 1994-08-24 | Fiberglass Reinforced Plastic | Safe Suction (Euro)
CARD STATION INC | 204 N BROAD ST | MONROE | Walton | 9147033 | 3 | Flapper Valve | 1994-08-18 | FALSE | 1994-08-18 | FALSE | Currently in Use | Premium | 4000 | Composite | 1994-08-24 | Fiberglass Reinforced Plastic | Safe Suction (Euro)
CARD STATION INC | 204 N BROAD ST | MONROE | Walton | 9147033 | 4 | Flapper Valve | 1994-08-18 | FALSE | 1994-08-18 | FALSE | Currently in Use | Diesel | 4000 | Composite | 1994-08-24 | Fiberglass Reinforced Plastic | Safe Suction (Euro)
MOTTS BLUE COUCH FOODS/CONAGRA | GA HWY 138 @ MICHAEL ETCHISON RD | MONROE | Walton | 9147034 | 1 | [5 empty] | Removed from Ground | Diesel | 4000 | Not Marked/Unknown | 1995-03-13 | Bare Steel
MOTTS BLUE COUCH FOODS/CONAGRA | GA HWY 138 @ MICHAEL ETCHISON RD | MONROE | Walton | 9147034 | 2 | [5 empty] | Removed from Ground | Diesel | 4000 | Not Marked/Unknown | 1995-03-13 | Bare Steel
MOTTS BLUE COUCH FOODS/CONAGRA | GA HWY 138 @ MICHAEL ETCHISON RD | MONROE | Walton | 9147034 | 3 | [5 empty] | Removed from Ground | Diesel | 6000 | Not Marked/Unknown | 1995-03-13 | Bare Steel
MOTTS BLUE COUCH FOODS/CONAGRA | GA HWY 138 @ MICHAEL ETCHISON RD | MONROE | Walton | 9147034 | 4 | [5 empty] | Removed from Ground | Other | 8000 | Not Marked/Unknown | 1995-03-13 | Bare Steel
CARL TOWLER SVC STATION/TOWLERS | 116 NORTH HWY 83 | GOOD HOPE | Walton | 9147035 | 1 | [5 empty] | Removed from Ground | Gas (Historical Use) | 550 | Not Marked/Unknown | 1995-04-29 | Unknown
CARL TOWLER SVC STATION/TOWLERS | 116 NORTH HWY 83 | GOOD HOPE | Walton | 9147035 | 2 | [5 empty] | Removed from Ground | Gas (Historical Use) | 550 | Not Marked/Unknown | 1995-04-29 | Unknown
MONROE LIGHTS & GAS COMM/WHITLEY | 213 NORTH BROAD | MONROE | Walton | 9147036 | 1 | [5 empty] | Removed from Ground | Gas (Historical Use) | 500 | Not Marked/Unknown | 1995-01-04 | Not Marked
MONROE LIGHTS & GAS COMM/WHITLEY | 213 NORTH BROAD | MONROE | Walton | 9147036 | 2 | [5 empty] | Removed from Ground | Kerosene | 250 | Not Marked/Unknown | 1995-01-04 | Not Marked
MONROE LIGHTS & GAS COMM/WHITLEY | 213 NORTH BROAD | MONROE | Walton | 9147036 | 3 | [5 empty] | Removed from Ground | Gas (Historical Use) | 500 | Not Marked/Unknown | 1995-01-04 | Not Marked
MONROE LIGHTS & GAS COMM/WHITLEY | 213 NORTH BROAD | MONROE | Walton | 9147036 | 4 |  |  | TRUE |  | TRUE | Removed from Ground | Other | 500 | Not Marked/Unknown | 1995-01-04 | Not Marked
MONROE LIGHTS & GAS COMM/WHITLEY | 213 NORTH BROAD | MONROE | Walton | 9147036 | 5 | [5 empty] | Removed from Ground | Gas (Historical Use) | 1000 | Not Marked/Unknown | 1995-01-04 | Not Marked
MONROE LIGHTS & GAS COMM/WHITLEY | 213 NORTH BROAD | MONROE | Walton | 9147036 | 6 | [5 empty] | Removed from Ground | Gas (Historical Use) | 800 | Not Marked/Unknown | 1995-01-04 | Not Marked
EXXON FOOD MART | 5393 GA HWY 138 | OXFORD | Walton | 9147037 | 1 |  | 1998-09-01 |  | 1998-09-01 |  | Removed from Ground | Gas (Historical Use) | 6000 | Steel-Impressed Current | 1972-06-15 | Steel (Impressed Current) | Pressurized
EXXON FOOD MART | 5393 GA HWY 138 | OXFORD | Walton | 9147037 | 2 |  | 1998-09-01 |  | 1998-09-01 |  | Removed from Ground | Gas (Historical Use) | 6000 | Steel-Impressed Current | 1972-06-15 | Cathodically Protected | Suction (American)
EXXON FOOD MART | 5393 GA HWY 138 | OXFORD | Walton | 9147037 | 3 |  | 1998-09-01 |  | 1998-09-01 |  | Removed from Ground | Diesel | 6000 | Steel-Impressed Current | 1980-03-15 | Steel (Impressed Current) | Safe Suction (Euro)
EXXON FOOD MART | 5393 GA HWY 138 | OXFORD | Walton | 9147037 | 4 |  | 1998-09-01 |  | 1998-09-01 |  | Removed from Ground | Diesel | 6000 | Steel-Impressed Current | 1992-03-31 | Double Walled | Safe Suction (Euro)
MONROE FIRE DEPT HQ | 139 SOUTH MADISON | MONROE | Walton | 9147038 | 1 | [5 empty] | Removed from Ground | Diesel | 500 | Not Marked/Unknown | 1994-09-13 | Not Marked
NO FACILITY NAME GIVEN | 4371 US HWY 78 | LOGANVILLE | Walton | 9147039 | 1 |  |  | TRUE |  | TRUE | Removed from Ground | Used Oil | 550 | Not Marked/Unknown |  | Unknown
NO FACILITY NAME GIVEN | 4371 US HWY 78 | LOGANVILLE | Walton | 9147039 | 10 |  |  | TRUE |  | TRUE | Removed from Ground | Used Oil | 550 | Not Marked/Unknown |  | Unknown
NO FACILITY NAME GIVEN | 4371 US HWY 78 | LOGANVILLE | Walton | 9147039 | 2 | [5 empty] | Removed from Ground | Gas (Historical Use) | 1000 | Not Marked/Unknown |  | Unknown
NO FACILITY NAME GIVEN | 4371 US HWY 78 | LOGANVILLE | Walton | 9147039 | 3 | [5 empty] | Removed from Ground | Gas (Historical Use) | 1000 | Not Marked/Unknown |  | Unknown
NO FACILITY NAME GIVEN | 4371 US HWY 78 | LOGANVILLE | Walton | 9147039 | 4 | [5 empty] | Removed from Ground | Gas (Historical Use) | 1000 | Not Marked/Unknown |  | Unknown
NO FACILITY NAME GIVEN | 4371 US HWY 78 | LOGANVILLE | Walton | 9147039 | 5 | [5 empty] | Removed from Ground | Gas (Historical Use) | 1000 | Not Marked/Unknown |  | Unknown
NO FACILITY NAME GIVEN | 4371 US HWY 78 | LOGANVILLE | Walton | 9147039 | 6 | [5 empty] | Removed from Ground | Gas (Historical Use) | 8000 | Not Marked/Unknown |  | Unknown
NO FACILITY NAME GIVEN | 4371 US HWY 78 | LOGANVILLE | Walton | 9147039 | 7 | [5 empty] | Removed from Ground | Gas (Historical Use) | 8000 | Not Marked/Unknown |  | Unknown
NO FACILITY NAME GIVEN | 4371 US HWY 78 | LOGANVILLE | Walton | 9147039 | 8 | [5 empty] | Removed from Ground | Gas (Historical Use) | 8000 | Not Marked/Unknown |  | Unknown
NO FACILITY NAME GIVEN | 4371 US HWY 78 | LOGANVILLE | Walton | 9147039 | 9 | [5 empty] | Removed from Ground | Diesel | 550 | Not Marked/Unknown | 1995-05-23 | Not Marked
WALTON PAWN | HWY 78 & 20 | LOGANVILLE | Walton | 9147040 | 1 | [5 empty] | Removed from Ground | Diesel | 2000 | Marked Unknown | 1995-06-16 | Unknown
WALTON PAWN | HWY 78 & 20 | LOGANVILLE | Walton | 9147040 | 2 | [5 empty] | Removed from Ground | Gas (Historical Use) | 3000 | Marked Unknown | 1995-06-16 | Unknown
WALTON PAWN | HWY 78 & 20 | LOGANVILLE | Walton | 9147040 | 3 | [5 empty] | Removed from Ground | Gas (Historical Use) | 4000 | Marked Unknown | 1995-06-16 | Unknown
WALTON PAWN | HWY 78 & 20 | LOGANVILLE | Walton | 9147040 | 4 | [5 empty] | Removed from Ground | Gas (Historical Use) | 5000 | Marked Unknown | 1995-06-16 | Unknown
WALTON PAWN | HWY 78 & 20 | LOGANVILLE | Walton | 9147040 | 5 | [5 empty] | Removed from Ground | Gas (Historical Use) | 500 | Marked Unknown | 1995-06-16 | Unknown
DISCOUNT TOBACCO OUTLET | 544 MT VERNON RD | MONROE | Walton | 9147041 | 1 | Flapper Valve | 1998-09-20 | FALSE | 1998-09-20 | FALSE | Currently in Use | Regular | 6000 | Steel-Impressed Current | 1973-01-01 | Steel (Impressed Current) | Safe Suction (Euro)
DISCOUNT TOBACCO OUTLET | 544 MT VERNON RD | MONROE | Walton | 9147041 | 2 | Flapper Valve | 1998-09-20 | FALSE | 1998-09-20 | FALSE | Currently in Use | Premium | 6000 | Steel-Impressed Current | 1973-01-01 | Steel (Impressed Current) | Safe Suction (Euro)
DISCOUNT TOBACCO OUTLET | 544 MT VERNON RD | MONROE | Walton | 9147041 | 3 | Flapper Valve | 1998-09-20 | FALSE | 1998-09-20 | FALSE | Currently in Use | Regular | 2000 | Steel-Impressed Current | 1973-01-01 | Steel (Impressed Current) | Safe Suction (Euro)
DISCOUNT TOBACCO OUTLET | 544 MT VERNON RD | MONROE | Walton | 9147041 | 4A | Flapper Valve | 2012-01-16 | FALSE | 2012-01-16 | FALSE | Currently in Use | Diesel On Road | 4000 | Composite Double Walled | 2012-01-15 | Double-Walled Fiberglass | Suction (American)
DISCOUNT TOBACCO OUTLET | 544 MT VERNON RD | MONROE | Walton | 9147041 | 4B | Flapper Valve | 2012-01-16 | FALSE | 2012-01-16 | FALSE | Currently in Use | Diesel Off Road | 2000 | Composite Double Walled | 2012-01-15 | Double-Walled Fiberglass | Safe Suction (Euro)
BETWEEN GROCERY | 1991 HWY 78 | MONROE | Walton | 9147042 | 1 | Ball Float | 1998-11-19 | FALSE | 1998-11-19 | FALSE | Currently in Use | Regular | 6000 | Galvanic (STIP-3) | 1988-01-01 | Fiberglass Reinforced Plastic | Pressurized
BETWEEN GROCERY | 1991 HWY 78 | MONROE | Walton | 9147042 | 2 | Ball Float | 1998-11-19 | FALSE | 1998-11-19 | FALSE | Currently in Use | Diesel | 5000 | Galvanic (STIP-3) | 1988-01-01 | Fiberglass Reinforced Plastic | Pressurized
BETWEEN GROCERY | 1991 HWY 78 | MONROE | Walton | 9147042 | 3 | Ball Float | 1998-11-19 | FALSE | 1998-11-19 | FALSE | Currently in Use | Premium | 6000 | Galvanic (STIP-3) | 1988-01-01 | Fiberglass Reinforced Plastic | Pressurized
MR JEFFS | 2050 HWY 81 | LOGANVILLE | Walton | 9147043 | 1 | [5 empty] | Removed from Ground | Gas (Historical Use) | 6000 | Bare Steel | 1973-06-01 | Galvanized Steel
MR JEFFS | 2050 HWY 81 | LOGANVILLE | Walton | 9147043 | 2 | [5 empty] | Removed from Ground | Gas (Historical Use) | 6000 | Bare Steel | 1973-06-01 | Galvanized Steel
MR JEFFS | 2050 HWY 81 | LOGANVILLE | Walton | 9147043 | 3 | Ball Float | 1997-06-01 | FALSE | 1997-06-01 | FALSE | Currently in Use | Regular | 15000 | Epoxy | 1997-06-01 | Double-Walled Flex | Pressurized
MR JEFFS | 2050 HWY 81 | LOGANVILLE | Walton | 9147043 | 4 | Ball Float | 1997-06-01 | FALSE | 1997-06-01 | FALSE | Currently in Use | Premium | 10000 | Epoxy | 1997-06-01 | Double-Walled Flex | Pressurized
GOOD HOPE GENERAL STORE | 102 N HWY 83 | GOOD HOPE | Walton | 9147044 | 1 | Ball Float | 1994-01-01 | FALSE | 1994-01-01 | FALSE | Currently in Use | Regular | 8000 | Galvanic (STIP-3)/Sacrificial Anodes | 1994-01-01 | Fiberglass Reinforced Plastic | Pressurized
GOOD HOPE GENERAL STORE | 102 N HWY 83 | GOOD HOPE | Walton | 9147044 | 2 | Ball Float | 1994-01-01 | FALSE | 1994-01-01 | FALSE | Currently in Use | Premium | 8000 | Galvanic (STIP-3)/Sacrificial Anodes | 1994-01-01 | Fiberglass Reinforced Plastic | Pressurized
GOOD HOPE GENERAL STORE | 102 N HWY 83 | GOOD HOPE | Walton | 9147044 | 3 |  | 1994-01-01 | FALSE | 1994-01-01 | FALSE | Currently in Use | Diesel On Road | 8000 | Galvanic (STIP-3)/Sacrificial Anodes | 1994-01-01 | Fiberglass Reinforced Plastic | Pressurized
GOOD HOPE GENERAL STORE | 102 N HWY 83 | GOOD HOPE | Walton | 9147044 | 4 | Ball Float | 1994-01-01 | FALSE | 1994-01-01 | FALSE | Temporarily out of use | Diesel Off Road | 1000 | Galvanic (STIP-3)/Sacrificial Anodes | 1994-01-01 | Fiberglass Reinforced Plastic | Safe Suction (Euro)
CITGO | 101 MAIN ST | JERSEY | Walton | 9147045 | 1 | Flapper Valve | 1998-01-01 | FALSE | 1998-01-01 | FALSE | Currently in Use | Regular | 8000 | Galvanic (STIP-3) | 1989-01-01 | Fiberglass Reinforced Plastic | Pressurized
CITGO | 101 MAIN ST | JERSEY | Walton | 9147045 | 2 | Flapper Valve | 1998-06-01 | FALSE | 1998-06-01 | FALSE | Currently in Use | Premium | 8000 | Galvanic (STIP-3) | 1989-01-01 | Fiberglass Reinforced Plastic | Pressurized
CITGO | 101 MAIN ST | JERSEY | Walton | 9147045 | 3 | Flapper Valve | 1998-06-01 | FALSE | 1998-06-01 | FALSE | Currently in Use | Plus | 8000 | Galvanic (STIP-3) | 1989-01-01 | Fiberglass Reinforced Plastic | Pressurized
CITGO | 101 MAIN ST | JERSEY | Walton | 9147045 | 4 |  | 1998-01-01 |  | 1998-01-01 |  | Removed from Ground | Diesel | 4000 | Cathodically Protected Steel | 1989-01-01 | Cathodically Protected | Suction (American)
CITGO | 101 MAIN ST | JERSEY | Walton | 9147045 | 5 |  | 1998-01-01 |  | 1998-01-01 |  | Removed from Ground | Diesel | 2000 | Cathodically Protected Steel | 1989-01-01 | Cathodically Protected | Suction (American)
EASTSIDE BP | 109 E SPRING ST | MONROE | Walton | 9147046 | 1 |  | 1996-06-01 |  | 1996-06-01 |  | Removed from Ground | Gas (Historical Use) | 10000 | Steel-Impressed Current | 1998-09-11 | Cathodically Protected | Pressurized
EASTSIDE BP | 109 E SPRING ST | MONROE | Walton | 9147046 | 2 |  | 1996-06-01 |  | 1996-06-01 |  | Removed from Ground | Gas (Historical Use) | 6000 | Steel-Impressed Current | 1998-09-11 | Cathodically Protected | Suction (American)
EASTSIDE BP | 109 E SPRING ST | MONROE | Walton | 9147046 | 3 |  | 1996-06-01 |  | 1996-06-01 |  | Removed from Ground | Gas (Historical Use) | 6000 | Steel-Impressed Current | 1998-09-11 | Cathodically Protected | Suction (American)
COGGINS GROCERY | 1520 GA HWY 138 | MONROE | Walton | 9147047 | 1 |  | 1999-01-01 |  | 1999-01-01 |  | Removed from Ground | Gas (Historical Use) | 1000 | Steel-Impressed Current | 1956-01-01 | Cathodically Protected | Suction (American)
COGGINS GROCERY | 1520 GA HWY 138 | MONROE | Walton | 9147047 | 2 |  | 1999-01-01 |  | 1999-01-01 |  | Removed from Ground | Gas (Historical Use) | 1000 | Steel-Impressed Current | 1956-01-01 | Cathodically Protected | Suction (American)
COGGINS GROCERY | 1520 GA HWY 138 | MONROE | Walton | 9147047 | 3 |  | 1999-01-01 |  | 1999-01-01 |  | Removed from Ground | Gas (Historical Use) | 1000 | Steel-Impressed Current | 1956-01-01 | Cathodically Protected | Suction (American)
WALNUT GROVE SHOPETTE | 1700 HWY 138 | WALNUT GROVE | Walton | 9147048 | 1 | Ball Float | 1990-11-01 | FALSE | 1990-11-01 | FALSE | Currently in Use | Regular | 8000 | Galvanic (STIP-3) | 1990-11-01 | Fiberglass Reinforced Plastic | Pressurized
WALNUT GROVE SHOPETTE | 1700 HWY 138 | WALNUT GROVE | Walton | 9147048 | 2 |  | 1990-11-01 | FALSE | 1990-11-01 | FALSE | Currently in Use | Diesel Off Road | 8000 | Galvanic (STIP-3) | 1990-11-01 | Fiberglass Reinforced Plastic | Pressurized
WALNUT GROVE SHOPETTE | 1700 HWY 138 | WALNUT GROVE | Walton | 9147048 | 3 | Ball Float | 1990-11-01 | FALSE | 1990-11-01 | FALSE | Currently in Use | Premium | 8000 | Galvanic (STIP-3) | 1990-11-01 | Fiberglass Reinforced Plastic | Pressurized
WALNUT GROVE SHOPETTE | 1700 HWY 138 | WALNUT GROVE | Walton | 9147048 | 4 | Ball Float | 1990-11-01 | FALSE | 1990-11-01 | FALSE | Currently in Use | Diesel | 4000 | Galvanic (STIP-3) | 1990-11-01 | Fiberglass Reinforced Plastic | Pressurized
WALNUT GROVE SHOPETTE | 1700 HWY 138 | WALNUT GROVE | Walton | 9147048 | 5 | Ball Float | 1990-11-01 | FALSE | 1990-11-01 | FALSE | Currently in Use | Kerosene | 2000 | Galvanic (STIP-3) | 1990-11-01 | Fiberglass Reinforced Plastic | Pressurized
SUPER SHOP | 705 W SPRING ST | MONROE | Walton | 9147049 | 1 | Ball Float | 1988-01-01 | FALSE | 1988-01-01 | FALSE | Currently in Use | Premium | 10000 | Galvanic (STIP-3) | 1988-01-01 | Fiberglass Reinforced Plastic | Pressurized
SUPER SHOP | 705 W SPRING ST | MONROE | Walton | 9147049 | 2 | Ball Float | 1988-01-01 | FALSE | 1988-01-01 | FALSE | Currently in Use | Plus | 10000 | Galvanic (STIP-3) | 1988-01-01 | Fiberglass Reinforced Plastic | Pressurized
SUPER SHOP | 705 W SPRING ST | MONROE | Walton | 9147049 | 3 | Ball Float | 1988-01-01 | FALSE | 1988-01-01 | FALSE | Currently in Use | Regular | 10000 | Galvanic (STIP-3) | 1988-01-01 | Fiberglass Reinforced Plastic | Pressurized
SUPER SHOP | 705 W SPRING ST | MONROE | Walton | 9147049 | 4 | Ball Float | 1988-01-01 |  | 1988-01-01 |  | Currently in Use | Diesel | 8000 | Galvanic (STIP-3) | 1988-01-01 | Fiberglass Reinforced Plastic | Pressurized
CHESTNUT CUPBOARD | 1135 CHURCH ST | MONROE | Walton | 9147056 | 1 | Ball Float | 1988-01-01 | FALSE | 1988-01-01 | FALSE | Currently in Use | Regular | 8000 | Galvanic (STIP-3) | 1988-01-01 | Fiberglass Reinforced Plastic | Pressurized
CHESTNUT CUPBOARD | 1135 CHURCH ST | MONROE | Walton | 9147056 | 2 | Ball Float | 1988-01-01 | FALSE | 1988-01-01 | FALSE | Currently in Use | Premium | 8000 | Galvanic (STIP-3) | 1988-01-01 | Fiberglass Reinforced Plastic | Pressurized
CHESTNUT CUPBOARD | 1135 CHURCH ST | MONROE | Walton | 9147056 | 3 | Ball Float | 1988-01-01 | FALSE | 1988-01-01 | FALSE | Currently in Use | Regular | 8000 | Galvanic (STIP-3) | 1988-01-01 | Fiberglass Reinforced Plastic | Pressurized
CHESTNUT CUPBOARD | 1135 CHURCH ST | MONROE | Walton | 9147056 | 4 | Ball Float | 1988-01-01 | FALSE | 1988-01-01 | FALSE | Currently in Use | Kerosene | 2000 | Galvanic (STIP-3) | 1988-01-01 | Fiberglass Reinforced Plastic | Safe Suction (Euro)
CITY OF MONROE PUBLIC WORKS | 213 CHERRY HILL RD | MONROE | Walton | 9147057 | 1 | Flapper Valve | 1990-12-12 | FALSE | 1990-12-12 | FALSE | Currently in Use | Diesel | 12000 | Fiberglass | 1991-02-26 | Fiberglass Reinforced Plastic | Safe Suction (Euro)
CITY OF MONROE PUBLIC WORKS | 213 CHERRY HILL RD | MONROE | Walton | 9147057 | 2 |  |  | TRUE |  | TRUE | Removed from Ground | Used Oil | 5000 | Bare Steel | 1984-01-01 | Bare Steel
B R ANDERSON | 1081 N CHEROKEE RD | SOCIAL CIRCLE | Walton | 9147059 | 1 | [5 empty] | Removed from Ground | Diesel | 4000 | Not Marked/Unknown | 1970-01-01 | Not Marked
B R ANDERSON | 1081 N CHEROKEE RD | SOCIAL CIRCLE | Walton | 9147059 | 2 | [5 empty] | Removed from Ground | Diesel | 4000 | Not Marked/Unknown | 1970-01-01 | Not Marked
B R ANDERSON | 1081 N CHEROKEE RD | SOCIAL CIRCLE | Walton | 9147059 | 3 | [5 empty] | Removed from Ground | Diesel | 1000 | Not Marked/Unknown | 1970-01-01 | Not Marked
B R ANDERSON | 1081 N CHEROKEE RD | SOCIAL CIRCLE | Walton | 9147059 | 4 | [5 empty] | Removed from Ground | Gas (Historical Use) | 1000 | Not Marked/Unknown | 1970-01-01 | Not Marked
CITY OF MONROE WATER LIGHT & GA | 428 N BROAD ST | MONROE | Walton | 9147060 | 1 |  | 1998-02-01 |  | 1998-02-01 |  | Removed from Ground | Diesel | 3000 | Cathodically Protected Steel | 1982-12-22 | Cathodically Protected | Safe Suction (Euro)
CITY OF MONROE WATER LIGHT & GA | 428 N BROAD ST | MONROE | Walton | 9147060 | 2 |  | 1998-02-01 |  | 1998-02-01 |  | Removed from Ground | Gas (Historical Use) | 10000 | Cathodically Protected Steel | 1982-12-22 | Cathodically Protected | Safe Suction (Euro)
CASH & SON'S ENTERPRISES INC | 230 HAMMOND DR | MONROE | Walton | 9147061 | 1 | [5 empty] | Removed from Ground | Gas (Historical Use) | 3000 | Bare Steel | 1987-01-01 | Bare Steel | Safe Suction (Euro)
MIKE CASH OFFICE PRODUCTS | 100 SOUTH BROAD ST & SPRING ST | MONROE | Walton | 9147064 | DUMMY | [5 empty] | Removed from Ground | Gas (Historical Use) | 0 | Not Marked/Unknown |  | Not Marked
HOOPER'S GROCERY STORE | 809 CHURCH ST | MONROE | Walton | 9147065 | 1 | [5 empty] | Closed in Ground | Gas (Historical Use) | 550 | Marked Unknown | 1996-02-12 | Unknown
GOLDEN PANTRY #31 | 717 N BROAD ST | MONROE | Walton | 9147066 | 1 | Flapper Valve | 1996-03-01 | FALSE | 1996-03-01 | FALSE | Currently in Use | Regular | 10000 | Fiberglass Double Walled | 1996-03-01 | Double-Walled Fiberglass | Pressurized
GOLDEN PANTRY #31 | 717 N BROAD ST | MONROE | Walton | 9147066 | 2 | Flapper Valve | 1996-03-01 | FALSE | 1996-03-01 | FALSE | Currently in Use | Premium | 10000 | Fiberglass Double Walled | 1996-03-01 | Double-Walled Fiberglass | Pressurized
GOLDEN PANTRY #31 | 717 N BROAD ST | MONROE | Walton | 9147066 | 3 | Flapper Valve | 1996-03-01 | FALSE | 1996-03-01 | FALSE | Currently in Use | Regular | 10000 | Fiberglass Double Walled | 1996-03-01 | Double-Walled Fiberglass | Pressurized
GOLDEN PANTRY #31 | 717 N BROAD ST | MONROE | Walton | 9147066 | 4 | Ball Float | 1996-03-01 | FALSE | 1996-03-01 | FALSE | Currently in Use | Diesel | 4000 | Fiberglass Double Walled | 1996-03-01 | Double-Walled Fiberglass | Pressurized
N K ENTERPRISES INC | 4658 US HWY 78 | LOGANVILLE | Walton | 9147067 | 1 | [5 empty] | Removed from Ground | Gas (Historical Use) | 10000 | Bare Steel | 1981-05-02 | Galvanized Steel | Pressurized
N K ENTERPRISES INC | 4658 US HWY 78 | LOGANVILLE | Walton | 9147067 | 2 | [5 empty] | Removed from Ground | Gas (Historical Use) | 8000 | Bare Steel | 1981-05-02 | Galvanized Steel | Pressurized
N K ENTERPRISES INC | 4658 US HWY 78 | LOGANVILLE | Walton | 9147067 | 3 | [5 empty] | Removed from Ground | Gas (Historical Use) | 4000 | Bare Steel | 1981-05-02 | Galvanized Steel | Pressurized
N K ENTERPRISES INC | 4658 US HWY 78 | LOGANVILLE | Walton | 9147067 | 4 | [5 empty] | Removed from Ground | Gas (Historical Use) | 4000 | Bare Steel | 1981-05-02 | Galvanized Steel | Pressurized
N K ENTERPRISES INC | 4658 US HWY 78 | LOGANVILLE | Walton | 9147067 | 5 | Ball Float | 1995-12-19 | FALSE | 1995-12-19 | FALSE | Currently in Use | Regular | 8000 | Tank Jacket | 1995-12-19 | Double-Walled Flex | Pressurized
N K ENTERPRISES INC | 4658 US HWY 78 | LOGANVILLE | Walton | 9147067 | 6 | Ball Float | 1995-12-19 | FALSE | 1995-12-19 | FALSE | Currently in Use | Premium | 8000 | Tank Jacket | 1995-12-19 | Double-Walled Flex | Pressurized
WALNUT GROVE CHEVRON | 1651 HIGHWAY 138 | WALNUT GROVE | Walton | 9147068 | 1 | Flapper Valve | 1996-02-01 | FALSE | 1996-02-01 | FALSE | Currently in Use | Regular | 12000 | Epoxy | 1996-02-01 | Fiberglass Reinforced Plastic | Pressurized
WALNUT GROVE CHEVRON | 1651 HIGHWAY 138 | WALNUT GROVE | Walton | 9147068 | 2 | Flapper Valve | 1996-02-01 | FALSE | 1996-02-01 | FALSE | Currently in Use | Premium | 8000 | Epoxy | 1996-02-01 | Fiberglass Reinforced Plastic | Pressurized
WALNUT GROVE CHEVRON | 1651 HIGHWAY 138 | WALNUT GROVE | Walton | 9147068 | 3 | Flapper Valve | 1996-02-01 | FALSE | 1996-02-01 | FALSE | Currently in Use | Diesel | 8000 | Epoxy | 1996-02-01 | Fiberglass Reinforced Plastic | Pressurized
WALNUT GROVE CHEVRON | 1651 HIGHWAY 138 | WALNUT GROVE | Walton | 9147068 | 4 | Flapper Valve | 1996-02-01 | FALSE | 1996-02-01 | FALSE | Currently in Use | Kerosene | 2000 | Epoxy | 1996-02-01 | Fiberglass Reinforced Plastic | Pressurized
SOCIAL CIRCLE BP | 1265 -B NORTH CHEROKEE RD | SOCIAL CIRCLE | Walton | 9147069 | 1 | Ball Float | 1996-08-01 | FALSE | 1996-08-01 | FALSE | Currently in Use | Regular | 12000 | Epoxy | 1996-07-01 | Fiberglass Reinforced Plastic | Pressurized
SOCIAL CIRCLE BP | 1265 -B NORTH CHEROKEE RD | SOCIAL CIRCLE | Walton | 9147069 | 2 | Ball Float | 1996-08-01 | FALSE | 1996-08-01 | FALSE | Currently in Use | Premium | 8000 | Epoxy | 1996-07-01 | Fiberglass Reinforced Plastic | Pressurized
SOCIAL CIRCLE BP | 1265 -B NORTH CHEROKEE RD | SOCIAL CIRCLE | Walton | 9147069 | 3 | Ball Float | 1996-08-01 | FALSE | 1996-08-01 | FALSE | Currently in Use | Diesel | 8000 | Epoxy | 1996-07-01 | Fiberglass Reinforced Plastic | Pressurized
SOCIAL CIRCLE BP | 1265 -B NORTH CHEROKEE RD | SOCIAL CIRCLE | Walton | 9147069 | 4 |  | 1996-08-01 | FALSE | 1996-08-01 | FALSE | Currently in Use | Kerosene | 4000 | Epoxy | 1996-07-01 | Fiberglass Reinforced Plastic | Pressurized
BIG FOOD CONV STORE | U S HWY 11 527 N BROAD ST | MONROE | Walton | 9147070 | 1 | [5 empty] | Removed from Ground | Gas (Historical Use) | 550 | Not Marked/Unknown | 1996-10-10 | Not Marked
BIG FOOD CONV STORE | U S HWY 11 527 N BROAD ST | MONROE | Walton | 9147070 | 2 | [5 empty] | Removed from Ground | Gas (Historical Use) | 550 | Not Marked/Unknown | 1996-10-10 | Not Marked
JOHNS SUPERMARKET | 1160 HWY 11 NE | MONROE | Walton | 9147071 | 1 | [5 empty] | Removed from Ground | Gas (Historical Use) | 550 | Not Marked/Unknown | 1996-11-07 | Not Marked
JOHNS SUPERMARKET | 1160 HWY 11 NE | MONROE | Walton | 9147071 | 2 | [5 empty] | Removed from Ground | Kerosene | 550 | Not Marked/Unknown | 1996-11-07 | Not Marked
JERRYS CORNER STORE | 3650 MILLER BOTTOM RD | LOGANVILLE | Walton | 9147072 | 1A | Flapper Valve | 1996-10-01 | FALSE | 1996-10-01 | FALSE | Currently in Use | E-0 | 2000 | Epoxy | 1996-10-01 | Fiberglass Reinforced Plastic | Suction (American)
JERRYS CORNER STORE | 3650 MILLER BOTTOM RD | LOGANVILLE | Walton | 9147072 | 1B | Ball Float | 1996-10-01 | FALSE | 1996-10-01 | FALSE | Currently in Use | Diesel | 8000 | Epoxy | 1996-10-01 | Double-Walled Fiberglass | Pressurized
JERRYS CORNER STORE | 3650 MILLER BOTTOM RD | LOGANVILLE | Walton | 9147072 | 2 | Ball Float | 1996-10-01 | FALSE | 1996-10-01 | FALSE | Currently in Use | Regular | 12000 | Epoxy | 1996-10-01 | Double-Walled Fiberglass | Pressurized
JERRYS CORNER STORE | 3650 MILLER BOTTOM RD | LOGANVILLE | Walton | 9147072 | 4 | Ball Float | 1996-10-01 | FALSE | 1996-10-01 | FALSE | Currently in Use | Premium | 10000 | Epoxy | 1996-10-01 | Double-Walled Fiberglass | Pressurized
JERRYS CORNER STORE | 3650 MILLER BOTTOM RD | LOGANVILLE | Walton | 9147072 | 5 | Ball Float | 1997-08-01 | FALSE | 1997-08-01 | FALSE | Currently in Use | Diesel Off Road | 6000 | Composite | 1997-08-01 | Fiberglass Reinforced Plastic | Pressurized
CHURCH STREET FOOD MART | 1120 E CHURCH ST | MONROE | Walton | 9147073 | 1 | Ball Float | 1996-09-15 | FALSE | 1996-09-15 | FALSE | Currently in Use | Regular | 15000 | Composite | 1996-09-15 | Fiberglass Reinforced Plastic | Pressurized
CHURCH STREET FOOD MART | 1120 E CHURCH ST | MONROE | Walton | 9147073 | 2 | Ball Float | 1996-09-15 | FALSE | 1996-09-15 | FALSE | Currently in Use | Premium | 10000 | Composite | 1996-09-15 | Fiberglass Reinforced Plastic | Pressurized
CHURCH STREET FOOD MART | 1120 E CHURCH ST | MONROE | Walton | 9147073 | 3 | Ball Float | 1996-09-25 | FALSE | 1996-09-25 | FALSE | Temporarily out of use | Diesel | 1000 | Composite | 1996-09-25 | Fiberglass Reinforced Plastic | Pressurized
MONROE CHEVRON | 1309 S BROAD ST | MONROE | Walton | 9147075 | 1 | Ball Float | 1997-08-20 | FALSE | 1997-08-20 | FALSE | Currently in Use | Regular | 12000 | Composite | 1997-08-20 | Fiberglass Reinforced Plastic | Pressurized
MONROE CHEVRON | 1309 S BROAD ST | MONROE | Walton | 9147075 | 2A | Ball Float | 1997-08-20 | FALSE | 1997-08-20 | FALSE | Currently in Use | Premium | 8000 | Composite | 1997-08-20 | Fiberglass Reinforced Plastic | Pressurized
MONROE CHEVRON | 1309 S BROAD ST | MONROE | Walton | 9147075 | 2B | Flapper Valve | 1997-08-20 | FALSE | 1997-08-20 | FALSE | Currently in Use | Kerosene | 2000 | Composite | 1997-08-20 | Fiberglass Reinforced Plastic | Safe Suction (Euro)
HAROLD & CHARLOTTE BONE PROPERTY | 999 GENE BELL RD | MONROE | Walton | 9147076 | 1 | [5 empty] | Removed from Ground | Other | 500 | Not Marked/Unknown | 1998-05-15 | Not Marked
HAROLD & CHARLOTTE BONE PROPERTY | 999 GENE BELL RD | MONROE | Walton | 9147076 | 2 | [5 empty] | Removed from Ground | Other | 500 | Not Marked/Unknown | 1998-05-15 | Not Marked
LOGANVILLE CHEVRON | 4685 ATLANTA HWY | LOGANVILLE | Walton | 9147077 | 1 |  | 1998-01-01 |  | 1998-01-01 |  | Closed in Ground | Gas (Historical Use) | 15000 | Epoxy | 1998-01-01 | Fiberglass Reinforced Plastic | Pressurized
LOGANVILLE CHEVRON | 4685 ATLANTA HWY | LOGANVILLE | Walton | 9147077 | 2 |  | 1998-01-01 |  | 1998-01-01 |  | Closed in Ground | Gas (Historical Use) | 10000 | Epoxy | 1998-01-01 | Fiberglass Reinforced Plastic | Pressurized
LOGANVILLE CHEVRON | 4685 ATLANTA HWY | LOGANVILLE | Walton | 9147077 | 3 |  | 1998-01-01 |  | 1998-01-01 |  | Removed from Ground | Diesel | 6000 | Epoxy | 1998-01-01 | Fiberglass Reinforced Plastic | Pressurized
LOGANVILLE CHEVRON | 4685 ATLANTA HWY | LOGANVILLE | Walton | 9147077 | 4 |  | 1998-01-01 |  | 1998-01-01 |  | Removed from Ground | Kerosene | 2000 | Epoxy | 1998-01-01 | Fiberglass Reinforced Plastic | Pressurized
LOGANVILLE POLICE DEPARTMENT | 4409 PECAN ST | LOGANVILLE | Walton | 9147078 | 1 | [5 empty] | Removed from Ground | Gas (Historical Use) | 1000 | Not Marked/Unknown | 1998-10-01 | Not Marked
MOTOR CONTRACT INC | 2601 HWY 78 | LOGANVILLE | Walton | 9147079 | 1 | [5 empty] | Removed from Ground | Gas (Historical Use) | 2000 | Bare Steel | 1979-01-01 | Galvanized Steel
MOTOR CONTRACT INC | 2601 HWY 78 | LOGANVILLE | Walton | 9147079 | 2 | [5 empty] | Removed from Ground | Gas (Historical Use) | 2000 | Bare Steel | 1979-01-01 | Galvanized Steel
OWENS GROCERY | 718 HWY 11 | MONROE | Walton | 9147080 | 1 | [5 empty] | Removed from Ground | Gas (Historical Use) | 0 | Not Marked/Unknown | 1999-01-01 | Not Marked
OWENS GROCERY | 718 HWY 11 | MONROE | Walton | 9147080 | 2 | [5 empty] | Removed from Ground | Gas (Historical Use) | 0 | Not Marked/Unknown | 1999-01-01 | Not Marked
MONROE EXXON | 215 HWY 138 | MONROE | Walton | 9147081 | 1 | Ball Float | 1999-05-01 | FALSE | 1999-05-01 | FALSE | Currently in Use | Regular | 12000 | Epoxy | 1999-05-01 | Fiberglass Reinforced Plastic | Pressurized
MONROE EXXON | 215 HWY 138 | MONROE | Walton | 9147081 | 2 | Flapper Valve | 1999-05-01 | FALSE | 1999-05-01 | FALSE | Currently in Use | Premium | 10000 | Epoxy | 1999-05-01 | Fiberglass Reinforced Plastic | Pressurized
MONROE EXXON | 215 HWY 138 | MONROE | Walton | 9147081 | 3 | Ball Float | 1999-05-01 | FALSE | 1999-05-01 | FALSE | Currently in Use | Diesel | 8000 | Epoxy | 1999-05-01 | Fiberglass Reinforced Plastic | Pressurized
SHELL FOOD MART | 5221 HWY 138 | OXFORD | Walton | 9147082 | 1 | Ball Float | 1999-08-25 | FALSE | 1999-08-25 | FALSE | Currently in Use | Regular | 12000 | Epoxy | 1999-08-25 | Fiberglass Reinforced Plastic | Pressurized
SHELL FOOD MART | 5221 HWY 138 | OXFORD | Walton | 9147082 | 2 | Ball Float | 1999-08-25 | FALSE | 1999-08-25 | FALSE | Currently in Use | Premium | 10000 | Epoxy | 1999-08-25 | Fiberglass Reinforced Plastic | Pressurized
SHELL FOOD MART | 1880 HWY 138 | MONROE | Walton | 9147083 | 1 | Ball Float | 1999-01-25 | FALSE | 1999-01-25 | FALSE | Currently in Use | Regular | 12000 | Epoxy | 1999-01-25 | Fiberglass Reinforced Plastic | Pressurized
SHELL FOOD MART | 1880 HWY 138 | MONROE | Walton | 9147083 | 2 | Ball Float | 1999-01-25 | FALSE | 1999-01-25 | FALSE | Currently in Use | Premium | 10000 | Epoxy | 1999-01-25 | Fiberglass Reinforced Plastic | Pressurized
SHELL FOOD MART | 1880 HWY 138 | MONROE | Walton | 9147083 | 3 | Ball Float | 1999-01-25 | FALSE | 1999-01-25 | FALSE | Currently in Use | Diesel | 4000 | Epoxy | 1999-01-25 | Fiberglass Reinforced Plastic | Pressurized
NORTH BROAD PHILLIP 66 | 449 N BROAD ST | MONROE | Walton | 9147085 | 1 |  | 1998-12-11 | FALSE | 1998-12-11 | FALSE | Removed from Ground | Gas (Historical Use) | 0 | Steel-Impressed Current | 1998-12-11 |  | Pressurized
NORTH BROAD PHILLIP 66 | 449 N BROAD ST | MONROE | Walton | 9147085 | 2 |  | 1998-12-11 | FALSE | 1998-12-11 | FALSE | Removed from Ground | Gas (Historical Use) | 0 | Steel-Impressed Current | 1998-12-11 |  | Pressurized
NORTH BROAD PHILLIP 66 | 449 N BROAD ST | MONROE | Walton | 9147085 | 3 |  | 1998-12-11 | FALSE | 1998-12-11 | FALSE | Removed from Ground | Gas (Historical Use) | 0 | Steel-Impressed Current | 1998-12-11 |  | Pressurized
NORTH BROAD PHILLIP 66 | 449 N BROAD ST | MONROE | Walton | 9147085 | 4 |  | 1998-12-11 | FALSE | 1998-12-11 | FALSE | Removed from Ground | Diesel | 0 | Steel-Impressed Current | 1998-12-11 |  | Pressurized
A & H PETROLEUM D/B/A BP SHOP | 5000 OZORA CHURCH ROAD | LOGANVILLE | Walton | 9147086 | 1 | Ball Float | 2000-08-01 | FALSE | 2000-08-01 | FALSE | Currently in Use | Regular | 12000 | Fiberglass | 2000-08-01 | Double-Walled Fiberglass | Pressurized
A & H PETROLEUM D/B/A BP SHOP | 5000 OZORA CHURCH ROAD | LOGANVILLE | Walton | 9147086 | 2 | Ball Float | 2000-08-01 | FALSE | 2000-08-01 | FALSE | Currently in Use | Premium | 10000 | Fiberglass | 2000-08-01 | Double-Walled Fiberglass | Pressurized
A & H PETROLEUM D/B/A BP SHOP | 5000 OZORA CHURCH ROAD | LOGANVILLE | Walton | 9147086 | 3 | Ball Float | 2000-08-01 | FALSE | 2000-08-01 | FALSE | Currently in Use | Diesel | 12000 | Fiberglass | 2000-08-01 | Double-Walled Fiberglass | Pressurized
A & H PETROLEUM D/B/A BP SHOP | 5000 OZORA CHURCH ROAD | LOGANVILLE | Walton | 9147086 | 4 | Ball Float | 2000-08-01 | FALSE | 2000-08-01 | FALSE | Currently in Use | Diesel Off Road | 6000 | Fiberglass | 2000-09-01 | Double-Walled Fiberglass | Pressurized
A & H PETROLEUM D/B/A 138 BP SHO | 2025 W SPRING ST | MONROE | Walton | 9147087 | 1 | Ball Float | 2000-09-01 | FALSE | 2000-09-01 | FALSE | Currently in Use | Regular | 15000 | Fiberglass | 2000-09-01 | Fiberglass Reinforced Plastic | Pressurized
A & H PETROLEUM D/B/A 138 BP SHO | 2025 W SPRING ST | MONROE | Walton | 9147087 | 2 | Ball Float | 2000-09-01 | FALSE | 2000-09-01 | FALSE | Currently in Use | Premium | 12000 | Fiberglass | 2000-09-01 | Fiberglass Reinforced Plastic | Pressurized
TEXACO FOOD MART | 7744 GA HWY 81 | MONROE | Walton | 9147088 | 1 | Ball Float | 2000-03-30 | FALSE | 2000-03-30 | FALSE | Currently in Use | Regular | 12000 | Epoxy | 2000-03-30 | Double-Walled Flex | Pressurized
TEXACO FOOD MART | 7744 GA HWY 81 | MONROE | Walton | 9147088 | 2 | Ball Float | 2000-03-30 | FALSE | 2000-03-30 | FALSE | Currently in Use | Premium | 10000 | Epoxy | 2000-03-30 | Double-Walled Flex | Pressurized
TEXACO FOOD MART | 7744 GA HWY 81 | MONROE | Walton | 9147088 | 3A | Ball Float | 2000-03-30 | FALSE | 2000-03-30 | FALSE | Currently in Use | Diesel | 6000 | Epoxy | 2000-03-30 | Double-Walled Flex | Pressurized
TEXACO FOOD MART | 7744 GA HWY 81 | MONROE | Walton | 9147088 | 3B | Ball Float | 2000-03-30 | FALSE | 2000-03-30 | FALSE | Currently in Use | Diesel Off Road | 4000 | Epoxy | 2000-03-30 | Double-Walled Flex | Pressurized
JEN & JUS INC ( 2324 Claude Brewer Road) | 2324 CLAUDE BREWER RD. | LOGANVILLE | Walton | 9147089 | 1 | Ball Float | 1998-02-20 | FALSE | 1998-02-20 | FALSE | Currently in Use | Premium | 10000 | Fiberglass | 1998-02-20 | Double-Walled Flex | Pressurized
JEN & JUS INC ( 2324 Claude Brewer Road) | 2324 CLAUDE BREWER RD. | LOGANVILLE | Walton | 9147089 | 2 | Ball Float | 1998-02-20 | FALSE | 1998-02-20 | FALSE | Currently in Use | Regular | 10000 | Fiberglass | 1998-02-20 | Double-Walled Flex | Pressurized
JEN & JUS INC ( 2324 Claude Brewer Road) | 2324 CLAUDE BREWER RD. | LOGANVILLE | Walton | 9147089 | 3 | Flapper Valve | 1998-02-20 | FALSE | 1998-02-20 | FALSE | Currently in Use | Diesel | 7000 | Fiberglass | 1998-02-20 | Double-Walled Flex | Pressurized
JEN & JUS INC ( 2324 Claude Brewer Road) | 2324 CLAUDE BREWER RD. | LOGANVILLE | Walton | 9147089 | 4 | Ball Float | 1998-02-20 | FALSE | 1998-02-20 | FALSE | Currently in Use | Diesel On Road | 3000 | Fiberglass | 1998-02-20 | Double-Walled Flex | Pressurized
WAL MART DC #6055 | 655 UNISIA DR | MONROE | Walton | 9147090 | 1 | Flapper Valve | 2000-05-23 | FALSE | 2000-05-23 | FALSE | Currently in Use | Diesel | 20000 | Fiberglass Double Walled | 2000-05-23 | Fiberglass Reinforced Plastic | Pressurized
WAL MART DC #6055 | 655 UNISIA DR | MONROE | Walton | 9147090 | 2 | Overfill Alarm | 2000-05-23 | FALSE | 2000-05-23 | FALSE | Currently in Use | New Oil | 2500 | Fiberglass Double Walled | 2000-05-23 | Fiberglass Reinforced Plastic | Suction (American)
WAL MART DC #6055 | 655 UNISIA DR | MONROE | Walton | 9147090 | 3 |  | 2000-05-23 | TRUE | 2000-05-23 | TRUE | Currently in Use | Used Oil | 1000 | Fiberglass Double Walled | 2000-05-23 | Fiberglass Reinforced Plastic | Pressurized
WAL MART DC #6055 | 655 UNISIA DR | MONROE | Walton | 9147090 | 4 | Flapper Valve | 2008-10-01 | FALSE | 2008-10-01 | FALSE | Currently in Use | Diesel | 20000 | Fiberglass Double Walled | 2008-10-01 | Double-Walled Fiberglass | Pressurized
SOCIAL CIRCLE SHELL | 1299 CHEROKEE RD | SOCIAL CIRCLE | Walton | 9147091 | 1 | Ball Float | 2000-08-29 | FALSE | 2000-08-29 | FALSE | Currently in Use | Regular | 10000 | Composite | 2000-08-20 | Double-Walled Flex | Pressurized
SOCIAL CIRCLE SHELL | 1299 CHEROKEE RD | SOCIAL CIRCLE | Walton | 9147091 | 2 | Ball Float | 2000-08-29 | FALSE | 2000-08-29 | FALSE | Currently in Use | Premium | 10000 | Composite | 2000-08-20 | Fiberglass Reinforced Plastic | Pressurized
SOCIAL CIRCLE SHELL | 1299 CHEROKEE RD | SOCIAL CIRCLE | Walton | 9147091 | 3 | Ball Float | 2000-08-29 | FALSE | 2000-08-29 | FALSE | Currently in Use | Diesel | 6000 | Composite | 2000-08-20 | Fiberglass Reinforced Plastic | Pressurized
CIRCLE K 197 | 1605 TROY SMITH ROAD | MONROE | Walton | 9147092 | 1 | Ball Float | 2001-08-15 | FALSE | 2001-08-15 | FALSE | Currently in Use | Regular | 12000 | Fiberglass | 2001-06-06 | Double-Walled Flex | Pressurized
CIRCLE K 197 | 1605 TROY SMITH ROAD | MONROE | Walton | 9147092 | 2 | Ball Float | 2001-08-15 | FALSE | 2001-08-15 | FALSE | Currently in Use | Premium | 8000 | Fiberglass | 2001-06-06 | Double-Walled Flex | Pressurized
CIRCLE K 197 | 1605 TROY SMITH ROAD | MONROE | Walton | 9147092 | 3 | Ball Float | 2001-08-15 | FALSE | 2001-08-15 | FALSE | Currently in Use | Diesel | 6000 | Fiberglass | 2001-06-06 | Double-Walled Flex | Pressurized
QUIKTRIP #796 | 4675 ATLANTA HWY | LOGANVILLE | Walton | 9147094 | 1 | Flapper Valve | 2002-02-07 | FALSE | 2002-02-07 | FALSE | Currently in Use | Regular | 20000 | Fiberglass Double Walled | 2002-02-07 | Double-Walled Flex | Pressurized
QUIKTRIP #796 | 4675 ATLANTA HWY | LOGANVILLE | Walton | 9147094 | 2 | Flapper Valve | 2002-02-07 | FALSE | 2002-02-07 | FALSE | Currently in Use | Regular | 20000 | Fiberglass Double Walled | 2002-02-07 | Double-Walled Flex | Pressurized
QUIKTRIP #796 | 4675 ATLANTA HWY | LOGANVILLE | Walton | 9147094 | 3 | Flapper Valve | 2002-02-07 | FALSE | 2002-02-07 | FALSE | Currently in Use | Premium | 12000 | Fiberglass Double Walled | 2002-02-07 | Double-Walled Flex | Pressurized
QUIKTRIP #796 | 4675 ATLANTA HWY | LOGANVILLE | Walton | 9147094 | 4A |  | 2016-10-03 | FALSE | 2016-10-03 | FALSE | Currently in Use | E-0 | 10000 | Fiberglass Double Walled | 2016-10-01 | Double-Walled Flex | Pressurized
QUIKTRIP #796 | 4675 ATLANTA HWY | LOGANVILLE | Walton | 9147094 | 4B |  | 2016-10-03 | FALSE | 2016-10-03 | FALSE | Currently in Use | Diesel | 12000 | Fiberglass Double Walled | 2016-10-01 | Double-Walled Flex | Pressurized
MARATHON FOOD MART #166 | 4801 US HWY 78/ATLANTA HWY | LOGANVILLE | Walton | 9147001 | A |  | 1990-04-01 |  | 1990-04-01 |  | Removed from Ground | Gas (Historical Use) | 10000 | Galvanic (STIP-3) | 1990-01-01 | Fiberglass Reinforced Plastic | Pressurized
MARATHON FOOD MART #166 | 4801 US HWY 78/ATLANTA HWY | LOGANVILLE | Walton | 9147001 | B |  | 1990-04-01 |  | 1990-04-01 |  | Removed from Ground | Gas (Historical Use) | 10000 | Galvanic (STIP-3) | 1990-01-01 | Fiberglass Reinforced Plastic | Pressurized
MARATHON FOOD MART #166 | 4801 US HWY 78/ATLANTA HWY | LOGANVILLE | Walton | 9147001 | C |  | 1990-04-01 |  | 1990-04-01 |  | Removed from Ground | Gas (Historical Use) | 10000 | Galvanic (STIP-3) | 1990-01-01 | Fiberglass Reinforced Plastic | Pressurized
MARATHON FOOD MART #166 | 4801 US HWY 78/ATLANTA HWY | LOGANVILLE | Walton | 9147001 | D |  | 1990-04-01 |  | 1990-04-01 |  | Removed from Ground | Gas (Historical Use) | 10000 | Galvanic (STIP-3) | 1990-01-01 | Fiberglass Reinforced Plastic | Pressurized
STONAC PARTNERSHIP | 1735 GA HWY 81 SOUTH | LOGANVILLE | Walton | 9147002 | DUMMY | [5 empty] | Removed from Ground | Other | 0 | Marked Unknown | 1991-06-01 | Unknown
D&L STOP & SHOP | 1834 HWY 78 | MONROE | Walton | 9147003 | 192635 | Ball Float | 1992-04-01 | FALSE | 1992-04-01 | FALSE | Currently in Use | Regular | 10000 | Galvanic (STIP-3) | 1992-04-20 | Fiberglass Reinforced Plastic | Pressurized
D&L STOP & SHOP | 1834 HWY 78 | MONROE | Walton | 9147003 | 192650 | Ball Float | 1992-04-01 | FALSE | 1992-04-01 | FALSE | Currently in Use | Diesel | 6000 | Galvanic (STIP-3) | 1992-04-20 | Fiberglass Reinforced Plastic | Pressurized
D&L STOP & SHOP | 1834 HWY 78 | MONROE | Walton | 9147003 | 192652 | Ball Float | 1992-04-01 | FALSE | 1992-04-01 | FALSE | Currently in Use | Premium | 6000 | Galvanic (STIP-3) | 1992-04-20 | Fiberglass Reinforced Plastic | Pressurized
D&L STOP & SHOP | 1834 HWY 78 | MONROE | Walton | 9147003 | 4 | [5 empty] | Removed from Ground | Gas (Historical Use) | 2000 | Not Marked/Unknown | 1992-04-01 | Not Marked
D&L STOP & SHOP | 1834 HWY 78 | MONROE | Walton | 9147003 | 5 | [5 empty] | Removed from Ground | Gas (Historical Use) | 1000 | Not Marked/Unknown | 1992-04-01 | Not Marked
D&L STOP & SHOP | 1834 HWY 78 | MONROE | Walton | 9147003 | 6 | [5 empty] | Removed from Ground | Gas (Historical Use) | 560 | Bare Steel | 1992-04-01 | Bare Steel
SEASIDE ENTERPRISES INC | 4570 ATLANTA HWY US HWY 78 | LOGANVILLE | Walton | 9147004 | 1 |  | 1998-07-01 |  | 1998-07-01 |  | Removed from Ground | Gas (Historical Use) | 10000 | Cathodically Protected Steel | 1988-01-01 | Fiberglass Reinforced Plastic | Pressurized
SEASIDE ENTERPRISES INC | 4570 ATLANTA HWY US HWY 78 | LOGANVILLE | Walton | 9147004 | 2 |  | 1998-07-01 |  | 1998-07-01 |  | Removed from Ground | Gas (Historical Use) | 10000 | Cathodically Protected Steel | 1988-01-01 | Fiberglass Reinforced Plastic | Pressurized
SEASIDE ENTERPRISES INC | 4570 ATLANTA HWY US HWY 78 | LOGANVILLE | Walton | 9147004 | 3 |  | 1998-07-01 |  | 1998-07-01 |  | Removed from Ground | Gas (Historical Use) | 10000 | Cathodically Protected Steel | 1988-01-01 | Fiberglass Reinforced Plastic | Pressurized
SEASIDE ENTERPRISES INC | 4570 ATLANTA HWY US HWY 78 | LOGANVILLE | Walton | 9147004 | 4 |  | 1998-07-01 |  | 1998-07-01 |  | Removed from Ground | Diesel | 10000 | Cathodically Protected Steel | 1988-01-01 | Fiberglass Reinforced Plastic | Pressurized
THE COUNTRY STORE | 5400 GA HWY 20 | LOGANVILLE | Walton | 9147005 | 1 | Ball Float | 1991-01-01 | FALSE | 1991-01-01 | FALSE | Currently in Use | Regular | 10000 | Composite | 1991-01-01 | Double-Walled Fiberglass | Pressurized
THE COUNTRY STORE | 5400 GA HWY 20 | LOGANVILLE | Walton | 9147005 | 2 | Ball Float | 1991-01-01 | FALSE | 1991-01-01 | FALSE | Currently in Use | Premium | 10000 | Composite | 1991-01-01 | Double-Walled Fiberglass | Pressurized
THE COUNTRY STORE | 5400 GA HWY 20 | LOGANVILLE | Walton | 9147005 | 3 | Flapper Valve | 1991-01-01 | FALSE | 1991-01-01 | FALSE | Currently in Use | Diesel | 6000 | Composite | 1991-01-01 | Double-Walled Fiberglass | Pressurized
THE COUNTRY STORE | 5400 GA HWY 20 | LOGANVILLE | Walton | 9147005 | 4 |  | 2016-10-06 | FALSE | 2016-10-06 | FALSE | Currently in Use | E-85 | 6000 | Fiberglass Double Walled | 2016-10-06 | Double-Walled Fiberglass | Pressurized
THE COUNTRY STORE | 5400 GA HWY 20 | LOGANVILLE | Walton | 9147005 | 5 | Flapper Valve | 2016-10-06 | FALSE | 2016-10-06 | FALSE | Currently in Use | Biodiesel | 4000 | Fiberglass Double Walled | 2016-10-06 | Double-Walled Fiberglass | Pressurized
EXPRESS STOP | 615 E SPRING ST | MONROE | Walton | 9147006 | 1 | Flapper Valve | 1994-02-15 | FALSE | 1994-02-15 | FALSE | Temporarily out of use | Regular | 8000 | Steel-Impressed Current | 1984-05-28 | Fiberglass Reinforced Plastic | Pressurized
EXPRESS STOP | 615 E SPRING ST | MONROE | Walton | 9147006 | 2 | Ball Float | 2012-03-01 | FALSE | 1994-02-15 | FALSE | Temporarily out of use | Premium | 8000 | Steel-Impressed Current | 1984-04-28 | Fiberglass Reinforced Plastic | Pressurized
EXPRESS STOP | 615 E SPRING ST | MONROE | Walton | 9147006 | 3 | Flapper Valve | 2012-07-25 | FALSE | 1994-02-15 | FALSE | Temporarily out of use | Kerosene | 8000 | Steel-Impressed Current | 1984-02-28 | Fiberglass Reinforced Plastic | Pressurized
PITTMAN FARMS | LOTH WAGES RD @ ALCOVY CEMETERY | BOLD SPRINGS | Walton | 9147007 | 1 | [5 empty] | Closed in Ground | Diesel | 3000 | Bare Steel | 1991-03-01 | Galvanized Steel
BETWEEN SITE NO 19 | HWY 78 WEST @ COWAN RD | MONROE | Walton | 9147008 | 1 |  | 1997-12-30 |  | 1997-12-30 |  | Removed from Ground | Diesel | 275 | Cathodically Protected Steel | 1986-01-01 | Double Walled
WALTON CO FORESTRY UNIT | S GA HWY 83/3 MI SE OF GOOD HOPE | GOOD HOPE | Walton | 9147010 | 1 | [5 empty] | Removed from Ground | Gas (Historical Use) | 560 | Bare Steel | 1966-05-13 | Galvanized Steel | Safe Suction (Euro)
WALTON CO FORESTRY UNIT | S GA HWY 83/3 MI SE OF GOOD HOPE | GOOD HOPE | Walton | 9147010 | 2 |  | 1990-01-01 |  | 1990-01-01 |  | Removed from Ground | Diesel | 550 | Galvanic (STIP-3) | 1990-01-01 | Cathodically Protected | Safe Suction (Euro)
WALTON CO FORESTRY UNIT | S GA HWY 83/3 MI SE OF GOOD HOPE | GOOD HOPE | Walton | 9147010 | 3 |  | 1990-01-01 |  | 1990-01-01 |  | Removed from Ground | Gas (Historical Use) | 1000 | Galvanic (STIP-3) | 1990-01-01 | Cathodically Protected | Safe Suction (Euro)
BP TWO CITGO LLC | 5365 GA HWY 20 | LOGANVILLE | Walton | 9147011 | 1 | [5 empty] | Removed from Ground | Gas (Historical Use) | 1000 | Bare Steel | 1982-05-02 | Bare Steel | Safe Suction (Euro)
BP TWO CITGO LLC | 5365 GA HWY 20 | LOGANVILLE | Walton | 9147011 | 2 | [5 empty] | Removed from Ground | Gas (Historical Use) | 1000 | Bare Steel | 1982-05-02 | Bare Steel | Safe Suction (Euro)
BP TWO CITGO LLC | 5365 GA HWY 20 | LOGANVILLE | Walton | 9147011 | 3 | [5 empty] | Removed from Ground | Gas (Historical Use) | 6000 | Cathodically Protected Steel | 1987-03-16 | Galvanized Steel | Pressurized
BP TWO CITGO LLC | 5365 GA HWY 20 | LOGANVILLE | Walton | 9147011 | 4 | Ball Float | 1997-03-01 | FALSE | 1997-03-01 | FALSE | Currently in Use | Regular | 8000 | Composite | 1997-03-01 | Fiberglass Reinforced Plastic | Pressurized
BP TWO CITGO LLC | 5365 GA HWY 20 | LOGANVILLE | Walton | 9147011 | 5 | Ball Float | 1997-03-01 | FALSE | 1997-03-01 | FALSE | Currently in Use | Premium | 8000 | Composite | 1997-03-01 | Fiberglass Reinforced Plastic | Pressurized
Gulf Food Mart | 4350 LAWRENCEVILLE RD | LOGANVILLE | Walton | 9147012 | 1 | Ball Float | 1988-01-01 | FALSE | 1988-01-01 | FALSE | Currently in Use | Gas (Historical Use) | 8000 | Galvanic (STIP-3) | 1988-01-01 | Fiberglass Reinforced Plastic | Pressurized
Gulf Food Mart | 4350 LAWRENCEVILLE RD | LOGANVILLE | Walton | 9147012 | 2 | Ball Float | 1988-01-01 | FALSE | 1988-01-01 | FALSE | Currently in Use | Gas (Historical Use) | 8000 | Galvanic (STIP-3) | 1988-01-01 | Fiberglass Reinforced Plastic | Pressurized
Gulf Food Mart | 4350 LAWRENCEVILLE RD | LOGANVILLE | Walton | 9147012 | 3 | Ball Float | 1988-01-01 | FALSE | 1988-01-01 | FALSE | Currently in Use | Gas (Historical Use) | 8000 | Galvanic (STIP-3) | 1988-01-01 | Fiberglass Reinforced Plastic | Pressurized
Gulf Food Mart | 4350 LAWRENCEVILLE RD | LOGANVILLE | Walton | 9147012 | 4 | Ball Float | 1988-01-01 | FALSE | 1988-01-01 | FALSE | Currently in Use | Diesel | 8000 | Galvanic (STIP-3) | 1988-01-01 | Fiberglass Reinforced Plastic | Pressurized
Gulf Food Mart | 4350 LAWRENCEVILLE RD | LOGANVILLE | Walton | 9147012 | 5 |  | 1988-01-01 | FALSE | 1988-01-01 | FALSE | Temporarily out of use | Kerosene | 2000 | Galvanic (STIP-3) | 1988-01-01 | Fiberglass Reinforced Plastic
MCI | SPRING RD ALONG CSX ROW ON | SOCIAL CIRCLE | Walton | 9147013 | 1 | [5 empty] | Removed from Ground | Diesel | 500 | Fiberglass | 1986-01-01 | Not Marked
MCI | SPRING RD ALONG CSX ROW ON | SOCIAL CIRCLE | Walton | 9147013 | 2 |  | 1994-01-01 | FALSE | 1994-01-01 | FALSE | Currently in Use | Diesel | 600 | Fiberglass Double Walled | 1994-01-25 | Fiberglass Reinforced Plastic | Suction (American)
BELLSOUTH - GLC F5623 | 125 COVINGTON ST | LOGANVILLE | Walton | 9147015 | 1 | [5 empty] | Removed from Ground | Other | 1000 | Double Walled | 1986-01-01 | Copper | Suction (American)
BELLSOUTH - GLC F5623 | 125 COVINGTON ST | LOGANVILLE | Walton | 9147015 | 2 |  | 1997-06-30 |  | 1997-06-30 |  | Removed from Ground | Diesel | 1000 | Double Walled | 1997-06-30 | Cathodically Protected | Suction (American)
BELLSOUTH - GLC F5623 | 125 COVINGTON ST | LOGANVILLE | Walton | 9147015 | 3 | Flapper Valve | 2002-06-01 | FALSE | 2002-06-01 | FALSE | Currently in Use | Diesel | 3000 | Fiberglass Double Walled | 2002-06-01 | Double-Walled Fiberglass | Suction (American)
MALCOMB'S BLDG CTR | 409 MAYFIELD DR | MONROE | Walton | 9147016 | 1 | [5 empty] | Removed from Ground | Gas (Historical Use) | 1000 | Bare Steel | 1987-01-01 | Galvanized Steel
LOWE'S GROCERY |  | GOOD HOPE | Walton | 9147017 | 1AST | [5 empty] | Removed from Ground | Gas (Historical Use) | 550 | Bare Steel | 1962-01-01 | Galvanized Steel
LOWE'S GROCERY |  | GOOD HOPE | Walton | 9147017 | 2AST | [5 empty] | Removed from Ground | Gas (Historical Use) | 1000 | Bare Steel | 1962-01-01 | Galvanized Steel
WRENS GROCERY | PO BOX 52 | JERSEY | Walton | 9147018 | 1 | [5 empty] | Removed from Ground | Gas (Historical Use) | 1000 | Bare Steel | 1977-01-01 | Galvanized Steel | Suction (American)
WRENS GROCERY | PO BOX 52 | JERSEY | Walton | 9147018 | 2 | [5 empty] | Removed from Ground | Gas (Historical Use) | 1000 | Bare Steel | 1977-01-01 | Galvanized Steel | Suction (American)
WRENS GROCERY | PO BOX 52 | JERSEY | Walton | 9147018 | 3 | [5 empty] | Removed from Ground | Gas (Historical Use) | 550 | Bare Steel | 1977-01-01 | Galvanized Steel | Suction (American)
MCMICHAEL'S SVC STA | US HWY 78/ATLANTA HWY & GA HWY 2 | LOGANVILLE | Walton | 9147019 | 1 | [5 empty] | Removed from Ground | Gas (Historical Use) | 2000 | Bare Steel | 1975-01-01 | Galvanized Steel | Safe Suction (Euro)
UNITY STORE | 1808 HWY 278 SE | SOCIAL CIRCLE | Walton | 9147051 | 1 | Flapper Valve | 1989-02-01 | FALSE | 1989-02-01 | FALSE | Temporarily out of use | Kerosene | 550 | Galvanic (STIP-3) | 1989-02-01 | Fiberglass Reinforced Plastic | Safe Suction (Euro)
UNITY STORE | 1808 HWY 278 SE | SOCIAL CIRCLE | Walton | 9147051 | 2 | Flapper Valve | 1989-02-01 | FALSE | 1989-02-01 | FALSE | Currently in Use | Diesel Off Road | 1000 | Galvanic (STIP-3) | 1989-02-01 | Fiberglass Reinforced Plastic | Safe Suction (Euro)
UNITY STORE | 1808 HWY 278 SE | SOCIAL CIRCLE | Walton | 9147051 | 3 | Flapper Valve | 1997-10-01 | FALSE | 1997-10-01 | FALSE | Currently in Use | E-0 | 2000 | Galvanic (STIP-3) | 2010-03-08 | Double-Walled Fiberglass | Pressurized
UNITY STORE | 1808 HWY 278 SE | SOCIAL CIRCLE | Walton | 9147051 | 4 | Flapper Valve | 1997-10-01 | FALSE | 1997-10-01 | FALSE | Currently in Use | Premium | 6000 | Galvanic (STIP-3) | 1997-10-01 | Double-Walled Fiberglass | Pressurized
UNITY STORE | 1808 HWY 278 SE | SOCIAL CIRCLE | Walton | 9147051 | 8A | Flapper Valve | 2019-05-30 | FALSE | 2019-05-30 | FALSE | Currently in Use | Regular | 12000 | Composite Double Walled | 2019-05-30 | Double-Walled Fiberglass | Pressurized
UNITY STORE | 1808 HWY 278 SE | SOCIAL CIRCLE | Walton | 9147051 | 8B | Flapper Valve | 2019-05-30 | FALSE | 2019-05-30 | FALSE | Currently in Use | Diesel On Road | 4000 | Composite Double Walled | 2019-05-30 | Double-Walled Fiberglass | Pressurized
UNITY STORE | 1808 HWY 278 SE | SOCIAL CIRCLE | Walton | 9147051 | SUPER2 | [5 empty] | Removed from Ground | Gas (Historical Use) | 1000 | Bare Steel | 1971-05-11 | Galvanized Steel | Suction (American)
UNITY STORE | 1808 HWY 278 SE | SOCIAL CIRCLE | Walton | 9147051 | UL1 | [5 empty] | Removed from Ground | Gas (Historical Use) | 1000 | Bare Steel | 1971-05-11 | Galvanized Steel | Suction (American)
UNITY STORE | 1808 HWY 278 SE | SOCIAL CIRCLE | Walton | 9147051 | UL3 | [5 empty] | Removed from Ground | Gas (Historical Use) | 1000 | Bare Steel | 1971-05-11 | Galvanized Steel | Suction (American)
MONROE WALTON COUNTY AIRPORT | 521 TOWLER ST | MONROE | Walton | 9147052 | 1 | [5 empty] | Removed from Ground | Gas (Historical Use) | 1000 | Bare Steel | 1998-01-01 | Galvanized Steel
MONROE WALTON COUNTY AIRPORT | 521 TOWLER ST | MONROE | Walton | 9147052 | 2 | [5 empty] | Removed from Ground | Gas (Historical Use) | 3000 | Not Marked/Unknown | 1998-01-01 | Not Marked
MONROE STREET & SANITATION DEPT | 351 PANNELL RD | MONROE | Walton | 9147053 | 1 | [5 empty] | Removed from Ground | Gas (Historical Use) | 10000 | Cathodically Protected Steel | 1998-11-09 | Galvanized Steel | Suction (American)
MONROE STREET & SANITATION DEPT | 351 PANNELL RD | MONROE | Walton | 9147053 | 2 | [5 empty] | Removed from Ground | Diesel | 10000 | Bare Steel | 1998-11-09 | Galvanized Steel | Suction (American)
WILLINGHAMS SUPERETTE | 689 GA HWY 11 SE | MONROE | Walton | 9147054 | 1 | [5 empty] | Removed from Ground | Gas (Historical Use) | 0 | Bare Steel | 1998-02-09 | Galvanized Steel | Suction (American)
WILLINGHAMS SUPERETTE | 689 GA HWY 11 SE | MONROE | Walton | 9147054 | 2 | [5 empty] | Removed from Ground | Gas (Historical Use) | 0 | Bare Steel | 1998-02-09 | Galvanized Steel | Suction (American)
WILLINGHAMS SUPERETTE | 689 GA HWY 11 SE | MONROE | Walton | 9147054 | 3 | [5 empty] | Removed from Ground | Empty | 0 | Bare Steel | 1998-02-09 | Galvanized Steel | Suction (American)
DISCOUNT CONVENIENCE STORE | 1967 STATE ST | WAYCROSS | Ware | 9148033 | 1 |  | 1998-11-01 | FALSE | 1998-11-01 | FALSE | Currently in Use | Gas (Historical Use) | 6000 |  | 1997-04-01 | Fiberglass Reinforced Plastic | Pressurized
DISCOUNT CONVENIENCE STORE | 1967 STATE ST | WAYCROSS | Ware | 9148033 | 2 |  | 1998-11-01 | FALSE | 1998-11-01 | FALSE | Currently in Use | Gas (Historical Use) | 6000 |  | 1989-04-01 | Fiberglass Reinforced Plastic | Pressurized
DISCOUNT CONVENIENCE STORE | 1967 STATE ST | WAYCROSS | Ware | 9148033 | 3 |  | 1998-11-01 | FALSE | 1998-11-01 | FALSE | Currently in Use | Gas (Historical Use) | 6000 |  | 1989-04-01 | Fiberglass Reinforced Plastic | Pressurized
RACEWAY #776 | 1510 REYNOLDS ST CORRIDOR Z | WAYCROSS | Ware | 9148001 | 1 |  | 1990-01-01 |  | 1990-01-01 |  | Removed from Ground | Gas (Historical Use) | 12000 | Composite Double Walled | 1990-06-01 | Double-Walled Fiberglass | Pressurized
RACEWAY #776 | 1510 REYNOLDS ST CORRIDOR Z | WAYCROSS | Ware | 9148001 | 2 |  | 1990-01-01 |  | 1990-01-01 |  | Removed from Ground | Gas (Historical Use) | 12000 | Composite Double Walled | 1990-06-01 | Double-Walled Fiberglass | Pressurized
RACEWAY #776 | 1510 REYNOLDS ST CORRIDOR Z | WAYCROSS | Ware | 9148001 | 3 |  | 1990-01-01 |  | 1990-01-01 |  | Removed from Ground | Gas (Historical Use) | 12000 | Composite Double Walled | 1990-06-01 | Double-Walled Fiberglass | Pressurized
NO FACILITY NAME | 1708 REYNOLDS | WAYCROSS | Ware | 9148003 | 1 | [5 empty] | Removed from Ground | Gas (Historical Use) | 3000 | Bare Steel | 1980-01-01 | Galvanized Steel
WARE STATE PRISON | 3620 NORTH HARRIS RD | WAYCROSS | Ware | 9148005 | 1 | [5 empty] | Removed from Ground | Diesel | 1000 | Bare Steel | 1987-01-01 | Galvanized Steel
WARE STATE PRISON | 3620 NORTH HARRIS RD | WAYCROSS | Ware | 9148005 | 2 | [5 empty] | Removed from Ground | Gas (Historical Use) | 10000 | Fiberglass | 1990-01-01 | Bare Steel | Suction (American)
WARE STATE PRISON | 3620 NORTH HARRIS RD | WAYCROSS | Ware | 9148005 | 3 | [5 empty] | Removed from Ground | Diesel | 2000 | Fiberglass | 1988-08-01 | Bare Steel | Suction (American)
WARE STATE PRISON | 3620 NORTH HARRIS RD | WAYCROSS | Ware | 9148005 | 4 | [5 empty] | Closed in Ground | Diesel | 2000 | Fiberglass | 1988-08-01 | Bare Steel
WARE STATE PRISON | 3620 NORTH HARRIS RD | WAYCROSS | Ware | 9148005 | 5 | Flapper Valve | 1998-09-25 | FALSE | 1998-09-25 | FALSE | Currently in Use | Regular | 2500 | Fiberglass Double Walled | 1998-09-25 | Fiberglass Reinforced Plastic | Safe Suction (Euro)
WARE STATE PRISON | 3620 NORTH HARRIS RD | WAYCROSS | Ware | 9148005 | 6 | Flapper Valve | 1998-09-25 | FALSE | 1998-09-25 | FALSE | Currently in Use | Diesel | 2500 | Fiberglass Double Walled | 1998-10-01 | Fiberglass Reinforced Plastic | Safe Suction (Euro)
Shell City | 507 CITY BLVD | WAYCROSS | Ware | 9148006 | 1 | Flapper Valve | 1988-01-01 | FALSE | 1994-03-02 | FALSE | Currently in Use | Premium | 6000 | Galvanic (STIP-3) | 1988-01-01 | Fiberglass Reinforced Plastic | Pressurized
Shell City | 507 CITY BLVD | WAYCROSS | Ware | 9148006 | 2 | Flapper Valve | 1988-01-01 | FALSE | 1994-03-02 | FALSE | Currently in Use | Regular | 6000 | Galvanic (STIP-3) | 1988-01-01 | Fiberglass Reinforced Plastic | Pressurized
Shell City | 507 CITY BLVD | WAYCROSS | Ware | 9148006 | 3 | Flapper Valve | 1988-01-01 | FALSE | 1994-03-02 | FALSE | Currently in Use | Regular | 8000 | Galvanic (STIP-3) | 1988-01-01 | Fiberglass Reinforced Plastic | Pressurized
FLASH FOODS #150 | 1712 MEMORIAL DIRVE | WAYCROSS | Ware | 9148007 | 1 |  | 1991-01-01 |  | 1991-01-01 |  | Currently in Use | Gas (Historical Use) | 8000 | Composite | 1991-01-01 | Double-Walled Fiberglass | Pressurized
FLASH FOODS #150 | 1712 MEMORIAL DIRVE | WAYCROSS | Ware | 9148007 | 2 | Flapper Valve | 1991-01-01 | FALSE | 1991-01-01 | FALSE | Currently in Use | Premium | 8000 | Composite | 1991-01-01 | Double-Walled Fiberglass | Pressurized
FLASH FOODS #150 | 1712 MEMORIAL DIRVE | WAYCROSS | Ware | 9148007 | 3 | Flapper Valve | 1991-01-01 | FALSE | 1991-01-01 | FALSE | Currently in Use | Regular | 8000 | Composite | 1991-01-01 | Double-Walled Fiberglass | Pressurized
WINGE'S BAIT & TACKLE | 427 MEMORIAL DR | WAYCROSS | Ware | 9148008 | 1 | [5 empty] | Removed from Ground | Gas (Historical Use) | 4000 | Cathodically Protected Steel | 1988-01-01 | Galvanized Steel | Suction (American)
WINGE'S BAIT & TACKLE | 427 MEMORIAL DR | WAYCROSS | Ware | 9148008 | 2 | [5 empty] | Removed from Ground | Gas (Historical Use) | 4000 | Cathodically Protected Steel | 1988-01-01 | Galvanized Steel | Suction (American)
WINGE'S BAIT & TACKLE | 427 MEMORIAL DR | WAYCROSS | Ware | 9148008 | 3 | [5 empty] | Removed from Ground | Gas (Historical Use) | 4000 | Cathodically Protected Steel | 1988-01-01 | Galvanized Steel | Suction (American)
WINGE'S BAIT & TACKLE | 427 MEMORIAL DR | WAYCROSS | Ware | 9148008 | 4 | [5 empty] | Closed in Ground | Kerosene | 1000 | Bare Steel | 1983-01-01 | Galvanized Steel | Suction (American)
WAYCROSS FOOD & BEVERAGE #2 | 512 WARING ST | WAYCROSS | Ware | 9148010 | 1 | [5 empty] | Removed from Ground | Gas (Historical Use) | 6000 | Bare Steel | 1978-01-01 | Galvanized Steel | Pressurized
WAYCROSS FOOD & BEVERAGE #2 | 512 WARING ST | WAYCROSS | Ware | 9148010 | 2 | [5 empty] | Removed from Ground | Gas (Historical Use) | 6000 | Bare Steel | 1978-01-01 | Galvanized Steel | Pressurized
WAYCROSS FOOD & BEVERAGE #2 | 512 WARING ST | WAYCROSS | Ware | 9148010 | 3 | [5 empty] | Removed from Ground | Gas (Historical Use) | 6000 | Bare Steel | 1978-01-01 | Galvanized Steel | Pressurized
WAYCROSS FOOD & BEVERAGE #2 | 512 WARING ST | WAYCROSS | Ware | 9148010 | 4A |  | 2008-06-27 | FALSE | 2008-06-27 | FALSE | Currently in Use | Gas (Historical Use) | 9000 | Composite Double Walled | 2008-06-27 | Double-Walled Flex | Pressurized
WAYCROSS FOOD & BEVERAGE #2 | 512 WARING ST | WAYCROSS | Ware | 9148010 | 4B |  | 2008-06-27 | FALSE | 2008-06-27 | FALSE | Currently in Use | Gas (Historical Use) | 3000 | Composite Double Walled | 2008-06-27 | Double-Walled Flex | Pressurized
CHAMPION INTERNATIONAL CORP | INDUSTRIAL PARK | WAYCROSS | Ware | 9148011 | 1 | [5 empty] | Removed from Ground | Diesel | 1000 | Bare Steel | 1981-01-01 | Galvanized Steel
CHAMPION INTERNATIONAL CORP | INDUSTRIAL PARK | WAYCROSS | Ware | 9148011 | 2 | [5 empty] | Removed from Ground | Gas (Historical Use) | 560 | Bare Steel | 1981-01-01 | Galvanized Steel
CHAMPION INTERNATIONAL CORP | INDUSTRIAL PARK | WAYCROSS | Ware | 9148011 | 3 | [5 empty] | Removed from Ground | Gas (Historical Use) | 1000 | Bare Steel | 1975-01-01 | Galvanized Steel
CHAMPION INTERNATIONAL CORP | INDUSTRIAL PARK | WAYCROSS | Ware | 9148011 | 4 | [5 empty] | Removed from Ground | Diesel | 1000 | Bare Steel | 1975-01-01 | Galvanized Steel
CHAMPION INTERNATIONAL CORP | INDUSTRIAL PARK | WAYCROSS | Ware | 9148011 | 5 | [5 empty] | Removed from Ground | Diesel | 1000 | Bare Steel | 1979-01-01 | Galvanized Steel
CSX TRANSPORTATION/COMPRESSOR SH | JEFFORDS BLVD | WAYCROSS | Ware | 9148012 | 28 |  |  | TRUE |  | TRUE | Removed from Ground | Used Oil | 500 | Bare Steel | 1993-02-03 | Bare Steel
SLOANS FOOD MART/BOATWRIGHTS FOO | 1625 ALBANY AVE | WAYCROSS | Ware | 9148013 | 1 | [5 empty] | Removed from Ground | Gas (Historical Use) | 3000 | Bare Steel | 1975-01-01 | Galvanized Steel | Safe Suction (Euro)
SLOANS FOOD MART/BOATWRIGHTS FOO | 1625 ALBANY AVE | WAYCROSS | Ware | 9148013 | 2 | [5 empty] | Removed from Ground | Gas (Historical Use) | 3000 | Bare Steel | 1975-01-01 | Galvanized Steel | Safe Suction (Euro)
SLOANS FOOD MART/BOATWRIGHTS FOO | 1625 ALBANY AVE | WAYCROSS | Ware | 9148013 | 3 | [5 empty] | Removed from Ground | Gas (Historical Use) | 3000 | Bare Steel | 1975-01-01 | Galvanized Steel | Safe Suction (Euro)
BST/WAYCROSS SOC/R2564 | 1307 TEBEAU ST | WAYCROSS | Ware | 9148014 | 1 | [5 empty] | Removed from Ground | Gas (Historical Use) | 1000 | Bare Steel | 1973-06-15 | Unknown | Pressurized
T&R OIL CO | 1005 ALPHA ST | WAYCROSS | Ware | 9148016 | 1 |  |  | TRUE |  | TRUE | Removed from Ground | Used Oil | 500 | Bare Steel | 1976-07-01 | Bare Steel | Gravity Fed
NWS METEORLOGICAL OBSERVATORY | 2855 FOREST RD | WAYCROSS | Ware | 9148017 | 1 | [5 empty] | Removed from Ground | Diesel | 1000 | Bare Steel | 1969-02-04 | Bare Steel | Suction (American)
ROADWAY EXPRESS INC | 2010 INDUSTRIAL BLVD | WAYCROSS | Ware | 9148018 | 1 | [5 empty] | Removed from Ground | Diesel | 4000 | Bare Steel | 1980-09-01 | Galvanized Steel | Safe Suction (Euro)
ROADWAY EXPRESS INC | 2010 INDUSTRIAL BLVD | WAYCROSS | Ware | 9148018 | 2 | [5 empty] | Removed from Ground | Diesel | 4000 | Bare Steel | 1980-09-01 | Galvanized Steel | Safe Suction (Euro)
ROADWAY EXPRESS INC | 2010 INDUSTRIAL BLVD | WAYCROSS | Ware | 9148018 | 3 | [5 empty] | Removed from Ground | Diesel | 4000 | Bare Steel | 1980-09-01 | Galvanized Steel | Safe Suction (Euro)
MILLWOOD MINI MART | 8131 ALBANY HWY | MILLWOOD | Ware | 9148019 | 1 |  | 1996-06-01 |  | 1996-06-01 |  | Currently in Use | Gas (Historical Use) | 5000 | Steel-Impressed Current | 1970-01-01 | Steel (Impressed Current) | Suction (American)
MILLWOOD MINI MART | 8131 ALBANY HWY | MILLWOOD | Ware | 9148019 | 2 |  | 1996-06-01 |  | 1996-06-01 |  | Currently in Use | Gas (Historical Use) | 3000 | Steel-Impressed Current | 1970-01-01 | Steel (Impressed Current) | Suction (American)
MILLWOOD MINI MART | 8131 ALBANY HWY | MILLWOOD | Ware | 9148019 | 3 |  | 1996-06-01 |  | 1996-06-01 |  | Currently in Use | Gas (Historical Use) | 2000 | Steel-Impressed Current | 1970-01-01 | Steel (Impressed Current) | Suction (American)
MILLWOOD MINI MART | 8131 ALBANY HWY | MILLWOOD | Ware | 9148019 | 4 |  | 1996-06-01 |  | 1996-06-01 |  | Currently in Use | Diesel | 3000 | Steel-Impressed Current | 1970-01-01 | Steel (Impressed Current) | Suction (American)
FLANDERS PROVISION CO | 1104 GILMORE ST | WAYCROSS | Ware | 914802 | DS |  | 1996-03-27 |  | 1996-03-27 |  | Temporarily out of use | Diesel | 10000 | Composite | 1988-01-01 | Fiberglass Reinforced Plastic | Suction (American)
PARMALAT DAIRY DIVISION | 406 ST MARYS DR | WAYCROSS | Ware | 9148020 | 1 | [5 empty] | Removed from Ground | Gas (Historical Use) | 1000 | Bare Steel | 1982-01-01 | Not Marked
PARMALAT DAIRY DIVISION | 406 ST MARYS DR | WAYCROSS | Ware | 9148020 | 2 | [5 empty] | Removed from Ground | Diesel | 1000 | Bare Steel | 1982-01-01 | Not Marked
PETRO STATION | 1001 REYNOLDS ST | WAYCROSS | Ware | 9148021 | 1 | Flapper Valve | 1996-11-16 | FALSE | 1996-11-16 | FALSE | Currently in Use | Regular | 4000 | Steel-Impressed Current | 1985-03-01 | Fiberglass Reinforced Plastic | Pressurized
PETRO STATION | 1001 REYNOLDS ST | WAYCROSS | Ware | 9148021 | 2 | Flapper Valve | 1996-11-16 | FALSE | 1996-11-16 | FALSE | Currently in Use | Regular | 4000 | Steel-Impressed Current | 1985-03-01 | Fiberglass Reinforced Plastic | Pressurized
PETRO STATION | 1001 REYNOLDS ST | WAYCROSS | Ware | 9148021 | 3 | Flapper Valve | 1996-11-16 | FALSE | 1996-11-16 | FALSE | Currently in Use | Premium | 2000 | Steel-Impressed Current | 1985-03-01 | Fiberglass Reinforced Plastic | Pressurized
PETRO STATION | 1001 REYNOLDS ST | WAYCROSS | Ware | 9148021 | 4 |  | 1996-11-16 | FALSE | 1996-11-16 | FALSE | Currently in Use | Premium | 2000 | Steel-Impressed Current | 1985-03-01 | Fiberglass Reinforced Plastic | Pressurized
CSX TRANSPORTATION INC | B TOWER | WAYCROSS | Ware | 9148022 | 1 | [5 empty] | Removed from Ground | Diesel | 550 | Bare Steel | 1993-02-05 | Bare Steel
OKEFENOKEE TECHINCAL INSTITUTE | 1701 CARSWELL AVE | WAYCROSS | Ware | 9148023 | 1 | [5 empty] | Removed from Ground | Other | 300 | Bare Steel | 1994-07-20 | Unknown
OKEFENOKEE TECHINCAL INSTITUTE | 1701 CARSWELL AVE | WAYCROSS | Ware | 9148023 | 2 | [5 empty] | Removed from Ground | Other | 8000 | Bare Steel | 1963-07-17 | Unknown | Suction (American)
OKEFENOKEE TECHINCAL INSTITUTE | 1701 CARSWELL AVE | WAYCROSS | Ware | 9148023 | 3 | [5 empty] | Removed from Ground | Gas (Historical Use) | 500 | Bare Steel | 1963-07-17 | Unknown | Suction (American)
GA DOT WARE CO ROUTINE MAINT 105 | 3321 ALBANY AVE | WAYCROSS | Ware | 9148024 | 547D1 | [5 empty] | Removed from Ground | Diesel | 1000 | Cathodically Protected Steel | 1990-01-01 | Galvanized Steel | Safe Suction (Euro)
GA DOT WARE CO ROUTINE MAINT 105 | 3321 ALBANY AVE | WAYCROSS | Ware | 9148024 | 547G1 | [5 empty] | Removed from Ground | Gas (Historical Use) | 1000 | Cathodically Protected Steel | 1990-01-01 | Galvanized Steel | Safe Suction (Euro)
OLD GA DOT 10582/WARE CO ROUTINE | 1001 COLUMBUS ST | WAYCROSS | Ware | 9148025 | 10582-1 | [5 empty] | Removed from Ground | Gas (Historical Use) | 987 | Bare Steel | 1989-08-11 | Galvanized Steel | Safe Suction (Euro)
BUDS WAREHOUSE SALES | 2215 MEMORIAL DR | WAYCROSS | Ware | 9148027 | 1 |  |  | TRUE |  | TRUE | Removed from Ground | Used Oil | 550 | Not Marked/Unknown | 1995-06-02 | Unknown
HWY HEAVEN TRUCKSTOP & RESTAURANT | 3530 LOVETT RD | WAYCROSS | Ware | 9148028 | 5 |  | 1994-03-15 | FALSE | 1994-03-15 | FALSE | Temporarily out of use | Diesel | 12000 | Galvanic (STIP-3) | 1994-03-15 |  | Pressurized
HWY HEAVEN TRUCKSTOP & RESTAURANT | 3530 LOVETT RD | WAYCROSS | Ware | 9148028 | D/F |  | 1998-11-01 | FALSE | 1994-03-15 | FALSE | Temporarily out of use | Diesel | 12000 | Galvanic (STIP-3) | 1994-03-15 |  | Pressurized
HWY HEAVEN TRUCKSTOP & RESTAURANT | 3530 LOVETT RD | WAYCROSS | Ware | 9148028 | PLUSU |  | 1998-11-01 | FALSE | 1994-03-15 | FALSE | Temporarily out of use | Gas (Historical Use) | 6000 | Galvanic (STIP-3) | 1994-03-15 |  | Pressurized
HWY HEAVEN TRUCKSTOP & RESTAURANT | 3530 LOVETT RD | WAYCROSS | Ware | 9148028 | PU |  | 1998-11-01 | FALSE | 1994-03-15 | FALSE | Temporarily out of use | Gas (Historical Use) | 6000 | Galvanic (STIP-3) | 1994-03-15 |  | Pressurized
HWY HEAVEN TRUCKSTOP & RESTAURANT | 3530 LOVETT RD | WAYCROSS | Ware | 9148028 | RU |  | 1998-11-01 | FALSE | 1994-03-15 | FALSE | Temporarily out of use | Gas (Historical Use) | 10000 | Galvanic (STIP-3) | 1994-03-15 |  | Pressurized
WARE COUNTY COMM | 805 GROVE STREET | WAYCROSS | Ware | 9148029 | 1 | [5 empty] | Removed from Ground | Gas (Historical Use) | 1000 | Bare Steel | 1996-03-27 | Galvanized Steel | Suction (American)
WARE COUNTY COMM | 805 GROVE STREET | WAYCROSS | Ware | 9148029 | 2 | [5 empty] | Removed from Ground | Gas (Historical Use) | 1000 | Bare Steel | 1996-03-27 | Galvanized Steel | Suction (American)
WARE COUNTY COMM | 805 GROVE STREET | WAYCROSS | Ware | 9148029 | 3 | [5 empty] | Permanently Out of Use - historical purposes | Diesel | 10000 | Marked Unknown |  | Unknown
POST OFFICE | 601 TEBEAU ST | WAYCROSS | Ware | 9148030 | 1 | [5 empty] | Permanently Out of Use - historical purposes | Diesel | 5000 | Marked Unknown | 1975-03-01 | Galvanized Steel | Suction (American)
GRIFFINS COUNTRY MALL | 3900 BRUNSWICK HWY | WAYCROSS | Ware | 9148031 | 1 |  | 1998-12-28 |  | 1998-12-28 |  | Currently in Use | Gas (Historical Use) | 6000 | Epoxy | 1988-06-20 | Fiberglass Reinforced Plastic | Pressurized
GRIFFINS COUNTRY MALL | 3900 BRUNSWICK HWY | WAYCROSS | Ware | 9148031 | 2 |  | 1998-12-28 |  | 1998-12-28 |  | Currently in Use | Gas (Historical Use) | 6000 | Composite | 1988-06-20 | Fiberglass Reinforced Plastic | Pressurized
GRIFFINS COUNTRY MALL | 3900 BRUNSWICK HWY | WAYCROSS | Ware | 9148031 | 3 |  | 1998-12-28 |  | 1998-12-28 |  | Currently in Use | Gas (Historical Use) | 6000 | Composite | 1988-06-20 | Fiberglass Reinforced Plastic | Pressurized
GRIFFINS COUNTRY MALL | 3900 BRUNSWICK HWY | WAYCROSS | Ware | 9148031 | 4 |  | 1998-12-28 |  | 1998-12-28 |  | Currently in Use | Diesel | 4000 | Composite | 1988-06-20 | Fiberglass Reinforced Plastic | Pressurized
ADENS MINIT MART #48 | 2198 BRUNEL ST | WAYCROSS | Ware | 9151010 | RU | Flapper Valve | 1996-01-31 | FALSE | 1996-01-31 | FALSE | Currently in Use | Regular | 8000 | Steel-Impressed Current | 1996-08-09 | Steel (Impressed Current) | Suction (American)
ADENS MINIT MART #48 | 2198 BRUNEL ST | WAYCROSS | Ware | 9151010 | SU | Flapper Valve | 1996-01-31 | FALSE | 1996-01-31 | FALSE | Currently in Use | Premium | 8000 | Steel-Impressed Current | 1996-08-09 | Steel (Impressed Current) | Suction (American)
MOORES COUNTRY STORE | 6264 VALDOSTA HWY | MANOR | Ware | 9148035 | 1 |  |  | FALSE |  | FALSE | Removed from Ground |  | 1000 | Bare Steel | 1998-09-01 | Galvanized Steel | Suction (American)
MOORES COUNTRY STORE | 6264 VALDOSTA HWY | MANOR | Ware | 9148035 | 2 |  |  | FALSE |  | FALSE | Removed from Ground |  | 1000 | Bare Steel | 1998-09-01 | Galvanized Steel | Suction (American)
MOORES COUNTRY STORE | 6264 VALDOSTA HWY | MANOR | Ware | 9148035 | 3 |  |  | FALSE |  | FALSE | Removed from Ground | Diesel | 500 | Bare Steel | 1998-09-01 | Galvanized Steel | Suction (American)
MOORES COUNTRY STORE | 6264 VALDOSTA HWY | MANOR | Ware | 9148035 | 4A | Flapper Valve | 2015-03-13 | FALSE | 2015-03-23 | FALSE | Currently in Use | Ethanol | 2000 | Galvanic (STIP-3) | 2015-06-15 | Fiberglass Reinforced Plastic | Safe Suction (Euro)
MOORES COUNTRY STORE | 6264 VALDOSTA HWY | MANOR | Ware | 9148035 | 4B | Flapper Valve | 2015-03-13 | FALSE | 2015-03-23 | FALSE | Currently in Use | Diesel | 1000 | Galvanic (STIP-3) | 1998-10-07 | Fiberglass Reinforced Plastic | Safe Suction (Euro)
MOORES COUNTRY STORE | 6264 VALDOSTA HWY | MANOR | Ware | 9148035 | 4C | Flapper Valve | 2015-02-13 | FALSE | 2015-03-23 | FALSE | Currently in Use | Diesel | 2000 | Galvanic (STIP-3) | 2015-06-15 | Fiberglass Reinforced Plastic | Safe Suction (Euro)
QUICK PICK EXPRESS | 2720 ALBANY AVE | WAYCROSS | Ware | 9148036 | 1 |  | 1998-12-01 |  | 1998-12-01 |  | Currently in Use | Gas (Historical Use) | 6000 | Steel-Impressed Current | 1984-10-01 | Cathodically Protected | Pressurized
QUICK PICK EXPRESS | 2720 ALBANY AVE | WAYCROSS | Ware | 9148036 | 2 |  | 1998-12-01 |  | 1998-12-01 |  | Currently in Use | Gas (Historical Use) | 6000 | Steel-Impressed Current | 1984-10-01 | Cathodically Protected | Pressurized
QUICK PICK EXPRESS | 2720 ALBANY AVE | WAYCROSS | Ware | 9148036 | 3 |  | 1998-12-01 |  | 1998-12-01 |  | Currently in Use | Gas (Historical Use) | 6000 | Steel-Impressed Current | 1985-07-01 | Cathodically Protected | Pressurized
WARE COUNTY SCHOOLS BUS SHOP | 1870 W WACONA DR | WAYCROSS | Ware | 9148037 | 1 | [5 empty] | Removed from Ground | Diesel | 8000 | Bare Steel | 1975-06-01 | Not Marked
WARE COUNTY SCHOOLS BUS SHOP | 1870 W WACONA DR | WAYCROSS | Ware | 9148037 | 2 |  | 1996-08-21 | FALSE | 1996-08-21 | FALSE | Removed from Ground | Gas (Historical Use) | 1000 | Composite | 1985-07-01 | Double-Walled Flex | Safe Suction (Euro)
WARE COUNTY SCHOOLS BUS SHOP | 1870 W WACONA DR | WAYCROSS | Ware | 9148037 | 3 |  | 1996-08-21 | FALSE | 1996-08-21 | FALSE | Removed from Ground | Gas (Historical Use) | 1000 | Composite | 1985-07-01 | Double-Walled Flex | Safe Suction (Euro)
WARE COUNTY SCHOOLS BUS SHOP | 1870 W WACONA DR | WAYCROSS | Ware | 9148037 | 4 |  | 1998-08-21 | FALSE | 1998-08-21 | FALSE | Removed from Ground | Diesel | 10000 | Composite | 1998-06-13 | Double-Walled Flex | Safe Suction (Euro)
AT & T | 614 PENDLETON ST | WAYCROSS | Ware | 9148038 | 1 | [5 empty] | Closed in Ground | Empty | 1000 | Cathodically Protected Steel | 1954-01-01 | Copper
AT & T | 614 PENDLETON ST | WAYCROSS | Ware | 9148038 | 2 | [5 empty] | Removed from Ground | Other | 1000 | Cathodically Protected Steel | 1991-01-01 | Copper
AT & T | 614 PENDLETON ST | WAYCROSS | Ware | 9148038 | 3 | [5 empty] | Removed from Ground | Diesel | 3000 | Cathodically Protected Steel | 1994-07-11 | Copper
GILLIS BROS INC | 6577 DOUGLAS HWY | MILLWOOD | Ware | 9148039 | 1 |  | 1999-02-22 |  | 1999-02-22 |  | Currently in Use | Gas (Historical Use) | 4000 | Cathodically Protected Steel | 1981-05-01 | Cathodically Protected | Suction (American)
GILLIS BROS INC | 6577 DOUGLAS HWY | MILLWOOD | Ware | 9148039 | 2 |  | 1999-02-22 |  | 1999-02-22 |  | Currently in Use | Diesel | 4000 | Cathodically Protected Steel | 1981-05-01 | Cathodically Protected | Suction (American)
GILLIS BROS INC | 6577 DOUGLAS HWY | MILLWOOD | Ware | 9148039 | 3 |  | 1999-02-22 |  | 1999-02-22 |  | Currently in Use | Diesel | 4000 | Cathodically Protected Steel | 1981-05-01 | Cathodically Protected | Suction (American)
BIG RIVER OIL CO | 1603 KNIGHT AVE | WAYCROSS | Ware | 9148040 | 1 |  | 1998-12-14 | FALSE | 1997-07-01 | FALSE | Removed from Ground | Gas (Historical Use) | 10000 | Steel-Impressed Current | 1997-07-01 |  | Pressurized
BIG RIVER OIL CO | 1603 KNIGHT AVE | WAYCROSS | Ware | 9148040 | 2 |  | 1998-12-14 | FALSE | 1997-07-01 | FALSE | Removed from Ground | Gas (Historical Use) | 10000 | Steel-Impressed Current | 1997-07-01 |  | Pressurized
BIG RIVER OIL CO | 1603 KNIGHT AVE | WAYCROSS | Ware | 9148040 | 3 |  | 1998-12-14 | FALSE | 1997-07-01 | FALSE | Removed from Ground | Gas (Historical Use) | 12000 | Steel-Impressed Current | 1997-07-01 |  | Pressurized
BIG RIVER OIL CO | 1603 KNIGHT AVE | WAYCROSS | Ware | 9148040 | 4 |  | 1998-12-14 | FALSE | 1997-07-01 | FALSE | Removed from Ground | Diesel | 12000 | Steel-Impressed Current | 1997-07-01 |  | Pressurized
BIG RIVER OIL CO | 1603 KNIGHT AVE | WAYCROSS | Ware | 9148040 | 5 |  | 1998-12-14 | FALSE | 1997-07-01 | FALSE | Removed from Ground | Diesel | 4000 | Steel-Impressed Current | 1997-07-01 |  | Pressurized
Friendly Express #103 | 1811 South Georgia Pkwy W | WAYCROSS | Ware | 9148041 | 1 |  | 1998-06-01 | FALSE | 1993-06-10 | TRUE | Removed from Ground | Diesel | 10000 | Composite | 1993-06-10 | Fiberglass Reinforced Plastic | Pressurized
Friendly Express #103 | 1811 South Georgia Pkwy W | WAYCROSS | Ware | 9148041 | 2 |  | 1998-06-01 | FALSE | 1993-06-10 | TRUE | Removed from Ground | Gas (Historical Use) | 10000 | Composite | 1993-06-10 | Fiberglass Reinforced Plastic | Pressurized
Friendly Express #103 | 1811 South Georgia Pkwy W | WAYCROSS | Ware | 9148041 | 3 |  | 1998-06-01 | FALSE | 1993-06-10 | TRUE | Removed from Ground | Gas (Historical Use) | 6000 | Composite | 1993-06-10 | Fiberglass Reinforced Plastic | Pressurized
Friendly Express #103 | 1811 South Georgia Pkwy W | WAYCROSS | Ware | 9148041 | 4 |  | 1998-06-01 | FALSE | 1993-06-10 | TRUE | Removed from Ground | Diesel | 6000 | Composite | 1993-06-10 | Fiberglass Reinforced Plastic | Pressurized
Friendly Express #103 | 1811 South Georgia Pkwy W | WAYCROSS | Ware | 9148041 | 5A | Flapper Valve | 2018-08-28 | FALSE | 2018-08-28 | FALSE | Currently in Use | Regular | 20000 | Composite Double Walled | 2018-08-28 | Double-Walled Flex | Pressurized
Friendly Express #103 | 1811 South Georgia Pkwy W | WAYCROSS | Ware | 9148041 | 5B | Flapper Valve | 2018-08-28 | FALSE | 2018-08-28 | FALSE | Currently in Use | Premium | 5000 | Composite Double Walled | 2018-08-28 | Double-Walled Flex | Pressurized
Friendly Express #103 | 1811 South Georgia Pkwy W | WAYCROSS | Ware | 9148041 | 6A | Flapper Valve | 2018-08-28 | FALSE | 2018-08-28 | FALSE | Currently in Use | Diesel | 20000 | Composite Double Walled | 2018-08-28 | Double-Walled Flex | Pressurized
Friendly Express #103 | 1811 South Georgia Pkwy W | WAYCROSS | Ware | 9148041 | 6B | Flapper Valve | 2018-08-28 | FALSE | 2018-08-28 | FALSE | Currently in Use | E-0 | 5000 | Composite Double Walled | 2018-08-28 | Double-Walled Flex | Pressurized
R K FOODS | 2000 CARSWELL AVE | WAYCROSS | Ware | 9148042 | 1 |  | 1996-12-12 | FALSE | 1996-12-12 | FALSE | Currently in Use | Gas (Historical Use) | 8000 | Steel-Impressed Current | 1988-07-01 | Fiberglass Reinforced Plastic | Pressurized
R K FOODS | 2000 CARSWELL AVE | WAYCROSS | Ware | 9148042 | 2 |  | 1996-12-12 |  | 1996-12-12 |  | Currently in Use | Gas (Historical Use) | 8000 | Steel-Impressed Current | 1985-05-01 | Fiberglass Reinforced Plastic | Pressurized
R K FOODS | 2000 CARSWELL AVE | WAYCROSS | Ware | 9148042 | 3 |  | 1996-12-12 |  | 1996-12-12 |  | Currently in Use | Gas (Historical Use) | 6000 | Steel-Impressed Current | 1985-05-01 | Fiberglass Reinforced Plastic | Pressurized
OLD DEPOT INC | 1611 KENTUCKY AVE | WAYCROSS | Ware | 9148043 | DIESEL | [5 empty] | Currently in Use | Diesel | 0 | Bare Steel | 1982-01-01 | Galvanized Steel | Pressurized
OLD DEPOT INC | 1611 KENTUCKY AVE | WAYCROSS | Ware | 9148043 | PREM | [5 empty] | Currently in Use | Gas (Historical Use) | 0 | Bare Steel | 1982-01-01 | Galvanized Steel | Pressurized
OLD DEPOT INC | 1611 KENTUCKY AVE | WAYCROSS | Ware | 9148043 | REG | [5 empty] | Currently in Use | Gas (Historical Use) | 0 | Bare Steel | 1982-01-01 | Galvanized Steel | Pressurized
BAPTIST VILLAGE INC | 2650 CARSWELL AVE | WAYCROSS | Ware | 9148046 | 1 | [5 empty] | Removed from Ground | Gas (Historical Use) | 1000 | Bare Steel | 1996-04-08 | Bare Steel | Safe Suction (Euro)
BAPTIST VILLAGE INC | 2650 CARSWELL AVE | WAYCROSS | Ware | 9148046 | 2 | [5 empty] | Removed from Ground | Diesel | 1000 | Bare Steel | 1996-04-08 | Bare Steel | Safe Suction (Euro)
BAPTIST VILLAGE INC | 2650 CARSWELL AVE | WAYCROSS | Ware | 9148046 | 3 | [5 empty] | Removed from Ground | Diesel | 1000 | Bare Steel | 1996-04-08 | Bare Steel | Safe Suction (Euro)
CONLEY SHEET METAL | 1638 PLANT AVE | WAYCROSS | Ware | 9148048 | 1 | [5 empty] | Removed from Ground | Gas (Historical Use) | 750 | Bare Steel | 1979-01-01 | Not Marked
CSX TRANSPORTATION/RICE YARD | 1100 WEST HAMILTON | WAYCROSS | Ware | 9148049 | 1 | [5 empty] | Removed from Ground | Gas (Historical Use) | 1000 | Bare Steel | 1996-06-20 | Not Marked
WOODARD PROPERTY | 513 MEMORIAL DR | WAYCROSS | Ware | 9148050 | 1 | [5 empty] | Removed from Ground | Gas (Historical Use) | 0 | Not Marked/Unknown | 1990-01-01 | Not Marked
BUNKYS #1 | 1545 STATE STREET | WAYCROSS | Ware | 9148051 | 1 | [5 empty] | Removed from Ground | Kerosene | 2000 | Bare Steel | 1979-09-15 | Bare Steel | Pressurized
FIVE STAR FOODS INC | 2002 CARSWELL AVENUE | WAYCROSS | Ware | 9148052 | 1 | [5 empty] | Removed from Ground | Gas (Historical Use) | 6000 | Bare Steel | 1996-12-12 | Bare Steel
FIVE STAR FOODS INC | 2002 CARSWELL AVENUE | WAYCROSS | Ware | 9148052 | 2 | [5 empty] | Removed from Ground | Gas (Historical Use) | 6000 | Bare Steel | 1996-12-12 | Bare Steel
JOHN T THRIFT | 3840 NEEDHAM RD | WAYCROSS | Ware | 9148054 | 1A |  | 1997-10-17 |  | 1997-10-17 |  | Temporarily out of use | Gas (Historical Use) | 5000 | Composite | 1997-09-30 | Fiberglass Reinforced Plastic | Suction (American)
JOHN T THRIFT | 3840 NEEDHAM RD | WAYCROSS | Ware | 9148054 | 1B |  | 1997-10-17 |  | 1997-10-17 |  | Temporarily out of use | Gas (Historical Use) | 5000 | Composite | 1997-09-30 | Fiberglass Reinforced Plastic | Suction (American)
SOUTHLAND WASTE SYSTEMS | 3473 HARRIS RD | WAYCROSS | Ware | 9148055 | 1 |  | 1998-04-10 |  | 1998-04-10 |  | Currently in Use | Diesel | 12000 | Composite | 1998-04-08 | Fiberglass Reinforced Plastic | Safe Suction (Euro)
PLANT AVENUE SITE | 644 PLANT AVENUE | WAYCROSS | Ware | 9148056 | 1 | [5 empty] | Removed from Ground | Gas (Historical Use) | 6000 | Bare Steel | 1930-01-01 | Galvanized Steel
PLANT AVENUE SITE | 644 PLANT AVENUE | WAYCROSS | Ware | 9148056 | 2 | [5 empty] | Removed from Ground | Gas (Historical Use) | 12000 | Bare Steel | 1930-01-01 | Galvanized Steel
PLANT AVENUE SITE | 644 PLANT AVENUE | WAYCROSS | Ware | 9148056 | 3 | [5 empty] | Removed from Ground | Gas (Historical Use) | 15000 | Bare Steel | 1930-01-01 | Galvanized Steel
W COLLEY TRUST/COLLEY MEAT PACKI | 2651 ALBANY AVE | WAYCROSS | Ware | 9148057 | 1 | [5 empty] | Removed from Ground | Gas (Historical Use) | 1000 | Bare Steel | 1943-01-01 | Galvanized Steel | Safe Suction (Euro)
HUEYS COUNTRY STORE | 7471 ALBANY HWY | MILLWOOD | Ware | 9148058 | 1A | Flapper Valve | 2000-01-08 | FALSE | 2000-01-08 | FALSE | Currently in Use | Regular | 8000 | Composite | 2000-01-08 | Double-Walled Flex | Pressurized
HUEYS COUNTRY STORE | 7471 ALBANY HWY | MILLWOOD | Ware | 9148058 | 1B | Flapper Valve | 2000-01-08 | FALSE | 2000-01-08 | FALSE | Currently in Use | Premium | 4000 | Composite | 2000-01-08 | Double-Walled Flex | Pressurized
HUEYS COUNTRY STORE | 7471 ALBANY HWY | MILLWOOD | Ware | 9148058 | 2 |  | 2000-01-08 |  | 2000-01-08 |  | Currently in Use | Diesel | 4000 | Composite | 2000-01-08 | Double-Walled Flex | Pressurized
MURPHY USA #6736 | 2405 MEMORIAL DR | WAYCROSS | Ware | 9148059 | 1A |  | 2001-11-12 | FALSE | 2001-11-12 | FALSE | Currently in Use | Gas (Historical Use) | 14000 | Fiberglass Double Walled | 2001-10-19 | Double-Walled Flex | Pressurized
MURPHY USA #6736 | 2405 MEMORIAL DR | WAYCROSS | Ware | 9148059 | 1B |  | 2001-11-12 | FALSE | 2001-11-12 | FALSE | Currently in Use | Gas (Historical Use) | 7000 | Fiberglass Double Walled | 2001-10-19 | Double-Walled Flex | Pressurized
MURPHY USA #6736 | 2405 MEMORIAL DR | WAYCROSS | Ware | 9148059 | 2A |  | 2001-11-12 | FALSE | 2001-11-12 | FALSE | Currently in Use | Gas (Historical Use) | 14000 | Fiberglass Double Walled | 2001-11-12 | Double-Walled Flex | Pressurized
MURPHY USA #6736 | 2405 MEMORIAL DR | WAYCROSS | Ware | 9148059 | 2B |  | 2001-11-12 | FALSE | 2001-11-12 | FALSE | Currently in Use | Diesel | 7000 | Fiberglass Double Walled | 2001-10-19 | Double-Walled Flex | Pressurized
FLASH #176 | 1401 TEBEAU ST | WAYCROSS | Ware | 9000705 | 1 | [5 empty] | Removed from Ground | Gas (Historical Use) | 8000 | Bare Steel | 1977-05-07 | Galvanized Steel
FLASH #176 | 1401 TEBEAU ST | WAYCROSS | Ware | 9000705 | 2 | [5 empty] | Removed from Ground | Gas (Historical Use) | 8000 | Bare Steel | 1977-05-07 | Galvanized Steel
FLASH #176 | 1401 TEBEAU ST | WAYCROSS | Ware | 9000705 | 3 | [5 empty] | Removed from Ground | Gas (Historical Use) | 8000 | Bare Steel | 1977-05-07 | Galvanized Steel
FLASH #176 | 1401 TEBEAU ST | WAYCROSS | Ware | 9000705 | 4 | [5 empty] | Removed from Ground | Gas (Historical Use) | 8000 | Bare Steel | 1977-05-07 | Galvanized Steel
FLASH #176 | 1401 TEBEAU ST | WAYCROSS | Ware | 9000705 | 5 | Flapper Valve | 1993-04-01 | FALSE | 1993-04-01 | FALSE | Currently in Use | Regular | 10000 | Composite | 1993-04-01 | Double-Walled Fiberglass | Pressurized
FLASH #176 | 1401 TEBEAU ST | WAYCROSS | Ware | 9000705 | 6 | Flapper Valve | 1993-04-01 | FALSE | 1993-04-01 | FALSE | Currently in Use | Diesel | 8000 | Composite | 1993-04-01 | Double-Walled Fiberglass | Pressurized
FLASH #176 | 1401 TEBEAU ST | WAYCROSS | Ware | 9000705 | 7 | Flapper Valve | 1993-04-01 | FALSE | 1993-04-01 | FALSE | Currently in Use | Premium | 8000 | Composite | 1993-04-01 | Double-Walled Fiberglass | Pressurized
HUNTLEY JIFFY STORE #350 | US HWY 84 @ DIXIE AVE | WAYCROSS | Ware | 9000463 | 1 | [5 empty] | Removed from Ground | Gas (Historical Use) | 8000 | Bare Steel | 1981-02-25 | Galvanized Steel
HUNTLEY JIFFY STORE #350 | US HWY 84 @ DIXIE AVE | WAYCROSS | Ware | 9000463 | 2 | [5 empty] | Removed from Ground | Gas (Historical Use) | 8000 | Bare Steel | 1981-02-25 | Galvanized Steel
HUNTLEY JIFFY STORE #350 | US HWY 84 @ DIXIE AVE | WAYCROSS | Ware | 9000463 | 3 | [5 empty] | Removed from Ground | Gas (Historical Use) | 8000 | Bare Steel | 1981-02-25 | Galvanized Steel
CHAMPION INTERNATIONAL/WAYCROSS | FULFORD AVE IND PARK | WAYCROSS | Ware | 9000467 | 1 | [5 empty] | Removed from Ground | Diesel | 1000 | Bare Steel | 1968-05-12 | Galvanized Steel
CHAMPION INTERNATIONAL/WAYCROSS | FULFORD AVE IND PARK | WAYCROSS | Ware | 9000467 | 2 | [5 empty] | Removed from Ground | Gas (Historical Use) | 1000 | Bare Steel | 1968-05-12 | Galvanized Steel
CHAMPION INTERNATIONAL/WAYCROSS | FULFORD AVE IND PARK | WAYCROSS | Ware | 9000467 | 3 | [5 empty] | Removed from Ground | Diesel | 500 | Bare Steel | 1976-05-10 | Galvanized Steel
CHAMPION INTERNATIONAL/WAYCROSS | FULFORD AVE IND PARK | WAYCROSS | Ware | 9000467 | 4 | [5 empty] | Removed from Ground | Gas (Historical Use) | 500 | Bare Steel | 1981-05-09 | Galvanized Steel
CHAMPION INTERNATIONAL/WAYCROSS | FULFORD AVE IND PARK | WAYCROSS | Ware | 9000467 | 5 | [5 empty] | Removed from Ground | Diesel | 1000 | Bare Steel | 1981-05-09 | Galvanized Steel
WAYCROSS COCA-COLA | 101 NORTH NICHOLS ST | WAYCROSS | Ware | 9000511 | 1 | [5 empty] | Removed from Ground | Gas (Historical Use) | 10000 | Bare Steel | 1957-05-12 | Galvanized Steel | Suction (American)
WAYCROSS COCA-COLA | 101 NORTH NICHOLS ST | WAYCROSS | Ware | 9000511 | 2 | [5 empty] | Removed from Ground | Diesel | 6000 | Bare Steel | 1957-05-12 | Galvanized Steel | Suction (American)
SUNSHINE AUTO BROKER | 1913 MEMORIAL DR | WAYCROSS | Ware | 10000290 | 1 |  |  | FALSE |  | FALSE | Removed from Ground | Gas (Historical Use) | 500 | Unknown | 2002-04-04
SUNSHINE AUTO BROKER | 1913 MEMORIAL DR | WAYCROSS | Ware | 10000290 | 2 |  |  | FALSE |  | FALSE | Removed from Ground | Gas (Historical Use) | 500 | Unknown | 2002-04-04
STATE FARM BUILDING | 515 JANE STREET | WAYCROSS | Ware | 10000591 | 1 |  |  | FALSE |  | FALSE | Removed from Ground | Gas (Historical Use) | 1000 | Unknown | 2004-02-18
STATE FARM BUILDING | 515 JANE STREET | WAYCROSS | Ware | 10000591 | 2 |  |  | FALSE |  | FALSE | Removed from Ground | Gas (Historical Use) | 1000 | Unknown | 2004-02-18
STATE FARM BUILDING | 515 JANE STREET | WAYCROSS | Ware | 10000591 | 3 |  |  | FALSE |  | FALSE | Removed from Ground | Gas (Historical Use) | 1000 | Unknown | 2004-02-18
STATE FARM BUILDING | 515 JANE STREET | WAYCROSS | Ware | 10000591 | 4 |  |  | FALSE |  | FALSE | Removed from Ground | Gas (Historical Use) | 1000 | Unknown | 2004-02-18
O'QUINN AUTO ELECTRIC REPAIR | 501 JANE STREET | WAYCROSS | Ware | 10000592 | 1 |  |  | FALSE |  | FALSE | Removed from Ground | Gas (Historical Use) | 1000 | Unknown | 2004-02-19
GEORGIA PUBLIC HEALTH LABORATORY | 1751 GUS KARLE PKWY | WAYCROSS | Ware | 10001632 | 1 |  | 2006-06-08 | FALSE | 2006-06-08 | FALSE | Closed in Ground | Diesel | 2500 | Fiberglass Double Walled | 2006-06-08 | Fiberglass Reinforced Plastic | Suction (American)
DONALD COURSOM | 1613 STATE STREET | WAYCROSS | Ware | 10001146 | 1 |  |  | FALSE |  | FALSE | Closed in Ground | Gas (Historical Use) | 3000 | Bare Steel | 2006-06-08 | Bare Steel
DONALD COURSOM | 1613 STATE STREET | WAYCROSS | Ware | 10001146 | 2 |  |  | FALSE |  | FALSE | Closed in Ground | Gas (Historical Use) | 3000 | Bare Steel | 2006-06-08 | Bare Steel
DONALD COURSOM | 1613 STATE STREET | WAYCROSS | Ware | 10001146 | 3 |  |  | FALSE |  | FALSE | Closed in Ground | Gas (Historical Use) | 3000 | Bare Steel | 2006-06-08 | Bare Steel
KROGER GA-439 | 1600 MEMORIAL DR | WAYCROSS | Ware | 10001341 | 1A |  | 2007-04-05 | FALSE | 2007-04-05 | FALSE | Currently in Use | Diesel | 8000 | Fiberglass Double Walled | 2007-03-08 |  | Pressurized
KROGER GA-439 | 1600 MEMORIAL DR | WAYCROSS | Ware | 10001341 | 1B |  | 2007-04-05 | FALSE | 2007-04-05 | FALSE | Currently in Use | Gas (Historical Use) | 8000 | Fiberglass Double Walled | 2007-03-08 |  | Pressurized
KROGER GA-439 | 1600 MEMORIAL DR | WAYCROSS | Ware | 10001341 | A.106040 |  | 2007-04-05 | FALSE | 2007-04-05 | FALSE | Currently in Use | Gas (Historical Use) | 20000 | Fiberglass Double Walled | 2007-03-08 |  | Pressurized
FRIENDLY EXPRESS #104 | 6509 ALMA HWY | WAYCROSS | Ware | 10001986 | 1 | Flapper Valve | 2011-04-18 | FALSE | 2011-04-18 | FALSE | Currently in Use | Diesel | 16000 | Composite Double Walled | 2011-04-08 | Double-Walled Flex | Pressurized
FRIENDLY EXPRESS #104 | 6509 ALMA HWY | WAYCROSS | Ware | 10001986 | 2 | Flapper Valve | 2011-04-08 | FALSE | 2011-04-08 | FALSE | Currently in Use | Regular | 12000 | Composite Double Walled | 2011-04-08 | Double-Walled Flex | Pressurized
FRIENDLY EXPRESS #104 | 6509 ALMA HWY | WAYCROSS | Ware | 10001986 | 3A | Flapper Valve | 2011-04-08 | FALSE | 2011-04-08 | FALSE | Currently in Use | Premium | 6000 | Composite Double Walled | 2011-04-08 | Double-Walled Flex | Pressurized
FRIENDLY EXPRESS #104 | 6509 ALMA HWY | WAYCROSS | Ware | 10001986 | 3B | Flapper Valve | 2011-04-08 | FALSE | 2011-04-08 | FALSE | Currently in Use | Diesel Off Road | 6000 | Composite Double Walled | 2011-04-08 | Double-Walled Flex | Pressurized
MAYO CLINIC HEALTH SYS IN WAYCROSS SATILLA CARE CENTER | 1600 RIVERSIDE AVENUE | WAYCROSS | Ware | 10002011 | 1 |  |  | FALSE |  | FALSE | Closed in Ground |  | 1000 | Unknown | 2011-06-24 | Unknown
MAYO CLINIC HEALTH SYS IN WAYCROSS SATILLA CARE CENTER | 1600 RIVERSIDE AVENUE | WAYCROSS | Ware | 10002011 | 2 |  |  | FALSE |  | FALSE | Closed in Ground |  | 500 | Unknown | 2011-06-24 | Unknown
FLASH FOODS #258 | 1736 S GEORGIA PKWY W | WAYCROSS | Ware | 10001892 | 1 |  | 2010-07-09 | FALSE | 2010-07-09 | FALSE | Currently in Use | Diesel | 30000 | Composite Double Walled | 2010-07-09 | Double-Walled Flex | Pressurized
FLASH FOODS #258 | 1736 S GEORGIA PKWY W | WAYCROSS | Ware | 10001892 | 2 |  | 2010-07-09 | FALSE | 2010-07-09 | FALSE | Currently in Use | Diesel | 30000 | Composite Double Walled | 2010-07-09 | Double-Walled Flex | Pressurized
FLASH FOODS #258 | 1736 S GEORGIA PKWY W | WAYCROSS | Ware | 10001892 | 3 |  | 2010-07-09 | FALSE | 2010-07-09 | FALSE | Currently in Use | Gas (Historical Use) | 15000 | Composite Double Walled | 2010-07-09 | Double-Walled Flex | Pressurized
FLASH FOODS #258 | 1736 S GEORGIA PKWY W | WAYCROSS | Ware | 10001892 | 4 |  | 2010-07-09 | FALSE | 2010-07-09 | FALSE | Currently in Use | Gas (Historical Use) | 10000 | Composite Double Walled | 2010-07-09 | Double-Walled Flex | Pressurized
FLASH FOODS #258 | 1736 S GEORGIA PKWY W | WAYCROSS | Ware | 10001892 | 5 |  | 2010-07-09 | FALSE | 2010-07-09 | FALSE | Currently in Use | Diesel | 10000 | Composite Double Walled | 2010-07-09 | Double-Walled Flex | Pressurized
FLASH FOODS #258 | 1736 S GEORGIA PKWY W | WAYCROSS | Ware | 10001892 | 6 |  | 2010-07-09 | FALSE | 2010-07-09 | FALSE | Currently in Use | E-85 | 8000 | Composite Double Walled | 2010-07-09 | Double-Walled Flex | Pressurized
WALMART NEIGHBORHOOD MARKET #4527 | 1620 PLANT AVE | WAYCROSS | Ware | 10002489 | 1 | Flapper Valve | 2015-09-23 | FALSE | 2015-05-15 | FALSE | Currently in Use | Gas (Historical Use) | 15000 | Fiberglass Double Walled | 2015-04-30 | Double-Walled Flex | Pressurized
WALMART NEIGHBORHOOD MARKET #4527 | 1620 PLANT AVE | WAYCROSS | Ware | 10002489 | 2A | Flapper Valve | 2015-09-23 | FALSE | 2015-05-15 | FALSE | Currently in Use | Gas (Historical Use) | 8000 | Fiberglass Double Walled | 2015-04-30 | Double-Walled Flex | Pressurized
WALMART NEIGHBORHOOD MARKET #4527 | 1620 PLANT AVE | WAYCROSS | Ware | 10002489 | 2B | Flapper Valve | 2015-09-23 | FALSE | 2015-05-15 | FALSE | Currently in Use | Diesel | 7000 | Fiberglass Double Walled | 2015-04-30 | Double-Walled Flex | Pressurized
FORMER INTERNATIONAL HARVESTER FACILITY | 1630 PLANT AVENUE | WAYCROSS | Ware | 10002430 | 1 |  |  | FALSE |  | FALSE | Removed from Ground | Not Marked/Tank Removed | 500 | Unknown | 2015-02-03 | Unknown
GDOT FACILITY EDS00-0084-00(023) 422120 (PARCEL 86) | 6236 VALDOSTA HIGHWAY | MANOR | Ware | 10002344 | 1 |  |  | FALSE |  | FALSE | Removed from Ground | Not Marked/Tank Removed | 550 | Unknown | 2014-04-22 | Unknown
GDOT FACILITY EDS00-0084-00(023) 422120 (PARCEL 86) | 6236 VALDOSTA HIGHWAY | MANOR | Ware | 10002344 | 2 |  |  | FALSE |  | FALSE | Removed from Ground | Not Marked/Tank Removed | 1000 | Unknown | 2014-04-22 | Unknown
GDOT FACILITY EDS00-0084-00(023) 422120 (PARCEL 86) | 6236 VALDOSTA HIGHWAY | MANOR | Ware | 10002344 | 3 |  |  | FALSE |  | FALSE | Removed from Ground | Not Marked/Tank Removed | 550 | Unknown | 2014-04-22 | Unknown
LANE 66 STATION | 1402 ALBANY AVE | WAYCROSS | Ware | 60286 | 1 | [5 empty] | Removed from Ground | Gas (Historical Use) | 4000 | Bare Steel | 1999-12-01 | Galvanized Steel
LANE 66 STATION | 1402 ALBANY AVE | WAYCROSS | Ware | 60286 | 2 | [5 empty] | Removed from Ground | Gas (Historical Use) | 4000 | Bare Steel | 1999-12-01 | Galvanized Steel
LANE 66 STATION | 1402 ALBANY AVE | WAYCROSS | Ware | 60286 | 3 | [5 empty] | Removed from Ground | Gas (Historical Use) | 4000 | Bare Steel | 1999-12-01 | Galvanized Steel
LANE 66 STATION | 1402 ALBANY AVE | WAYCROSS | Ware | 60286 | 4A |  | 1998-12-02 | FALSE | 1998-12-02 | FALSE | Temporarily out of use | Gas (Historical Use) | 4000 | Composite | 1998-12-01 | Fiberglass Reinforced Plastic | Suction (American)
LANE 66 STATION | 1402 ALBANY AVE | WAYCROSS | Ware | 60286 | 4B |  | 1998-12-02 | FALSE | 1998-12-02 | FALSE | Temporarily out of use | Gas (Historical Use) | 2000 | Composite | 1998-12-01 | Fiberglass Reinforced Plastic | Suction (American)
G.W. LEWIS ACOUSTICAL PLASTERING | 2319 KNIGHT AVE | WAYCROSS | Ware | 73 | 1 | [5 empty] | Removed from Ground | Gas (Historical Use) | 1000 | Bare Steel | 1977-08-09 | Galvanized Steel | Safe Suction (Euro)
INMANS OF WAYCROSS | 1014 PLANT AVE | WAYCROSS | Ware | 1480001 | 1 |  | 1998-12-01 |  | 1996-09-01 |  | Removed from Ground | Gas (Historical Use) | 8000 | Steel-Impressed Current | 1971-03-23 | Cathodically Protected | Pressurized
INMANS OF WAYCROSS | 1014 PLANT AVE | WAYCROSS | Ware | 1480001 | 2 |  | 1998-12-01 |  | 1996-09-01 |  | Removed from Ground | Gas (Historical Use) | 8000 | Steel-Impressed Current | 1971-03-23 | Cathodically Protected | Pressurized
INMANS OF WAYCROSS | 1014 PLANT AVE | WAYCROSS | Ware | 1480001 | 3 |  | 1998-12-01 |  | 1996-09-01 |  | Removed from Ground | Gas (Historical Use) | 2000 | Steel-Impressed Current | 1971-03-23 | Cathodically Protected | Suction (American)
INMANS OF WAYCROSS | 1014 PLANT AVE | WAYCROSS | Ware | 1480001 | 4 |  |  | TRUE |  | TRUE | Removed from Ground | Used Oil | 560 | Bare Steel | 1971-03-23 | Galvanized Steel | Pressurized
WELLS CARGO (SOUTH) INC | INDUSTRIAL PARK | WAYCROSS | Ware | 1480004 | 1 | [5 empty] | Closed in Ground | Diesel | 1000 | Bare Steel | 1974-03-14 | Galvanized Steel
WARE COUNTY FBO | 3098 KEEN DR | WAYCROSS | Ware | 1480005 | 1 | [5 empty] | Removed from Ground | Other | 15200 | Bare Steel | 1986-03-10 | Galvanized Steel | Suction (American)
WARE COUNTY FBO | 3098 KEEN DR | WAYCROSS | Ware | 1480005 | 2 | [5 empty] | Removed from Ground | Other | 4000 | Bare Steel | 1986-03-10 | Galvanized Steel | Suction (American)
WARE COUNTY FBO | 3098 KEEN DR | WAYCROSS | Ware | 1480005 | 3 | [5 empty] | Removed from Ground | Gas (Historical Use) | 4000 | Bare Steel | 1986-03-10 | Galvanized Steel | Suction (American)
SCOTT AVIATION SYSTEM INC | 7831 KEEN RD | WAYCROSS | Ware | 1480006 | 1 | [5 empty] | Removed from Ground | Other | 10000 | Bare Steel | 1971-03-14 | Bare Steel
SCOTT AVIATION SYSTEM INC | 7831 KEEN RD | WAYCROSS | Ware | 1480006 | 3 | [5 empty] | Removed from Ground | Gas (Historical Use) | 2000 | Bare Steel | 1971-03-14 | Bare Steel
SCOTT AVIATION SYSTEM INC | 7831 KEEN RD | WAYCROSS | Ware | 1480006 | 4 | [5 empty] | Removed from Ground | Gas (Historical Use) | 2000 | Bare Steel | 1971-03-14 | Bare Steel
SCOTT AVIATION SYSTEM INC | 7831 KEEN RD | WAYCROSS | Ware | 1480006 | 5 | [5 empty] | Removed from Ground | Gas (Historical Use) | 2000 | Bare Steel | 1971-03-14 | Bare Steel
SCOTT AVIATION SYSTEM INC | 7831 KEEN RD | WAYCROSS | Ware | 1480006 | DUP234 | [5 empty] | Removed from Ground | Hazardous Substance | 10000 | Bare Steel | 1971-03-14 | Bare Steel
CROSBY PONTIAC CADILLAC GMC NIS | 447 STATE ST | WAYCROSS | Ware | 1480007 | 1 |  |  | TRUE |  | TRUE | Removed from Ground | Used Oil | 500 | Bare Steel | 1983-12-19 | Galvanized Steel
DELLS SERVICE STATION | 770 STATE ST | WAYCROSS | Ware | 1480008 | 1 | [5 empty] | Removed from Ground | Gas (Historical Use) | 4000 | Composite | 1966-02-23 | Fiberglass Reinforced Plastic
DELLS SERVICE STATION | 770 STATE ST | WAYCROSS | Ware | 1480008 | 2 | [5 empty] | Removed from Ground | Gas (Historical Use) | 4000 | Bare Steel | 1966-02-23 | Galvanized Steel
DELLS SERVICE STATION | 770 STATE ST | WAYCROSS | Ware | 1480008 | 3 | [5 empty] | Removed from Ground | Gas (Historical Use) | 4000 | Bare Steel | 1966-02-23 | Galvanized Steel
DELLS SERVICE STATION | 770 STATE ST | WAYCROSS | Ware | 1480008 | 4 | [5 empty] | Removed from Ground | Gas (Historical Use) | 4000 | Bare Steel | 1966-02-23 | Galvanized Steel
GA DEPT PUBLIC SAFETY/GA STATE POST 22 | RT 6 BOX 83 | WAYCROSS | Ware | 1480009 | 1 | [5 empty] | Removed from Ground | Gas (Historical Use) | 3000 | Bare Steel | 1986-03-06 | Unknown
JACK RABBIT #4 | 1900 ALMA HWY | WAYCROSS | Ware | 1480010 | 1 | [5 empty] | Removed from Ground | Gas (Historical Use) | 4000 | Bare Steel | 1976-02-27 | Galvanized Steel
JACK RABBIT #4 | 1900 ALMA HWY | WAYCROSS | Ware | 1480010 | 2 | [5 empty] | Removed from Ground | Gas (Historical Use) | 4000 | Bare Steel | 1976-02-27 | Galvanized Steel
JACK RABBIT #4 | 1900 ALMA HWY | WAYCROSS | Ware | 1480010 | 3 | [5 empty] | Removed from Ground | Gas (Historical Use) | 4000 | Bare Steel | 1976-02-27 | Galvanized Steel
JACK RABBIT #4 | 1900 ALMA HWY | WAYCROSS | Ware | 1480010 | 4 | [5 empty] | Removed from Ground | Diesel | 4000 | Bare Steel | 1976-02-27 | Galvanized Steel
JACK RABBIT #4 | 1900 ALMA HWY | WAYCROSS | Ware | 1480010 | 5 | Flapper Valve | 1992-04-01 | FALSE | 1992-04-01 | FALSE | Currently in Use | Regular | 10000 | Composite | 1982-03-16 | Fiberglass Reinforced Plastic | Pressurized
JACK RABBIT #4 | 1900 ALMA HWY | WAYCROSS | Ware | 1480010 | 6 |  | 1992-04-01 | FALSE | 1992-04-01 | FALSE | Currently in Use | Premium | 8000 | Composite | 1992-03-16 | Fiberglass Reinforced Plastic | Pressurized
LIL' CHAMP FOOD STORES #369. | 1002 MEMORIAL DR | WAYCROSS | Ware | 1480012 | 1 | [5 empty] | Removed from Ground | Gas (Historical Use) | 10000 | Bare Steel | 1983-02-25 | Galvanized Steel | Suction (American)
LIL' CHAMP FOOD STORES #369. | 1002 MEMORIAL DR | WAYCROSS | Ware | 1480012 | 2 | [5 empty] | Removed from Ground | Gas (Historical Use) | 3000 | Bare Steel | 1983-02-25 | Galvanized Steel | Suction (American)
LIL' CHAMP FOOD STORES #369. | 1002 MEMORIAL DR | WAYCROSS | Ware | 1480012 | 3 | [5 empty] | Removed from Ground | Gas (Historical Use) | 3000 | Bare Steel | 1983-02-25 | Galvanized Steel | Suction (American)
LIL' CHAMP FOOD STORES #369. | 1002 MEMORIAL DR | WAYCROSS | Ware | 1480012 | 4 | [5 empty] | Removed from Ground | Gas (Historical Use) | 3000 | Bare Steel | 1983-02-25 | Galvanized Steel | Suction (American)
LIL' CHAMP FOOD STORES #369. | 1002 MEMORIAL DR | WAYCROSS | Ware | 1480012 | 5 | [5 empty] | Removed from Ground | Gas (Historical Use) | 3000 | Bare Steel | 1983-02-25 | Galvanized Steel | Suction (American)
LIL' CHAMP FOOD STORES #369. | 1002 MEMORIAL DR | WAYCROSS | Ware | 1480012 | 6 | [5 empty] | Removed from Ground | Gas (Historical Use) | 3000 | Bare Steel | 1983-02-25 | Galvanized Steel | Suction (American)
LIL' CHAMP FOOD STORES #369. | 1002 MEMORIAL DR | WAYCROSS | Ware | 1480012 | 7 | [5 empty] | Removed from Ground | Kerosene | 550 | Not Marked/Unknown | 1992-07-01 | Not Marked
LIL' CHAMP FOOD STORES #369. | 1002 MEMORIAL DR | WAYCROSS | Ware | 1480012 | 8 | [5 empty] | Removed from Ground | Kerosene | 550 | Not Marked/Unknown | 1992-07-01 | Not Marked
FRIENDLY EXPRESS #50 | 1720 MEMORIAL DR | WAYCROSS | Ware | 1480013 | 1 | Flapper Valve | 1996-04-01 | FALSE | 1996-04-01 | FALSE | Currently in Use | Premium | 10000 | Steel-Impressed Current | 1985-02-24 | Fiberglass Reinforced Plastic | Pressurized
FRIENDLY EXPRESS #50 | 1720 MEMORIAL DR | WAYCROSS | Ware | 1480013 | 2 | Flapper Valve | 1996-04-01 | FALSE | 1996-04-01 | FALSE | Currently in Use | E-0 | 6000 | Steel-Impressed Current | 1985-02-24 | Fiberglass Reinforced Plastic | Pressurized
FRIENDLY EXPRESS #50 | 1720 MEMORIAL DR | WAYCROSS | Ware | 1480013 | 3 | Flapper Valve | 1996-04-01 | FALSE | 1996-04-01 | FALSE | Currently in Use | Regular | 10000 | Steel-Impressed Current | 1985-02-24 | Fiberglass Reinforced Plastic | Pressurized
FRIENDLY EXPRESS #50 | 1720 MEMORIAL DR | WAYCROSS | Ware | 1480013 | 4 | Flapper Valve | 1996-04-01 | FALSE | 1996-04-01 | FALSE | Currently in Use | Diesel | 6000 | Steel-Impressed Current | 1985-02-24 | Fiberglass Reinforced Plastic | Pressurized
HUNTLEY JIFFY STORES 385 | 1333 FRANCIS | WAYCROSS | Ware | 1480014 | 1 | [5 empty] | Removed from Ground | Gas (Historical Use) | 8000 | Bare Steel | 1985-02-24 | Galvanized Steel
HUNTLEY JIFFY STORES 385 | 1333 FRANCIS | WAYCROSS | Ware | 1480014 | 2 | [5 empty] | Removed from Ground | Gas (Historical Use) | 6000 | Bare Steel | 1985-02-24 | Galvanized Steel
HUNTLEY JIFFY STORES 385 | 1333 FRANCIS | WAYCROSS | Ware | 1480014 | 3 | [5 empty] | Removed from Ground | Gas (Historical Use) | 10000 | Bare Steel | 1985-02-24 | Galvanized Steel
HUNTLEY JIFFY STORES 385 | 1333 FRANCIS | WAYCROSS | Ware | 1480014 | 4 | [5 empty] | Removed from Ground | Diesel | 6000 | Bare Steel | 1985-02-24 | Galvanized Steel
HUNTLEY JIFFY STORES 385 | 1333 FRANCIS | WAYCROSS | Ware | 1480014 | 5 | [5 empty] | Removed from Ground | Kerosene | 4000 | Bare Steel | 1985-02-24 | Galvanized Steel
KING MUFFLER INC | 1037 ALBANY AVE . | WAYCROSS | Ware | 1480015 | 1 | [5 empty] | Removed from Ground | Gas (Historical Use) | 1000 | Marked Unknown | 1976-03-08 | Galvanized Steel
KING MUFFLER INC | 1037 ALBANY AVE . | WAYCROSS | Ware | 1480015 | 2 | [5 empty] | Removed from Ground | Gas (Historical Use) | 1000 | Marked Unknown | 1976-03-08 | Galvanized Steel
KING MUFFLER INC | 1037 ALBANY AVE . | WAYCROSS | Ware | 1480015 | 3 | [5 empty] | Removed from Ground | Gas (Historical Use) | 1000 | Marked Unknown | 1976-03-08 | Galvanized Steel
Memorial Satilla Health | 1900 TEBEAU ST | WAYCROSS | Ware | 1480018 | 2 | [5 empty] | Removed from Ground | Diesel | 1000 | Bare Steel | 1976-02-27 | Copper
Memorial Satilla Health | 1900 TEBEAU ST | WAYCROSS | Ware | 1480018 | 3 | [5 empty] | Closed in Ground | Diesel | 500 | Bare Steel | 1955-03-04 | Copper
Memorial Satilla Health | 1900 TEBEAU ST | WAYCROSS | Ware | 1480018 | 4 | Flapper Valve | 1998-06-24 | FALSE | 1998-06-24 | FALSE | Currently in Use | Diesel | 10000 | Composite | 1998-06-12 | Fiberglass Reinforced Plastic
PEBBLE HILL GROCERY | 5236 ALMA HWY | WAYCROSS | Ware | 1480019 | 1 | [5 empty] | Removed from Ground | Gas (Historical Use) | 1000 | Bare Steel | 1976-02-29 | Bare Steel | Safe Suction (Euro)
PEBBLE HILL GROCERY | 5236 ALMA HWY | WAYCROSS | Ware | 1480019 | 2 |  |  | FALSE |  | FALSE | Removed from Ground | Gas (Historical Use) | 0 | Unknown | 2002-07-31
PEBBLE HILL GROCERY | 5236 ALMA HWY | WAYCROSS | Ware | 1480019 | 3 |  |  | FALSE |  | FALSE | Removed from Ground | Gas (Historical Use) | 0 | Unknown | 2002-07-31
REID INC/PIONEER MACHINERY (LE | 1905 KNIGHT AVE | WAYCROSS | Ware | 1480020 | 1 | [5 empty] | Removed from Ground | Gas (Historical Use) | 2000 | Bare Steel | 1991-12-01 | Galvanized Steel
REID INC/PIONEER MACHINERY (LE | 1905 KNIGHT AVE | WAYCROSS | Ware | 1480020 | 2 |  |  | TRUE |  | TRUE | Removed from Ground | Used Oil | 1120 | Bare Steel | 1971-12-20 | Not Marked | Gravity Fed
WARE COUNTY PUBLIC WORKS DEPARTMENT | 3699 HARRIS RD | WAYCROSS | Ware | 1480022 | 1 |  |  | FALSE |  | FALSE | Removed from Ground |  | 10000 | Bare Steel | 1999-12-06 | Galvanized Steel | Suction (American)
WARE COUNTY PUBLIC WORKS DEPARTMENT | 3699 HARRIS RD | WAYCROSS | Ware | 1480022 | 2 |  |  | FALSE |  | FALSE | Removed from Ground | Diesel | 10000 | Bare Steel | 1999-12-06 | Galvanized Steel | Suction (American)
WARE COUNTY PUBLIC WORKS DEPARTMENT | 3699 HARRIS RD | WAYCROSS | Ware | 1480022 | 3 |  |  | FALSE |  | FALSE | Removed from Ground | Empty | 3000 | Bare Steel | 1986-02-18 | Galvanized Steel
WARE COUNTY PUBLIC WORKS DEPARTMENT | 3699 HARRIS RD | WAYCROSS | Ware | 1480022 | 4 |  |  | FALSE |  | FALSE | Removed from Ground | Empty | 3000 | Bare Steel | 1986-02-18 | Galvanized Steel
WARE COUNTY PUBLIC WORKS DEPARTMENT | 3699 HARRIS RD | WAYCROSS | Ware | 1480022 | 5 | Flapper Valve | 1999-10-30 | FALSE | 1999-10-30 | FALSE | Currently in Use | Regular | 10000 | Composite | 1999-10-19 | Fiberglass Reinforced Plastic | Safe Suction (Euro)
WARE COUNTY PUBLIC WORKS DEPARTMENT | 3699 HARRIS RD | WAYCROSS | Ware | 1480022 | 6 | Flapper Valve | 1999-10-30 | FALSE | 1999-10-30 | FALSE | Currently in Use | Diesel | 10000 | Composite | 1999-10-19 | Fiberglass Reinforced Plastic | Safe Suction (Euro)
ADMINSTRATIVE BLDG | 1301 BAILEY ST | WAYCROSS | Ware | 1480023 | 1 | [5 empty] | Removed from Ground | Kerosene | 10000 | Marked Unknown | 1966-01-18 | Unknown
WARE COUNTY BOARD OF EDUCATION O | 1200 COLLEY ST | WAYCROSS | Ware | 1480024 | 1 | [5 empty] | Permanently Out of Use - historical purposes | Kerosene | 10000 | Bare Steel | 1963-01-19 | Galvanized Steel
WARE COUNTY BOARD OF EDUCATION O | 1200 COLLEY ST | WAYCROSS | Ware | 1480024 | 2 | [5 empty] | Removed from Ground | Gas (Historical Use) | 1000 | Bare Steel | 1975-06-01 | Not Marked
GILCHRIST PK SCHOOL | 1901 GIBBS ST | WAYCROSS | Ware | 1480025 | 1 | [5 empty] | Removed from Ground | Kerosene | 3000 | Bare Steel | 1956-01-21 | Unknown
MCDONALD ST SCHOOL | 1235 MCDONALD ST | WAYCROSS | Ware | 1480026 | 1 | [5 empty] | Removed from Ground | Empty | 5000 | Bare Steel | 1956-01-21 | Unknown
DAFFODIL PRESCHOOL CENTER | 701 MORTON AVE | WAYCROSS | Ware | 1480027 | 1 | [5 empty] | Removed from Ground | Kerosene | 1000 | Marked Unknown | 1956-01-21 | Unknown
WAYCROSS MIDDLE SCHOOL | 700 CENTRAL AVE | WAYCROSS | Ware | 1480028 | 1 | [5 empty] | Removed from Ground | Kerosene | 10000 | Bare Steel | 1965-01-18 | Unknown
WAYCROSS COLLEGE | 2001 SOUTH GA PKWY | WAYCROSS | Ware | 1480029 | 1 | [5 empty] | Removed from Ground | Gas (Historical Use) | 1000 | Cathodically Protected Steel | 1976-03-07 | Unknown
MURRAY PLBG CO INC | 2126 SUNNYSIDE DR | WAYCROSS | Ware | 1480032 | 2 | [5 empty] | Removed from Ground | Diesel | 550 | Bare Steel | 1979-03-14 | Bare Steel
WAYCROSS CITY GARAGE | 714 PENDERGAST ST | WAYCROSS | Ware | 1480033 | 714-1 | [5 empty] | Removed from Ground | Gas (Historical Use) | 4000 | Bare Steel | 1979-03-09 | Galvanized Steel | Suction (American)
WAYCROSS CITY GARAGE | 714 PENDERGAST ST | WAYCROSS | Ware | 1480033 | 714-2 | [5 empty] | Removed from Ground | Gas (Historical Use) | 4000 | Bare Steel | 1979-03-09 | Galvanized Steel | Safe Suction (Euro)
WAYCROSS CITY GARAGE | 714 PENDERGAST ST | WAYCROSS | Ware | 1480033 | 714-3 | [5 empty] | Removed from Ground | Gas (Historical Use) | 4000 | Bare Steel | 1979-03-09 | Galvanized Steel | Safe Suction (Euro)
WAYCROSS CITY GARAGE | 714 PENDERGAST ST | WAYCROSS | Ware | 1480033 | 714-4 | [5 empty] | Closed in Ground | Gas (Historical Use) | 4000 | Bare Steel | 1965-03-12 | Galvanized Steel
WAYCROSS CITY GARAGE | 714 PENDERGAST ST | WAYCROSS | Ware | 1480033 | 714-5 | [5 empty] | Closed in Ground | Gas (Historical Use) | 4000 | Bare Steel | 1965-03-12 | Galvanized Steel
WAYCROSS CITY HALL | 417 PENDLETON ST | WAYCROSS | Ware | 1480034 | 417-1 | [5 empty] | Closed in Ground | Other | 0 | Bare Steel | 1983-01-01 | Galvanized Steel
MEMORIAL STADIUM | 715 DEWEY STREET | WAYCROSS | Ware | 1480035 | 715-1 | [5 empty] | Closed in Ground | Other | 1 | Not Marked/Unknown | 1970-01-01 | Galvanized Steel | Safe Suction (Euro)
WAYCROSS FIRE STATION #1 | 208 ISABELLA ST | WAYCROSS | Ware | 1480036 | 208-1 | [5 empty] | Removed from Ground | Other | 10000 | Bare Steel | 1979-01-01 | Galvanized Steel | Safe Suction (Euro)
WAYCROSS FIRE STATION 2 | 1700 RIVERSIDE AVE | WAYCROSS | Ware | 1480037 | 1700-1 | [5 empty] | Removed from Ground | Other | 285 | Not Marked/Unknown | 1984-01-01 | Galvanized Steel | Safe Suction (Euro)
WAYCROSS FIRE STATION 3 | 125 HAVANNA AVE | WAYCROSS | Ware | 1480038 | 125-1 | [5 empty] | Removed from Ground | Other | 285 | Bare Steel | 1984-01-01 | Galvanized Steel | Safe Suction (Euro)
LEE ANDERSON LINCOLN MERCURY INC | 2251 KNIGHT AVE | WAYCROSS | Ware | 1480040 | 1 |  |  | TRUE |  | TRUE | Removed from Ground | Used Oil | 500 | Marked Unknown | 1978-04-20 | Unknown
NATIONAL WEATHER SERVICE OFFICE | WAYCROSS WARE COUNTY AIRPORT/2855 Forest | WAYCROSS | Ware | 1480041 | 1 | [5 empty] | Removed from Ground | Diesel | 500 | Bare Steel | 1969-04-15 | Bare Steel
GA FC/WARE CO UNIT | 2999 FOREST RD/RT 7 BOX 97 | WAYCROSS | Ware | 1480043 | 1 | [5 empty] | Removed from Ground | Gas (Historical Use) | 2000 | Bare Steel | 1974-04-25 | Galvanized Steel
GA FC/WARE CO UNIT | 2999 FOREST RD/RT 7 BOX 97 | WAYCROSS | Ware | 1480043 | 2 | [5 empty] | Removed from Ground | Diesel | 560 | Bare Steel | 1978-04-24 | Galvanized Steel
GA FC/WARE CO UNIT | 2999 FOREST RD/RT 7 BOX 97 | WAYCROSS | Ware | 1480043 | 3 |  | 1995-08-01 |  | 1995-08-01 |  | Removed from Ground | Gas (Historical Use) | 1000 | Galvanic (STIP-3) | 1995-08-01 | Cathodically Protected | Safe Suction (Euro)
GA FC/WARE CO UNIT | 2999 FOREST RD/RT 7 BOX 97 | WAYCROSS | Ware | 1480043 | 4 |  | 1995-08-01 |  | 1995-08-01 |  | Removed from Ground | Diesel | 1000 | Galvanic (STIP-3) | 1995-08-01 | Cathodically Protected | Safe Suction (Euro)
GA FORESTY COMMISSION/HANGER | 2891 FOREST RD | WAYCROSS | Ware | 1480044 | 1 | [5 empty] | Removed from Ground | Gas (Historical Use) | 12000 | Bare Steel | 1980-04-23 | Galvanized Steel | Safe Suction (Euro)
GA FORESTY COMMISSION/HANGER | 2891 FOREST RD | WAYCROSS | Ware | 1480044 | 2 |  | 1995-09-01 |  | 1995-09-01 |  | Removed from Ground | Other | 2000 | Galvanic (STIP-3) | 1995-09-01 | Cathodically Protected | Safe Suction (Euro)
GFC WARE CO UNIT | 5003 JACKSONVILLE HWY | WAYCROSS | Ware | 1480045 | 1 | [5 empty] | Removed from Ground | Gas (Historical Use) | 6000 | Bare Steel | 1974-04-25 | Galvanized Steel | Safe Suction (Euro)
GFC WARE CO UNIT | 5003 JACKSONVILLE HWY | WAYCROSS | Ware | 1480045 | 2 |  | 1994-09-01 |  | 1994-09-01 |  | Removed from Ground | Gas (Historical Use) | 1000 | Galvanic (STIP-3) | 1994-09-01 | Cathodically Protected | Safe Suction (Euro)
GFC WARE CO UNIT | 5003 JACKSONVILLE HWY | WAYCROSS | Ware | 1480045 | 3 |  | 1994-09-01 |  | 1994-09-01 |  | Removed from Ground | Diesel | 1000 | Galvanic (STIP-3) | 1994-09-01 | Cathodically Protected | Safe Suction (Euro)
GFC WARE CO UNIT | 5003 JACKSONVILLE HWY | WAYCROSS | Ware | 1480045 | 4 | [5 empty] | Removed from Ground | Diesel | 0 | Not Marked/Unknown |  | Not Marked
GFC WARE CO UNIT | 5003 JACKSONVILLE HWY | WAYCROSS | Ware | 1480045 | 5 | Flapper Valve | 2007-02-22 | FALSE | 2007-02-22 | FALSE | Currently in Use | Diesel | 2500 | Fiberglass Double Walled | 2007-02-23 | Fiberglass Reinforced Plastic | Safe Suction (Euro)
GFC WARE CO UNIT | 5003 JACKSONVILLE HWY | WAYCROSS | Ware | 1480045 | 6 | Flapper Valve | 2007-02-22 | FALSE | 2007-02-22 | FALSE | Currently in Use | Regular | 2500 | Fiberglass Double Walled | 2007-02-23 | Fiberglass Reinforced Plastic | Safe Suction (Euro)
KMART #9626 | 2103 MEMORIAL DR | WAYCROSS | Ware | 1480046 | 1 |  |  | TRUE |  | TRUE | Closed in Ground | Used Oil | 1000 | Bare Steel | 1979-04-06 | Bare Steel | Gravity Fed
CHOO CHOO SUPPLY CO | 1929 MEMORIAL DR | WAYCROSS | Ware | 1480047 | 1 | [5 empty] | Removed from Ground | Gas (Historical Use) | 500 | Bare Steel | 1981-04-11 | Galvanized Steel | Suction (American)
CHOO CHOO SUPPLY CO | 1929 MEMORIAL DR | WAYCROSS | Ware | 1480047 | 2 | [5 empty] | Removed from Ground | Diesel | 500 | Bare Steel | 1981-04-11 | Galvanized Steel | Suction (American)
RAZZ BOWEN SUPER SERVICE INC | 810 PLANT AVE | WAYCROSS | Ware | 1480048 | 1 | [5 empty] | Permanently Out of Use - historical purposes | Diesel | 8000 | Bare Steel | 1961-04-13 | Galvanized Steel
RAZZ BOWEN SUPER SERVICE INC | 810 PLANT AVE | WAYCROSS | Ware | 1480048 | 2 | [5 empty] | Permanently Out of Use - historical purposes | Gas (Historical Use) | 3000 | Bare Steel | 1951-04-16 | Galvanized Steel
RAZZ BOWEN SUPER SERVICE INC | 810 PLANT AVE | WAYCROSS | Ware | 1480048 | 3 | [5 empty] | Permanently Out of Use - historical purposes | Gas (Historical Use) | 3000 | Bare Steel | 1951-04-16 | Galvanized Steel
RAZZ BOWEN SUPER SERVICE INC | 810 PLANT AVE | WAYCROSS | Ware | 1480048 | 4 | [5 empty] | Permanently Out of Use - historical purposes | Gas (Historical Use) | 3000 | Bare Steel | 1951-04-16 | Galvanized Steel
RAZZ BOWEN SUPER SERVICE INC | 810 PLANT AVE | WAYCROSS | Ware | 1480048 | 5 | [5 empty] | Permanently Out of Use - historical purposes | Gas (Historical Use) | 3000 | Bare Steel | 1951-04-16 | Galvanized Steel
RAZZ BOWEN SUPER SERVICE INC | 810 PLANT AVE | WAYCROSS | Ware | 1480048 | 6 | [5 empty] | Permanently Out of Use - historical purposes | Gas (Historical Use) | 3000 | Bare Steel | 1951-04-16 | Galvanized Steel
RAZZ BOWEN SUPER SERVICE INC | 810 PLANT AVE | WAYCROSS | Ware | 1480048 | 7 | [5 empty] | Permanently Out of Use - historical purposes | Gas (Historical Use) | 3000 | Bare Steel | 1951-04-16 | Galvanized Steel
LAVELY | RT 3 BOX 519A | WAYCROSS | Ware | 1480049 | 1 | [5 empty] | Removed from Ground | Diesel | 10000 | Bare Steel | 1980-04-11 | Unknown
LAVELY | RT 3 BOX 519A | WAYCROSS | Ware | 1480049 | 2 | [5 empty] | Removed from Ground | Gas (Historical Use) | 2000 | Bare Steel | 1980-04-11 | Unknown
LAVELY | RT 3 BOX 519A | WAYCROSS | Ware | 1480049 | 3 | [5 empty] | Removed from Ground | Gas (Historical Use) | 2000 | Bare Steel | 1980-04-11 | Unknown
DNR WILDLIFE RES DIV - FISHERIES | 108 DARLING AVE | WAYCROSS | Ware | 1480052 | 1 | [5 empty] | Closed in Ground | Empty | 500 | Bare Steel | 1958-04-24 | Galvanized Steel
DNR WILDLIFE RES DIV - FISHERIES | 108 DARLING AVE | WAYCROSS | Ware | 1480052 | 2 | [5 empty] | Closed in Ground | Empty | 500 | Bare Steel | 1963-04-23 | Galvanized Steel
PET DAIRY | US HWY 82 WEST/ALBANY AVE EXTENS | WAYCROSS | Ware | 1480053 | 1 | [5 empty] | Removed from Ground | Diesel | 10000 | Bare Steel | 1980-01-03 | Bare Steel
PET DAIRY | US HWY 82 WEST/ALBANY AVE EXTENS | WAYCROSS | Ware | 1480053 | 2 | [5 empty] | Removed from Ground | Gas (Historical Use) | 5000 | Bare Steel | 1972-01-05 | Bare Steel
PET DAIRY | US HWY 82 WEST/ALBANY AVE EXTENS | WAYCROSS | Ware | 1480053 | 3 | [5 empty] | Removed from Ground | Gas (Historical Use) | 5000 | Bare Steel | 1972-01-05 | Bare Steel
BIG RIVER OIL CO INC | 1800 REYNOLDS ST | WAYCROSS | Ware | 1480054 | 1 |  | 1998-10-01 |  | 1998-10-01 |  | Temporarily out of use | Diesel | 10000 | Steel-Impressed Current | 1986-04-02 | Cathodically Protected | Suction (American)
OKEFENOKEE NWR | WEST SIDE | FARGO | Ware | 1480055 | 10 | [5 empty] | Removed from Ground | Diesel | 1002 | Bare Steel | 1985-04-23 | Galvanized Steel
OKEFENOKEE NWR | WEST SIDE | FARGO | Ware | 1480055 | 9 | [5 empty] | Removed from Ground | Gas (Historical Use) | 515 | Bare Steel | 1985-04-23 | Galvanized Steel
FLASH FOODS #27 | 1913 STATE ST | WAYCROSS | Ware | 1480056 | 1 |  | 1998-01-20 |  | 1994-06-20 |  | Removed from Ground | Gas (Historical Use) | 8000 | Steel-Impressed Current | 1982-05-01 | Cathodically Protected | Pressurized
FLASH FOODS #27 | 1913 STATE ST | WAYCROSS | Ware | 1480056 | 2 |  | 1998-01-20 |  | 1994-06-20 |  | Removed from Ground | Gas (Historical Use) | 8000 | Steel-Impressed Current | 1982-05-01 | Cathodically Protected | Pressurized
FLASH FOODS #27 | 1913 STATE ST | WAYCROSS | Ware | 1480056 | 3 |  | 1998-01-20 |  | 1994-06-20 |  | Removed from Ground | Gas (Historical Use) | 8000 | Steel-Impressed Current | 1982-05-01 | Cathodically Protected | Pressurized
FLASH FOODS #27 | 1913 STATE ST | WAYCROSS | Ware | 1480056 | 4 |  | 1998-01-20 |  | 1994-06-20 |  | Removed from Ground | Diesel | 8000 | Steel-Impressed Current | 1982-05-01 | Cathodically Protected | Pressurized
FLASH FOODS #27 | 1913 STATE ST | WAYCROSS | Ware | 1480056 | 5 |  | 2000-11-14 | FALSE | 2000-11-14 | FALSE | Currently in Use | Gas (Historical Use) | 10000 | Composite Double Walled | 2000-11-14 | Double-Walled Flex | Pressurized
FLASH FOODS #27 | 1913 STATE ST | WAYCROSS | Ware | 1480056 | 6 |  | 2000-11-14 | FALSE | 2000-11-14 | FALSE | Currently in Use | Gas (Historical Use) | 8000 | Composite Double Walled | 2000-11-14 | Double-Walled Flex | Pressurized
FLASH FOODS #27 | 1913 STATE ST | WAYCROSS | Ware | 1480056 | 7 |  | 2000-11-14 | FALSE | 2000-11-14 | FALSE | Currently in Use | Diesel | 8000 | Composite Double Walled | 2000-11-14 | Double-Walled Flex | Pressurized
FLASH FOODS #01 | 505 REYNOLDS ST | WAYCROSS | Ware | 1480057 | 1 |  | 1996-07-17 |  | 1996-07-17 |  | Removed from Ground | Gas (Historical Use) | 6000 | Cathodically Protected Steel | 1981-01-01 | Bare Steel | Safe Suction (Euro)
FLASH FOODS #01 | 505 REYNOLDS ST | WAYCROSS | Ware | 1480057 | 2 |  | 1996-07-17 |  | 1996-07-17 |  | Removed from Ground | Gas (Historical Use) | 6000 | Cathodically Protected Steel | 1981-01-01 | Bare Steel | Safe Suction (Euro)
FLASH FOODS #01 | 505 REYNOLDS ST | WAYCROSS | Ware | 1480057 | 3 |  | 1996-07-17 |  | 1996-07-17 |  | Removed from Ground | Gas (Historical Use) | 6000 | Cathodically Protected Steel | 1981-01-01 | Bare Steel | Safe Suction (Euro)
FLASH FOODS #01 | 505 REYNOLDS ST | WAYCROSS | Ware | 1480057 | 4 | Flapper Valve | 1998-03-31 | FALSE | 1998-03-31 | FALSE | Currently in Use | Regular | 15000 | Composite Double Walled | 1998-03-25 | Double-Walled Flex | Pressurized
FLASH FOODS #01 | 505 REYNOLDS ST | WAYCROSS | Ware | 1480057 | 5 | Flapper Valve | 1998-03-31 | FALSE | 1998-03-31 | FALSE | Currently in Use | Premium | 10000 | Composite Double Walled | 1998-03-25 | Double-Walled Flex | Pressurized
FLASH FOODS #11 | 1200 BLACKSHEAR AVE | WAYCROSS | Ware | 1480058 | 1 | [5 empty] | Removed from Ground | Gas (Historical Use) | 8000 | Bare Steel | 1976-05-02 | Galvanized Steel
FLASH FOODS #11 | 1200 BLACKSHEAR AVE | WAYCROSS | Ware | 1480058 | 2 | [5 empty] | Removed from Ground | Gas (Historical Use) | 8000 | Bare Steel | 1976-05-02 | Galvanized Steel
FLASH FOODS #75 | 4095 JAMESTOWN RD @ LYNN AVE | WAYCROSS | Ware | 1480059 | 1 |  | 1995-02-09 |  | 1995-02-09 |  | Permanently Out Of Use | Gas (Historical Use) | 4000 | Steel-Impressed Current | 1982-05-02 | Cathodically Protected | Safe Suction (Euro)
FLASH FOODS #75 | 4095 JAMESTOWN RD @ LYNN AVE | WAYCROSS | Ware | 1480059 | 2 |  | 1995-02-09 |  | 1995-02-09 |  | Permanently Out Of Use | Gas (Historical Use) | 4000 | Steel-Impressed Current | 1982-05-02 | Cathodically Protected | Safe Suction (Euro)
FLASH FOODS #75 | 4095 JAMESTOWN RD @ LYNN AVE | WAYCROSS | Ware | 1480059 | 3 |  | 1995-02-09 |  | 1995-02-09 |  | Permanently Out Of Use | Gas (Historical Use) | 4000 | Steel-Impressed Current | 1982-05-02 | Cathodically Protected
FLASH FOODS #75 | 4095 JAMESTOWN RD @ LYNN AVE | WAYCROSS | Ware | 1480059 | 4A |  | 2003-11-05 | FALSE | 2003-11-05 | FALSE | Currently in Use | Gas (Historical Use) | 8000 | Composite Double Walled | 2003-11-05 | Double-Walled Flex | Pressurized
FLASH FOODS #75 | 4095 JAMESTOWN RD @ LYNN AVE | WAYCROSS | Ware | 1480059 | 4B |  | 2003-11-05 | FALSE | 2003-11-05 | FALSE | Currently in Use | Gas (Historical Use) | 4000 | Composite Double Walled | 2003-11-05 | Double-Walled Flex | Pressurized
FLASH FOODS #82 | 201 NICHOLS ST | WAYCROSS | Ware | 1480060 | 1 |  | 1996-09-07 |  | 1986-04-30 |  | Removed from Ground | Gas (Historical Use) | 8000 | Fiberglass | 1986-04-30 | Double-Walled Flex | Pressurized
FLASH FOODS #82 | 201 NICHOLS ST | WAYCROSS | Ware | 1480060 | 2 |  | 1996-07-24 |  | 1986-04-30 |  | Removed from Ground | Gas (Historical Use) | 8000 | Fiberglass | 1986-04-30 | Double-Walled Flex | Pressurized
FLASH FOODS #82 | 201 NICHOLS ST | WAYCROSS | Ware | 1480060 | 3 |  | 1996-07-24 | FALSE | 1986-04-30 | FALSE | Removed from Ground | Gas (Historical Use) | 8000 | Fiberglass | 1986-04-30 | Double-Walled Flex | Pressurized
FLASH FOODS #84 | 600 STATE ST | WAYCROSS | Ware | 1480061 | 1 |  | 1997-06-10 |  | 1997-06-10 |  | Removed from Ground | Gas (Historical Use) | 6000 | Steel-Impressed Current | 1983-05-01 | Cathodically Protected | Safe Suction (Euro)
FLASH FOODS #84 | 600 STATE ST | WAYCROSS | Ware | 1480061 | 2 |  | 1997-06-10 |  | 1997-06-10 |  | Removed from Ground | Gas (Historical Use) | 5000 | Steel-Impressed Current | 1983-05-01 | Cathodically Protected | Safe Suction (Euro)
FLASH FOODS #84 | 600 STATE ST | WAYCROSS | Ware | 1480061 | 3 |  | 1997-06-10 |  | 1997-06-10 |  | Removed from Ground | Gas (Historical Use) | 2000 | Steel-Impressed Current | 1983-05-01 | Cathodically Protected | Safe Suction (Euro)
FLASH FOODS #94 | 1974 CENTRAL AVE | WAYCROSS | Ware | 1480062 | 1 |  | 1997-06-10 |  | 1997-06-10 |  | Temporarily out of use | Gas (Historical Use) | 8000 | Steel-Impressed Current | 1978-05-02 | Cathodically Protected | Pressurized
FLASH FOODS #94 | 1974 CENTRAL AVE | WAYCROSS | Ware | 1480062 | 2 |  | 1997-06-10 |  | 1997-06-10 |  | Temporarily out of use | Gas (Historical Use) | 3000 | Steel-Impressed Current | 1978-05-02 | Cathodically Protected | Pressurized
FLASH FOODS #94 | 1974 CENTRAL AVE | WAYCROSS | Ware | 1480062 | 3 |  | 1997-06-10 |  | 1997-06-10 |  | Temporarily out of use | Gas (Historical Use) | 3000 | Steel-Impressed Current | 1978-05-02 | Cathodically Protected | Pressurized
FLASH FOODS #94 | 1974 CENTRAL AVE | WAYCROSS | Ware | 1480062 | 4 |  | 2007-01-01 | FALSE | 2007-01-01 | FALSE | Currently in Use | Gas (Historical Use) | 12000 | Composite Double Walled | 2007-01-01 | Double-Walled Flex | Pressurized
FLASH FOODS #94 | 1974 CENTRAL AVE | WAYCROSS | Ware | 1480062 | 5 |  | 2007-01-01 | FALSE | 2007-01-01 | FALSE | Currently in Use | Gas (Historical Use) | 8000 | Composite Double Walled | 2007-01-01 | Double-Walled Flex | Pressurized
FLASH FOODS #96 | 2476 MINNESOTA AVE | WAYCROSS | Ware | 1480063 | 1 | [5 empty] | Removed from Ground | Gas (Historical Use) | 8000 | Bare Steel | 1978-05-02 | Galvanized Steel
FLASH FOODS #96 | 2476 MINNESOTA AVE | WAYCROSS | Ware | 1480063 | 2 | [5 empty] | Removed from Ground | Gas (Historical Use) | 8000 | Bare Steel | 1978-05-02 | Galvanized Steel
FLASH FOODS #96 | 2476 MINNESOTA AVE | WAYCROSS | Ware | 1480063 | 3 | [5 empty] | Removed from Ground | Gas (Historical Use) | 8000 | Bare Steel | 1978-05-02 | Galvanized Steel
FLASH FOODS #96 | 2476 MINNESOTA AVE | WAYCROSS | Ware | 1480063 | 4 |  | 1997-08-25 | FALSE | 1987-01-01 | FALSE | Currently in Use | Gas (Historical Use) | 8000 | Composite | 1987-01-01 | Double-Walled Flex | Pressurized
FLASH FOODS #96 | 2476 MINNESOTA AVE | WAYCROSS | Ware | 1480063 | 5 |  | 1997-08-25 | FALSE | 1987-01-01 | FALSE | Currently in Use | Gas (Historical Use) | 8000 | Composite | 1987-01-01 | Double-Walled Flex | Pressurized
FLASH FOODS #96 | 2476 MINNESOTA AVE | WAYCROSS | Ware | 1480063 | 6 |  | 1997-08-25 | FALSE | 1987-01-01 | FALSE | Currently in Use | Gas (Historical Use) | 8000 | Composite | 1987-01-01 | Double-Walled Flex | Pressurized
FLASH FOODS #99 | 2000 ALBANY AVE | WAYCROSS | Ware | 1480064 | 1 | [5 empty] | Removed from Ground | Gas (Historical Use) | 8000 | Bare Steel | 1979-05-02 | Galvanized Steel
FLASH FOODS #99 | 2000 ALBANY AVE | WAYCROSS | Ware | 1480064 | 2 | [5 empty] | Removed from Ground | Gas (Historical Use) | 8000 | Bare Steel | 1979-05-02 | Galvanized Steel
FLASH FOODS #99 | 2000 ALBANY AVE | WAYCROSS | Ware | 1480064 | 3 | [5 empty] | Removed from Ground | Gas (Historical Use) | 8000 | Bare Steel | 1979-05-02 | Galvanized Steel
FLASH FOODS #99 | 2000 ALBANY AVE | WAYCROSS | Ware | 1480064 | 4 | Flapper Valve | 1993-10-04 | FALSE | 1993-10-04 | FALSE | Currently in Use | Regular | 10000 | Composite | 1993-10-04 | Fiberglass Reinforced Plastic | Pressurized
FLASH FOODS #99 | 2000 ALBANY AVE | WAYCROSS | Ware | 1480064 | 5 | Flapper Valve | 1993-10-04 | FALSE | 1993-10-04 | FALSE | Currently in Use | Diesel | 8000 | Composite | 1993-10-04 | Fiberglass Reinforced Plastic | Pressurized
FLASH FOODS #99 | 2000 ALBANY AVE | WAYCROSS | Ware | 1480064 | 6 | Flapper Valve | 1993-10-04 | FALSE | 1993-10-04 | FALSE | Currently in Use | Premium | 8000 | Composite | 1993-10-04 | Fiberglass Reinforced Plastic | Pressurized
FLASH FOODS #127 | 2307 PLANT AVE | WAYCROSS | Ware | 1480065 | 1 | [5 empty] | Removed from Ground | Gas (Historical Use) | 10000 | Bare Steel | 1980-05-01 | Galvanized Steel | Pressurized
FLASH FOODS #127 | 2307 PLANT AVE | WAYCROSS | Ware | 1480065 | 2 | [5 empty] | Removed from Ground | Gas (Historical Use) | 10000 | Bare Steel | 1980-05-01 | Galvanized Steel | Pressurized
FLASH FOODS #127 | 2307 PLANT AVE | WAYCROSS | Ware | 1480065 | 3 | [5 empty] | Removed from Ground | Gas (Historical Use) | 8000 | Bare Steel | 1980-05-01 | Galvanized Steel | Pressurized
FLASH FOODS #127 | 2307 PLANT AVE | WAYCROSS | Ware | 1480065 | 4 | Flapper Valve | 1997-05-12 | FALSE | 1997-05-12 | FALSE | Currently in Use | Regular | 15000 | Composite Double Walled | 1997-05-12 | Double-Walled Flex | Pressurized
FLASH FOODS #127 | 2307 PLANT AVE | WAYCROSS | Ware | 1480065 | 5 | Flapper Valve | 1997-05-12 | FALSE | 1997-05-12 | FALSE | Currently in Use | Premium | 10000 | Composite Double Walled | 1997-05-12 | Double-Walled Flex | Pressurized
MILLER TEXACO/FLASH FOODS #128 | 701 MEMORIAL DR | WAYCROSS | Ware | 1480066 | 1 | [5 empty] | Removed from Ground | Gas (Historical Use) | 12000 | Bare Steel | 1977-05-02 | Galvanized Steel
MILLER TEXACO/FLASH FOODS #128 | 701 MEMORIAL DR | WAYCROSS | Ware | 1480066 | 2 | [5 empty] | Removed from Ground | Gas (Historical Use) | 12000 | Bare Steel | 1977-05-02 | Galvanized Steel
MILLER TEXACO/FLASH FOODS #128 | 701 MEMORIAL DR | WAYCROSS | Ware | 1480066 | 3 | [5 empty] | Removed from Ground | Gas (Historical Use) | 12000 | Bare Steel | 1977-05-02 | Galvanized Steel
AYS VORTAC | US HWY 82/15.2 MI WEST OF US 1 | WARESBORO | Ware | 1480069 | 1 | [5 empty] | Removed from Ground | Gas (Historical Use) | 1000 | Bare Steel | 1965-05-05 | Copper | Safe Suction (Euro)
CHANCEYS GARAGE | 2431 ALBANY AVE | WAYCROSS | Ware | 1480070 | 1 | [5 empty] | Removed from Ground | Gas (Historical Use) | 1000 | Bare Steel | 1973-03-29 | Bare Steel
WACONA ELEMENTARY SCHOOL | 3101 STATE ST | WAYCROSS | Ware | 1480071 | 1 | [5 empty] | Permanently Out of Use - historical purposes | Diesel | 2000 | Bare Steel | 1976-04-25 | Galvanized Steel
WACONA ELEMENTARY SCHOOL | 3101 STATE ST | WAYCROSS | Ware | 1480071 | 2 | [5 empty] | Permanently Out of Use - historical purposes | Diesel | 1000 | Bare Steel | 1966-04-28 | Galvanized Steel
WACONA ELEMENTARY SCHOOL | 3101 STATE ST | WAYCROSS | Ware | 1480071 | 3 | [5 empty] | Permanently Out of Use - historical purposes | Other | 2000 | Marked Unknown | 1966-04-28 | Unknown
MEMORIAL DR ELEMENTARY SCHOOL | 2580 AMBROSE ST | WAYCROSS | Ware | 1480072 | 1 | [5 empty] | Permanently Out of Use - historical purposes | Propane | 0 | Cathodically Protected Steel | 1958-04-30 | Not Marked
MEMORIAL DR ELEMENTARY SCHOOL | 2580 AMBROSE ST | WAYCROSS | Ware | 1480072 | 2 | [5 empty] | Permanently Out of Use - historical purposes | Diesel | 0 | Bare Steel | 1958-04-30 | Galvanized Steel
WARESBORO ELEMENTARY SCHOOL | 3379 W CHURCH ST | WARESBORO | Ware | 1480074 | 2 | [5 empty] | Removed from Ground | Diesel | 4000 | Bare Steel | 1975-06-01 | Not Marked
ALPHA CENTER | 950 NEW MEXICO AVE | WAYCROSS | Ware | 1480075 | 1 | [5 empty] | Permanently Out of Use - historical purposes | Kerosene | 2000 | Marked Unknown | 1986-04-23 | Galvanized Steel
WARE CO MIDDLE SCHOOL | 2553 CHEROKEE AVE | WAYCROSS | Ware | 1480076 | DUMMY | [5 empty] | Permanently Out of Use - historical purposes | Other | 0 | Not Marked/Unknown |  | Not Marked
WARE COUNTY MAGNET SCHOOL | 4650 A MANOR-MILLWOOD RD | MANOR | Ware | 1480077 | 1 | [5 empty] | Removed from Ground | Diesel | 4000 | Marked Unknown | 1986-04-23 | Unknown
WARE COUNTY MAGNET SCHOOL | 4650 A MANOR-MILLWOOD RD | MANOR | Ware | 1480077 | 2 | [5 empty] | Removed from Ground | Diesel | 0 | Marked Unknown | 1986-04-23 | Unknown
WARE COUNTY MAGNET SCHOOL | 4650 A MANOR-MILLWOOD RD | MANOR | Ware | 1480077 | 3 | [5 empty] | Removed from Ground | Diesel | 0 | Marked Unknown | 1986-04-23 | Unknown
WARE COUNTY MAGNET SCHOOL | 4650 A MANOR-MILLWOOD RD | MANOR | Ware | 1480077 | 4 | [5 empty] | Removed from Ground | Diesel | 4000 | Not Marked/Unknown | 1975-06-01 | Not Marked
WARE COUNTY MAGNET SCHOOL | 4650 A MANOR-MILLWOOD RD | MANOR | Ware | 1480077 | 5 |  | 1998-07-20 |  | 1998-07-20 |  | Removed from Ground | Diesel | 3000 | Composite | 1998-06-29 | Double-Walled Flex | Safe Suction (Euro)
AT&T CENTRAL OFFICE | 614 PENDLETON ST | WAYCROSS | Ware | 1480078 | 1 | [5 empty] | Closed in Ground | Other | 550 | Bare Steel | 1953-01-01 | Copper
AT&T CENTRAL OFFICE | 614 PENDLETON ST | WAYCROSS | Ware | 1480078 | 2 | [5 empty] | Removed from Ground | Diesel | 3000 | Bare Steel | 1967-01-01 | Copper
AT&T CENTRAL OFFICE | 614 PENDLETON ST | WAYCROSS | Ware | 1480078 | 3 | [5 empty] | Removed from Ground | Diesel | 0 | Cathodically Protected Steel | 1994-07-10 | Secondary Containment | Safe Suction (Euro)
THE JAMES CO | HWY 84 W (PO BOX 18) | WAYCROSS | Ware | 1480079 | 1 | [5 empty] | Removed from Ground | Diesel | 600 | Bare Steel | 1978-04-25 | Galvanized Steel
THE JAMES CO | HWY 84 W (PO BOX 18) | WAYCROSS | Ware | 1480079 | 2 | [5 empty] | Removed from Ground | Gas (Historical Use) | 1000 | Bare Steel | 1978-04-25 | Galvanized Steel
WAYCROSS MOLDED PRODUCTS INC | 2450 INDUSTRIAL BLVD | WAYCROSS | Ware | 1480080 | 1 | [5 empty] | Permanently Out of Use - historical purposes | Empty | 500 | Bare Steel | 1968-04-27 | Bare Steel
WAYCROSS MOLDED PRODUCTS INC | 2450 INDUSTRIAL BLVD | WAYCROSS | Ware | 1480080 | 2 | [5 empty] | Permanently Out of Use - historical purposes | Diesel | 6000 | Bare Steel | 1963-04-29 | Galvanized Steel
DAVIS EXXON | 700 MEMORIAL DR | WAYCROSS | Ware | 1480083 | 1 | [5 empty] | Removed from Ground | Kerosene | 3000 | Bare Steel | 1985-04-29 | Galvanized Steel
DAVIS EXXON | 700 MEMORIAL DR | WAYCROSS | Ware | 1480083 | 2 | [5 empty] | Removed from Ground | Gas (Historical Use) | 3000 | Bare Steel | 1961-05-05 | Galvanized Steel
DAVIS EXXON | 700 MEMORIAL DR | WAYCROSS | Ware | 1480083 | 3 | [5 empty] | Removed from Ground | Gas (Historical Use) | 3000 | Bare Steel | 1961-05-05 | Galvanized Steel
DAVIS EXXON | 700 MEMORIAL DR | WAYCROSS | Ware | 1480083 | 4 | [5 empty] | Removed from Ground | Gas (Historical Use) | 4000 | Bare Steel | 1961-05-05 | Galvanized Steel
DAVIS EXXON | 700 MEMORIAL DR | WAYCROSS | Ware | 1480083 | 5 |  |  | TRUE |  | TRUE | Removed from Ground | Used Oil | 1 | Bare Steel | 1961-05-05 | Galvanized Steel
HHB (-) 1/230TH FA | 718 GARLAINGTON AVE | WAYCROSS | Ware | 1480085 | 1 | [5 empty] | Removed from Ground | Gas (Historical Use) | 1000 | Bare Steel | 1958-05-08 | Galvanized Steel
JAMES O DAVIS | 913 ALBANY AVE | WAYCROSS | Ware | 1480090 | 1 | [5 empty] | Temporarily out of use | Gas (Historical Use) | 1000 | Bare Steel | 1986-05-06 | Galvanized Steel
JAMES O DAVIS | 913 ALBANY AVE | WAYCROSS | Ware | 1480090 | 2 | [5 empty] | Temporarily out of use | Gas (Historical Use) | 1000 | Bare Steel | 1986-05-06 | Galvanized Steel
JAMES O DAVIS | 913 ALBANY AVE | WAYCROSS | Ware | 1480090 | 3 | [5 empty] | Temporarily out of use | Gas (Historical Use) | 3000 | Bare Steel | 1977-05-08 | Galvanized Steel
STATE ST AMOCO | 545 STATE & TEBEAU STREET | WAYCROSS | Ware | 1480091 | 1 |  |  | FALSE |  | FALSE | Closed in Ground | Empty | 2000 | Bare Steel | 1986-05-06 | Galvanized Steel
STATE ST AMOCO | 545 STATE & TEBEAU STREET | WAYCROSS | Ware | 1480091 | 2 |  |  | FALSE |  | FALSE | Closed in Ground | Empty | 2000 | Bare Steel | 1986-05-06 | Galvanized Steel
STATE ST AMOCO | 545 STATE & TEBEAU STREET | WAYCROSS | Ware | 1480091 | 3 |  |  | FALSE |  | FALSE | Closed in Ground | Empty | 3000 | Bare Steel | 1981-05-07 | Galvanized Steel
STATE ST AMOCO | 545 STATE & TEBEAU STREET | WAYCROSS | Ware | 1480091 | 4 |  |  | FALSE |  | FALSE | Closed in Ground | Empty | 560 | Bare Steel | 1986-05-06 | Galvanized Steel
STATE ST AMOCO | 545 STATE & TEBEAU STREET | WAYCROSS | Ware | 1480091 | 5 |  |  | FALSE |  | FALSE | Closed in Ground | Empty | 560 | Bare Steel | 1986-05-06 | Galvanized Steel
CRAWLEY GAS & OIL CO | 115 PERHAM ST | WAYCROSS | Ware | 1480092 | 1 | [5 empty] | Removed from Ground | Gas (Historical Use) | 560 | Bare Steel | 1966-05-11 | Galvanized Steel
CRAWLEY GAS & OIL CO | 115 PERHAM ST | WAYCROSS | Ware | 1480092 | 2 | [5 empty] | Removed from Ground | Other | 1000 | Bare Steel | 1966-05-11 | Galvanized Steel
FRED'S AMOCO | 1400 MEMORIAL DR | WAYCROSS | Ware | 1480093 | 1 | [5 empty] | Removed from Ground | Gas (Historical Use) | 2000 | Bare Steel | 1971-05-10 | Galvanized Steel | Suction (American)
FRED'S AMOCO | 1400 MEMORIAL DR | WAYCROSS | Ware | 1480093 | 2 | [5 empty] | Removed from Ground | Gas (Historical Use) | 1000 | Bare Steel | 1993-07-17 | Galvanized Steel | Suction (American)
FRED'S AMOCO | 1400 MEMORIAL DR | WAYCROSS | Ware | 1480093 | 3 | [5 empty] | Removed from Ground | Gas (Historical Use) | 2000 | Bare Steel | 1993-07-17 | Galvanized Steel | Suction (American)
FRED'S AMOCO | 1400 MEMORIAL DR | WAYCROSS | Ware | 1480093 | 4 |  |  | TRUE |  | TRUE | Removed from Ground | Used Oil | 250 | Bare Steel | 1993-07-17 | Galvanized Steel | Suction (American)
GOLD KEY AUTO | 531 MEMORIAL DR | WAYCROSS | Ware | 1480095 | 1 | [5 empty] | Removed from Ground | Gas (Historical Use) | 4000 | Bare Steel | 1986-05-06 | Galvanized Steel
GOLD KEY AUTO | 531 MEMORIAL DR | WAYCROSS | Ware | 1480095 | 2 | [5 empty] | Removed from Ground | Gas (Historical Use) | 4000 | Bare Steel | 1986-05-06 | Galvanized Steel
GOLD KEY AUTO | 531 MEMORIAL DR | WAYCROSS | Ware | 1480095 | 3 | [5 empty] | Removed from Ground | Gas (Historical Use) | 4000 | Bare Steel | 1986-05-06 | Galvanized Steel
GOLD KEY AUTO | 531 MEMORIAL DR | WAYCROSS | Ware | 1480095 | 4 | [5 empty] | Removed from Ground | Diesel | 3000 | Bare Steel | 1977-05-08 | Galvanized Steel
GOLD KEY AUTO | 531 MEMORIAL DR | WAYCROSS | Ware | 1480095 | 5 |  |  | TRUE |  | TRUE | Removed from Ground | Used Oil | 100 | Bare Steel | 1986-05-06 | Galvanized Steel
GA POWER/WAYCROSS DIST OPER HQ | 2568 WADLEY RD | WAYCROSS | Ware | 1480096 | 1 |  |  | FALSE |  | FALSE | Closed in Ground | Diesel | 10000 | Bare Steel | 1980-05-08 | Galvanized Steel | Pressurized
GA POWER/WAYCROSS DIST OPER HQ | 2568 WADLEY RD | WAYCROSS | Ware | 1480096 | 2 |  |  | FALSE |  | FALSE | Closed in Ground | Gas (Historical Use) | 10000 | Bare Steel | 1980-05-08 | Galvanized Steel | Pressurized
GA POWER/WAYCROSS DIST OPER HQ | 2568 WADLEY RD | WAYCROSS | Ware | 1480096 | 296097 | Flapper Valve | 1992-02-27 | FALSE | 1992-02-27 | FALSE | Currently in Use | Diesel | 10000 | Composite | 1992-02-27 | Fiberglass Reinforced Plastic | Pressurized
GA POWER/WAYCROSS DIST OPER HQ | 2568 WADLEY RD | WAYCROSS | Ware | 1480096 | 4 |  | 1992-02-27 | FALSE | 1992-02-27 | FALSE | Closed in Ground | Gas (Historical Use) | 10000 | Composite | 1992-02-27 | Fiberglass Reinforced Plastic | Pressurized
JACK'S COUNTRY MALL 8 | HWY 84 & HATCHER RD | WAYCROSS | Ware | 1480097 | 1 | [5 empty] | Removed from Ground | Diesel | 1 | Bare Steel | 1986-05-05 | Galvanized Steel
JACK'S COUNTRY MALL 8 | HWY 84 & HATCHER RD | WAYCROSS | Ware | 1480097 | 2 | [5 empty] | Removed from Ground | Diesel | 1 | Cathodically Protected Steel | 1986-05-05 | Galvanized Steel
FORMER SPUR STATION NO 1091 | 611 FRANCIS ST | WAYCROSS | Ware | 1480098 | 1 | [5 empty] | Permanently Out of Use - historical purposes | Gas (Historical Use) | 15000 | Bare Steel | 1963-05-11 | Unknown
FORMER SPUR STATION NO 1091 | 611 FRANCIS ST | WAYCROSS | Ware | 1480098 | 2 | [5 empty] | Permanently Out of Use - historical purposes | Gas (Historical Use) | 15000 | Bare Steel | 1963-05-11 | Unknown
FORMER SPUR STATION NO 1091 | 611 FRANCIS ST | WAYCROSS | Ware | 1480098 | 3 | [5 empty] | Permanently Out of Use - historical purposes | Gas (Historical Use) | 10673 | Bare Steel | 1965-05-10 | Unknown
GEORGIA LEE BAGLEY | 6159 BICKLEY HWY | NICHOLLS | Ware | 1480100 | 1 | [5 empty] | Removed from Ground | Empty | 560 | Bare Steel | 1986-05-08 | Galvanized Steel | Suction (American)
GEORGIA LEE BAGLEY | 6159 BICKLEY HWY | NICHOLLS | Ware | 1480100 | 2 | [5 empty] | Removed from Ground | Empty | 780 | Bare Steel | 1986-05-08 | Galvanized Steel | Suction (American)
CARLS BP | 1006 PLANT AVE | WAYCROSS | Ware | 1480102 | 1 |  | 1998-09-01 | FALSE | 1998-09-01 | FALSE | Currently in Use | Gas (Historical Use) | 10000 | Steel-Impressed Current | 1973-05-11 | Steel (Impressed Current) | Pressurized
CARLS BP | 1006 PLANT AVE | WAYCROSS | Ware | 1480102 | 2 |  | 1998-09-01 | FALSE | 1998-09-01 | FALSE | Currently in Use | Gas (Historical Use) | 10000 | Steel-Impressed Current | 1973-05-11 | Steel (Impressed Current) | Pressurized
CARLS BP | 1006 PLANT AVE | WAYCROSS | Ware | 1480102 | 3 |  | 1998-09-01 | FALSE | 1998-09-01 | FALSE | Currently in Use | Gas (Historical Use) | 10000 | Steel-Impressed Current | 1973-05-11 | Steel (Impressed Current) | Pressurized
CARLS BP | 1006 PLANT AVE | WAYCROSS | Ware | 1480102 | 5 |  | 1998-09-30 | TRUE | 1998-09-30 | TRUE | Currently in Use | Used Oil | 560 | Steel-Impressed Current | 1973-05-11 | Steel (Impressed Current)
CARLS BP | 1006 PLANT AVE | WAYCROSS | Ware | 1480102 | 6 |  | 1998-09-01 | FALSE | 1990-03-01 | FALSE | Currently in Use | Diesel | 3000 | Composite | 1990-03-01 | Steel (Impressed Current) | Safe Suction (Euro)
OKEFENOKEE PARTS # 2 | 601 STATE ST | WAYCROSS | Ware | 1480103 | 1 | [5 empty] | Removed from Ground | Diesel | 3000 | Cathodically Protected Steel | 1985-05-08 | Galvanized Steel
OKEFENOKEE PARTS & SERVICE | RT 6 US 1 SOUTH | WAYCROSS | Ware | 1480104 | 1 | [5 empty] | Removed from Ground | Diesel | 2000 | Bare Steel | 1995-09-01 | Galvanized Steel
FLETHCER OIL CO INC | PO BOX 821 102 PERHAM ST | WAYCROSS | Ware | 1480106 | 1 | [5 empty] | Removed from Ground | Other | 5000 | Bare Steel | 1966-05-13 | Galvanized Steel | Safe Suction (Euro)
FLETHCER OIL CO INC | PO BOX 821 102 PERHAM ST | WAYCROSS | Ware | 1480106 | 2 | [5 empty] | Removed from Ground | Gas (Historical Use) | 500 | Bare Steel | 1966-05-13 | Galvanized Steel | Safe Suction (Euro)
OKEFENOKEE PARTS & SERVICE | RT 6 US 1 SOUTH | WAYCROSS | Ware | 1480107 | 1 | [5 empty] | Removed from Ground | Gas (Historical Use) | 4000 | Bare Steel | 1976-05-10 | Galvanized Steel
OKEFENOKEE PARTS & SERVICE | RT 6 US 1 SOUTH | WAYCROSS | Ware | 1480107 | 2 | [5 empty] | Removed from Ground | Gas (Historical Use) | 3000 | Bare Steel | 1966-05-13 | Galvanized Steel
OKEFENOKEE PARTS & SERVICE | RT 6 US 1 SOUTH | WAYCROSS | Ware | 1480107 | 3 | [5 empty] | Removed from Ground | Gas (Historical Use) | 3000 | Bare Steel | 1966-05-13 | Galvanized Steel
OKEFENOKEE PARTS & SERVICE | RT 6 US 1 SOUTH | WAYCROSS | Ware | 1480107 | 4 | [5 empty] | Removed from Ground | Gas (Historical Use) | 3000 | Bare Steel | 1966-05-13 | Galvanized Steel
OKEFENOKEE PARTS & SERVICE | RT 6 US 1 SOUTH | WAYCROSS | Ware | 1480107 | 5 | [5 empty] | Removed from Ground | Gas (Historical Use) | 3000 | Bare Steel | 1966-05-13 | Galvanized Steel
OKEFENOKEE PARTS # 2 | 601 STATE ST | WAYCROSS | Ware | 1480108 | 1 | [5 empty] | Removed from Ground | Gas (Historical Use) | 10000 | Bare Steel | 1974-05-11 | Galvanized Steel
OKEFENOKEE PARTS # 2 | 601 STATE ST | WAYCROSS | Ware | 1480108 | 2 | [5 empty] | Removed from Ground | Gas (Historical Use) | 10000 | Bare Steel | 1974-05-11 | Galvanized Steel
OKEFENOKEE PARTS # 2 | 601 STATE ST | WAYCROSS | Ware | 1480108 | 3 | [5 empty] | Removed from Ground | Gas (Historical Use) | 10000 | Bare Steel | 1974-05-11 | Galvanized Steel
ARNEYS BP/JACKS GULF | 501 MEMORIAL DR | WAYCROSS | Ware | 1480109 | 1 | [5 empty] | Removed from Ground | Gas (Historical Use) | 2000 | Bare Steel | 1987-06-01 | Bare Steel | Safe Suction (Euro)
ARNEYS BP/JACKS GULF | 501 MEMORIAL DR | WAYCROSS | Ware | 1480109 | 2 | [5 empty] | Removed from Ground | Gas (Historical Use) | 2000 | Bare Steel | 1961-05-14 | Bare Steel | Safe Suction (Euro)
ARNEYS BP/JACKS GULF | 501 MEMORIAL DR | WAYCROSS | Ware | 1480109 | 3 | [5 empty] | Removed from Ground | Gas (Historical Use) | 2000 | Bare Steel | 1961-05-14 | Bare Steel | Safe Suction (Euro)
ARNEYS BP/JACKS GULF | 501 MEMORIAL DR | WAYCROSS | Ware | 1480109 | 4 | [5 empty] | Removed from Ground | Gas (Historical Use) | 2000 | Bare Steel | 1961-05-14 | Bare Steel | Safe Suction (Euro)
ARNEYS BP/JACKS GULF | 501 MEMORIAL DR | WAYCROSS | Ware | 1480109 | 5 | [5 empty] | Removed from Ground | Gas (Historical Use) | 2000 | Bare Steel | 1961-05-14 | Bare Steel | Safe Suction (Euro)
ARNEYS BP/JACKS GULF | 501 MEMORIAL DR | WAYCROSS | Ware | 1480109 | 6 | [5 empty] | Removed from Ground | Gas (Historical Use) | 2000 | Bare Steel | 1961-01-01 | Bare Steel | Safe Suction (Euro)
ARNEYS BP/JACKS GULF | 501 MEMORIAL DR | WAYCROSS | Ware | 1480109 | 7 | [5 empty] | Removed from Ground | Diesel | 550 | Bare Steel | 1961-01-01 | Bare Steel
ARNEYS BP/JACKS GULF | 501 MEMORIAL DR | WAYCROSS | Ware | 1480109 | 8 |  |  | TRUE |  | TRUE | Removed from Ground | Used Oil | 550 | Bare Steel | 1961-01-01 | Bare Steel
DUKES MINI MART | 2377 ALBANY AVE | WAYCROSS | Ware | 1480110 | 1 | [5 empty] | Removed from Ground | Gas (Historical Use) | 4000 | Bare Steel | 1979-05-10 | Galvanized Steel | Safe Suction (Euro)
DUKES MINI MART | 2377 ALBANY AVE | WAYCROSS | Ware | 1480110 | 2 | [5 empty] | Removed from Ground | Gas (Historical Use) | 4000 | Bare Steel | 1979-05-10 | Galvanized Steel | Safe Suction (Euro)
DUKES MINI MART | 2377 ALBANY AVE | WAYCROSS | Ware | 1480110 | 3 | [5 empty] | Removed from Ground | Gas (Historical Use) | 4000 | Bare Steel | 1979-05-10 | Galvanized Steel | Safe Suction (Euro)
DUKES MINI MART | 2377 ALBANY AVE | WAYCROSS | Ware | 1480110 | 4 | [5 empty] | Removed from Ground | Gas (Historical Use) | 4000 | Bare Steel | 1979-05-10 | Galvanized Steel | Safe Suction (Euro)
CHAMPION INTER CORP WOOD PROC | INDUSTRIAL PARK | WAYCROSS | Ware | 1480111 | 1 | [5 empty] | Removed from Ground | Diesel | 3000 | Bare Steel | 1978-05-10 | Galvanized Steel
CHALLENGER MOBILE HOMES | 2815 /2875 FULFORD RD/IND PK | WAYCROSS | Ware | 1480112 | 1 | [5 empty] | Removed from Ground | Diesel | 10000 | Bare Steel | 1992-12-01 | Bare Steel
AIRCO DIST GASES | 901 HAMILTON AVE | WAYCROSS | Ware | 1480113 | 1 | [5 empty] | Removed from Ground | Gas (Historical Use) | 2000 | Bare Steel | 1971-05-12 | Galvanized Steel
AIRCO DIST GASES | 901 HAMILTON AVE | WAYCROSS | Ware | 1480113 | 2 | [5 empty] | Removed from Ground | Other | 1500 | Bare Steel | 1971-05-12 | Galvanized Steel
GASTON ENTERPRISES/SATILLA HOME | 2501 PLANT AVE | WAYCROSS | Ware | 1480115 | 1 | [5 empty] | Removed from Ground | Gas (Historical Use) | 2000 | Bare Steel | 1976-05-10 | Galvanized Steel | Suction (American)
AMMONS GAS & GROC | HWY 84 | MANOR | Ware | 1480116 | 1 | [5 empty] | Removed from Ground | Gas (Historical Use) | 1000 | Bare Steel | 1959-05-15 | Galvanized Steel
AMMONS GAS & GROC | HWY 84 | MANOR | Ware | 1480116 | 2 | [5 empty] | Removed from Ground | Gas (Historical Use) | 1000 | Bare Steel | 1959-05-15 | Galvanized Steel
ROWELLS GAS & GROC | US HWY 84 | MANOR | Ware | 1480117 | 1 | [5 empty] | Permanently Out of Use - historical purposes | Gas (Historical Use) | 560 | Bare Steel | 1960-05-14 | Galvanized Steel
ROWELLS GAS & GROC | US HWY 84 | MANOR | Ware | 1480117 | 2 | [5 empty] | Permanently Out of Use - historical purposes | Gas (Historical Use) | 560 | Bare Steel | 1960-05-14 | Galvanized Steel
ROWELLS GAS & GROC | US HWY 84 | MANOR | Ware | 1480117 | 3 | [5 empty] | Permanently Out of Use - historical purposes | Gas (Historical Use) | 1000 | Bare Steel | 1972-05-11 | Galvanized Steel
ROWELLS GAS & GROC | US HWY 84 | MANOR | Ware | 1480117 | 4 | [5 empty] | Permanently Out of Use - historical purposes | Gas (Historical Use) | 1000 | Bare Steel | 1977-05-10 | Galvanized Steel
HOLIDAY CHEVRON | 1801 MEMORIAL DR | WAYCROSS | Ware | 1480118 | 1 | [5 empty] | Removed from Ground | Gas (Historical Use) | 3000 | Bare Steel | 1984-05-08 | Galvanized Steel | Safe Suction (Euro)
HOLIDAY CHEVRON | 1801 MEMORIAL DR | WAYCROSS | Ware | 1480118 | 2 | [5 empty] | Removed from Ground | Gas (Historical Use) | 6000 | Bare Steel | 1984-05-08 | Galvanized Steel | Safe Suction (Euro)
HOLIDAY CHEVRON | 1801 MEMORIAL DR | WAYCROSS | Ware | 1480118 | 3 | [5 empty] | Removed from Ground | Gas (Historical Use) | 8000 | Bare Steel | 1974-05-11 | Galvanized Steel | Safe Suction (Euro)
HOLIDAY CHEVRON | 1801 MEMORIAL DR | WAYCROSS | Ware | 1480118 | 4 |  |  | TRUE |  | TRUE | Removed from Ground | Used Oil | 500 | Bare Steel | 1984-05-08 | Galvanized Steel | Safe Suction (Euro)
HOLIDAY CHEVRON | 1801 MEMORIAL DR | WAYCROSS | Ware | 1480118 | 5 | [5 empty] | Removed from Ground | Kerosene | 1000 | Bare Steel | 1993-09-01 | Galvanized Steel | Safe Suction (Euro)
T & R SERVICE STATION | 1120 PLANT AVE | WAYCROSS | Ware | 1480119 | 1 |  | 1998-09-05 | FALSE | 1996-03-21 | FALSE | Currently in Use | Gas (Historical Use) | 5000 | Steel-Impressed Current | 1972-05-11 |  | Pressurized
T & R SERVICE STATION | 1120 PLANT AVE | WAYCROSS | Ware | 1480119 | 2 |  | 1998-09-05 | FALSE | 1996-03-21 | FALSE | Currently in Use | Gas (Historical Use) | 10000 | Steel-Impressed Current | 1972-05-11 |  | Pressurized
T & R SERVICE STATION | 1120 PLANT AVE | WAYCROSS | Ware | 1480119 | 3 |  | 1998-09-05 | FALSE | 1996-03-21 | FALSE | Currently in Use | Gas (Historical Use) | 10000 | Steel-Impressed Current | 1972-05-11 |  | Pressurized
T & R SERVICE STATION | 1120 PLANT AVE | WAYCROSS | Ware | 1480119 | 4 |  | 1998-11-02 | TRUE | 1998-09-15 | TRUE | Removed from Ground | Used Oil | 550 | Steel-Impressed Current | 1972-05-11
T & R SERVICE STATION | 1120 PLANT AVE | WAYCROSS | Ware | 1480119 | 5 |  | 1998-09-05 | FALSE | 1996-03-21 | FALSE | Currently in Use | Diesel | 3000 | Steel-Impressed Current | 1983-01-01 |  | Pressurized
ROUSE GROCERY | 4397 ALBANY HWY | WARESBORO | Ware | 1480120 | 1 | Flapper Valve | 1996-09-20 | FALSE | 1996-09-20 | FALSE | Currently in Use | Diesel | 6000 | Steel-Impressed Current | 1981-05-09 |  | Safe Suction (Euro)
ROUSE GROCERY | 4397 ALBANY HWY | WARESBORO | Ware | 1480120 | 2 |  | 1996-09-20 | FALSE | 1996-09-20 | FALSE | Temporarily out of use | Gas (Historical Use) | 4000 | Steel-Impressed Current | 1981-05-09 | Fiberglass Reinforced Plastic | Pressurized
ROUSE GROCERY | 4397 ALBANY HWY | WARESBORO | Ware | 1480120 | 3 | Flapper Valve | 1996-09-20 | FALSE | 1996-09-20 | FALSE | Currently in Use | Gas (Historical Use) | 3000 | Steel-Impressed Current | 1981-05-09 | Fiberglass Reinforced Plastic | Pressurized
ROUSE GROCERY | 4397 ALBANY HWY | WARESBORO | Ware | 1480120 | 4 | Flapper Valve | 1996-09-20 | FALSE | 1996-09-20 | FALSE | Currently in Use | Gas (Historical Use) | 4000 | Steel-Impressed Current | 1981-05-09 | Fiberglass Reinforced Plastic | Pressurized
CONTAINER CORP OF AMERICA | N OLD JAMESTOWN RD | WAYCROSS | Ware | 1480123 | 1 | [5 empty] | Removed from Ground | Gas (Historical Use) | 560 | Bare Steel | 1963-05-11 | Galvanized Steel
CONTAINER CORP OF AMERICA | N OLD JAMESTOWN RD | WAYCROSS | Ware | 1480123 | 2 | [5 empty] | Removed from Ground | Gas (Historical Use) | 560 | Bare Steel | 1963-05-11 | Galvanized Steel
CONTAINER CORP OF AMERICA | N OLD JAMESTOWN RD | WAYCROSS | Ware | 1480123 | 3 | [5 empty] | Removed from Ground | Diesel | 3006 | Bare Steel | 1979-05-07 | Galvanized Steel
CONTAINER CORP OF AMERICA | N OLD JAMESTOWN RD | WAYCROSS | Ware | 1480123 | 4 | [5 empty] | Removed from Ground | Gas (Historical Use) | 1012 | Bare Steel | 1978-05-07 | Galvanized Steel
CONTAINER CORP OF AMERICA | N OLD JAMESTOWN RD | WAYCROSS | Ware | 1480123 | 5 | [5 empty] | Removed from Ground | Gas (Historical Use) | 1012 | Bare Steel | 1978-05-07 | Galvanized Steel
DERST BAKING CO | 1601 FRANKLIN AVE | WAYCROSS | Ware | 1480124 | 1 | [5 empty] | Removed from Ground | Empty | 1000 | Bare Steel | 1951-05-17 | Unknown | Suction (American)
CSX TRANSPORTATION/CLARK'S ICE A | 611 FRANCIS ST | WAYCROSS | Ware | 1480125 | 1 | [5 empty] | Removed from Ground | Empty | 100 | Bare Steel | 1946-05-18 | Bare Steel
CSX TRANSPORTATION/CLARK'S ICE A | 611 FRANCIS ST | WAYCROSS | Ware | 1480125 | 2 | [5 empty] | Removed from Ground | Empty | 1500 | Bare Steel | 1946-05-18 | Galvanized Steel
CSX TRANSPORTATION/CLARK'S ICE A | 611 FRANCIS ST | WAYCROSS | Ware | 1480125 | 3 | [5 empty] | Removed from Ground | Empty | 2000 | Bare Steel | 1946-05-18 | Galvanized Steel
CSX TRANSPORTATION/CLARK'S ICE A | 611 FRANCIS ST | WAYCROSS | Ware | 1480125 | 4 | [5 empty] | Removed from Ground | Gas (Historical Use) | 1000 | Bare Steel | 1993-02-01 | Bare Steel
CSX TRANSPORTATION/SEABOARD SYST | 315 PLANT AVE | WAYCROSS | Ware | 1480126 | 1 | [5 empty] | Removed from Ground | Diesel | 1000 | Bare Steel | 1977-05-10 | Galvanized Steel
CSX TRANSPORTATION/SEABOARD SYST | 315 PLANT AVE | WAYCROSS | Ware | 1480126 | 2 | [5 empty] | Removed from Ground | Diesel | 1000 | Bare Steel | 1977-05-10 | Galvanized Steel
CSX TRANSPORTATION/SEABOARD SYST | 315 PLANT AVE | WAYCROSS | Ware | 1480126 | 3 |  |  | TRUE |  | TRUE | Removed from Ground | Used Oil | 500 | Bare Steel | 1977-05-10 | Galvanized Steel
CSX TRANSPORTATION/SEABOARD SYST | 315 PLANT AVE | WAYCROSS | Ware | 1480126 | 4 | [5 empty] | Removed from Ground | Gas (Historical Use) | 1000 | Marked Unknown | 1968-05-12 | Galvanized Steel
CSX TRANSPORTATION/SEABOARD SYST | 315 PLANT AVE | WAYCROSS | Ware | 1480126 | 5 | [5 empty] | Removed from Ground | Kerosene | 2500 | Bare Steel | 1993-02-01 | Bare Steel
CSX TRANSPORTATION/SEABOARD SYST | 315 PLANT AVE | WAYCROSS | Ware | 1480126 | 6 | [5 empty] | Removed from Ground | Kerosene | 2500 | Bare Steel | 1993-02-01 | Bare Steel
GOLD KIST STORE | 316 WEST BLACKSHEAR AVE | WAYCROSS | Ware | 1480127 | 1 | [5 empty] | Removed from Ground | Gas (Historical Use) | 1000 | Bare Steel | 1971-05-12 | Galvanized Steel
CSX TRANSPORTATION | OKLAHOMA AVE | WAYCROSS | Ware | 1480128 | 1 | [5 empty] | Removed from Ground | Kerosene | 6000 | Bare Steel | 1993-02-04 | Bare Steel
CSX TRANSPORTATION | OKLAHOMA AVE | WAYCROSS | Ware | 1480128 | 2 | [5 empty] | Removed from Ground | Gas (Historical Use) | 1000 | Bare Steel | 1993-02-02 | Bare Steel
CSX TRANSPORTATION | OKLAHOMA AVE | WAYCROSS | Ware | 1480128 | 3 | [5 empty] | Removed from Ground | Gas (Historical Use) | 1000 | Bare Steel | 1993-02-03 | Bare Steel
CSX TRANSPORTATION | OKLAHOMA AVE | WAYCROSS | Ware | 1480128 | 4 | [5 empty] | Removed from Ground | Gas (Historical Use) | 1000 | Marked Unknown | 1990-09-24 | Unknown
CSX TRANSPORTATION | OKLAHOMA AVE | WAYCROSS | Ware | 1480128 | 51 | [5 empty] | Removed from Ground | Diesel | 500 | Not Marked/Unknown | 1993-02-24 | Not Marked
CSX TRANSPORTATION | OKLAHOMA AVE | WAYCROSS | Ware | 1480128 | 52 | [5 empty] | Removed from Ground | Gas (Historical Use) | 1000 | Not Marked/Unknown | 1993-02-24 | Not Marked
LEWIS & RAULERSON INC DBA FUELOC | 1759 STATE ST | WAYCROSS | Ware | 1480129 | 1 | [5 empty] | Removed from Ground | Gas (Historical Use) | 3000 | Bare Steel | 1985-01-01 | Bare Steel | Safe Suction (Euro)
LEWIS & RAULERSON INC DBA FUELOC | 1759 STATE ST | WAYCROSS | Ware | 1480129 | 10 |  | 1997-11-01 |  | 1997-11-01 |  | Currently in Use | Diesel | 12000 | Composite | 1997-11-01 | Double-Walled Flex | Pressurized
LEWIS & RAULERSON INC DBA FUELOC | 1759 STATE ST | WAYCROSS | Ware | 1480129 | 11 |  | 1997-11-01 |  | 1997-11-01 |  | Currently in Use | Diesel | 10000 | Composite | 1997-11-01 | Double-Walled Flex | Pressurized
LEWIS & RAULERSON INC DBA FUELOC | 1759 STATE ST | WAYCROSS | Ware | 1480129 | 12 |  | 1997-11-01 |  | 1997-11-01 |  | Currently in Use | Kerosene | 10000 | Composite | 1997-11-01 | Double-Walled Flex | Pressurized
LEWIS & RAULERSON INC DBA FUELOC | 1759 STATE ST | WAYCROSS | Ware | 1480129 | 2 | [5 empty] | Removed from Ground | Gas (Historical Use) | 4000 | Bare Steel | 1966-01-01 | Bare Steel | Safe Suction (Euro)
LEWIS & RAULERSON INC DBA FUELOC | 1759 STATE ST | WAYCROSS | Ware | 1480129 | 4 | [5 empty] | Removed from Ground | Gas (Historical Use) | 3000 | Bare Steel | 1985-01-01 | Bare Steel | Safe Suction (Euro)
LEWIS & RAULERSON INC DBA FUELOC | 1759 STATE ST | WAYCROSS | Ware | 1480129 | 5 | [5 empty] | Removed from Ground | Gas (Historical Use) | 4000 | Bare Steel | 1966-05-13 | Bare Steel | Safe Suction (Euro)
LEWIS & RAULERSON INC DBA FUELOC | 1759 STATE ST | WAYCROSS | Ware | 1480129 | 6 |  | 1992-02-01 |  | 1992-02-01 |  | Currently in Use | Diesel | 10000 | Composite | 1992-02-01 | Double-Walled Flex
LEWIS & RAULERSON INC DBA FUELOC | 1759 STATE ST | WAYCROSS | Ware | 1480129 | 7 |  | 1992-02-01 |  | 1992-02-01 |  | Removed from Ground | Kerosene | 2000 | Bare Steel | 1975-01-01 | Galvanized Steel | Safe Suction (Euro)
LEWIS & RAULERSON INC DBA FUELOC | 1759 STATE ST | WAYCROSS | Ware | 1480129 | 8A | Flapper Valve | 1997-11-01 | FALSE | 1997-11-01 | FALSE | Currently in Use | Diesel Off Road | 5000 | Composite | 1997-11-01 | Double-Walled Flex | Pressurized
LEWIS & RAULERSON INC DBA FUELOC | 1759 STATE ST | WAYCROSS | Ware | 1480129 | 8B | Flapper Valve | 1997-11-01 | FALSE | 1997-11-01 | FALSE | Currently in Use | Premium | 5000 | Composite | 1997-11-01 | Double-Walled Flex | Pressurized
LEWIS & RAULERSON INC DBA FUELOC | 1759 STATE ST | WAYCROSS | Ware | 1480129 | 9 | Flapper Valve | 1997-11-01 | FALSE | 1997-11-01 | FALSE | Currently in Use | Regular | 10000 | Composite | 1997-11-01 | Double-Walled Flex | Pressurized
CORNER STOP | 2401 PLANT AVE | WAYCROSS | Ware | 1480130 | 1-UL | Flapper Valve | 1995-10-18 | FALSE | 1995-10-18 | FALSE | Currently in Use | Premium | 8000 | Steel-Impressed Current | 1985-05-08 | Steel (Impressed Current) | Pressurized
CORNER STOP | 2401 PLANT AVE | WAYCROSS | Ware | 1480130 | 2-MID | Flapper Valve | 1995-10-18 | FALSE | 1995-10-18 | FALSE | Currently in Use | Plus | 8000 | Steel-Impressed Current | 1985-05-08 | Steel (Impressed Current) | Pressurized
CORNER STOP | 2401 PLANT AVE | WAYCROSS | Ware | 1480130 | 3-PREM | Flapper Valve | 1995-10-18 | FALSE | 1995-10-18 | FALSE | Currently in Use | Regular | 8000 | Steel-Impressed Current | 1985-05-08 | Steel (Impressed Current) | Pressurized
BIG A AUTO PARTS | 816 MEMORIAL DR | WAYCROSS | Ware | 1480132 | 1 | [5 empty] | Removed from Ground | Gas (Historical Use) | 10000 | Bare Steel | 1983-05-09 | Galvanized Steel
BIG A AUTO PARTS | 816 MEMORIAL DR | WAYCROSS | Ware | 1480132 | 2 | [5 empty] | Removed from Ground | Gas (Historical Use) | 10000 | Bare Steel | 1983-05-09 | Galvanized Steel
BIG A AUTO PARTS | 816 MEMORIAL DR | WAYCROSS | Ware | 1480132 | 3 | [5 empty] | Removed from Ground | Gas (Historical Use) | 10000 | Bare Steel | 1983-05-09 | Galvanized Steel
BIG A AUTO PARTS | 816 MEMORIAL DR | WAYCROSS | Ware | 1480132 | 4 | [5 empty] | Removed from Ground | Diesel | 10000 | Bare Steel | 1983-05-09 | Galvanized Steel
GARCIAS | 410 HARRISON ST | WAYCROSS | Ware | 1480134 | 1 | [5 empty] | Removed from Ground | Empty | 6000 | Bare Steel | 1980-05-08 | Galvanized Steel | Pressurized
GARCIAS | 410 HARRISON ST | WAYCROSS | Ware | 1480134 | 2 | [5 empty] | Removed from Ground | Empty | 6000 | Bare Steel | 1980-05-08 | Galvanized Steel | Pressurized
GARCIAS | 410 HARRISON ST | WAYCROSS | Ware | 1480134 | 3 | [5 empty] | Removed from Ground | Empty | 2000 | Bare Steel | 1985-05-07 | Galvanized Steel | Pressurized
STOP & SAVE #23 | 500 MEMORIAL DR | WAYCROSS | Ware | 1480136 | 1-UNL |  | 1996-03-18 |  | 1990-01-01 |  | Removed from Ground | Gas (Historical Use) | 4000 | Not Marked/Unknown | 1976-05-08 | Galvanized Steel | Suction (American)
STOP & SAVE #23 | 500 MEMORIAL DR | WAYCROSS | Ware | 1480136 | 2-MG |  | 1996-03-18 |  | 1990-01-01 |  | Removed from Ground | Gas (Historical Use) | 4000 | Not Marked/Unknown | 1976-05-08 | Cathodically Protected | Suction (American)
STOP & SAVE #23 | 500 MEMORIAL DR | WAYCROSS | Ware | 1480136 | 2-PREM |  | 2002-08-19 | FALSE | 2002-08-19 | FALSE | Currently in Use | Gas (Historical Use) | 6000 | Composite Double Walled | 2002-08-19 | Double-Walled Fiberglass | Pressurized
STOP & SAVE #23 | 500 MEMORIAL DR | WAYCROSS | Ware | 1480136 | 2-UNL |  | 2002-08-19 | FALSE | 2002-08-19 | FALSE | Currently in Use | Gas (Historical Use) | 10000 | Composite Double Walled | 2002-08-19 | Double-Walled Fiberglass | Pressurized
STOP & SAVE #23 | 500 MEMORIAL DR | WAYCROSS | Ware | 1480136 | 3-PREM |  | 1996-03-18 |  | 1990-01-01 |  | Removed from Ground | Gas (Historical Use) | 4000 | Not Marked/Unknown | 1976-05-08 | Cathodically Protected | Suction (American)
STOP & SAVE #23 | 500 MEMORIAL DR | WAYCROSS | Ware | 1480136 | 4-UNL | [5 empty] | Closed in Ground | Gas (Historical Use) | 3000 | Bare Steel | 1976-05-08 | Galvanized Steel | Suction (American)
STOP & SAVE #23 | 500 MEMORIAL DR | WAYCROSS | Ware | 1480136 | 5-PREM | [5 empty] | Closed in Ground | Gas (Historical Use) | 3000 | Bare Steel | 1976-05-08 | Galvanized Steel | Suction (American)
WALKER JONES | 515 TEBEAU ST | WAYCROSS | Ware | 1480137 | 1 | [5 empty] | Removed from Ground | Gas (Historical Use) | 500 | Marked Unknown | 1951-05-16 | Unknown | Suction (American)
WILBUR JAMES TIRE & BATTERY | 401 HICKS ST | WAYCROSS | Ware | 1480139 | 1 | Flapper Valve |  |  |  |  | Removed from Ground | Gas (Historical Use) | 5000 | Steel-Impressed Current | 1983-05-09 | Steel (Impressed Current) | Pressurized
WILBUR JAMES TIRE & BATTERY | 401 HICKS ST | WAYCROSS | Ware | 1480139 | 2 | Flapper Valve |  |  |  |  | Removed from Ground | Gas (Historical Use) | 5000 | Steel-Impressed Current | 1983-05-09 | Steel (Impressed Current) | Pressurized
WILBUR JAMES TIRE & BATTERY | 401 HICKS ST | WAYCROSS | Ware | 1480139 | 3 | Flapper Valve |  |  |  |  | Removed from Ground | Gas (Historical Use) | 5000 | Steel-Impressed Current | 1983-05-09 | Steel (Impressed Current) | Pressurized
WILBUR JAMES TIRE & BATTERY | 401 HICKS ST | WAYCROSS | Ware | 1480139 | 4 | Flapper Valve |  |  |  |  | Removed from Ground | Diesel | 5000 | Steel-Impressed Current | 1983-05-09 | Steel (Impressed Current) | Pressurized
GA-570/ZIPPY MART 409 | 1926 ALBANY AVE | WAYCROSS | Ware | 1480140 | 1 | [5 empty] | Removed from Ground | Gas (Historical Use) | 10000 | Bare Steel | 1976-05-09 | Galvanized Steel
GA-570/ZIPPY MART 409 | 1926 ALBANY AVE | WAYCROSS | Ware | 1480140 | 2 | [5 empty] | Removed from Ground | Gas (Historical Use) | 10000 | Bare Steel | 1976-05-09 | Galvanized Steel
OSCAR G CARLSTEDT CO | 813 ALBANY AVE | WAYCROSS | Ware | 1480144 | 1 | [5 empty] | Removed from Ground | Gas (Historical Use) | 560 | Bare Steel | 1976-05-05 | Galvanized Steel
MID SOUTH FEEDS INC | 809 ALBANY AVE | WAYCROSS | Ware | 1480145 | 1 | [5 empty] | Removed from Ground | Gas (Historical Use) | 1000 | Bare Steel | 1976-05-10 | Galvanized Steel | Suction (American)
INTERSTATE WAYCROSS | AUGUSTA RD & ALBANY | WAYCROSS | Ware | 1480146 | NL1 | [5 empty] | Removed from Ground | Gas (Historical Use) | 4000 | Bare Steel | 1966-05-12 | Galvanized Steel
INTERSTATE WAYCROSS | AUGUSTA RD & ALBANY | WAYCROSS | Ware | 1480146 | NL2 | [5 empty] | Removed from Ground | Gas (Historical Use) | 4000 | Bare Steel | 1966-05-12 | Galvanized Steel
INTERSTATE WAYCROSS | AUGUSTA RD & ALBANY | WAYCROSS | Ware | 1480146 | P1 | [5 empty] | Removed from Ground | Gas (Historical Use) | 4000 | Bare Steel | 1970-01-01 | Unknown
INTERSTATE WAYCROSS | AUGUSTA RD & ALBANY | WAYCROSS | Ware | 1480146 | R1 | [5 empty] | Removed from Ground | Gas (Historical Use) | 4000 | Bare Steel | 1966-05-12 | Galvanized Steel
INTERSTATE WAYCROSS | AUGUSTA RD & ALBANY | WAYCROSS | Ware | 1480146 | R2 | [5 empty] | Removed from Ground | Gas (Historical Use) | 4000 | Bare Steel | 1966-05-12 | Galvanized Steel
INTERSTATE WAYCROSS | AUGUSTA RD & ALBANY | WAYCROSS | Ware | 1480146 | R3 | [5 empty] | Removed from Ground | Gas (Historical Use) | 4000 | Bare Steel | 1977-05-09 | Galvanized Steel
APOLLOFOODS INC 2 | 1800 MEMORIAL DR | WAYCROSS | Ware | 1480147 | 1 | [5 empty] | Closed in Ground | Gas (Historical Use) | 8000 | Bare Steel | 1978-05-10 | Galvanized Steel
APOLLOFOODS INC 2 | 1800 MEMORIAL DR | WAYCROSS | Ware | 1480147 | 2 | [5 empty] | Closed in Ground | Gas (Historical Use) | 6000 | Bare Steel | 1978-05-10 | Galvanized Steel
APOLLOFOODS INC 2 | 1800 MEMORIAL DR | WAYCROSS | Ware | 1480147 | 3 | [5 empty] | Closed in Ground | Gas (Historical Use) | 4000 | Bare Steel | 1978-05-10 | Galvanized Steel
APOLLOFOODS INC 2 | 1800 MEMORIAL DR | WAYCROSS | Ware | 1480147 | 4 | [5 empty] | Closed in Ground | Diesel | 4000 | Bare Steel | 1978-05-10 | Galvanized Steel
YOGIS STOP & SAVE | 800 Ossie Davis Boulevard | WAYCROSS | Ware | 1480148 | 1 |  | 1996-07-01 | FALSE | 1996-07-01 | FALSE | Currently in Use | Gas (Historical Use) | 6000 | Steel-Impressed Current | 1982-05-09 | Double-Walled Flex | Pressurized
YOGIS STOP & SAVE | 800 Ossie Davis Boulevard | WAYCROSS | Ware | 1480148 | 2 |  | 1996-07-01 | FALSE | 1996-07-01 | FALSE | Currently in Use | Gas (Historical Use) | 6000 | Steel-Impressed Current | 1982-05-09 | Double-Walled Flex | Pressurized
YOGIS STOP & SAVE | 800 Ossie Davis Boulevard | WAYCROSS | Ware | 1480148 | 3 |  | 1996-07-01 | FALSE | 1996-07-01 | FALSE | Currently in Use | Gas (Historical Use) | 6000 | Steel-Impressed Current | 1982-05-09 | Double-Walled Flex | Pressurized
ANDYS EXPRESS | 1248 ALBANY AVE | WAYCROSS | Ware | 1480149 | 1 |  | 1998-12-09 |  | 1998-12-09 |  | Temporarily out of use | Gas (Historical Use) | 8000 | Steel-Impressed Current | 1978-05-10 | Steel (Impressed Current) | Pressurized
ANDYS EXPRESS | 1248 ALBANY AVE | WAYCROSS | Ware | 1480149 | 2 |  | 1998-12-09 |  | 1998-12-09 |  | Temporarily out of use | Gas (Historical Use) | 6000 | Steel-Impressed Current | 1978-05-10 | Steel (Impressed Current) | Pressurized
ANDYS EXPRESS | 1248 ALBANY AVE | WAYCROSS | Ware | 1480149 | 3 |  | 1998-12-09 |  | 1998-12-09 |  | Temporarily out of use | Gas (Historical Use) | 3000 | Steel-Impressed Current | 1978-05-10 | Steel (Impressed Current) | Suction (American)
ANDYS EXPRESS | 1248 ALBANY AVE | WAYCROSS | Ware | 1480149 | 4 |  | 1998-12-09 |  | 1998-12-09 |  | Temporarily out of use | Diesel | 6000 | Steel-Impressed Current | 1978-05-10 | Steel (Impressed Current) | Pressurized
SOLAR FOOD | 6349 VALDOSTA HWY | MANOR | Ware | 1480150 | 1 | Flapper Valve | 1998-03-13 | FALSE | 1998-03-13 | FALSE | Currently in Use | Regular | 4000 | Steel-Impressed Current | 1981-05-08 | Steel (Impressed Current) | Suction (American)
SOLAR FOOD | 6349 VALDOSTA HWY | MANOR | Ware | 1480150 | 2 | Flapper Valve | 1998-03-13 | FALSE | 1998-03-13 | FALSE | Currently in Use | Regular | 4000 | Steel-Impressed Current | 1981-05-08 | Steel (Impressed Current) | Suction (American)
SOLAR FOOD | 6349 VALDOSTA HWY | MANOR | Ware | 1480150 | 3 | Flapper Valve | 1998-03-13 | FALSE | 1998-03-13 | FALSE | Currently in Use | Premium | 4000 | Steel-Impressed Current | 1981-05-08 | Steel (Impressed Current) | Suction (American)
SOLAR FOOD | 6349 VALDOSTA HWY | MANOR | Ware | 1480150 | 4 | Flapper Valve | 1998-03-13 |  | 1998-03-13 |  | Currently in Use | Diesel | 4000 | Steel-Impressed Current | 1981-05-08 | Steel (Impressed Current) | Suction (American)
BST/WAYCROSS CO/R2559 | 430 OAK ST | WAYCROSS | Ware | 1480151 | 1 | [5 empty] | Removed from Ground | Diesel | 5000 | Bare Steel | 1968-01-06 | Copper
BST/WAYCROSS CO/R2559 | 430 OAK ST | WAYCROSS | Ware | 1480151 | 2 | [5 empty] | Removed from Ground | Diesel | 1000 | Bare Steel | 1958-01-01 | Galvanized Steel
BST/WAYCROSS CO/R2559 | 430 OAK ST | WAYCROSS | Ware | 1480151 | 3 |  | 1997-04-04 | FALSE | 1997-04-04 | FALSE | Currently in Use | Diesel | 2500 |  | 1992-06-03 | Copper | Suction (American)
VEHICLE MAINTENANCE | 1001 ALBANY AVE | WAYCROSS | Ware | 1480152 | 1 | [5 empty] | Removed from Ground | Empty | 2000 | Bare Steel | 1957-01-08 | Unknown
VEHICLE MAINTENANCE | 1001 ALBANY AVE | WAYCROSS | Ware | 1480152 | 2 | [5 empty] | Removed from Ground | Gas (Historical Use) | 1000 | Bare Steel | 1957-01-08 | Bare Steel | Suction (American)
VEHICLE MAINTENANCE | 1001 ALBANY AVE | WAYCROSS | Ware | 1480152 | 3 | [5 empty] | Removed from Ground | Gas (Historical Use) | 1000 | Bare Steel | 1981-01-01 | Bare Steel | Suction (American)
VEHICLE MAINTENANCE | 1001 ALBANY AVE | WAYCROSS | Ware | 1480152 | 4 |  |  | TRUE |  | TRUE | Closed in Ground | Used Oil | 250 | Bare Steel | 1998-01-01 | Bare Steel
TRITON #623 | 2017 MEMORIAL DR | WAYCROSS | Ware | 1480153 | 1 |  | 1984-03-01 |  | 1988-01-01 |  | Removed from Ground | Gas (Historical Use) | 10000 | Fiberglass | 1984-03-01 | Fiberglass Reinforced Plastic | Pressurized
TRITON #623 | 2017 MEMORIAL DR | WAYCROSS | Ware | 1480153 | 2 |  | 1984-03-01 |  | 1988-01-01 |  | Removed from Ground | Gas (Historical Use) | 10000 | Fiberglass | 1984-03-01 | Fiberglass Reinforced Plastic | Pressurized
TRITON #623 | 2017 MEMORIAL DR | WAYCROSS | Ware | 1480153 | 3 |  | 1984-03-01 |  | 1988-01-01 |  | Removed from Ground | Gas (Historical Use) | 10000 | Fiberglass | 1985-01-01 | Fiberglass Reinforced Plastic | Pressurized
TRITON #623 | 2017 MEMORIAL DR | WAYCROSS | Ware | 1480153 | 4 | [5 empty] | Permanently Out of Use - historical purposes | Kerosene | 4000 | Bare Steel | 1962-01-07 | Fiberglass Reinforced Plastic
BAY STATION #664 | 818 GLENNMORE | WAYCROSS | Ware | 1480157 | 1 | [5 empty] | Removed from Ground | Gas (Historical Use) | 2000 | Bare Steel | 1972-05-16 | Galvanized Steel
BAY STATION #664 | 818 GLENNMORE | WAYCROSS | Ware | 1480157 | 2 | [5 empty] | Removed from Ground | Gas (Historical Use) | 4000 | Bare Steel | 1972-05-16 | Galvanized Steel
BAY STATION #664 | 818 GLENNMORE | WAYCROSS | Ware | 1480157 | 3 | [5 empty] | Removed from Ground | Gas (Historical Use) | 4000 | Bare Steel | 1972-05-16 | Galvanized Steel
BAY STATION #664 | 818 GLENNMORE | WAYCROSS | Ware | 1480157 | 4 | [5 empty] | Removed from Ground | Gas (Historical Use) | 4000 | Cathodically Protected Steel | 1984-05-13 | Galvanized Steel
GUY'S MINIT MARKET | 2630 BRUNSWICK HWY | WAYCROSS | Ware | 1480160 | 1 |  | 1998-10-20 |  | 1998-10-20 |  | Removed from Ground | Gas (Historical Use) | 6000 | Steel-Impressed Current | 1976-06-04 | Cathodically Protected | Pressurized
GUY'S MINIT MARKET | 2630 BRUNSWICK HWY | WAYCROSS | Ware | 1480160 | 2 |  | 1998-10-20 |  | 1998-10-20 |  | Removed from Ground | Gas (Historical Use) | 6000 | Steel-Impressed Current | 1976-06-04 | Cathodically Protected | Pressurized
GUY'S MINIT MARKET | 2630 BRUNSWICK HWY | WAYCROSS | Ware | 1480160 | 3 |  | 1998-10-20 |  | 1998-10-20 |  | Removed from Ground | Gas (Historical Use) | 2000 | Steel-Impressed Current | 1976-06-04 | Cathodically Protected | Pressurized
BELK HUDSON COMPANY #520 | 2215 MEMORIAL DRIVE | WAYCROSS | Ware | 1480162 | 1 | [5 empty] | Removed from Ground | Diesel | 500 | Bare Steel | 1998-09-28 | Bare Steel
STRATE WELDING/AIRCO WELDING SUP | 1722 REYNOLDS ST | WAYCROSS | Ware | 1480164 | 1 | [5 empty] | Removed from Ground | Empty | 500 | Bare Steel | 1971-06-01 | Galvanized Steel
DIXIE CONCRETE SERVICE INC | 1104 M ST | WAYCROSS | Ware | 1480166 | 1 | [5 empty] | Removed from Ground | Diesel | 10000 | Bare Steel | 1980-05-22 | Galvanized Steel
EMERSON PARK GROCERY | 2600 MINNESOTA AVENUE | WAYCROSS | Ware | 1480167 | 1 |  | 1998-10-01 |  | 1998-08-01 |  | Currently in Use | Gas (Historical Use) | 4000 | Steel-Impressed Current | 1979-05-23 | Cathodically Protected | Safe Suction (Euro)
EMERSON PARK GROCERY | 2600 MINNESOTA AVENUE | WAYCROSS | Ware | 1480167 | 2 |  | 1998-10-01 |  | 1998-08-01 |  | Currently in Use | Gas (Historical Use) | 4000 | Steel-Impressed Current | 1983-05-22 | Cathodically Protected | Safe Suction (Euro)
EMERSON PARK GROCERY | 2600 MINNESOTA AVENUE | WAYCROSS | Ware | 1480167 | 3 |  | 1998-10-01 |  | 1998-08-01 |  | Currently in Use | Gas (Historical Use) | 4000 | Steel-Impressed Current | 1979-05-23 | Cathodically Protected | Safe Suction (Euro)
WEAVER CAULEY PACKING CO. | ALBANY AVE EXT | WAYCROSS | Ware | 1480169 | 1 | [5 empty] | Closed in Ground | Gas (Historical Use) | 1000 | Bare Steel | 1968-04-26 | Galvanized Steel
C & M OIL CO | 201 S. NICHOLS ST | WAYCROSS | Ware | 1480171 | 2 | [5 empty] | Removed from Ground | Kerosene | 1000 | Bare Steel | 1966-04-27 | Galvanized Steel
C & M OIL CO | 201 S. NICHOLS ST | WAYCROSS | Ware | 1480171 | 3 | [5 empty] | Removed from Ground | Diesel | 1000 | Bare Steel | 1966-04-27 | Galvanized Steel
C & M OIL CO | 201 S. NICHOLS ST | WAYCROSS | Ware | 1480171 | DUP235 | [5 empty] | Removed from Ground | Gas (Historical Use) | 1000 | Bare Steel | 1966-04-27 | Galvanized Steel
CROSSWAY CONVENIENCE STORE | 385 OSSIE DAVIS PKWY | WAYCROSS | Ware | 1480173 | 1 |  | 1987-01-01 |  | 1987-01-01 |  | Removed from Ground | Gas (Historical Use) | 8022 | Galvanic (STIP-3) | 1987-01-01 | Flex | Pressurized
CROSSWAY CONVENIENCE STORE | 385 OSSIE DAVIS PKWY | WAYCROSS | Ware | 1480173 | 2 |  | 1987-01-01 |  | 1987-01-01 |  | Removed from Ground | Gas (Historical Use) | 8022 | Galvanic (STIP-3) | 1987-01-01 | Flex | Pressurized
CROSSWAY CONVENIENCE STORE | 385 OSSIE DAVIS PKWY | WAYCROSS | Ware | 1480173 | 3 |  | 1987-01-01 |  | 1987-01-01 |  | Removed from Ground | Gas (Historical Use) | 8022 | Galvanic (STIP-3) | 1987-01-01 | Flex | Pressurized
CROSSWAY CONVENIENCE STORE | 385 OSSIE DAVIS PKWY | WAYCROSS | Ware | 1480173 | 4A |  | 2010-05-15 | FALSE | 2010-05-15 | FALSE | Currently in Use | Gas (Historical Use) | 9000 | Composite Double Walled | 2010-05-15 | Double-Walled Flex | Pressurized
CROSSWAY CONVENIENCE STORE | 385 OSSIE DAVIS PKWY | WAYCROSS | Ware | 1480173 | 4B | Flapper Valve | 2010-05-15 | FALSE | 2010-05-15 | FALSE | Currently in Use | Premium | 3000 | Composite Double Walled | 2010-05-15 | Double-Walled Flex | Pressurized
SAV-A-STOP | 1984 South Georgia Parkway | Waycross | Ware | 1482000 | 1 |  | 1987-11-04 |  | 1987-11-04 |  | Currently in Use | Gas (Historical Use) | 8000 | Galvanic (STIP-3) | 1987-11-04 | Double-Walled Flex | Pressurized
SAV-A-STOP | 1984 South Georgia Parkway | Waycross | Ware | 1482000 | 2 |  | 1987-11-04 |  | 1987-11-04 |  | Currently in Use | Gas (Historical Use) | 8000 | Galvanic (STIP-3) | 1987-11-04 | Double-Walled Flex | Pressurized
SAV-A-STOP | 1984 South Georgia Parkway | Waycross | Ware | 1482000 | 3 |  | 1987-11-04 |  | 1987-11-04 |  | Currently in Use | Gas (Historical Use) | 8000 | Galvanic (STIP-3) | 1987-11-04 | Double-Walled Flex | Pressurized
SAV-A-STOP | 1984 South Georgia Parkway | Waycross | Ware | 1482000 | 4 |  | 1987-11-04 |  | 1987-11-04 |  | Currently in Use | Diesel | 8000 | Galvanic (STIP-3) | 1987-11-04 | Double-Walled Flex | Pressurized
ABBOTT SVC STA | 201 WEST MAIN ST | WARRENTON | Warren | 1490001 | 1 | [5 empty] | Removed from Ground | Gas (Historical Use) | 2000 | Bare Steel |  | Galvanized Steel | Suction (American)
ABBOTT SVC STA | 201 WEST MAIN ST | WARRENTON | Warren | 1490001 | 2 | [5 empty] | Removed from Ground | Gas (Historical Use) | 2000 | Bare Steel |  | Galvanized Steel | Suction (American)
ABBOTT SVC STA | 201 WEST MAIN ST | WARRENTON | Warren | 1490001 | 3 | [5 empty] | Removed from Ground | Gas (Historical Use) | 1000 | Bare Steel |  | Galvanized Steel | Suction (American)
ABBOTT SVC STA | 201 WEST MAIN ST | WARRENTON | Warren | 1490001 | 4 | [5 empty] | Removed from Ground | Diesel | 1000 | Bare Steel |  | Galvanized Steel | Suction (American)
ABBOTT SVC STA | 201 WEST MAIN ST | WARRENTON | Warren | 1490001 | 5 | [5 empty] | Removed from Ground | Diesel | 500 | Bare Steel |  | Galvanized Steel | Suction (American)
GA-PACIFIC WARRENTON C-N-S | HWY 278 E | WARRENTON | Warren | 1490002 | 1 | [5 empty] | Removed from Ground | Gas (Historical Use) | 1060 | Bare Steel | 1975-01-01 | Galvanized Steel
GA-PACIFIC WARRENTON C-N-S | HWY 278 E | WARRENTON | Warren | 1490002 | 2 | [5 empty] | Removed from Ground | Diesel | 2000 | Bare Steel | 1975-01-01 | Galvanized Steel
GA-PACIFIC WARRENTON C-N-S | HWY 278 E | WARRENTON | Warren | 1490002 | 3 | [5 empty] | Removed from Ground | Empty | 550 | Bare Steel | 1975-01-01 | Galvanized Steel
GA-PACIFIC WARRENTON C-N-S | HWY 278 E | WARRENTON | Warren | 1490002 | 4 | [5 empty] | Removed from Ground | Empty | 550 | Bare Steel | 1975-01-01 | Galvanized Steel
GA-PACIFIC WARRENTON C-N-S | HWY 278 E | WARRENTON | Warren | 1490002 | 5 | [5 empty] | Removed from Ground | Empty | 10000 | Bare Steel | 1975-01-01 | Galvanized Steel
WARREN COUNTY BD OF ED | 483 S GIBSON ST | WARRENTON | Warren | 1490003 | 1 |  |  | FALSE |  | FALSE | Removed from Ground | Diesel | 12000 | Bare Steel | 1985-01-01 | Galvanized Steel | Safe Suction (Euro)
WARREN COUNTY BD OF ED | 483 S GIBSON ST | WARRENTON | Warren | 1490003 | 2 |  |  | FALSE |  | FALSE | Removed from Ground | Kerosene | 10000 | Bare Steel | 1976-01-01 | Galvanized Steel
WARREN COUNTY BD OF ED | 483 S GIBSON ST | WARRENTON | Warren | 1490003 | 3 | Flapper Valve | 1998-08-20 | FALSE | 1998-08-20 | FALSE | Currently in Use | Diesel | 12000 | Composite | 1998-08-20 | Fiberglass Reinforced Plastic | Safe Suction (Euro)
WARREN COUNTY BD OF ED | 483 S GIBSON ST | WARRENTON | Warren | 1490003 | 4 | Flapper Valve | 1998-08-20 | FALSE | 1998-08-20 | FALSE | Currently in Use | Regular | 2000 | Composite | 1998-08-20 | Fiberglass Reinforced Plastic | Safe Suction (Euro)
GA DOT #10236 WARREN CO MAINT HQ | 231 MEADOW RD | WARRENTON | Warren | 1490007 | 10236-1 | [5 empty] | Removed from Ground | Gas (Historical Use) | 540 | Bare Steel | 1960-01-01 | Galvanized Steel
GA DOT #10236 WARREN CO MAINT HQ | 231 MEADOW RD | WARRENTON | Warren | 1490007 | 236D1 | [5 empty] | Removed from Ground | Diesel | 2000 | Cathodically Protected Steel | 1987-04-23 | Galvanized Steel | Suction (American)
GA DOT #10236 WARREN CO MAINT HQ | 231 MEADOW RD | WARRENTON | Warren | 1490007 | 236G1 | [5 empty] | Removed from Ground | Gas (Historical Use) | 2000 | Cathodically Protected Steel | 1987-04-23 | Galvanized Steel | Suction (American)
WARRENTON |  | WARRENTON | Warren | 1490008 | 1 | [5 empty] | Removed from Ground | Gas (Historical Use) | 580 | Bare Steel | 1961-01-01 | Unknown
USA FUEL NORWOOD | 4655 ATLANTA HWY NW | NORWOOD | Warren | 1490009 | 1 |  |  | FALSE |  | FALSE | Removed from Ground | Gas (Historical Use) | 2000 | Bare Steel | 1976-10-01 | Galvanized Steel | Suction (American)
USA FUEL NORWOOD | 4655 ATLANTA HWY NW | NORWOOD | Warren | 1490009 | 2 |  |  | FALSE |  | FALSE | Removed from Ground | Gas (Historical Use) | 1000 | Bare Steel | 1976-10-01 | Galvanized Steel | Suction (American)
USA FUEL NORWOOD | 4655 ATLANTA HWY NW | NORWOOD | Warren | 1490009 | 3 |  |  | FALSE |  | FALSE | Removed from Ground | Gas (Historical Use) | 1000 | Bare Steel | 1976-10-01 | Galvanized Steel | Suction (American)
USA FUEL NORWOOD | 4655 ATLANTA HWY NW | NORWOOD | Warren | 1490009 | 4 |  |  | FALSE |  | FALSE | Removed from Ground | Diesel | 1000 | Bare Steel | 1976-10-01 | Galvanized Steel | Suction (American)
USA FUEL NORWOOD | 4655 ATLANTA HWY NW | NORWOOD | Warren | 1490009 | 5 | Flapper Valve | 1998-05-27 | FALSE | 1998-05-27 | FALSE | Currently in Use | Gas (Historical Use) | 4000 | Epoxy | 1998-05-27 | Fiberglass Reinforced Plastic | Suction (American)
USA FUEL NORWOOD | 4655 ATLANTA HWY NW | NORWOOD | Warren | 1490009 | 6 | Flapper Valve | 1998-05-27 | FALSE | 1998-05-27 | FALSE | Currently in Use | Gas (Historical Use) | 4000 | Epoxy | 1998-05-27 | Fiberglass Reinforced Plastic | Suction (American)
USA FUEL NORWOOD | 4655 ATLANTA HWY NW | NORWOOD | Warren | 1490009 | 7 | Flapper Valve | 1998-05-27 | FALSE | 1998-05-27 | FALSE | Currently in Use | Gas (Historical Use) | 5000 | Epoxy | 1998-05-27 | Fiberglass Reinforced Plastic | Suction (American)
USA FUEL NORWOOD | 4655 ATLANTA HWY NW | NORWOOD | Warren | 1490009 | 8 | Flapper Valve | 1998-05-27 | FALSE | 1998-05-27 | FALSE | Currently in Use | Diesel | 3000 | Epoxy | 1998-05-27 | Fiberglass Reinforced Plastic | Suction (American)
NORWOOD MERCANTILE | 4628 ATLANTA HWY | NORWOOD | Warren | 1490010 | PLUS |  | 1998-03-09 | FALSE | 1998-03-09 | FALSE | Removed from Ground | Gas (Historical Use) | 2000 | Steel-Impressed Current | 1977-01-01 | Fiberglass Reinforced Plastic | Suction (American)
NORWOOD MERCANTILE | 4628 ATLANTA HWY | NORWOOD | Warren | 1490010 | REGULAR-UN |  | 1998-03-09 | FALSE | 1998-03-09 | FALSE | Removed from Ground | Gas (Historical Use) | 4000 | Steel-Impressed Current | 1977-01-01 | Fiberglass Reinforced Plastic | Suction (American)
NORWOOD MERCANTILE | 4628 ATLANTA HWY | NORWOOD | Warren | 1490010 | SUPREME |  | 1998-03-09 | FALSE | 1998-03-09 | FALSE | Removed from Ground | Gas (Historical Use) | 2000 | Steel-Impressed Current | 1977-01-01 | Fiberglass Reinforced Plastic | Suction (American)
WARRENTON CAR CARE INC | 104 MACON HWY | WARRENTON | Warren | 1490011 | 1EXXON | [5 empty] | Removed from Ground | Gas (Historical Use) | 8000 | Bare Steel | 1973-01-01 | Galvanized Steel | Safe Suction (Euro)
WARRENTON CAR CARE INC | 104 MACON HWY | WARRENTON | Warren | 1490011 | 2UNLEAD | [5 empty] | Removed from Ground | Gas (Historical Use) | 8000 | Bare Steel | 1973-01-01 | Galvanized Steel | Pressurized
WARRENTON CAR CARE INC | 104 MACON HWY | WARRENTON | Warren | 1490011 | REGULAR | [5 empty] | Removed from Ground | Gas (Historical Use) | 8000 | Epoxy | 1973-01-01 | Galvanized Steel | Pressurized
WARRENTON CAR CARE INC | 104 MACON HWY | WARRENTON | Warren | 1490011 | SUPER | [5 empty] | Removed from Ground | Gas (Historical Use) | 8000 | Epoxy | 1973-01-01 | Galvanized Steel | Pressurized
PURE MINI MART | 710 E MAIN ST | WARRENTON | Warren | 1490012 | 1 | Flapper Valve | 1998-12-22 | FALSE | 1998-12-22 | FALSE | Currently in Use | Regular | 6000 | Steel-Impressed Current | 1984-01-01 | Steel (Impressed Current) | Suction (American)
PURE MINI MART | 710 E MAIN ST | WARRENTON | Warren | 1490012 | 2 | Flapper Valve | 1998-12-22 | FALSE | 1998-12-22 | FALSE | Currently in Use | Regular | 2000 | Steel-Impressed Current | 1998-12-22 | Steel (Impressed Current) | Suction (American)
PURE MINI MART | 710 E MAIN ST | WARRENTON | Warren | 1490012 | 3 | Flapper Valve | 1998-12-22 | FALSE | 1998-12-22 | FALSE | Currently in Use | Diesel | 2000 | Steel-Impressed Current | 1998-12-22 | Steel (Impressed Current) | Suction (American)
PURE MINI MART | 710 E MAIN ST | WARRENTON | Warren | 1490012 | EXTRA-4 |  |  | FALSE |  | FALSE | Removed from Ground | Gas (Historical Use) | 2000 | Bare Steel | 1998-12-01 | Galvanized Steel | Safe Suction (Euro)
SOUTHERN LUMBER SPECIALTIES | 2334 WASHINGTON HWY NE | CAMAK | Warren | 1490014 | BOILER | [5 empty] | Removed from Ground | Diesel | 4000 | Bare Steel | 1995-04-28 | Galvanized Steel | Safe Suction (Euro)
SOUTHERN LUMBER SPECIALTIES | 2334 WASHINGTON HWY NE | CAMAK | Warren | 1490014 | DIESEL | [5 empty] | Removed from Ground | Diesel | 2000 | Bare Steel | 1987-01-01 | Galvanized Steel
SOUTHERN LUMBER SPECIALTIES | 2334 WASHINGTON HWY NE | CAMAK | Warren | 1490014 | REGULAR | [5 empty] | Removed from Ground | Gas (Historical Use) | 2000 | Bare Steel | 1987-01-01 | Galvanized Steel
JEFFS CAR CARE | 104 MACON HWY | WARRENTON | Warren | 1490015 | DIESEL | [5 empty] | Removed from Ground | Gas (Historical Use) | 2000 | Bare Steel | 1973-01-01 | Galvanized Steel | Safe Suction (Euro)
JEFFS CAR CARE | 104 MACON HWY | WARRENTON | Warren | 1490015 | EXTRA | [5 empty] | Removed from Ground | Gas (Historical Use) | 3000 | Bare Steel | 1973-01-01 | Galvanized Steel | Safe Suction (Euro)
DAN BOWDOIN | RT 1 | NORWOOD | Warren | 1490017 | 1 | [5 empty] | Currently in Use | Other | 500 | Bare Steel | 1980-01-01 | Galvanized Steel
RICKEY ALLEY | RT 2 BOX 297 | WARRENTON | Warren | 1490018 | 1 | [5 empty] | Currently in Use | Other | 250 | Bare Steel | 1980-01-01 | Galvanized Steel
MITCH KELLEY | RT 2 (WRENS RD) | WARRENTON | Warren | 1490019 | 1 | [5 empty] | Currently in Use | Other | 250 | Bare Steel | 1980-01-01 | Galvanized Steel
WRENS MINE | HWY 17 | THOMSON | Warren | 1490021 | 1 | [5 empty] | Removed from Ground | Gas (Historical Use) | 3000 | Cathodically Protected Steel | 1974-01-01 | Galvanized Steel
WRENS MINE | HWY 17 | THOMSON | Warren | 1490021 | 2 | [5 empty] | Removed from Ground | Diesel | 12000 | Cathodically Protected Steel | 1965-01-01 | Galvanized Steel
KNOX RIVERS ASPHALT PLANT | I-20 & GA HWY 80 | CAMAK | Warren | 1490022 | 1-GAS | [5 empty] | Removed from Ground | Gas (Historical Use) | 3000 | Bare Steel | 1970-01-01 | Galvanized Steel
KNOX RIVERS ASPHALT PLANT | I-20 & GA HWY 80 | CAMAK | Warren | 1490022 | 2-DIESEL | [5 empty] | Removed from Ground | Diesel | 3000 | Bare Steel | 1970-01-01 | Galvanized Steel
KNOX RIVERS ASPHALT PLANT | I-20 & GA HWY 80 | CAMAK | Warren | 1490022 | 3 |  | 1993-02-01 |  | 1993-02-01 |  | Removed from Ground | Diesel | 3000 | Cathodically Protected Steel | 1990-02-01 | Fiberglass Reinforced Plastic | Pressurized
KNOX RIVERS ASPHALT PLANT | I-20 & GA HWY 80 | CAMAK | Warren | 1490022 | 4 |  | 1993-02-01 |  | 1993-02-01 |  | Removed from Ground | Gas (Historical Use) | 3000 | Cathodically Protected Steel | 1993-02-01 | Fiberglass Reinforced Plastic | Safe Suction (Euro)
C K DEBEAUGRINE JR | 208 JOHNSON ST | WARRENTON | Warren | 1490024 | 1 | [5 empty] | Removed from Ground | Diesel | 12000 | Bare Steel | 1956-01-01 | Galvanized Steel
C K DEBEAUGRINE JR | 208 JOHNSON ST | WARRENTON | Warren | 1490024 | 2 | [5 empty] | Removed from Ground | Diesel | 8000 | Bare Steel | 1956-01-01 | Galvanized Steel
C K DEBEAUGRINE JR | 208 JOHNSON ST | WARRENTON | Warren | 1490024 | 3 | [5 empty] | Removed from Ground | Diesel | 2500 | Bare Steel | 1956-01-01 | Galvanized Steel
C K DEBEAUGRINE JR | 201 W MAIN ST | WARRENTON | Warren | 1490025 | 1 | [5 empty] | Removed from Ground | Gas (Historical Use) | 2500 | Bare Steel | 1966-01-01 | Galvanized Steel
C K DEBEAUGRINE JR | 201 W MAIN ST | WARRENTON | Warren | 1490025 | 2 | [5 empty] | Removed from Ground | Gas (Historical Use) | 2500 | Bare Steel | 1966-01-01 | Galvanized Steel
C K DEBEAUGRINE JR | 201 W MAIN ST | WARRENTON | Warren | 1490025 | 3 | [5 empty] | Removed from Ground | Gas (Historical Use) | 1000 | Bare Steel | 1966-01-01 | Galvanized Steel
C K DEBEAUGRINE JR | 201 W MAIN ST | WARRENTON | Warren | 1490025 | 4 | [5 empty] | Removed from Ground | Diesel | 500 | Bare Steel | 1956-01-01 | Galvanized Steel
C K DEBEAUGRINE JR | 201 W MAIN ST | WARRENTON | Warren | 1490025 | 5 | [5 empty] | Removed from Ground | Diesel | 500 | Bare Steel | 1956-01-01 | Galvanized Steel
C K DEBEAUGRINE JR | 201 W MAIN ST | WARRENTON | Warren | 1490025 | 6 | [5 empty] | Removed from Ground | Diesel | 500 | Bare Steel | 1956-01-01 | Galvanized Steel
C K DEBEAUGRINE JR | 201 W MAIN ST | WARRENTON | Warren | 1490025 | 7 |  |  | TRUE |  | TRUE | Removed from Ground | Used Oil | 500 | Bare Steel | 1946-01-01 | Galvanized Steel
C K DEBEAUGRINE JR | 201 W MAIN ST | WARRENTON | Warren | 1490025 | 8 |  |  | TRUE |  | TRUE | Removed from Ground | Used Oil | 500 | Bare Steel | 1946-01-01 | Galvanized Steel
CONTINENTAL FOREST INVST INC | GA HWY 16 W | WARRENTON | Warren | 1490026 | 1 | [5 empty] | Removed from Ground | Diesel | 2000 | Bare Steel | 1976-01-01 | Galvanized Steel
AL'S QUICK STOP | 1939 COUNTY LINE ROAD SW | MITCHELL | Warren | 1490027 | 1 | [5 empty] | Removed from Ground | Gas (Historical Use) | 1000 | Bare Steel | 1974-01-01 | Galvanized Steel
AL'S QUICK STOP | 1939 COUNTY LINE ROAD SW | MITCHELL | Warren | 1490027 | 2 | [5 empty] | Removed from Ground | Gas (Historical Use) | 3000 | Bare Steel | 1980-01-01 | Galvanized Steel
AL'S QUICK STOP | 1939 COUNTY LINE ROAD SW | MITCHELL | Warren | 1490027 | 3 | [5 empty] | Removed from Ground | Empty | 550 | Bare Steel | 1974-01-01 | Galvanized Steel
AL'S QUICK STOP | 1939 COUNTY LINE ROAD SW | MITCHELL | Warren | 1490027 | 4 | [5 empty] | Removed from Ground | Empty | 0 | Bare Steel | 1999-08-17 | Galvanized Steel
PUBLIC WORKS CAMP | 421 SHOALS ST | WARRENTON | Warren | 1490028 | 1 | [5 empty] | Removed from Ground | Diesel | 2000 | Bare Steel | 1995-12-01 | Galvanized Steel | Safe Suction (Euro)
FOOD MART #1 | 41 MAIN STREET | WARRENTON | Warren | 1492000 | 1 | Flapper Valve | 1998-02-20 | FALSE | 1998-02-20 | FALSE | Currently in Use | Diesel On Road | 8000 | Galvanic (STIP-3) | 1987-06-01 | Fiberglass Reinforced Plastic | Pressurized
FOOD MART #1 | 41 MAIN STREET | WARRENTON | Warren | 1492000 | 2 | Flapper Valve | 1998-02-20 | FALSE | 1998-02-20 | FALSE | Currently in Use | Premium | 8000 | Galvanic (STIP-3) | 1987-06-01 | Fiberglass Reinforced Plastic | Pressurized
FOOD MART #1 | 41 MAIN STREET | WARRENTON | Warren | 1492000 | 3 | Flapper Valve | 1998-02-20 | FALSE | 1998-02-20 | FALSE | Currently in Use | Regular | 8000 | Galvanic (STIP-3) | 1987-06-01 | Fiberglass Reinforced Plastic | Pressurized
FOOD MART #1 | 41 MAIN STREET | WARRENTON | Warren | 1492000 | 4 | Flapper Valve | 1998-02-20 | FALSE | 1998-02-20 | FALSE | Currently in Use | Plus | 5000 | Galvanic (STIP-3) | 1987-06-01 | Fiberglass Reinforced Plastic | Pressurized
Molly's | 48 Main St | Warrenton | Warren | 10003004 | 1A | Flapper Valve | 2019-05-01 | FALSE | 2019-04-01 | FALSE | Currently in Use | Regular | 12000 | Composite Double Walled | 2019-05-11 | Double-Walled Fiberglass | Pressurized
Molly's | 48 Main St | Warrenton | Warren | 10003004 | 1B | Flapper Valve | 2019-05-01 | FALSE | 2019-04-01 | FALSE | Currently in Use | Premium | 4000 | Composite Double Walled | 2019-05-11 | Double-Walled Fiberglass | Pressurized
Molly's | 48 Main St | Warrenton | Warren | 10003004 | 1C | Flapper Valve | 2019-05-01 | FALSE | 2019-04-01 | FALSE | Currently in Use | E-0 | 4000 | Composite Double Walled | 2019-05-11 | Double-Walled Fiberglass | Pressurized
Molly's | 48 Main St | Warrenton | Warren | 10003004 | 2A | Flapper Valve | 2019-05-01 | FALSE | 2019-04-01 | FALSE | Currently in Use | Diesel On Road | 14000 | Composite Double Walled | 2019-05-11 | Double-Walled Fiberglass | Pressurized
Molly's | 48 Main St | Warrenton | Warren | 10003004 | 2B | Flapper Valve | 2019-05-01 | FALSE | 2019-04-01 | FALSE | Currently in Use | Diesel Off Road | 6000 | Composite Double Walled | 2019-05-11 | Double-Walled Fiberglass | Pressurized
VP RACING FUELS INS | 6499 ATLANTA HWY | BARNETT | Warren | 10000076 | 1 |  |  | FALSE |  | FALSE | Removed from Ground | Gas (Historical Use) | 500 | Bare Steel | 2002-06-18 | Unknown
VP RACING FUELS INS | 6499 ATLANTA HWY | BARNETT | Warren | 10000076 | 2 |  |  | FALSE |  | FALSE | Removed from Ground | Gas (Historical Use) | 500 | Bare Steel | 2002-06-18 | Unknown
W F WILHOIT | 115 NORWOOD RD | WARRENTON | Warren | 9097005 | 1 |  |  | FALSE |  | FALSE | Permanently Out of Use - historical purposes |  | 500 | Bare Steel | 1959-05-15 | Galvanized Steel
GEORGIA PACIFIC SAWMILL | US HWY 278 EAST | WARRENTON | Warren | 9149001 | 1 | [5 empty] | Removed from Ground | Diesel | 0 | Marked Unknown | 1992-02-26 | Unknown
7-STAR DISCOUNT BEVERAGE #261 | 574 WEST MAIN ST | WARRENTON | Warren | 9149002 | 1 |  |  | FALSE |  | FALSE | Removed from Ground | Gas (Historical Use) | 10000 |  | 1992-01-30
7-STAR DISCOUNT BEVERAGE #261 | 574 WEST MAIN ST | WARRENTON | Warren | 9149002 | 2 |  |  | FALSE |  | FALSE | Removed from Ground | Gas (Historical Use) | 10000 |  | 1992-01-30
7-STAR DISCOUNT BEVERAGE #261 | 574 WEST MAIN ST | WARRENTON | Warren | 9149002 | 3 |  | 1998-04-01 | FALSE | 1998-04-01 | FALSE | Currently in Use | Gas (Historical Use) | 10000 | Composite | 1998-04-01 | Fiberglass Reinforced Plastic | Pressurized
7-STAR DISCOUNT BEVERAGE #261 | 574 WEST MAIN ST | WARRENTON | Warren | 9149002 | 4 |  | 1998-04-01 | FALSE | 1998-04-01 | FALSE | Currently in Use | Gas (Historical Use) | 8000 | Composite | 1998-04-01 | Fiberglass Reinforced Plastic | Pressurized
MCI | RAILROAD RD & MASSINGALE ST | NORWOOD | Warren | 9149003 | 1 |  |  | FALSE |  | FALSE | Removed from Ground | Diesel | 500 | Fiberglass | 1985-06-01
MCI | RAILROAD RD & MASSINGALE ST | NORWOOD | Warren | 9149003 | 2 | Overfill Alarm | 1993-12-01 | FALSE | 1993-12-01 | FALSE | Currently in Use | Diesel | 600 | Fiberglass | 1993-12-21 | Fiberglass Reinforced Plastic | Suction (American)
HEALTH-TEX INC | RT 1 BOX 127 | WARRENTON | Warren | 9149004 | 1 | [5 empty] | Removed from Ground | Diesel | 10000 | Marked Unknown | 1974-01-01 | Unknown
HAWKINS LOGGING | 130 Macon Highway | WARRENTON | Warren | 9149005 | 1 | Flapper Valve | 1998-04-22 | FALSE | 1998-04-22 | FALSE | Currently in Use | Diesel | 10000 | Galvanic (STIP-3) | 1989-07-01 | Bare Steel | Safe Suction (Euro)
WRANGLER INC | 710 MACON HWY | WARRENTON | Warren | 9149006 | 1 | [5 empty] | Removed from Ground | Diesel | 10000 | Bare Steel | 1992-05-20 | Galvanized Steel | Suction (American)
GC GRIFFIN GROCERY SVC STATION | 2382 ATLANTA HWY | NORWOOD | Warren | 9149007 | 1 | [5 empty] | Removed from Ground | Gas (Historical Use) | 1000 | Bare Steel | 1964-01-01 | Galvanized Steel | Suction (American)
GC GRIFFIN GROCERY SVC STATION | 2382 ATLANTA HWY | NORWOOD | Warren | 9149007 | 2 | [5 empty] | Removed from Ground | Gas (Historical Use) | 2000 | Bare Steel | 1964-01-01 | Galvanized Steel | Suction (American)
GENE ADKINS STORE | 2139 OGEECHEE RIVER RD | WARRENTON | Warren | 9149008 | 1 | [5 empty] | Removed from Ground | Diesel | 1000 | Bare Steel | 1987-01-01 | Galvanized Steel | Safe Suction (Euro)
GENE ADKINS STORE | 2139 OGEECHEE RIVER RD | WARRENTON | Warren | 9149008 | 2 | [5 empty] | Removed from Ground | Gas (Historical Use) | 4000 | Bare Steel | 1987-01-01 | Galvanized Steel | Safe Suction (Euro)
CAMAK TRADING POST | 1880 WASHINGTON ROAD | CAMAK | Warren | 9149009 | 1 | [5 empty] | Removed from Ground | Gas (Historical Use) | 1000 | Bare Steel | 1987-06-01 | Galvanized Steel | Safe Suction (Euro)
CAMAK TRADING POST | 1880 WASHINGTON ROAD | CAMAK | Warren | 9149009 | 2 |  |  | FALSE |  | FALSE | Removed from Ground | Gas (Historical Use) | 10000 | Bare Steel | 1987-06-01
PANHANDLE COUNTRY STORE | PURVIS SCHOOL RD | WARRENTON | Warren | 9149010 | 1 | [5 empty] | Permanently Out of Use - historical purposes | Gas (Historical Use) | 4000 | Bare Steel | 1985-01-01 | Bare Steel | Suction (American)
PANHANDLE COUNTRY STORE | PURVIS SCHOOL RD | WARRENTON | Warren | 9149010 | 2 | [5 empty] | Permanently Out of Use - historical purposes | Gas (Historical Use) | 2000 | Bare Steel | 1985-01-01 | Bare Steel | Suction (American)
THIGPEN & CO INC | 201 LEGION DR | WARRENTON | Warren | 9149011 | 1 | [5 empty] | Removed from Ground | Gas (Historical Use) | 8000 | Bare Steel | 1972-07-01 | Galvanized Steel | Suction (American)
THIGPEN & CO INC | 201 LEGION DR | WARRENTON | Warren | 9149011 | 2 | [5 empty] | Removed from Ground | Gas (Historical Use) | 8000 | Bare Steel | 1972-07-01 | Galvanized Steel | Suction (American)
GRAYS SERVICE STATION | 667 MAIN ST | WARRENTON | Warren | 9149012 | 1 | [5 empty] | Removed from Ground | Gas (Historical Use) | 3500 | Bare Steel | 2004-09-23 | Galvanized Steel | Suction (American)
GRAYS SERVICE STATION | 667 MAIN ST | WARRENTON | Warren | 9149012 | 2 | [5 empty] | Removed from Ground | Gas (Historical Use) | 3500 | Bare Steel | 2004-09-23 | Galvanized Steel | Suction (American)
GRAYS SERVICE STATION | 667 MAIN ST | WARRENTON | Warren | 9149012 | 3 | [5 empty] | Removed from Ground | Gas (Historical Use) | 3500 | Bare Steel | 2004-09-23 | Galvanized Steel | Suction (American)
GRAYS SERVICE STATION | 667 MAIN ST | WARRENTON | Warren | 9149012 | 4 | Flapper Valve | 1995-06-29 | FALSE | 1995-06-29 | FALSE | Currently in Use | Diesel | 3000 | Galvanic (STIP-3) | 1995-06-29 | Fiberglass Reinforced Plastic | Safe Suction (Euro)
GRAYS SERVICE STATION | 667 MAIN ST | WARRENTON | Warren | 9149012 | 5 | Flapper Valve | 1997-08-10 | FALSE | 1997-08-10 | FALSE | Currently in Use | Regular | 8000 | Composite | 1997-08-10 | Fiberglass Reinforced Plastic | Pressurized
GRAYS SERVICE STATION | 667 MAIN ST | WARRENTON | Warren | 9149012 | 6A | Flapper Valve | 1997-08-10 | FALSE | 1997-08-10 | FALSE | Currently in Use | Plus | 4000 | Composite | 1997-08-10 | Fiberglass Reinforced Plastic | Pressurized
GRAYS SERVICE STATION | 667 MAIN ST | WARRENTON | Warren | 9149012 | 6B | Flapper Valve | 1997-08-10 | FALSE | 1997-08-10 | FALSE | Currently in Use | Premium | 4000 | Composite | 1997-08-10 | Fiberglass Reinforced Plastic | Pressurized
FORMER WARREN CO BUS SHOP | 101 ACADEMY STREET | WARRENTON | Warren | 9149100 | 1 | [5 empty] | Removed from Ground | Gas (Historical Use) | 2000 | Bare Steel | 1957-01-01 | Bare Steel
FORMER WARREN CO BUS SHOP | 101 ACADEMY STREET | WARRENTON | Warren | 9149100 | 2 | [5 empty] | Removed from Ground | Gas (Historical Use) | 2000 | Bare Steel | 1957-01-01 | Bare Steel
FORMER WARREN CO BUS SHOP | 101 ACADEMY STREET | WARRENTON | Warren | 9149100 | 3 | [5 empty] | Removed from Ground | Diesel | 2000 | Bare Steel | 1957-01-01 | Bare Steel
WILLIAM (BILLY) QUINN | RT 1 | NORWOOD | Warren | 940046 | 1 | [5 empty] | Currently in Use | Other | 500 | Bare Steel | 1978-01-01 | Galvanized Steel
UNKNOWN | 8924 HWY 88 EAST | SANDERSVILLE | Washington | 9150046 | 1 | [5 empty] | Removed from Ground | Empty | 500 | Marked Unknown |  | Unknown
UNKNOWN | 8924 HWY 88 EAST | SANDERSVILLE | Washington | 9150046 | 2 | [5 empty] | Removed from Ground | Gas (Historical Use) | 500 | Marked Unknown |  | Unknown
UNKNOWN | 8924 HWY 88 EAST | SANDERSVILLE | Washington | 9150046 | 3 | [5 empty] | Removed from Ground | Gas (Historical Use) | 1000 | Marked Unknown |  | Unknown
BST/SANDERSVILLE R2529 | 222 RIDDLEVILLE RD | SANDERSVILLE | Washington | 9150001 | 1 | [5 empty] | Removed from Ground | Gas (Historical Use) | 3000 | Bare Steel | 1973-11-26 | Unknown | Pressurized
WASHINGTON EMC | 258 N HARRIS ST | SANDERSVILLE | Washington | 9150002 | 1 | Flapper Valve | 1995-12-30 | FALSE | 1995-12-30 | FALSE | Currently in Use | Regular | 10000 | Galvanic (STIP-3) | 1986-10-01 | Fiberglass Reinforced Plastic | Safe Suction (Euro)
WASHINGTON EMC | 258 N HARRIS ST | SANDERSVILLE | Washington | 9150002 | 2 | Flapper Valve | 1995-12-30 | FALSE | 1995-12-30 | FALSE | Currently in Use | Diesel | 10000 | Galvanic (STIP-3) | 1986-10-01 | Fiberglass Reinforced Plastic | Safe Suction (Euro)
WASHINGTON EMC | 258 N HARRIS ST | SANDERSVILLE | Washington | 9150002 | 3 |  |  | FALSE |  | FALSE |  |  | 0 | Bare Steel
JET FOOD #34 | 621 SPARTA RD | SANDERSVILLE | Washington | 9150003 | 1 | Flapper Valve | 1998-08-01 | FALSE | 1998-08-01 | FALSE | Currently in Use | Premium | 8000 | Steel-Impressed Current | 1983-01-01 | Fiberglass Reinforced Plastic | Pressurized
JET FOOD #34 | 621 SPARTA RD | SANDERSVILLE | Washington | 9150003 | 2 | Flapper Valve | 1998-08-01 | FALSE | 1998-08-01 | FALSE | Currently in Use | Plus | 8000 | Steel-Impressed Current | 1983-01-01 | Fiberglass Reinforced Plastic | Pressurized
JET FOOD #34 | 621 SPARTA RD | SANDERSVILLE | Washington | 9150003 | 3 | Flapper Valve | 1998-08-01 | FALSE | 1998-08-01 | FALSE | Currently in Use | Premium | 6000 | Steel-Impressed Current | 1983-01-01 | Fiberglass Reinforced Plastic | Pressurized
KENTUCKY-TENNESSEE CLAY CO | KAOLIN RD | SANDERSVILLE | Washington | 9150006 | 1 | [5 empty] | Removed from Ground | Gas (Historical Use) | 1000 | Bare Steel | 1959-01-01 | Galvanized Steel | Safe Suction (Euro)
BUFFALO CHINA CLAY CO | INDIAN TRAIL RD | SANDERSVILLE | Washington | 9150010 | MINE-2 | [5 empty] | Removed from Ground | Gas (Historical Use) | 500 | Bare Steel | 1973-01-01 | Bare Steel
OLD SAHARA CORPORATION | HWY 231 N & HWY 24 E | DAVISBORO | Washington | 9150012 | 5361 | [5 empty] | Removed from Ground | Diesel | 10000 | Not Marked/Unknown | 1992-06-01 | Not Marked
OLD SAHARA CORPORATION | HWY 231 N & HWY 24 E | DAVISBORO | Washington | 9150012 | 5362 | [5 empty] | Removed from Ground | Gas (Historical Use) | 5000 | Not Marked/Unknown | 1992-06-01 | Not Marked
OLD SAHARA CORPORATION | HWY 231 N & HWY 24 E | DAVISBORO | Washington | 9150012 | 5364 | [5 empty] | Removed from Ground | Other | 5000 | Not Marked/Unknown | 1992-06-01 | Not Marked
B-H TRANSFER CO | 1396 HIGHWAY 15 N. | SANDERSVILLE | Washington | 9150013 | 1-A14910 |  | 1992-10-29 |  | 1992-10-29 |  | Removed from Ground | Diesel | 20000 | Composite | 1992-10-25 | Fiberglass Reinforced Plastic | Pressurized
B-H TRANSFER CO | 1396 HIGHWAY 15 N. | SANDERSVILLE | Washington | 9150013 | 2-A14911 |  | 1992-10-29 |  | 1992-10-29 |  | Removed from Ground | Diesel | 20000 | Composite | 1992-10-25 | Fiberglass Reinforced Plastic | Pressurized
WARTHEN COMMUNITY STORE INC | 7744 GA HWY 15 NORTH | WARTHEN | Washington | 9150014 | 1 | [5 empty] | Removed from Ground | Gas (Historical Use) | 2000 | Cathodically Protected Steel | 1988-01-01 | Galvanized Steel | Safe Suction (Euro)
WARTHEN COMMUNITY STORE INC | 7744 GA HWY 15 NORTH | WARTHEN | Washington | 9150014 | 2 | [5 empty] | Removed from Ground | Gas (Historical Use) | 1000 | Bare Steel | 1980-01-01 | Galvanized Steel | Safe Suction (Euro)
WARTHEN COMMUNITY STORE INC | 7744 GA HWY 15 NORTH | WARTHEN | Washington | 9150014 | 3 | [5 empty] | Removed from Ground | Gas (Historical Use) | 1000 | Bare Steel | 1980-01-01 | Galvanized Steel | Safe Suction (Euro)
WARTHEN COMMUNITY STORE INC | 7744 GA HWY 15 NORTH | WARTHEN | Washington | 9150014 | 4 | [5 empty] | Removed from Ground | Diesel | 1000 | Bare Steel | 1980-01-01 | Galvanized Steel | Safe Suction (Euro)
WARTHEN COMMUNITY STORE INC | 7744 GA HWY 15 NORTH | WARTHEN | Washington | 9150014 | 5 | [5 empty] | Removed from Ground | Gas (Historical Use) | 500 | Not Marked/Unknown | 1981-01-01 | Not Marked
WARTHEN COMMUNITY STORE INC | 7744 GA HWY 15 NORTH | WARTHEN | Washington | 9150014 | 6 | [5 empty] | Removed from Ground | Gas (Historical Use) | 250 | Not Marked/Unknown | 1981-01-01 | Not Marked
FEDERAL BLDG | 202 NORTH HARRIS ST | SANDERSVILLE | Washington | 9150015 | 1 | [5 empty] | Removed from Ground | Gas (Historical Use) | 550 | Not Marked/Unknown | 1999-10-10 | Not Marked
CROSBYS MACHINE SHOP | 14648 WEST HWY 24 | SANDERSVILLE | Washington | 9150016 | 1 | [5 empty] | Removed from Ground | Gas (Historical Use) | 1000 | Bare Steel | 1993-10-19 | Bare Steel | Safe Suction (Euro)
CROSBYS MACHINE SHOP | 14648 WEST HWY 24 | SANDERSVILLE | Washington | 9150016 | 2 | [5 empty] | Removed from Ground | Gas (Historical Use) | 1000 | Bare Steel | 1993-10-19 | Bare Steel | Safe Suction (Euro)
CROSBYS MACHINE SHOP | 14648 WEST HWY 24 | SANDERSVILLE | Washington | 9150016 | 3 | [5 empty] | Removed from Ground | Gas (Historical Use) | 1000 | Bare Steel | 1993-10-19 | Bare Steel | Safe Suction (Euro)
CROSBYS MACHINE SHOP | 14648 WEST HWY 24 | SANDERSVILLE | Washington | 9150016 | 4 | [5 empty] | Removed from Ground | Gas (Historical Use) | 1000 | Bare Steel | 1993-10-19 | Bare Steel | Safe Suction (Euro)
S & T FOOD MART | 1356 South Harris Street | Sandersville | Washington | 9150017 | 1 |  | 1998-10-01 |  | 1998-10-01 |  | Currently in Use | Gas (Historical Use) | 8000 | Cathodically Protected Steel | 1979-07-01 | Fiberglass Reinforced Plastic | Pressurized
S & T FOOD MART | 1356 South Harris Street | Sandersville | Washington | 9150017 | 2 |  | 1998-10-01 |  | 1998-10-01 |  | Currently in Use | Gas (Historical Use) | 6000 | Cathodically Protected Steel | 1979-07-01 | Fiberglass Reinforced Plastic | Pressurized
S & T FOOD MART | 1356 South Harris Street | Sandersville | Washington | 9150017 | 3 |  | 1998-10-01 |  | 1998-10-01 |  | Currently in Use | Gas (Historical Use) | 6000 | Cathodically Protected Steel | 1979-07-01 | Fiberglass Reinforced Plastic | Pressurized
JET FOODS #22 | 816 SOUTH HARRIS ST | SANDERSVILLE | Washington | 9150018 | 1 |  | 1995-06-01 | FALSE | 1995-06-01 | FALSE | Currently in Use | Premium | 10000 | Fiberglass | 1988-07-01 | Fiberglass Reinforced Plastic | Pressurized
JET FOODS #22 | 816 SOUTH HARRIS ST | SANDERSVILLE | Washington | 9150018 | 2 |  | 1995-06-01 | FALSE | 1995-06-01 | FALSE | Currently in Use | Regular | 10000 | Fiberglass | 1988-07-01 | Fiberglass Reinforced Plastic | Pressurized
JET FOODS #22 | 816 SOUTH HARRIS ST | SANDERSVILLE | Washington | 9150018 | 3 |  | 1995-06-01 | FALSE | 1995-06-01 | FALSE | Currently in Use | Diesel | 10000 | Fiberglass | 1988-07-01 | Fiberglass Reinforced Plastic | Pressurized
SEGARS SPORTS II | 2956 GA HWY 68 N | SANDERSVILLE | Washington | 9150020 | 1 | Ball Float | 1994-05-12 | FALSE | 1994-05-12 | FALSE | Currently in Use | Gas (Historical Use) | 10000 | Fiberglass Double Walled | 1994-05-12 | Double-Walled Fiberglass | Pressurized
SEGARS SPORTS II | 2956 GA HWY 68 N | SANDERSVILLE | Washington | 9150020 | 2 | Ball Float | 1994-05-12 | FALSE | 1994-05-12 | FALSE | Currently in Use | Diesel | 5000 | Fiberglass Double Walled | 1994-05-12 | Double-Walled Fiberglass | Pressurized
WASHINGTON STATE PRISON | 13263 HWY 24 EAST | DAVISBORO | Washington | 9150021 | 1 |  |  | FALSE |  | FALSE | Removed from Ground | Diesel | 2500 | Fiberglass | 1992-12-01
WASHINGTON STATE PRISON | 13263 HWY 24 EAST | DAVISBORO | Washington | 9150021 | 2 |  |  | FALSE |  | FALSE | Removed from Ground | Gas (Historical Use) | 10000 | Fiberglass | 1992-12-01
WASHINGTON STATE PRISON | 13263 HWY 24 EAST | DAVISBORO | Washington | 9150021 | 3 |  |  | FALSE |  | FALSE | Removed from Ground | Diesel | 6000 | Fiberglass | 1992-12-01
WASHINGTON STATE PRISON | 13263 HWY 24 EAST | DAVISBORO | Washington | 9150021 | 4 |  |  | FALSE |  | FALSE | Removed from Ground | Diesel | 6000 | Fiberglass | 1992-12-01
WASHINGTON STATE PRISON | 13263 HWY 24 EAST | DAVISBORO | Washington | 9150021 | 5 | Flapper Valve | 1998-10-10 | FALSE | 1998-10-10 | FALSE | Currently in Use | Gas (Historical Use) | 4000 | Tank Jacket | 1998-10-10 | Fiberglass Reinforced Plastic | Safe Suction (Euro)
WASHINGTON STATE PRISON | 13263 HWY 24 EAST | DAVISBORO | Washington | 9150021 | 6 | Flapper Valve | 1998-10-10 | FALSE | 1998-10-10 | FALSE | Currently in Use | Diesel | 1000 | Tank Jacket | 1998-10-10 | Fiberglass Reinforced Plastic | Safe Suction (Euro)
WASHINGTON STATE PRISON | 13263 HWY 24 EAST | DAVISBORO | Washington | 9150021 | 7 | Flapper Valve | 1998-11-05 | FALSE | 1998-11-05 | FALSE | Currently in Use | Diesel | 10000 | Fiberglass | 1998-11-10 | Copper | Safe Suction (Euro)
JPS KWICK SHOP III | 7744 HWY 15 N | WARTHEN | Washington | 9150022 | 1 | Ball Float | 1994-09-16 | FALSE | 1994-09-16 | FALSE | Currently in Use | Regular | 10000 | Composite | 1994-09-01 | Fiberglass Reinforced Plastic | Pressurized
JPS KWICK SHOP III | 7744 HWY 15 N | WARTHEN | Washington | 9150022 | 2 | Ball Float | 1994-09-16 | FALSE | 1994-09-16 | FALSE | Currently in Use | Diesel | 8000 | Composite | 1994-09-01 | Fiberglass Reinforced Plastic | Pressurized
BUSY FOOD MART | 635 E MCCARTY ST | SANDERSVILLE | Washington | 9150023 | 1 |  | 1998-02-02 |  | 1998-02-02 |  | Currently in Use | Gas (Historical Use) | 10000 | Steel-Impressed Current | 1998-02-02 | Cathodically Protected | Pressurized
BUSY FOOD MART | 635 E MCCARTY ST | SANDERSVILLE | Washington | 9150023 | 2 |  | 1998-02-02 |  | 1998-02-02 |  | Currently in Use | Gas (Historical Use) | 3000 | Steel-Impressed Current | 1998-02-02 | Cathodically Protected | Pressurized
BUSY FOOD MART | 635 E MCCARTY ST | SANDERSVILLE | Washington | 9150023 | 3 |  | 1998-02-02 |  | 1998-02-02 |  | Currently in Use | Diesel | 12000 | Steel-Impressed Current | 1998-02-02 | Cathodically Protected | Pressurized
DELTA APPAREL | 1006 S HARRIS ST | SANDERSVILLE | Washington | 9150024 | 1 |  |  | FALSE |  | FALSE | Removed from Ground | Other | 3000 | Unknown | 1992-08-10
DELTA APPAREL | 1006 S HARRIS ST | SANDERSVILLE | Washington | 9150024 | DUMMY | [5 empty] | Removed from Ground | Other | 5000 | Not Marked/Unknown | 1992-08-10 | Not Marked
CJ'S MINI MART | 108 HWY 24 WEST | DAVISBORO | Washington | 9150026 | 1 | [5 empty] | Removed from Ground | Gas (Historical Use) | 3000 | Not Marked/Unknown | 1995-06-20 | Unknown
CJ'S MINI MART | 108 HWY 24 WEST | DAVISBORO | Washington | 9150026 | 2 | [5 empty] | Removed from Ground | Gas (Historical Use) | 3000 | Not Marked/Unknown | 1995-06-20 | Unknown
CJ'S MINI MART | 108 HWY 24 WEST | DAVISBORO | Washington | 9150026 | 3 | [5 empty] | Removed from Ground | Gas (Historical Use) | 3000 | Not Marked/Unknown | 1995-06-20 | Unknown
HODGES GENERAL STORE | 125 N BROWN ST | OCONEE | Washington | 9150027 | 1 |  | 1998-12-07 | FALSE | 1998-12-07 | FALSE | Removed from Ground | Gas (Historical Use) | 5000 | Steel-Impressed Current | 1987-09-01 | Fiberglass Reinforced Plastic | Suction (American)
HODGES GENERAL STORE | 125 N BROWN ST | OCONEE | Washington | 9150027 | 2 |  | 1998-12-07 | FALSE | 1998-12-07 | FALSE | Removed from Ground | Gas (Historical Use) | 3000 | Steel-Impressed Current | 1987-09-01 | Fiberglass Reinforced Plastic | Suction (American)
HODGES GENERAL STORE | 125 N BROWN ST | OCONEE | Washington | 9150027 | 3 |  | 1998-12-07 | FALSE | 1998-12-07 | FALSE | Removed from Ground | Gas (Historical Use) | 3000 | Steel-Impressed Current | 1987-09-01 | Fiberglass Reinforced Plastic | Suction (American)
BARKSDALE STORE | 13166 SR 24 W | SANDERSVILLE | Washington | 9150028 | 1 | Flapper Valve | 2018-01-29 | FALSE | 1992-07-01 | FALSE | Currently in Use | Gas (Historical Use) | 10000 | Epoxy | 1992-07-01 | Fiberglass Reinforced Plastic | Pressurized
BARKSDALE STORE | 13166 SR 24 W | SANDERSVILLE | Washington | 9150028 | 2A | Flapper Valve | 2018-01-29 | FALSE | 2018-01-29 | FALSE | Currently in Use | Gas (Historical Use) | 3000 | Composite Double Walled | 2018-01-29 | Double-Walled Fiberglass | Pressurized
BARKSDALE STORE | 13166 SR 24 W | SANDERSVILLE | Washington | 9150028 | 2B | Flapper Valve | 2018-01-29 | FALSE | 2018-01-29 | FALSE | Currently in Use | Diesel | 6000 | Composite Double Walled | 2018-01-29 | Double-Walled Fiberglass | Pressurized
HOWARD SHEPPARD INC | 755 WACO DR | SANDERSVILLE | Washington | 9150029 | 1 |  | 1992-01-01 | TRUE | 1992-01-01 | TRUE | Currently in Use | Gas (Historical Use) | 10000 | Fiberglass | 1992-01-24 | Fiberglass Reinforced Plastic | Pressurized
HOWARD SHEPPARD INC | 755 WACO DR | SANDERSVILLE | Washington | 9150029 | 2 | Flapper Valve | 1992-01-01 | TRUE | 1992-01-01 | TRUE | Currently in Use | Diesel | 20000 | Fiberglass | 1992-01-24 | Fiberglass Reinforced Plastic | Pressurized
HOWARD SHEPPARD INC | 755 WACO DR | SANDERSVILLE | Washington | 9150029 | 3 |  | 1992-01-01 |  | 1992-01-01 |  | Removed from Ground | Other | 0 | Fiberglass | 1992-01-24 | Fiberglass Reinforced Plastic | Pressurized
HOWARD SHEPPARD INC | 755 WACO DR | SANDERSVILLE | Washington | 9150029 | 4 |  |  | TRUE | 1992-01-01 | TRUE | Removed from Ground | Used Oil | 10000 | Fiberglass | 1992-01-24 | Fiberglass Reinforced Plastic | Gravity Fed
HOWARD SHEPPARD INC | 755 WACO DR | SANDERSVILLE | Washington | 9150029 | 5 | Flapper Valve | 1994-01-01 | TRUE | 1994-01-01 | TRUE | Currently in Use | Diesel | 20000 | Fiberglass | 1992-01-24 | Fiberglass Reinforced Plastic | Pressurized
HOWARD SHEPPARD INC | 755 WACO DR | SANDERSVILLE | Washington | 9150029 | 6 | Flapper Valve | 1992-01-01 | FALSE | 1992-01-01 | FALSE | Currently in Use | Diesel | 10000 | Fiberglass | 1992-11-01 | Fiberglass Reinforced Plastic | Pressurized
HOWARD SHEPPARD INC | 755 WACO DR | SANDERSVILLE | Washington | 9150029 | 7 |  | 2005-10-19 | TRUE | 2005-10-19 | TRUE | Currently in Use | New Oil | 12000 | Epoxy Double-Walled | 2005-10-31 | Fiberglass Reinforced Plastic | Safe Suction (Euro)
HOWARD SHEPPARD INC | 755 WACO DR | SANDERSVILLE | Washington | 9150029 | 8 |  | 2005-10-19 | TRUE | 2005-10-19 | TRUE | Currently in Use | Used Oil | 10000 | Epoxy Double-Walled | 2005-10-31 | Fiberglass Reinforced Plastic | Gravity
JONES SERVICE STATION | 9555 HWY 242 | RIDDLEVILLE | Washington | 9150030 | 1 | [5 empty] | Removed from Ground | Gas (Historical Use) | 1000 | Bare Steel | 1999-11-30 | Bare Steel | Safe Suction (Euro)
JONES SERVICE STATION | 9555 HWY 242 | RIDDLEVILLE | Washington | 9150030 | 2 | [5 empty] | Removed from Ground | Gas (Historical Use) | 1000 | Bare Steel | 1999-11-30 | Bare Steel | Safe Suction (Euro)
JONES SERVICE STATION | 9555 HWY 242 | RIDDLEVILLE | Washington | 9150030 | 3 | [5 empty] | Removed from Ground | Gas (Historical Use) | 1000 | Bare Steel | 1999-11-30 | Bare Steel | Safe Suction (Euro)
WASHINGTON COUNTY AIRPORT (KAOLI | KAOLIN RD | SANDERSVILLE | Washington | 9150031 | 1 | Flapper Valve | 1999-02-01 | FALSE | 1999-02-01 | FALSE | Currently in Use | Jet fuel | 10000 | Galvanic (STIP-3) | 1999-04-08 | Fiberglass Reinforced Plastic | Pressurized
CITY OF SANDERSVILLE | 130 HOSPITAL RD | SANDERSVILLE | Washington | 9150032 | 1 |  |  | FALSE |  | FALSE | Removed from Ground | Diesel | 4000 |  | 1997-10-15 | Galvanized Steel | Suction (American)
CITY OF SANDERSVILLE | 130 HOSPITAL RD | SANDERSVILLE | Washington | 9150032 | 2 |  |  | FALSE |  | FALSE | Removed from Ground |  | 10000 |  | 1997-10-15 | Galvanized Steel
CITY OF SANDERSVILLE | 130 HOSPITAL RD | SANDERSVILLE | Washington | 9150032 | 3 | Flapper Valve | 1997-11-01 | FALSE | 1997-11-01 | FALSE | Currently in Use | Diesel | 12000 | Composite | 1997-11-01 | Fiberglass Reinforced Plastic | Safe Suction (Euro)
CITY OF SANDERSVILLE | 130 HOSPITAL RD | SANDERSVILLE | Washington | 9150032 | 4 | Flapper Valve | 1997-11-01 | FALSE | 1997-11-01 | FALSE | Currently in Use | Regular | 12000 | Composite | 1997-11-01 | Fiberglass Reinforced Plastic | Safe Suction (Euro)
WASHINGTON COUNTY | 1862 KAOLIN ROAD | SANDERSVILLE | Washington | 9150033 | 1 |  | 1994-08-01 |  | 1994-08-01 |  | Currently in Use | Gas (Historical Use) | 12000 | Composite | 1998-12-01 | Fiberglass Reinforced Plastic | Safe Suction (Euro)
WASHINGTON COUNTY | 1862 KAOLIN ROAD | SANDERSVILLE | Washington | 9150033 | 2 |  | 1994-08-01 |  | 1994-08-01 |  | Currently in Use | Diesel | 12000 | Composite | 1998-12-01 | Fiberglass Reinforced Plastic | Safe Suction (Euro)
WASHINGTON COUNTY | 1862 KAOLIN ROAD | SANDERSVILLE | Washington | 9150033 | 3 |  |  | FALSE |  | FALSE | Removed from Ground | Used Oil | 500 | Unknown | 2004-05-28 | Unknown
WASHINGTON COUNTY | 1862 KAOLIN ROAD | SANDERSVILLE | Washington | 9150033 | 4 |  |  | FALSE |  | FALSE | Removed from Ground | Used Oil | 500 | Unknown | 2004-05-28 | Unknown
DAVISBORO GROCERY & GAS INC | 101 W BROWN ST | DAVISBORO | Washington | 9150034 | 1 |  | 1998-10-01 | FALSE | 1998-10-01 | FALSE | Removed from Ground | Gas (Historical Use) | 10000 | Steel-Impressed Current | 1980-01-01 |  | Pressurized
DAVISBORO GROCERY & GAS INC | 101 W BROWN ST | DAVISBORO | Washington | 9150034 | 2 |  | 1998-10-01 | FALSE | 1998-10-01 | FALSE | Removed from Ground | Gas (Historical Use) | 10000 | Steel-Impressed Current | 1980-01-01 |  | Pressurized
SEMINOLE INVESTMENT PROPERTIES LLC | 9731 HWY 242 | HARRISON | Washington | 9150035 | 1 | Flapper Valve | 1999-01-15 | FALSE | 1999-01-11 | FALSE | Currently in Use | Gas (Historical Use) | 8000 | Steel-Impressed Current | 1980-01-01 | Steel (Impressed Current) | Safe Suction (Euro)
SEMINOLE INVESTMENT PROPERTIES LLC | 9731 HWY 242 | HARRISON | Washington | 9150035 | 2 | Flapper Valve | 1999-01-15 | FALSE | 1999-01-11 | FALSE | Currently in Use | Diesel | 8000 | Steel-Impressed Current | 1980-01-01 | Steel (Impressed Current) | Safe Suction (Euro)
MAA KRUPA LLC | 12435 HWY 24 W | DAVISBORO | Washington | 9150036 | 1 | Ball Float | 1995-08-28 | FALSE | 1995-08-28 | FALSE | Currently in Use | Regular | 6000 | Galvanic (STIP-3) | 1995-08-28 | Fiberglass Reinforced Plastic | Pressurized
MAA KRUPA LLC | 12435 HWY 24 W | DAVISBORO | Washington | 9150036 | 2 | Flapper Valve | 1995-08-28 | FALSE | 1995-08-28 | FALSE | Currently in Use | Diesel | 8000 | Galvanic (STIP-3) | 1995-01-01 | Fiberglass Reinforced Plastic | Pressurized
MEMORIAL HOSPITAL OF WASHINGTON | 610 SPARTA HWY | SANDERSVILLE | Washington | 9150038 | BOIL | [5 empty] | Removed from Ground | Diesel | 1500 | Bare Steel | 1969-01-27 | Copper | Safe Suction (Euro)
MEMORIAL HOSPITAL OF WASHINGTON | 610 SPARTA HWY | SANDERSVILLE | Washington | 9150038 | GOIL | [5 empty] | Removed from Ground | Diesel | 3000 | Bare Steel | 1969-01-27 | Copper | Safe Suction (Euro)
C C WRIGHTS GROCERY | 6987 HWY 88 | SANDERSVILLE | Washington | 9150039 | 1 | [5 empty] | Removed from Ground | Gas (Historical Use) | 4000 | Not Marked/Unknown | 1995-04-01 | Not Marked
C C WRIGHTS GROCERY | 6987 HWY 88 | SANDERSVILLE | Washington | 9150039 | 2 | [5 empty] | Removed from Ground | Gas (Historical Use) | 4000 | Not Marked/Unknown | 1995-04-01 | Not Marked
C C WRIGHTS GROCERY | 6987 HWY 88 | SANDERSVILLE | Washington | 9150039 | 3 | [5 empty] | Removed from Ground | Gas (Historical Use) | 4000 | Not Marked/Unknown | 1995-04-01 | Not Marked
C C WRIGHTS GROCERY | 6987 HWY 88 | SANDERSVILLE | Washington | 9150039 | 4 |  |  | FALSE |  | FALSE | Removed from Ground | Gas (Historical Use) | 2000 | Bare Steel | 1968-01-01 | Galvanized Steel
C C WRIGHTS GROCERY | 6987 HWY 88 | SANDERSVILLE | Washington | 9150039 | 5 |  |  | FALSE |  | FALSE | Removed from Ground | Gas (Historical Use) | 1060 | Bare Steel | 1968-01-01 | Galvanized Steel
QUIK MART | 405 HWY 15 S | TENNILLE | Washington | 9150040 | 1 | Flapper Valve | 1996-07-01 | FALSE | 1996-07-01 | FALSE | Currently in Use | Regular | 12000 | Composite | 1996-06-01 |  | Pressurized
QUIK MART | 405 HWY 15 S | TENNILLE | Washington | 9150040 | 2 | Flapper Valve | 1996-07-01 | FALSE | 1996-07-01 | FALSE | Currently in Use | Regular | 12000 | Composite | 1996-06-01 |  | Pressurized
QUIK MART | 405 HWY 15 S | TENNILLE | Washington | 9150040 | 3 | Flapper Valve | 1996-07-01 | FALSE | 1996-07-01 | FALSE | Currently in Use | Diesel | 12000 | Composite | 1996-06-01 |  | Pressurized
QUIK MART | 405 HWY 15 S | TENNILLE | Washington | 9150040 | 4 | Flapper Valve | 1996-07-01 | FALSE | 1996-07-01 | FALSE | Currently in Use | Kerosene | 3000 | Composite | 1996-06-01 |  | Pressurized
HANCOCK FARMS | 110 CHICKASAW RD | DAVISBORO | Washington | 9150041 | 1 |  | 1996-09-01 | FALSE | 1996-09-01 | FALSE | Removed from Ground | Diesel | 6000 | Composite | 1996-09-09 | Fiberglass Reinforced Plastic | Pressurized
HANCOCK FARMS | 110 CHICKASAW RD | DAVISBORO | Washington | 9150041 | 2 |  | 1996-09-01 | FALSE | 1996-09-01 | FALSE | Removed from Ground | Gas (Historical Use) | 6000 | Composite | 1996-09-09 | Fiberglass Reinforced Plastic | Pressurized
C T HARRIS INC | 310 WACO DRIVE | SANDERSVILLE | Washington | 9150043 | 1 | [5 empty] | Removed from Ground | Empty | 10000 | Bare Steel | 1999-05-31 | Bare Steel | Suction (American)
B-H TRANSFER CO | 750 SPARTA ROAD PO BOX 151 | SANDERSVILLE | Washington | 9150044 | 1 |  | 1999-07-15 | FALSE | 1999-07-15 | FALSE | Currently in Use | Diesel | 20000 | Composite | 1999-07-15 | Double-Walled Fiberglass | Pressurized
B-H TRANSFER CO | 750 SPARTA ROAD PO BOX 151 | SANDERSVILLE | Washington | 9150044 | 2 |  | 1999-07-15 | FALSE | 1999-07-15 | FALSE | Currently in Use | Diesel | 20000 | Composite | 1999-07-15 | Double-Walled Fiberglass | Pressurized
B-H TRANSFER CO | 750 SPARTA ROAD PO BOX 151 | SANDERSVILLE | Washington | 9150044 | 3 |  | 1999-07-15 | FALSE | 1999-07-15 | FALSE | Currently in Use | Diesel | 20000 | Composite | 1999-07-15 | Double-Walled Fiberglass | Pressurized
ENK837 | 510 S HARRIS ST | SANDERSVILLE | Washington | 9157016 | 1 | Flapper Valve | 2000-04-01 | FALSE | 2000-04-01 | FALSE | Currently in Use | Gas (Historical Use) | 20000 | Fiberglass Double Walled | 2000-04-01 | Double-Walled Fiberglass | Pressurized
ENK837 | 510 S HARRIS ST | SANDERSVILLE | Washington | 9157016 | 2 | Flapper Valve | 2000-04-01 | FALSE | 2000-04-01 | FALSE | Currently in Use | Gas (Historical Use) | 12000 | Fiberglass Double Walled | 2000-04-01 | Double-Walled Fiberglass | Pressurized
BURGESS PIGMENT CO | BECK BLVD / PO BOX 349 | SANDERSVILLE | Washington | 9000634 | 1 | [5 empty] | Closed in Ground | Diesel | 1000 | Bare Steel | 1978-05-03 | Bare Steel | Gravity Fed
BURGESS PIGMENT CO | BECK BLVD / PO BOX 349 | SANDERSVILLE | Washington | 9000634 | 2 | [5 empty] | Removed from Ground | Gas (Historical Use) | 1000 | Bare Steel | 1979-05-03 | Bare Steel
BURGESS PIGMENT CO | BECK BLVD / PO BOX 349 | SANDERSVILLE | Washington | 9000634 | 3 | [5 empty] | Removed from Ground | Gas (Historical Use) | 500 | Bare Steel | 1970-08-07 | Bare Steel
MURPHY USA #7120 | 224 WALMART CIR | SANDERSVILLE | Washington | 10000694 | 1 |  | 2004-06-10 | FALSE | 2004-06-10 | FALSE | Currently in Use | Gas (Historical Use) | 20000 | Fiberglass Double Walled | 2004-06-10 | Double Walled | Pressurized
MURPHY USA #7120 | 224 WALMART CIR | SANDERSVILLE | Washington | 10000694 | 2A |  | 2004-06-10 | FALSE | 2004-06-10 | FALSE | Currently in Use | Diesel | 12000 | Fiberglass Double Walled | 2004-06-10 | Double Walled | Pressurized
MURPHY USA #7120 | 224 WALMART CIR | SANDERSVILLE | Washington | 10000694 | 2B |  | 2004-06-10 | FALSE | 2004-06-10 | FALSE | Currently in Use | Gas (Historical Use) | 8000 | Fiberglass Double Walled | 2004-06-10 | Double Walled | Pressurized
PORTER STATION | 1305 SOUTH HARRIS STREET | SANDERSVILLE | Washington | 10000769 | 1 |  |  | FALSE |  | FALSE | Removed from Ground | Gas (Historical Use) | 500 | Unknown
PORTER STATION | 1305 SOUTH HARRIS STREET | SANDERSVILLE | Washington | 10000769 | 2 |  |  | FALSE |  | FALSE | Removed from Ground | Gas (Historical Use) | 1000 | Unknown
PORTER STATION | 1305 SOUTH HARRIS STREET | SANDERSVILLE | Washington | 10000769 | 3 |  |  | FALSE |  | FALSE | Removed from Ground | Gas (Historical Use) | 1000 | Unknown
PORTER STATION | 1305 SOUTH HARRIS STREET | SANDERSVILLE | Washington | 10000769 | 4 |  |  | FALSE |  | FALSE | Removed from Ground | Gas (Historical Use) | 1000 | Unknown
TAPPLEYS LAUNDROMAT (FORMER SERVICE STATION) | 102 NORTH MAIN STREET | DAVISBORO | Washington | 10001741 | 1 |  |  | FALSE |  | FALSE | Removed from Ground |  | 0 | Unknown
206 SOUTH HARRIS STREET SITE | 206 SOUTH HARRIS STREET | SANDERSVILLE | Washington | 10001118 | 1 |  |  | FALSE |  | FALSE | Removed from Ground | Gas (Historical Use) | 2000 | Bare Steel | 1960-01-01 | Bare Steel
206 SOUTH HARRIS STREET SITE | 206 SOUTH HARRIS STREET | SANDERSVILLE | Washington | 10001118 | 2 |  |  | FALSE |  | FALSE | Removed from Ground | Gas (Historical Use) | 3000 | Bare Steel | 1960-01-01 | Bare Steel
206 SOUTH HARRIS STREET SITE | 206 SOUTH HARRIS STREET | SANDERSVILLE | Washington | 10001118 | 3 |  |  | FALSE |  | FALSE | Removed from Ground | Gas (Historical Use) | 3000 | Bare Steel | 1960-01-01 | Bare Steel
206 SOUTH HARRIS STREET SITE | 206 SOUTH HARRIS STREET | SANDERSVILLE | Washington | 10001118 | 4 |  |  | FALSE |  | FALSE | Removed from Ground | Gas (Historical Use) | 3000 | Bare Steel | 1960-01-01 | Bare Steel
206 SOUTH HARRIS STREET SITE | 206 SOUTH HARRIS STREET | SANDERSVILLE | Washington | 10001118 | 5 |  |  | FALSE |  | FALSE | Removed from Ground | Used Oil | 500 | Bare Steel | 1960-01-01 | Bare Steel
206 SOUTH HARRIS STREET SITE | 206 SOUTH HARRIS STREET | SANDERSVILLE | Washington | 10001118 | 6 |  |  | FALSE |  | FALSE | Removed from Ground | Kerosene | 500 | Bare Steel | 1960-01-01 | Bare Steel
206 SOUTH HARRIS STREET SITE | 206 SOUTH HARRIS STREET | SANDERSVILLE | Washington | 10001118 | 7 |  |  | FALSE |  | FALSE | Removed from Ground | Gas (Historical Use) | 3000 | Bare Steel | 1960-01-01 | Bare Steel
214 SOUTH HARRIS STREET SITE | 214 SOUTH HARRIS STRET | SANDERSVILLE | Washington | 10001119 | 1 |  |  | FALSE |  | FALSE | Removed from Ground | Gas (Historical Use) | 2000 | Bare Steel | 1960-01-01 | Bare Steel
214 SOUTH HARRIS STREET SITE | 214 SOUTH HARRIS STRET | SANDERSVILLE | Washington | 10001119 | 10 |  |  | FALSE |  | FALSE | Removed from Ground | Gas (Historical Use) | 10000 | Bare Steel | 1960-01-01 | Bare Steel
214 SOUTH HARRIS STREET SITE | 214 SOUTH HARRIS STRET | SANDERSVILLE | Washington | 10001119 | 2 |  |  | FALSE |  | FALSE | Removed from Ground | Gas (Historical Use) | 2000 | Bare Steel | 1960-01-01 | Bare Steel
214 SOUTH HARRIS STREET SITE | 214 SOUTH HARRIS STRET | SANDERSVILLE | Washington | 10001119 | 3 |  |  | FALSE |  | FALSE | Removed from Ground | Gas (Historical Use) | 2000 | Bare Steel | 1960-01-01 | Bare Steel
214 SOUTH HARRIS STREET SITE | 214 SOUTH HARRIS STRET | SANDERSVILLE | Washington | 10001119 | 4 |  |  | FALSE |  | FALSE | Removed from Ground | Gas (Historical Use) | 2000 | Bare Steel | 1960-01-01 | Bare Steel
214 SOUTH HARRIS STREET SITE | 214 SOUTH HARRIS STRET | SANDERSVILLE | Washington | 10001119 | 5 |  |  | FALSE |  | FALSE | Removed from Ground | Gas (Historical Use) | 2000 | Bare Steel | 1960-01-01 | Bare Steel
214 SOUTH HARRIS STREET SITE | 214 SOUTH HARRIS STRET | SANDERSVILLE | Washington | 10001119 | 6 |  |  | FALSE |  | FALSE | Removed from Ground | Gas (Historical Use) | 2000 | Bare Steel | 1960-01-01 | Bare Steel
214 SOUTH HARRIS STREET SITE | 214 SOUTH HARRIS STRET | SANDERSVILLE | Washington | 10001119 | 7 |  |  | FALSE |  | FALSE | Removed from Ground | Used Oil | 500 | Bare Steel | 1960-01-01 | Bare Steel
214 SOUTH HARRIS STREET SITE | 214 SOUTH HARRIS STRET | SANDERSVILLE | Washington | 10001119 | 8 |  |  | FALSE |  | FALSE | Removed from Ground | Gas (Historical Use) | 10000 | Bare Steel | 1960-01-01 | Bare Steel
214 SOUTH HARRIS STREET SITE | 214 SOUTH HARRIS STRET | SANDERSVILLE | Washington | 10001119 | 9 |  |  | FALSE |  | FALSE | Removed from Ground | Gas (Historical Use) | 10000 | Bare Steel | 1960-01-01 | Bare Steel
SMITH-SPEPPARD SUPPLY INC | 1130 S HARRIS STREET | SANDERSVILLE | Washington | 10001405 | 1 | Flapper Valve | 1998-09-04 | FALSE | 1998-09-04 | FALSE | Currently in Use | Diesel | 8000 | Fiberglass | 1998-09-04 | Fiberglass Reinforced Plastic | Safe Suction (Euro)
SMITH-SPEPPARD SUPPLY INC | 1130 S HARRIS STREET | SANDERSVILLE | Washington | 10001405 | 2 | Flapper Valve | 1998-09-04 | FALSE | 1998-09-04 | FALSE | Currently in Use | Diesel | 3000 | Fiberglass | 1998-09-04 | Fiberglass Reinforced Plastic | Safe Suction (Euro)
SMITH-SPEPPARD SUPPLY INC | 1130 S HARRIS STREET | SANDERSVILLE | Washington | 10001405 | 3 | Flapper Valve | 2014-05-31 | FALSE | 2014-05-29 | FALSE | Currently in Use | Gas (Historical Use) | 8000 | Composite Double Walled | 2014-08-29 | Double-Walled Fiberglass | Safe Suction (Euro)
FORMER GAS STATION/RESTAURANT | 123 S HARRIS STREET | SANDERSVILLE | Washington | 10002915 | 1 |  |  | FALSE |  | FALSE | Removed from Ground | Gas (Historical Use) | 500 | Bare Steel |  | Bare Steel
FORMER GAS STATION/RESTAURANT | 123 S HARRIS STREET | SANDERSVILLE | Washington | 10002915 | 2 |  |  | FALSE |  | FALSE | Removed from Ground | Gas (Historical Use) | 500 | Bare Steel
FORMER GAS STATION/RESTAURANT | 123 S HARRIS STREET | SANDERSVILLE | Washington | 10002915 | 3 |  |  | FALSE |  | FALSE | Removed from Ground | Gas (Historical Use) | 500 | Bare Steel |  | Bare Steel
GREENHAVEN FARM | HWY 242 | SANDERSVILLE | Washington | 10002610 | 1 |  |  | FALSE |  | FALSE | Removed from Ground | Diesel | 1500 | Bare Steel | 2016-10-15
SANDERSVILLE WOODYARD | OLD TENNILE RD HWY 242 EAST | SANDERSVILLE | Washington | 1500002 | 1 | [5 empty] | Removed from Ground | Diesel | 1000 | Bare Steel | 1972-04-24 | Galvanized Steel
COOK ICE CO INC | 514 EAST MCCARTY ST | SANDERSVILLE | Washington | 1500004 | 1 | [5 empty] | Removed from Ground | Diesel | 4000 | Bare Steel | 1986-02-10 | Galvanized Steel | Suction (American)
HUNGRY HUNTER | 91 4TH ST | TENNILLE | Washington | 1500005 | 1 | Ball Float | 1996-04-01 |  | 1996-04-01 |  | Currently in Use | Gas (Historical Use) | 10000 | Steel-Impressed Current | 1984-03-03 | Double-Walled Flex | Pressurized
HUNGRY HUNTER | 91 4TH ST | TENNILLE | Washington | 1500005 | 2 | Ball Float | 1996-04-01 |  | 1996-04-01 |  | Currently in Use | Gas (Historical Use) | 8000 | Steel-Impressed Current | 1984-03-03 | Double-Walled Flex | Pressurized
HUNGRY HUNTER | 91 4TH ST | TENNILLE | Washington | 1500005 | 3 | Ball Float | 1996-04-01 |  | 1996-04-01 |  | Currently in Use | Gas (Historical Use) | 8000 | Steel-Impressed Current | 1984-03-03 | Double-Walled Flex | Pressurized
HUNGRY HUNTER | 91 4TH ST | TENNILLE | Washington | 1500005 | 4 | Ball Float | 1996-04-01 |  | 1996-04-01 |  | Currently in Use | Diesel | 8000 | Steel-Impressed Current | 1984-03-03 | Double-Walled Flex | Pressurized
LOVETTS SPEED SHOP INC | 795 MT GILLEAD RD | TENNILLE | Washington | 1500006 | 1 | [5 empty] | Removed from Ground | Gas (Historical Use) | 1 | Bare Steel | 1986-02-27 | Galvanized Steel
SCARBORO PAVING CO INC | NORTH MAYVIEW RD | SANDERSVILLE | Washington | 1500008 | 1 | [5 empty] | Removed from Ground | Diesel | 6000 | Bare Steel | 1977-02-28 | Galvanized Steel
SCARBORO PAVING CO INC | NORTH MAYVIEW RD | SANDERSVILLE | Washington | 1500008 | 2 | [5 empty] | Removed from Ground | Gas (Historical Use) | 6000 | Bare Steel | 1977-02-28 | Galvanized Steel
SMITH SHEPPARD CONCRETE CO INC | 1126 S HARRIS ST | SANDERSVILLE | Washington | 1500010 | 1 | [5 empty] | Removed from Ground | Gas (Historical Use) | 10000 | Bare Steel | 1974-03-27 | Galvanized Steel
SMITH SHEPPARD CONCRETE CO INC | 1126 S HARRIS ST | SANDERSVILLE | Washington | 1500010 | 2 | [5 empty] | Removed from Ground | Diesel | 10000 | Cathodically Protected Steel | 1977-03-26 | Galvanized Steel
SMITH SHEPPARD CONCRETE CO INC | 1126 S HARRIS ST | SANDERSVILLE | Washington | 1500010 | 3 | [5 empty] | Removed from Ground | Gas (Historical Use) | 0 | Bare Steel | 1966-03-29 | Bare Steel
TURNER MDSCI CO | HWY 15 | WARTHEN | Washington | 1500011 | 1 | [5 empty] | Removed from Ground | Diesel | 1000 | Bare Steel | 1976-03-12 | Galvanized Steel
TURNER MDSCI CO | HWY 15 | WARTHEN | Washington | 1500011 | 2 | [5 empty] | Removed from Ground | Gas (Historical Use) | 1000 | Bare Steel | 1981-01-01 | Galvanized Steel
TURNER MDSCI CO | HWY 15 | WARTHEN | Washington | 1500011 | 3 | [5 empty] | Removed from Ground | Gas (Historical Use) | 560 | Bare Steel | 1976-03-12 | Galvanized Steel
TAYLOR & SONS INC | 387 WACO DRIVE | SANDERSVILLE | Washington | 1500016 | 1 | [5 empty] | Removed from Ground | Gas (Historical Use) | 500 | Marked Unknown | 1981-03-15 | Cathodically Protected | Suction (American)
TAYLOR & SONS INC | 387 WACO DRIVE | SANDERSVILLE | Washington | 1500016 | 2 | [5 empty] | Permanently Out of Use - historical purposes | Empty | 300 | Marked Unknown | 1983-03-15 | Unknown | Suction (American)
TAYLOR & SONS INC | 387 WACO DRIVE | SANDERSVILLE | Washington | 1500016 | 3 | [5 empty] | Removed from Ground | Diesel | 10000 | Marked Unknown | 1984-03-14 | Unknown | Suction (American)
15 SPEEDWAY | GA HWY 15 S RTE 4 BOX 1040 | SANDERSVILLE | Washington | 1500017 | 1 |  | 1998-06-01 |  | 1998-06-01 |  | Removed from Ground | Gas (Historical Use) | 8000 | Steel-Impressed Current | 1978-04-23 | Fiberglass Reinforced Plastic | Pressurized
15 SPEEDWAY | GA HWY 15 S RTE 4 BOX 1040 | SANDERSVILLE | Washington | 1500017 | 2 |  | 1998-06-01 |  | 1998-06-01 |  | Removed from Ground | Gas (Historical Use) | 5000 | Steel-Impressed Current | 1978-04-23 | Fiberglass Reinforced Plastic | Pressurized
15 SPEEDWAY | GA HWY 15 S RTE 4 BOX 1040 | SANDERSVILLE | Washington | 1500017 | 3 |  | 1998-06-01 |  | 1998-06-01 |  | Removed from Ground | Gas (Historical Use) | 5000 | Steel-Impressed Current | 1978-04-23 | Fiberglass Reinforced Plastic | Pressurized
15 SPEEDWAY | GA HWY 15 S RTE 4 BOX 1040 | SANDERSVILLE | Washington | 1500017 | 4 |  | 1998-06-01 |  | 1998-06-01 |  | Removed from Ground | Diesel | 3000 | Steel-Impressed Current | 1978-04-23 | Fiberglass Reinforced Plastic | Safe Suction (Euro)
GA FC | RTE 1 BOX 353A | DAVISBORO | Washington | 1500018 | 1 | [5 empty] | Removed from Ground | Gas (Historical Use) | 560 | Bare Steel | 1951-05-01 | Galvanized Steel
GA FC | RTE 1 BOX 353A | DAVISBORO | Washington | 1500018 | 2 | [5 empty] | Removed from Ground | Other | 6000 | Bare Steel | 1956-04-29 | Galvanized Steel
WASHINGTON COUNTY FORESTRY UNIT | 1941 HWY 68 NORTH | SANDERSVILLE | Washington | 1500019 | 1 | [5 empty] | Removed from Ground | Gas (Historical Use) | 560 | Bare Steel | 1948-01-01 | Bare Steel | Safe Suction (Euro)
WASHINGTON COUNTY FORESTRY UNIT | 1941 HWY 68 NORTH | SANDERSVILLE | Washington | 1500019 | 2 | [5 empty] | Removed from Ground | Diesel | 560 | Bare Steel | 1948-01-01 | Bare Steel | Safe Suction (Euro)
WASHINGTON COUNTY FORESTRY UNIT | 1941 HWY 68 NORTH | SANDERSVILLE | Washington | 1500019 | 3 | [5 empty] | Removed from Ground | Gas (Historical Use) | 2000 | Bare Steel | 1974-04-25 | Galvanized Steel | Safe Suction (Euro)
WASHINGTON COUNTY FORESTRY UNIT | 1941 HWY 68 NORTH | SANDERSVILLE | Washington | 1500019 | 4 | [5 empty] | Removed from Ground | Other | 250 | Bare Steel | 1955-01-01 | Unknown | Safe Suction (Euro)
WASHINGTON COUNTY FORESTRY UNIT | 1941 HWY 68 NORTH | SANDERSVILLE | Washington | 1500019 | 5 |  | 1990-02-01 |  | 1990-02-01 |  | Removed from Ground | Gas (Historical Use) | 550 | Galvanic (STIP-3) | 1990-02-01 | Cathodically Protected | Safe Suction (Euro)
WASHINGTON COUNTY FORESTRY UNIT | 1941 HWY 68 NORTH | SANDERSVILLE | Washington | 1500019 | 6 |  | 1990-02-10 |  | 1990-02-10 |  | Removed from Ground | Diesel | 2000 | Galvanic (STIP-3) | 1990-02-01 | Cathodically Protected | Safe Suction (Euro)
THIELE DAOLIN CO | RTE 272/AVANT MINE 1056 | SANDERSVILLE | Washington | 1500020 | 1 |  |  | FALSE |  | FALSE | Permanently Out of Use - historical purposes | Diesel | 1000 | Bare Steel | 1966-04-14 | Galvanized Steel
THIELE DAOLIN CO | RTE 272/AVANT MINE 1056 | SANDERSVILLE | Washington | 1500020 | 2 |  |  | FALSE |  | FALSE | Permanently Out of Use - historical purposes | Gas (Historical Use) | 550 | Bare Steel | 1966-04-14 | Galvanized Steel
SCHOOL TRANSPORTATION DIV BUS | 220 CYPRESS ST | SANDERSVILLE | Washington | 1500022 | 1 |  | 1990-11-01 |  | 1990-11-01 |  | Removed from Ground | Gas (Historical Use) | 12000 | Steel-Impressed Current | 1980-04-08 | Cathodically Protected | Pressurized
SCHOOL TRANSPORTATION DIV BUS | 220 CYPRESS ST | SANDERSVILLE | Washington | 1500022 | 2 |  | 1990-11-01 |  | 1990-11-01 |  | Removed from Ground | Diesel | 12000 | Steel-Impressed Current | 1980-04-08 | Cathodically Protected | Pressurized
SCHOOL TRANSPORTATION DIV BUS | 510 HINES ST | SANDERSVILLE | Washington | 1500023 | 1 | [5 empty] | Permanently Out of Use - historical purposes | Gas (Historical Use) | 10000 | Bare Steel | 1976-04-09 | Galvanized Steel
SCHOOL TRANSPORTATION DIV BUS | 510 HINES ST | SANDERSVILLE | Washington | 1500023 | 2 | [5 empty] | Permanently Out of Use - historical purposes | Gas (Historical Use) | 7000 | Bare Steel | 1960-04-13 | Galvanized Steel
TENNILLE MAINT SHOP | GA HWY 15 SOUTH | TENNILLE | Washington | 1500024 | 10201-1 | [5 empty] | Removed from Ground | Empty | 3000 | Bare Steel | 1962-05-05 | Galvanized Steel
TENNILLE MAINT SHOP | GA HWY 15 SOUTH | TENNILLE | Washington | 1500024 | 10201-2 | [5 empty] | Removed from Ground | Empty | 3000 | Bare Steel | 1962-05-05 | Galvanized Steel
TENNILLE MAINT SHOP | GA HWY 15 SOUTH | TENNILLE | Washington | 1500024 | 10201-3 | [5 empty] | Removed from Ground | Empty | 1000 | Bare Steel | 1962-05-05 | Galvanized Steel
TENNILLE MAINT SHOP | GA HWY 15 SOUTH | TENNILLE | Washington | 1500024 | 201D | Flapper Valve | 1997-07-01 | FALSE | 1997-07-01 | FALSE | Currently in Use | Diesel | 10000 | Fiberglass | 1997-07-01 | Double-Walled Fiberglass | Pressurized
TENNILLE MAINT SHOP | GA HWY 15 SOUTH | TENNILLE | Washington | 1500024 | 201D1 | [5 empty] | Removed from Ground | Diesel | 3000 | Bare Steel | 1982-04-30 | Galvanized Steel
TENNILLE MAINT SHOP | GA HWY 15 SOUTH | TENNILLE | Washington | 1500024 | 201G | Flapper Valve | 1997-07-01 | FALSE | 1997-07-01 | FALSE | Currently in Use | E-10 | 10000 | Fiberglass | 1997-07-01 | Double-Walled Fiberglass | Pressurized
TENNILLE MAINT SHOP | GA HWY 15 SOUTH | TENNILLE | Washington | 1500024 | 201G1 | [5 empty] | Removed from Ground | Gas (Historical Use) | 10000 | Bare Steel | 1982-04-30 | Galvanized Steel
TENNILLE MAINT SHOP | GA HWY 15 SOUTH | TENNILLE | Washington | 1500024 | 201G2 | [5 empty] | Removed from Ground | Gas (Historical Use) | 10000 | Bare Steel | 1982-04-30 | Galvanized Steel
TENNILLE MAINT SHOP | GA HWY 15 SOUTH | TENNILLE | Washington | 1500024 | 5 | [5 empty] | Removed from Ground | Empty | 3000 | Bare Steel | 1962-05-05 | Galvanized Steel
GA DOT #10280 DIST 2 BRIDGE SHOP | 801 4TH ST | TENNILLE | Washington | 1500026 | 10280-1 | [5 empty] | Closed in Ground | Other | 1000 | Bare Steel | 1974-05-02 | Galvanized Steel
GA DOT #10280 DIST 2 BRIDGE SHOP | 801 4TH ST | TENNILLE | Washington | 1500026 | 10280-2 | [5 empty] | Closed in Ground | Other | 1000 | Bare Steel | 1974-05-02 | Galvanized Steel
GA DOT #10286/RIDDLEVILLE MAINT | 10887 GA HWY 231 | RIDDLEVILLE | Washington | 1500027 | 1 | [5 empty] | Removed from Ground | Gas (Historical Use) | 500 | Bare Steel | 1961-05-05 | Galvanized Steel
GA DOT #10286/RIDDLEVILLE MAINT | 10887 GA HWY 231 | RIDDLEVILLE | Washington | 1500027 | 10286-1 | [5 empty] | Removed from Ground | Gas (Historical Use) | 500 | Bare Steel | 1961-05-05 | Galvanized Steel
TENNILLE | PO BOX 429 | LOUISVILLE | Washington | 1500029 | 1 | [5 empty] | Removed from Ground | Gas (Historical Use) | 550 | Bare Steel | 1960-04-16 | Unknown
TENNILLE | PO BOX 429 | LOUISVILLE | Washington | 1500029 | 2 | [5 empty] | Removed from Ground | Diesel | 1050 | Bare Steel | 1960-04-16 | Unknown
B-H TRANSFER CO | 142 EAST HAYNES ST 151 | SANDERSVILLE | Washington | 1500030 | 1 |  |  | TRUE |  | TRUE | Removed from Ground | Used Oil | 1000 | Bare Steel | 1961-04-28 | Unknown
SANDERS FOODS | 705 E MCCARTY ST | SANDERSVILLE | Washington | 1500031 | 1 | Flapper Valve | 1998-07-14 | FALSE | 1998-07-14 | FALSE | Currently in Use | Regular | 8000 | Steel-Impressed Current | 1981-01-01 | Fiberglass Reinforced Plastic | Pressurized
SANDERS FOODS | 705 E MCCARTY ST | SANDERSVILLE | Washington | 1500031 | 2 |  | 1998-07-14 | FALSE | 1998-07-14 | FALSE | Temporarily out of use | Gas (Historical Use) | 8000 | Steel-Impressed Current | 1981-01-01 | Fiberglass Reinforced Plastic | Pressurized
SANDERS FOODS | 705 E MCCARTY ST | SANDERSVILLE | Washington | 1500031 | 3 | Flapper Valve | 1998-07-14 | FALSE | 1998-07-14 | FALSE | Temporarily out of use | Regular | 2000 | Steel-Impressed Current | 1981-01-01 | Fiberglass Reinforced Plastic | Safe Suction (Euro)
JOE SINQUEFIELD/ DECEASED | 526 NORTH MAIN ST | TENNILLE | Washington | 1500032 | 1 | [5 empty] | Removed from Ground | Empty | 2000 | Bare Steel | 1979-05-02 | Galvanized Steel
JOE SINQUEFIELD/ DECEASED | 526 NORTH MAIN ST | TENNILLE | Washington | 1500032 | 2 | [5 empty] | Removed from Ground | Empty | 12000 | Bare Steel | 1982-05-01 | Galvanized Steel
JOE SINQUEFIELD/ DECEASED | 526 NORTH MAIN ST | TENNILLE | Washington | 1500032 | 3 | [5 empty] | Removed from Ground | Empty | 10000 | Bare Steel | 1980-05-01 | Galvanized Steel
JOE SINQUEFIELD/ DECEASED | 526 NORTH MAIN ST | TENNILLE | Washington | 1500032 | 4 | [5 empty] | Removed from Ground | Empty | 2500 | Bare Steel | 1979-05-02 | Galvanized Steel
KY TN CLAY CO | POOLE RD/KAOLIN RD | SANDERSVILLE | Washington | 1500033 | 1 | [5 empty] | Removed from Ground | Gas (Historical Use) | 1000 | Bare Steel | 1956-04-09 | Galvanized Steel
KY TN CLAY CO | POOLE RD/KAOLIN RD | SANDERSVILLE | Washington | 1500033 | 2 | [5 empty] | Removed from Ground | Gas (Historical Use) | 3000 | Bare Steel | 1972-04-05 | Galvanized Steel
KY TN CLAY CO | POOLE RD/KAOLIN RD | SANDERSVILLE | Washington | 1500033 | 3 | [5 empty] | Removed from Ground | Gas (Historical Use) | 1000 | Bare Steel | 1982-04-03 | Galvanized Steel | Suction (American)
KY TN CLAY CO | POOLE RD/KAOLIN RD | SANDERSVILLE | Washington | 1500033 | 4 | [5 empty] | Removed from Ground | Diesel | 10000 | Bare Steel | 1982-04-03 | Galvanized Steel | Suction (American)
ATKINSON OIL CO | 428 INDUSTRIAL DR | SANDERSVILLE | Washington | 1500034 | 1 |  |  | FALSE |  | FALSE | Removed from Ground |  | 6000 | Bare Steel | 1982-04-30 | Galvanized Steel | Safe Suction (Euro)
ATKINSON OIL CO | 428 INDUSTRIAL DR | SANDERSVILLE | Washington | 1500034 | 10 |  |  | FALSE |  | FALSE | Removed from Ground |  | 4000 | Bare Steel | 1982-04-30 | Galvanized Steel | Safe Suction (Euro)
ATKINSON OIL CO | 428 INDUSTRIAL DR | SANDERSVILLE | Washington | 1500034 | 2 |  |  | FALSE |  | FALSE | Removed from Ground |  | 4000 | Bare Steel | 1982-04-30 | Galvanized Steel | Safe Suction (Euro)
ATKINSON OIL CO | 428 INDUSTRIAL DR | SANDERSVILLE | Washington | 1500034 | 3 |  |  | FALSE |  | FALSE | Removed from Ground |  | 4000 | Bare Steel | 1982-04-30 | Galvanized Steel | Safe Suction (Euro)
ATKINSON OIL CO | 428 INDUSTRIAL DR | SANDERSVILLE | Washington | 1500034 | 4 |  |  | FALSE |  | FALSE | Removed from Ground |  | 4000 | Bare Steel | 1982-04-30 | Galvanized Steel | Safe Suction (Euro)
ATKINSON OIL CO | 428 INDUSTRIAL DR | SANDERSVILLE | Washington | 1500034 | 5 |  |  | FALSE |  | FALSE | Removed from Ground |  | 2000 | Bare Steel | 1982-04-30 | Galvanized Steel | Safe Suction (Euro)
ATKINSON OIL CO | 428 INDUSTRIAL DR | SANDERSVILLE | Washington | 1500034 | 6 | Flapper Valve | 1998-06-01 | FALSE | 1998-06-01 | FALSE | Currently in Use | Diesel | 20000 | Steel-Impressed Current | 2000-09-26 | Fiberglass Reinforced Plastic | Pressurized
ATKINSON OIL CO | 428 INDUSTRIAL DR | SANDERSVILLE | Washington | 1500034 | 7 | Flapper Valve | 1998-06-01 | FALSE | 1998-06-01 | FALSE | Currently in Use | Diesel | 20000 | Steel-Impressed Current | 2000-09-26 | Fiberglass Reinforced Plastic | Pressurized
ATKINSON OIL CO | 428 INDUSTRIAL DR | SANDERSVILLE | Washington | 1500034 | 8 | Flapper Valve | 1998-06-01 | FALSE | 1998-06-01 | FALSE | Currently in Use | Regular | 12500 | Steel-Impressed Current | 2000-09-26 | Fiberglass Reinforced Plastic | Pressurized
ATKINSON OIL CO | 428 INDUSTRIAL DR | SANDERSVILLE | Washington | 1500034 | 9 | Flapper Valve | 1998-06-01 | FALSE | 1998-06-01 | FALSE | Currently in Use | Regular | 12500 | Steel-Impressed Current | 2000-09-26 | Fiberglass Reinforced Plastic | Pressurized
Deepstep Mercantile, LLC | 9654 DEEPSTEP RD | SANDERSVILLE | Washington | 1500035 | 1 | [5 empty] | Removed from Ground | Gas (Historical Use) | 1000 | Bare Steel | 1978-05-01 | Galvanized Steel
Deepstep Mercantile, LLC | 9654 DEEPSTEP RD | SANDERSVILLE | Washington | 1500035 | 2 | [5 empty] | Removed from Ground | Gas (Historical Use) | 1000 | Bare Steel | 1978-05-01 | Galvanized Steel
Deepstep Mercantile, LLC | 9654 DEEPSTEP RD | SANDERSVILLE | Washington | 1500035 | 3 |  | 1999-03-26 | FALSE | 1999-03-26 | FALSE | Temporarily out of use | Gas (Historical Use) | 10000 | Composite | 1999-03-26 | Fiberglass Reinforced Plastic | Safe Suction (Euro)
C T HARRIS INC | RFD 24 WEST | SANDERSVILLE | Washington | 1500037 | 1 | [5 empty] | Removed from Ground | Diesel | 1500 | Bare Steel | 1976-05-01 | Galvanized Steel
C T HARRIS INC | RFD 24 WEST | SANDERSVILLE | Washington | 1500037 | 2 | [5 empty] | Removed from Ground | Gas (Historical Use) | 500 | Bare Steel | 1976-05-01 | Galvanized Steel
HARRIS CONCRETE CO | WACO DR | SANDERSVILLE | Washington | 1500038 | 1 | [5 empty] | Removed from Ground | Diesel | 2000 | Bare Steel | 1981-04-30 | Galvanized Steel
HARRIS CONCRETE CO | WACO DR | SANDERSVILLE | Washington | 1500038 | 2 | [5 empty] | Removed from Ground | Gas (Historical Use) | 1050 | Bare Steel | 1981-04-30 | Galvanized Steel
CITY OF TENNILLE | 100 PARK ST | TENNILLE | Washington | 1500039 | 1 | [5 empty] | Removed from Ground | Gas (Historical Use) | 550 | Bare Steel | 1983-04-30 | Galvanized Steel | Safe Suction (Euro)
CITY OF TENNILLE | 100 PARK ST | TENNILLE | Washington | 1500039 | 2 | [5 empty] | Removed from Ground | Gas (Historical Use) | 550 | Bare Steel | 1983-04-30 | Galvanized Steel | Safe Suction (Euro)
JET FOOD STORE #70 | 629 W CHURCH | SANDERSVILLE | Washington | 1500040 | 1 |  |  | FALSE |  | FALSE | Removed from Ground | Gas (Historical Use) | 6000 | Bare Steel | 1977-05-01 | Galvanized Steel | Safe Suction (Euro)
JET FOOD STORE #70 | 629 W CHURCH | SANDERSVILLE | Washington | 1500040 | 2 |  |  | FALSE |  | FALSE | Removed from Ground | Gas (Historical Use) | 6000 | Bare Steel | 1977-05-01 | Galvanized Steel | Safe Suction (Euro)
JET FOOD STORE #70 | 629 W CHURCH | SANDERSVILLE | Washington | 1500040 | 3 |  |  | FALSE |  | FALSE | Removed from Ground | Gas (Historical Use) | 6000 | Bare Steel | 1977-05-01 | Galvanized Steel | Safe Suction (Euro)
JET FOOD STORE #70 | 629 W CHURCH | SANDERSVILLE | Washington | 1500040 | 4 | Flapper Valve | 1995-08-31 | FALSE | 1995-08-31 | FALSE | Currently in Use | Gas (Historical Use) | 10000 | Composite | 1995-08-31 |  | Pressurized
JET FOOD STORE #70 | 629 W CHURCH | SANDERSVILLE | Washington | 1500040 | 5 | Flapper Valve | 1995-08-31 | FALSE | 1995-08-31 | FALSE | Currently in Use | Gas (Historical Use) | 10000 | Composite | 1995-08-31 |  | Pressurized
JET FOOD STORE #58 | 540 E MCCARTY ST | SANDERSVILLE | Washington | 1500041 | 1 |  | 1998-05-20 |  | 1998-05-20 |  | Currently in Use | Gas (Historical Use) | 10000 | Steel-Impressed Current | 1983-04-30 | Cathodically Protected | Pressurized
JET FOOD STORE #58 | 540 E MCCARTY ST | SANDERSVILLE | Washington | 1500041 | 2 |  | 1998-05-20 |  | 1998-05-20 |  | Currently in Use | Gas (Historical Use) | 10000 | Steel-Impressed Current | 1983-04-30 | Cathodically Protected | Pressurized
JET FOOD STORE #58 | 540 E MCCARTY ST | SANDERSVILLE | Washington | 1500041 | 3 | Flapper Valve | 1998-05-20 | FALSE | 1998-05-20 | FALSE | Currently in Use | Regular | 4000 | Steel-Impressed Current | 1983-04-30 | Cathodically Protected | Pressurized
JET FOOD STORE #58 | 540 E MCCARTY ST | SANDERSVILLE | Washington | 1500041 | 4 |  | 1998-05-20 | FALSE | 1998-05-20 | FALSE | Currently in Use | Diesel | 3000 | Steel-Impressed Current | 1983-04-30 | Cathodically Protected | Safe Suction (Euro)
JET FOOD STORE #58 | 540 E MCCARTY ST | SANDERSVILLE | Washington | 1500041 | 5 |  | 1998-05-20 | FALSE | 1998-05-20 | FALSE | Currently in Use | Kerosene | 2000 | Steel-Impressed Current | 1985-04-29 | Cathodically Protected | Safe Suction (Euro)
ECCI DEEPSTEP OPERATIONS | 380 SMYRNA CHURCH RD | DEEPSTEP | Washington | 1500042 | 1 | [5 empty] | Removed from Ground | Gas (Historical Use) | 500 | Bare Steel | 1971-05-03 | Galvanized Steel
ECCI DEEPSTEP OPERATIONS | 380 SMYRNA CHURCH RD | DEEPSTEP | Washington | 1500042 | 2 | [5 empty] | Removed from Ground | Gas (Historical Use) | 500 | Bare Steel | 1971-05-03 | Galvanized Steel
ENGLISH CHINA CLAY PLT #2 | 4062 DEEPSTEP RD | SANDERSVILLE | Washington | 1500043 | 1 | [5 empty] | Removed from Ground | Gas (Historical Use) | 1000 | Bare Steel | 1980-04-30 | Galvanized Steel
ENGLISH CHINA CLAY PLT #2 | 4062 DEEPSTEP RD | SANDERSVILLE | Washington | 1500043 | 2 | [5 empty] | Removed from Ground | Diesel | 550 | Bare Steel | 1982-04-30 | Galvanized Steel
ENGLISH CHINA CLAY PLT #2 | 4062 DEEPSTEP RD | SANDERSVILLE | Washington | 1500043 | 3 |  | 1998-06-01 |  | 1998-06-01 |  | Closed in Ground | Gas (Historical Use) | 3000 | Epoxy | 1988-07-07 | Fiberglass Reinforced Plastic | Safe Suction (Euro)
SANDERSVILLE CLAY/CHAMPION INT'L | 402 KAOLIN RD | SANDERSVILLE | Washington | 1500044 | PLANT-1 | [5 empty] | Removed from Ground | Gas (Historical Use) | 500 | Bare Steel | 1982-05-01 | Bare Steel
WASHINGTON COUNTY MINE |  | DEEPSTEP | Washington | 1500046 | 1 | [5 empty] | Removed from Ground | Gas (Historical Use) | 1000 | Bare Steel | 1959-05-07 | Galvanized Steel
SCOTT MINE |  | DEEPSTEP | Washington | 1500047 | 1 | [5 empty] | Closed in Ground | Gas (Historical Use) | 10000 | Bare Steel | 1976-05-02 | Bare Steel
JET FOOD STORE 1 | 1128 SOUTH HARRIS ST | SANDERSVILLE | Washington | 1500048 | 1 | [5 empty] | Removed from Ground | Gas (Historical Use) | 6000 | Bare Steel | 1974-05-04 | Galvanized Steel
JET FOOD STORE 1 | 1128 SOUTH HARRIS ST | SANDERSVILLE | Washington | 1500048 | 2 | [5 empty] | Removed from Ground | Gas (Historical Use) | 6000 | Bare Steel | 1974-05-04 | Galvanized Steel
JET FOOD STORE 1 | 1128 SOUTH HARRIS ST | SANDERSVILLE | Washington | 1500048 | 3 | [5 empty] | Removed from Ground | Gas (Historical Use) | 10000 | Marked Unknown | 1983-05-02 | Galvanized Steel
JET FOOD STORE 1 | 1128 SOUTH HARRIS ST | SANDERSVILLE | Washington | 1500048 | 4 | [5 empty] | Removed from Ground | Gas (Historical Use) | 10000 | Marked Unknown | 1983-05-02 | Galvanized Steel
JET FOOD STORE 1 | 1128 SOUTH HARRIS ST | SANDERSVILLE | Washington | 1500048 | 5 | [5 empty] | Removed from Ground | Diesel | 10000 | Marked Unknown | 1983-05-02 | Galvanized Steel
WRIGHTS QUICK STOP | HWY 88 | SANDERSVILLE | Washington | 1500049 | 1 | [5 empty] | Currently in Use | Gas (Historical Use) | 2000 | Bare Steel | 1968-05-10 | Galvanized Steel
WRIGHTS QUICK STOP | HWY 88 | SANDERSVILLE | Washington | 1500049 | 2 | [5 empty] | Currently in Use | Gas (Historical Use) | 1060 | Bare Steel | 1968-05-10 | Galvanized Steel
JET FOOD STORE #20 | HWY 231 MAIN ST | HARRISON | Washington | 1500052 | 1 | Ball Float | 1998-02-20 | FALSE | 1998-02-20 | FALSE | Currently in Use | Regular | 5000 | Steel-Impressed Current | 1966-05-10 | Fiberglass Reinforced Plastic | Pressurized
JET FOOD STORE #20 | HWY 231 MAIN ST | HARRISON | Washington | 1500052 | 2 | Flapper Valve | 1998-02-20 | FALSE | 1998-02-20 | FALSE | Currently in Use | E-0 | 5000 | Steel-Impressed Current | 1966-05-10 | Fiberglass Reinforced Plastic | Pressurized
THEILE KAOLIN CO | KAOLIN RD | SANDERSVILLE | Washington | 1500055 | 1 | [5 empty] | Currently in Use | Gas (Historical Use) | 1000 | Bare Steel | 1976-05-09 | Unknown
PRIM INC D/B/A BUSY BEE #1 | 703 S HARRIS ST | SANDERSVILLE | Washington | 1500064 | 1 | Flapper Valve | 1990-11-16 |  | 1990-11-16 |  | Currently in Use | Gas (Historical Use) | 8000 | Steel-Impressed Current | 1980-05-08 | Steel (Impressed Current) | Pressurized
PRIM INC D/B/A BUSY BEE #1 | 703 S HARRIS ST | SANDERSVILLE | Washington | 1500064 | 2 | Flapper Valve | 1990-11-16 |  | 1990-11-16 |  | Currently in Use | Gas (Historical Use) | 6000 | Steel-Impressed Current | 1980-05-08 | Steel (Impressed Current) | Pressurized
PRIM INC D/B/A BUSY BEE #1 | 703 S HARRIS ST | SANDERSVILLE | Washington | 1500064 | 3 | Flapper Valve | 1990-11-16 |  | 1990-11-16 |  | Currently in Use | Gas (Historical Use) | 6000 | Steel-Impressed Current | 1980-05-08 | Steel (Impressed Current) | Pressurized
TULLIE W BARKSDALE GROCERY | GA HWY 24 WEST | SANDERSVILLE | Washington | 1500068 | 1 | [5 empty] | Closed in Ground | Gas (Historical Use) | 560 | Bare Steel | 1974-05-10 | Fiberglass Reinforced Plastic
TULLIE W BARKSDALE GROCERY | GA HWY 24 WEST | SANDERSVILLE | Washington | 1500068 | 2 | [5 empty] | Closed in Ground | Gas (Historical Use) | 560 | Bare Steel | 1974-05-10 | Bare Steel
TULLIE W BARKSDALE GROCERY | GA HWY 24 WEST | SANDERSVILLE | Washington | 1500068 | 3 | [5 empty] | Closed in Ground | Gas (Historical Use) | 560 | Bare Steel | 1974-05-10 | Bare Steel
AT&T COMM RADIO TOWER | HOLMS CANNERY MILL RD | TENNILLE | Washington | 1500071 | 1 | [5 empty] | Removed from Ground | Kerosene | 3000 | Cathodically Protected Steel | 1963-05-14 | Copper | Suction (American)
MCCOY AMOCO | 903 SOUTH HARRIS ST | SANDERSVILLE | Washington | 1500072 | 1 | Flapper Valve | 1993-05-01 |  | 1993-05-01 |  | Removed from Ground | Gas (Historical Use) | 8000 | Lined Interior | 1972-05-10 | Galvanized Steel | Pressurized
MCCOY AMOCO | 903 SOUTH HARRIS ST | SANDERSVILLE | Washington | 1500072 | 2 | Flapper Valve | 1993-05-01 |  | 1993-05-01 |  | Removed from Ground | Gas (Historical Use) | 8000 | Lined Interior | 1972-05-10 | Galvanized Steel | Pressurized
MCCOY AMOCO | 903 SOUTH HARRIS ST | SANDERSVILLE | Washington | 1500072 | 3 | Flapper Valve | 1993-05-01 |  | 1993-05-01 |  | Removed from Ground | Gas (Historical Use) | 8000 | Lined Interior | 1972-05-10 | Galvanized Steel | Pressurized
E J FLEMISTER & SON OIL CO | 222 N SMITH ST | SANDERSVILLE | Washington | 1500073 | 1 | [5 empty] | Removed from Ground | Kerosene | 1000 | Bare Steel | 1961-05-13 | Galvanized Steel | Suction (American)
BUCKEYE FOOD STORE | RT 1 BOX 174A/GA HWY 68 | TENNILLE | Washington | 1500074 | 1 | [5 empty] | Removed from Ground | Gas (Historical Use) | 2000 | Bare Steel | 1979-05-09 | Galvanized Steel
BUCKEYE FOOD STORE | RT 1 BOX 174A/GA HWY 68 | TENNILLE | Washington | 1500074 | 2 | [5 empty] | Removed from Ground | Gas (Historical Use) | 2000 | Bare Steel | 1979-05-09 | Galvanized Steel
VEDIKA LLC/BUSY FOOD MART | 635 E MCCARTY ST | SANDERSVILLE | Washington | 1500075 | 1 |  | 1998-02-02 |  | 1998-02-02 |  | Currently in Use | Gas (Historical Use) | 10000 | Steel-Impressed Current | 1984-05-07 | Cathodically Protected | Pressurized
VEDIKA LLC/BUSY FOOD MART | 635 E MCCARTY ST | SANDERSVILLE | Washington | 1500075 | 2 |  | 1998-02-02 |  | 1998-02-02 |  | Temporarily out of use | Gas (Historical Use) | 3000 | Steel-Impressed Current | 1984-05-07 | Cathodically Protected | Pressurized
VEDIKA LLC/BUSY FOOD MART | 635 E MCCARTY ST | SANDERSVILLE | Washington | 1500075 | 3 |  | 1998-02-02 |  | 1998-02-02 |  | Currently in Use | Diesel | 8000 | Steel-Impressed Current | 1981-05-08 |  | Safe Suction (Euro)
VEDIKA LLC/BUSY FOOD MART | 635 E MCCARTY ST | SANDERSVILLE | Washington | 1500075 | 4 |  | 1998-02-02 |  | 1998-02-02 |  | Currently in Use | Kerosene | 2000 | Steel-Impressed Current | 1981-05-08 |  | Safe Suction (Euro)
VEDIKA LLC/BUSY FOOD MART | 635 E MCCARTY ST | SANDERSVILLE | Washington | 1500075 | 5 |  | 1998-02-02 | FALSE | 1998-02-02 | FALSE | Currently in Use | Gas (Historical Use) | 10000 | Steel-Impressed Current | 1998-02-02 | Steel (Impressed Current) | Pressurized
VEDIKA LLC/BUSY FOOD MART | 635 E MCCARTY ST | SANDERSVILLE | Washington | 1500075 | 6 |  | 1998-02-02 | FALSE | 1998-02-02 | FALSE | Currently in Use | Gas (Historical Use) | 3000 | Steel-Impressed Current | 1998-02-02 | Steel (Impressed Current) | Pressurized
VEDIKA LLC/BUSY FOOD MART | 635 E MCCARTY ST | SANDERSVILLE | Washington | 1500075 | 7 |  | 1998-02-02 | FALSE | 1998-02-02 | FALSE | Currently in Use | Diesel | 12000 | Steel-Impressed Current | 1998-02-02 | Steel (Impressed Current) | Pressurized
BRANTLEYS FINA | 212 NORTH MAIN ST | TENNILLE | Washington | 1500076 | 1 | [5 empty] | Removed from Ground | Empty | 1000 | Bare Steel | 1962-05-13 | Galvanized Steel
BRANTLEYS FINA | 212 NORTH MAIN ST | TENNILLE | Washington | 1500076 | 2 | [5 empty] | Removed from Ground | Empty | 550 | Bare Steel | 1962-05-13 | Galvanized Steel
BRANTLEYS FINA | 212 NORTH MAIN ST | TENNILLE | Washington | 1500076 | 3 | [5 empty] | Removed from Ground | Empty | 550 | Bare Steel | 1962-05-13 | Galvanized Steel
FORMER TOWN SHOP | 207 N HARRIS ST | SANDERSVILLE | Washington | 1500077 | 1 |  | 1998-01-22 |  | 1998-01-22 |  | Removed from Ground | Gas (Historical Use) | 2000 | Steel-Impressed Current | 1976-05-09 | Cathodically Protected | Suction (American)
FORMER TOWN SHOP | 207 N HARRIS ST | SANDERSVILLE | Washington | 1500077 | 2 |  | 1998-01-22 |  | 1998-01-22 |  | Removed from Ground | Gas (Historical Use) | 2000 | Steel-Impressed Current | 1976-05-09 | Cathodically Protected | Suction (American)
FORMER TOWN SHOP | 207 N HARRIS ST | SANDERSVILLE | Washington | 1500077 | 3 |  | 1998-01-22 |  | 1998-01-22 |  | Removed from Ground | Gas (Historical Use) | 1000 | Steel-Impressed Current | 1976-05-09 | Cathodically Protected | Suction (American)
FORMER TOWN SHOP | 207 N HARRIS ST | SANDERSVILLE | Washington | 1500077 | 4 | [5 empty] | Closed in Ground | Empty | 560 | Bare Steel | 1961-05-13 | Galvanized Steel
FORMER TOWN SHOP | 207 N HARRIS ST | SANDERSVILLE | Washington | 1500077 | 5 | [5 empty] | Closed in Ground | Empty | 560 | Bare Steel | 1961-05-13 | Galvanized Steel
FORMER TOWN SHOP | 207 N HARRIS ST | SANDERSVILLE | Washington | 1500077 | 6 | [5 empty] | Closed in Ground | Empty | 560 | Bare Steel | 1961-05-13 | Galvanized Steel
W F JACKSON CONSTRUCTION CO INC | HWY 24 WEST | SANDERSVILLE | Washington | 1500078 | 1 | [5 empty] | Removed from Ground | Other | 3000 | Bare Steel | 1978-05-09 | Galvanized Steel
W F JACKSON CONSTRUCTION CO INC | HWY 24 WEST | SANDERSVILLE | Washington | 1500078 | 2 | [5 empty] | Removed from Ground | Other | 3000 | Bare Steel | 1978-05-09 | Galvanized Steel
W F JACKSON CONSTRUCTION CO INC | HWY 24 WEST | SANDERSVILLE | Washington | 1500078 | 3 | [5 empty] | Removed from Ground | Other | 3000 | Bare Steel | 1978-05-09 | Galvanized Steel
W F JACKSON CONSTRUCTION CO INC | HWY 24 WEST | SANDERSVILLE | Washington | 1500078 | 4 | [5 empty] | Removed from Ground | Other | 6400 | Bare Steel | 1978-05-09 | Galvanized Steel
W F JACKSON CONSTRUCTION CO INC | HWY 24 WEST | SANDERSVILLE | Washington | 1500078 | 5 | [5 empty] | Removed from Ground | Other | 10000 | Bare Steel | 1978-05-09 | Galvanized Steel
W F JACKSON CONSTRUCTION CO INC | HWY 24 WEST | SANDERSVILLE | Washington | 1500078 | 6 | [5 empty] | Removed from Ground | Gas (Historical Use) | 10000 | Bare Steel | 1978-05-09 | Galvanized Steel
W F JACKSON CONSTRUCTION CO INC | HWY 24 WEST | SANDERSVILLE | Washington | 1500078 | 7 | [5 empty] | Removed from Ground | Diesel | 10000 | Bare Steel | 1978-05-09 | Galvanized Steel
W F JACKSON CONSTRUCTION CO INC | HWY 24 WEST | SANDERSVILLE | Washington | 1500078 | 8 |  |  | TRUE |  | TRUE | Removed from Ground | Used Oil | 3000 | Bare Steel | 1978-05-09 | Galvanized Steel
SANDERSVILLE 66 SVC STATION | 322 EAST MCCARTY ST | SANDERSVILLE | Washington | 1500079 | 1 | [5 empty] | Removed from Ground | Gas (Historical Use) | 6000 | Bare Steel | 1965-05-12 | Galvanized Steel
SANDERSVILLE 66 SVC STATION | 322 EAST MCCARTY ST | SANDERSVILLE | Washington | 1500079 | 2 | [5 empty] | Removed from Ground | Gas (Historical Use) | 6000 | Bare Steel | 1965-05-12 | Galvanized Steel
SANDERSVILLE 66 SVC STATION | 322 EAST MCCARTY ST | SANDERSVILLE | Washington | 1500079 | 3 | [5 empty] | Permanently Out of Use - historical purposes | Empty | 4000 | Bare Steel | 1965-05-12 | Galvanized Steel
SANDERSVILLE 66 SVC STATION | 322 EAST MCCARTY ST | SANDERSVILLE | Washington | 1500079 | 4 | [5 empty] | Removed from Ground | Gas (Historical Use) | 2000 | Bare Steel | 1977-05-09 | Galvanized Steel
SANDERSVILLE 66 SVC STATION | 322 EAST MCCARTY ST | SANDERSVILLE | Washington | 1500079 | 5 |  |  | TRUE |  | TRUE | Removed from Ground | Used Oil | 550 | Bare Steel | 1965-05-12 | Galvanized Steel
SANDERSVILLE 66 SVC STATION | 322 EAST MCCARTY ST | SANDERSVILLE | Washington | 1500079 | 6 | [5 empty] | Removed from Ground | Gas (Historical Use) | 6000 | Not Marked/Unknown | 1998-07-01 | Not Marked
SANDERSVILLE 66 SVC STATION | 322 EAST MCCARTY ST | SANDERSVILLE | Washington | 1500079 | 7 | [5 empty] | Removed from Ground | Gas (Historical Use) | 6000 | Not Marked/Unknown | 1998-07-01 | Not Marked
SANDERSVILLE 66 SVC STATION | 322 EAST MCCARTY ST | SANDERSVILLE | Washington | 1500079 | 8 | [5 empty] | Removed from Ground | Gas (Historical Use) | 4000 | Not Marked/Unknown | 1998-07-01 | Not Marked
C T HARRIS INC | 9413 DEEPSTEP RD | SANDERSVILLE | Washington | 1500080 | 1 |  | 1995-04-01 |  | 1995-04-01 |  | Temporarily out of use | Diesel | 20000 | Cathodically Protected Steel | 1985-05-08 | Fiberglass Reinforced Plastic | Pressurized
C T HARRIS INC | 9413 DEEPSTEP RD | SANDERSVILLE | Washington | 1500080 | 10 |  | 1995-04-01 |  | 1995-04-01 |  | Temporarily out of use | Other | 1000 | Epoxy | 1989-05-01 | Fiberglass Reinforced Plastic | Safe Suction (Euro)
C T HARRIS INC | 9413 DEEPSTEP RD | SANDERSVILLE | Washington | 1500080 | 11 |  | 1995-04-01 |  | 1995-04-01 |  | Temporarily out of use | Other | 1000 | Epoxy | 1985-05-01 | Fiberglass Reinforced Plastic | Safe Suction (Euro)
C T HARRIS INC | 9413 DEEPSTEP RD | SANDERSVILLE | Washington | 1500080 | 12 |  | 1995-04-01 |  | 1995-04-01 |  | Temporarily out of use | Other | 600 | Fiberglass | 1995-04-01 | Fiberglass Reinforced Plastic | Gravity Fed
C T HARRIS INC | 9413 DEEPSTEP RD | SANDERSVILLE | Washington | 1500080 | 13 |  | 2005-11-15 | TRUE | 1995-04-01 | TRUE | Temporarily out of use | Used Oil | 4000 | Fiberglass | 1995-04-01 | Fiberglass Reinforced Plastic | Gravity Fed
C T HARRIS INC | 9413 DEEPSTEP RD | SANDERSVILLE | Washington | 1500080 | 2 |  | 1995-04-01 |  | 1995-04-01 |  | Temporarily out of use | Diesel | 20000 | Cathodically Protected Steel | 1985-05-08 | Fiberglass Reinforced Plastic | Pressurized
C T HARRIS INC | 9413 DEEPSTEP RD | SANDERSVILLE | Washington | 1500080 | 3 |  | 1995-04-01 |  | 1995-04-01 |  | Temporarily out of use | Gas (Historical Use) | 10000 | Cathodically Protected Steel | 1985-05-08 | Fiberglass Reinforced Plastic | Pressurized
C T HARRIS INC | 9413 DEEPSTEP RD | SANDERSVILLE | Washington | 1500080 | 4 |  | 1995-04-01 |  | 1995-04-01 |  | Temporarily out of use | Diesel | 10000 | Cathodically Protected Steel | 1985-05-08 | Fiberglass Reinforced Plastic | Pressurized
C T HARRIS INC | 9413 DEEPSTEP RD | SANDERSVILLE | Washington | 1500080 | 5 |  | 1995-04-01 |  | 1995-04-01 |  | Temporarily out of use | Other | 6000 | Steel-Impressed Current | 1985-05-08 | Fiberglass Reinforced Plastic | Safe Suction (Euro)
C T HARRIS INC | 9413 DEEPSTEP RD | SANDERSVILLE | Washington | 1500080 | 6 |  | 1995-04-01 |  | 1995-04-01 |  | Temporarily out of use | Other | 6000 | Epoxy | 1985-05-08 | Fiberglass Reinforced Plastic | Safe Suction (Euro)
C T HARRIS INC | 9413 DEEPSTEP RD | SANDERSVILLE | Washington | 1500080 | 7 |  | 1995-04-01 |  | 1995-04-01 |  | Temporarily out of use | Other | 6000 | Epoxy | 1985-05-08 | Fiberglass Reinforced Plastic | Safe Suction (Euro)
C T HARRIS INC | 9413 DEEPSTEP RD | SANDERSVILLE | Washington | 1500080 | 8 |  | 1995-04-01 |  | 1995-04-01 |  | Temporarily out of use | Other | 500 | Epoxy | 1985-05-08 | Fiberglass Reinforced Plastic | Safe Suction (Euro)
C T HARRIS INC | 9413 DEEPSTEP RD | SANDERSVILLE | Washington | 1500080 | 9 |  | 1995-04-01 |  | 1995-04-01 |  | Temporarily out of use | Other | 1000 | Steel-Impressed Current | 1985-05-08 | Fiberglass Reinforced Plastic | Safe Suction (Euro)
JAY NARSANGAVEER LLC | 1354 E MCCARTY | SANDERSVILLE | Washington | 1500081 | 1 | Flapper Valve | 1993-12-20 | FALSE | 1993-12-20 | FALSE | Currently in Use | Regular | 20000 | Steel-Impressed Current | 1981-05-09 | Fiberglass Reinforced Plastic | Pressurized
JAY NARSANGAVEER LLC | 1354 E MCCARTY | SANDERSVILLE | Washington | 1500081 | 2 |  | 1993-12-20 | FALSE | 1993-12-20 | FALSE | Temporarily out of use | Diesel Off Road | 20000 | Steel-Impressed Current | 1981-05-09 | Fiberglass Reinforced Plastic | Pressurized
JAY NARSANGAVEER LLC | 1354 E MCCARTY | SANDERSVILLE | Washington | 1500081 | 3 |  | 1993-12-20 | FALSE | 1990-12-20 | FALSE | Currently in Use | Diesel On Road | 10000 | Steel-Impressed Current | 1981-05-09 | Fiberglass Reinforced Plastic | Pressurized
JAY NARSANGAVEER LLC | 1354 E MCCARTY | SANDERSVILLE | Washington | 1500081 | 4 |  | 1993-12-20 | FALSE | 1993-12-20 | FALSE | Currently in Use | Premium | 10000 | Steel-Impressed Current | 1983-05-09 | Fiberglass Reinforced Plastic | Pressurized
BELLSOUTH TELECOMMUNICATIONS INC | 210 RIDDLEVILLE RD | SANDERSVILLE | Washington | 1500084 | 1 | [5 empty] | Removed from Ground | Other | 1000 | Bare Steel | 1977-01-03 | Copper | Suction (American)
GA DOT #10237 WASHINGTON CO MAIN | 705 KAOLIN RD | SANDERSVILLE | Washington | 1500085 | 10237-1 | [5 empty] | Removed from Ground | Gas (Historical Use) | 500 | Bare Steel |  | Unknown
GA DOT #10237 WASHINGTON CO MAIN | 705 KAOLIN RD | SANDERSVILLE | Washington | 1500085 | 237D1 | [5 empty] | Removed from Ground | Diesel | 2000 | Cathodically Protected Steel | 1986-06-13 | Galvanized Steel | Suction (American)
GA DOT #10237 WASHINGTON CO MAIN | 705 KAOLIN RD | SANDERSVILLE | Washington | 1500085 | 237G1 | [5 empty] | Removed from Ground | Gas (Historical Use) | 2000 | Cathodically Protected Steel | 1986-06-13 | Galvanized Steel | Suction (American)
SANDERSVILLE CITY HALL | CITY HALL | SANDERSVILLE | Washington | 1500088 | 1 | [5 empty] | Removed from Ground | Gas (Historical Use) | 2000 | Cathodically Protected Steel | 1987-01-01 | Galvanized Steel
GA DOT #10281 DIST SIGN SHOP | GA HWY 15 SOUTH | TENNILLE | Washington | 150025 | 10281-1 | [5 empty] | Removed from Ground | Gas (Historical Use) | 1000 | Bare Steel | 1961-05-05 | Galvanized Steel
DIXON & MEEKS TRACTOR CO | HWY 15 | TENNILLE | Washington | 150059 | 1 | [5 empty] | Removed from Ground | Gas (Historical Use) | 1000 | Bare Steel | 1982-05-08 | Bare Steel
DIXON & MEEKS TRACTOR CO | HWY 15 | TENNILLE | Washington | 150059 | 2 | [5 empty] | Removed from Ground | Diesel | 560 | Bare Steel | 1979-05-09 | Bare Steel
GA FC/WAYNE CO UNIT | 111 TOWER RD | JESUP | Wayne | 1510001 | 1 | [5 empty] | Removed from Ground | Gas (Historical Use) | 2000 | Bare Steel | 1981-04-23 | Galvanized Steel | Safe Suction (Euro)
GA FC/WAYNE CO UNIT | 111 TOWER RD | JESUP | Wayne | 1510001 | 2 | [5 empty] | Removed from Ground | Diesel | 560 | Bare Steel | 1961-04-28 | Galvanized Steel | Safe Suction (Euro)
GA FC/WAYNE CO UNIT | 111 TOWER RD | JESUP | Wayne | 1510001 | 3 |  | 1994-05-18 |  | 1994-05-18 |  | Removed from Ground | Gas (Historical Use) | 1000 | Galvanic (STIP-3) | 1994-05-18 | Cathodically Protected | Safe Suction (Euro)
GA FC/WAYNE CO UNIT | 111 TOWER RD | JESUP | Wayne | 1510001 | 4 |  | 1994-05-18 |  | 1994-05-18 |  | Removed from Ground | Diesel | 1000 | Galvanic (STIP-3) | 1994-05-18 | Cathodically Protected | Safe Suction (Euro)
BOYETTE CAMPER SALES | 414 J L TYRE ST | SCREVEN | Wayne | 1510002 | 1 | [5 empty] | Removed from Ground | Gas (Historical Use) | 4000 | Bare Steel | 1986-02-24 | Galvanized Steel
BOYETTE CAMPER SALES | 414 J L TYRE ST | SCREVEN | Wayne | 1510002 | 2 | [5 empty] | Removed from Ground | Gas (Historical Use) | 3000 | Bare Steel | 1986-02-24 | Galvanized Steel
PAIGES MINIT #7 | 301 NORTH ROUTE 5 BOX 584 | JESUP | Wayne | 1510006 | 1 |  | 1998-01-01 |  | 1998-01-01 |  | Removed from Ground | Gas (Historical Use) | 8000 | Steel-Impressed Current | 1974-02-27 | Cathodically Protected | Suction (American)
PAIGES MINIT #7 | 301 NORTH ROUTE 5 BOX 584 | JESUP | Wayne | 1510006 | 2 |  | 1998-01-01 |  | 1998-01-01 |  | Removed from Ground | Gas (Historical Use) | 6000 | Steel-Impressed Current | 1974-02-27 | Cathodically Protected | Suction (American)
FLASH FOODS #193 | 111 S SUNSET BLVD | JESUP | Wayne | 1510007 | 1 | Flapper Valve | 1999-03-08 | FALSE | 1999-03-08 | FALSE | Currently in Use | Gas (Historical Use) | 8000 | Steel-Impressed Current | 1975-02-27 | Double-Walled Flex | Pressurized
FLASH FOODS #193 | 111 S SUNSET BLVD | JESUP | Wayne | 1510007 | 2 | Flapper Valve | 1999-03-08 | FALSE | 1999-03-08 | FALSE | Currently in Use | Gas (Historical Use) | 6000 | Steel-Impressed Current | 1975-02-27 | Double-Walled Flex | Pressurized
JESUP DISCOUNT CORNER | 1105 S FIRST ST | JESUP | Wayne | 1510008 | 1 | Flapper Valve | 1998-01-01 | FALSE | 1998-01-01 | FALSE | Temporarily out of use | Gas (Historical Use) | 6000 | Steel-Impressed Current | 1978-02-26 | Steel (Impressed Current) | Suction (American)
JESUP DISCOUNT CORNER | 1105 S FIRST ST | JESUP | Wayne | 1510008 | 2 | Flapper Valve | 1998-01-01 |  | 1998-01-01 |  | Temporarily out of use | Gas (Historical Use) | 6000 | Steel-Impressed Current | 1978-02-26 | Steel (Impressed Current) | Suction (American)
JESUP DISCOUNT CORNER | 1105 S FIRST ST | JESUP | Wayne | 1510008 | 3 | Flapper Valve | 1998-01-01 |  | 1998-01-01 |  | Temporarily out of use | Gas (Historical Use) | 6000 | Steel-Impressed Current | 1978-02-26 | Steel (Impressed Current) | Suction (American)
SCREVEN DISCOUNT OUTLET | HWY 84 | SCREVEN | Wayne | 1510009 | 1 |  | 1998-01-01 |  | 1998-01-01 |  | Removed from Ground | Gas (Historical Use) | 6000 | Steel-Impressed Current | 1979-02-26 | Cathodically Protected | Suction (American)
SCREVEN DISCOUNT OUTLET | HWY 84 | SCREVEN | Wayne | 1510009 | 2 |  | 1998-01-01 |  | 1998-01-01 |  | Removed from Ground | Gas (Historical Use) | 6000 | Steel-Impressed Current | 1979-02-26 | Cathodically Protected | Suction (American)
SCREVEN DISCOUNT OUTLET | HWY 84 | SCREVEN | Wayne | 1510009 | 3 |  | 1998-01-01 |  | 1998-01-01 |  | Removed from Ground | Gas (Historical Use) | 6000 | Steel-Impressed Current | 1979-02-26 | Cathodically Protected | Suction (American)
JESUP MIDDLE GRADES | WEST PINE ST | JESUP | Wayne | 1510012 | 1 | [5 empty] | Permanently Out of Use - historical purposes | Kerosene | 5000 | Bare Steel | 1955-01-23 | Bare Steel
JESUP MIDDLE GRADES | WEST PINE ST | JESUP | Wayne | 1510012 | 2 | [5 empty] | Permanently Out of Use - historical purposes | Kerosene | 2000 | Bare Steel | 1963-01-21 | Galvanized Steel
JESUP MIDDLE GRADES | WEST PINE ST | JESUP | Wayne | 1510012 | 3 | [5 empty] | Permanently Out of Use - historical purposes | Kerosene | 1060 | Bare Steel | 1963-01-21 | Bare Steel
WAYNE MEMORIAL HOSPITAL | 865 SOUTH FIRST ST | JESUP | Wayne | 1510020 | 1 | [5 empty] | Removed from Ground | Gas (Historical Use) | 200 | Bare Steel | 1961-03-02 | Galvanized Steel
WAYNE MEMORIAL HOSPITAL | 865 SOUTH FIRST ST | JESUP | Wayne | 1510020 | 2 | [5 empty] | Removed from Ground | Diesel | 1000 | Bare Steel | 1973-02-27 | Galvanized Steel | Safe Suction (Euro)
HENDRIX HAULING CO INC | 3600 RAYONIER RD | JESUP | Wayne | 1510023 | 1 | Flapper Valve | 1997-12-28 | FALSE | 1997-12-28 | FALSE | Currently in Use | Diesel | 3000 | Steel-Impressed Current | 1970-03-17 | Fiberglass Reinforced Plastic | Pressurized
HENDRIX HAULING CO INC | 3600 RAYONIER RD | JESUP | Wayne | 1510023 | 2 | Flapper Valve | 1997-12-28 | FALSE | 1997-12-28 | FALSE | Currently in Use | Diesel | 3000 | Steel-Impressed Current | 1970-03-17 | Fiberglass Reinforced Plastic | Pressurized
HENDRIX HAULING CO INC | 3600 RAYONIER RD | JESUP | Wayne | 1510023 | 3 | Flapper Valve | 1997-12-28 | FALSE | 1997-12-28 | FALSE | Currently in Use | Regular | 2000 | Steel-Impressed Current | 1970-03-17 | Fiberglass Reinforced Plastic | Suction (American)
BOYKIN ERECTORS INC | 2021 SAVANNAH HWY | JESUP | Wayne | 1510024 | 1 | [5 empty] | Removed from Ground | Gas (Historical Use) | 3000 | Bare Steel | 1983-03-25 | Galvanized Steel | Suction (American)
BOYKIN ERECTORS INC | 2021 SAVANNAH HWY | JESUP | Wayne | 1510024 | 2 | [5 empty] | Removed from Ground | Diesel | 3000 | Bare Steel | 1983-03-25 | Galvanized Steel | Suction (American)
FORMER CROSSROAD FORD-MERCURY/CASON FOR | 291 NORTH FIRST ST | JESUP | Wayne | 1510025 | 1 |  |  | TRUE |  | TRUE | Closed in Ground | Used Oil | 500 | Bare Steel | 1966-01-01 | Bare Steel
FORMER CROSSROAD FORD-MERCURY/CASON FOR | 291 NORTH FIRST ST | JESUP | Wayne | 1510025 | 2 | [5 empty] | Closed in Ground | Empty | 3000 | Bare Steel | 1966-01-01 | Bare Steel
FORMER CROSSROAD FORD-MERCURY/CASON FOR | 291 NORTH FIRST ST | JESUP | Wayne | 1510025 | 3 | [5 empty] | Closed in Ground | Empty | 3000 | Bare Steel | 1966-01-01 | Bare Steel
FORMER CROSSROAD FORD-MERCURY/CASON FOR | 291 NORTH FIRST ST | JESUP | Wayne | 1510025 | 4 | [5 empty] | Closed in Ground | Empty | 3000 | Bare Steel | 1966-01-01 | Bare Steel
GA DOT #10549 | 165 RAINBOW DR | JESUP | Wayne | 1510027 | 549D1 | [5 empty] | Removed from Ground | Diesel | 2000 | Cathodically Protected Steel | 1990-03-01 | Galvanized Steel | Safe Suction (Euro)
GA DOT #10549 | 165 RAINBOW DR | JESUP | Wayne | 1510027 | 549G1 | [5 empty] | Removed from Ground | Gas (Historical Use) | 2000 | Cathodically Protected Steel | 1990-03-01 | Galvanized Steel | Safe Suction (Euro)
INMAN INDUSTRIAL ELECTRIC INC | DOCTOR TOWN RD | JESUP | Wayne | 1510029 | 1 | [5 empty] | Removed from Ground | Gas (Historical Use) | 3000 | Bare Steel | 1985-03-25 | Galvanized Steel | Suction (American)
MINIT STOP 1875 LLC | 1875 RAYONNIER RD | JESUP | Wayne | 1510032 | 1 | [5 empty] | Removed from Ground | Gas (Historical Use) | 6000 | Bare Steel | 1979-04-04 | Galvanized Steel | Suction (American)
MINIT STOP 1875 LLC | 1875 RAYONNIER RD | JESUP | Wayne | 1510032 | 2 | [5 empty] | Removed from Ground | Gas (Historical Use) | 6000 | Bare Steel | 1979-04-04 | Galvanized Steel | Suction (American)
MINIT STOP 1875 LLC | 1875 RAYONNIER RD | JESUP | Wayne | 1510032 | 3 | [5 empty] | Removed from Ground | Diesel | 6000 | Bare Steel | 1982-04-03 | Galvanized Steel | Suction (American)
MINIT STOP 1875 LLC | 1875 RAYONNIER RD | JESUP | Wayne | 1510032 | 4 | Ball Float | 1999-01-01 | FALSE | 1999-01-01 | FALSE | Currently in Use | Regular | 10000 | Composite | 1999-01-01 | Fiberglass Reinforced Plastic | Pressurized
MINIT STOP 1875 LLC | 1875 RAYONNIER RD | JESUP | Wayne | 1510032 | 5 | Ball Float | 1999-01-01 | FALSE | 1999-01-01 | FALSE | Currently in Use | Premium | 6000 | Composite | 1999-01-01 | Fiberglass Reinforced Plastic | Pressurized
MINIT STOP 1875 LLC | 1875 RAYONNIER RD | JESUP | Wayne | 1510032 | 6 | Ball Float | 1999-01-01 | FALSE | 1999-01-01 | FALSE | Currently in Use | Diesel | 6000 | Composite | 1999-01-01 | Fiberglass Reinforced Plastic | Pressurized
CITY OF SCREVEN | HWY 82 | SCREVEN | Wayne | 1510036 | 1 | [5 empty] | Removed from Ground | Gas (Historical Use) | 1000 | Bare Steel | 1976-05-01 | Galvanized Steel
ODUM KWIK STOP | 125 S CHURCH ST | ODUM | Wayne | 1510037 | 1 | [5 empty] | Removed from Ground | Gas (Historical Use) | 10000 | Bare Steel | 1975-05-02 | Unknown
ODUM KWIK STOP | 125 S CHURCH ST | ODUM | Wayne | 1510037 | 2 | [5 empty] | Removed from Ground | Gas (Historical Use) | 3000 | Bare Steel | 1975-05-02 | Unknown
ODUM KWIK STOP | 125 S CHURCH ST | ODUM | Wayne | 1510037 | 3 | [5 empty] | Removed from Ground | Gas (Historical Use) | 3000 | Bare Steel | 1975-05-02 | Cathodically Protected
ODUM KWIK STOP | 125 S CHURCH ST | ODUM | Wayne | 1510037 | 4 | [5 empty] | Removed from Ground | Gas (Historical Use) | 1000 | Not Marked/Unknown | 1999-12-17 | Not Marked
ODUM KWIK STOP | 125 S CHURCH ST | ODUM | Wayne | 1510037 | 5 | [5 empty] | Removed from Ground | Gas (Historical Use) | 2000 | Not Marked/Unknown | 1999-12-17 | Not Marked
THORNTON GROCERY | HWY 203 | JESUP | Wayne | 1510040 | 1 | [5 empty] | Temporarily out of use | Gas (Historical Use) | 1000 | Bare Steel | 1973-05-02 | Unknown
THORNTON GROCERY | HWY 203 | JESUP | Wayne | 1510040 | 2 | [5 empty] | Temporarily out of use | Gas (Historical Use) | 1000 | Bare Steel | 1973-05-02 | Unknown
WALDRONS GROCERY | HWY 301 HWY 341 | JESUP | Wayne | 1510041 | 1 | [5 empty] | Removed from Ground | Diesel | 3000 | Bare Steel | 1984-04-29 | Unknown
WALDRONS GROCERY | HWY 301 HWY 341 | JESUP | Wayne | 1510041 | 2 | [5 empty] | Removed from Ground | Gas (Historical Use) | 3000 | Bare Steel | 1984-04-29 | Unknown
WALDRONS GROCERY | HWY 301 HWY 341 | JESUP | Wayne | 1510041 | 3 | [5 empty] | Removed from Ground | Gas (Historical Use) | 6000 | Bare Steel | 1984-04-29 | Unknown
WALDRONS GROCERY | HWY 301 HWY 341 | JESUP | Wayne | 1510041 | 4 | [5 empty] | Removed from Ground | Gas (Historical Use) | 8000 | Bare Steel | 1984-04-29 | Unknown
WALDRONS GROCERY | HWY 301 HWY 341 | JESUP | Wayne | 1510041 | 5 | [5 empty] | Removed from Ground | Gas (Historical Use) | 8000 | Bare Steel | 1984-04-29 | Unknown
YELLOW FREIGHT LINES | SUNSET BLVD/INDUST PARK | JESUP | Wayne | 1510047 | 1 | [5 empty] | Currently in Use | Gas (Historical Use) | 3000 | Cathodically Protected Steel | 1985-04-29 | Cathodically Protected
JIMMY SEARS | 18244 S HWY 341 HORTENSE GA | JESUP | Wayne | 1510048 | 1 | [5 empty] | Permanently Out Of Use | Gas (Historical Use) | 1000 | Bare Steel | 1972-05-02 | Unknown
TYRE'S GROCERY | HWY 203 | SCREVEN | Wayne | 1240015 | 1 | [5 empty] | Removed from Ground | Gas (Historical Use) | 500 | Bare Steel | 1959-04-02 | Galvanized Steel
TYRE'S GROCERY | HWY 203 | SCREVEN | Wayne | 1240015 | 2 | [5 empty] | Removed from Ground | Gas (Historical Use) | 1000 | Bare Steel | 1959-04-02 | Galvanized Steel
FRIENDLY EXPRESS #87 | 318 TYRE ST W | SCREVEN | Wayne | 1510050 | 1 |  | 1990-09-01 | FALSE | 1990-09-01 | FALSE | Removed from Ground | Gas (Historical Use) | 6000 | Steel-Impressed Current | 1985-09-29 | Fiberglass Reinforced Plastic | Pressurized
FRIENDLY EXPRESS #87 | 318 TYRE ST W | SCREVEN | Wayne | 1510050 | 2 |  | 1990-09-01 | FALSE | 1990-09-01 | FALSE | Removed from Ground | Gas (Historical Use) | 6000 | Steel-Impressed Current | 1985-09-29 | Fiberglass Reinforced Plastic | Pressurized
FRIENDLY EXPRESS #87 | 318 TYRE ST W | SCREVEN | Wayne | 1510050 | 3 |  | 1990-09-01 | FALSE | 1990-09-01 | FALSE | Removed from Ground | Gas (Historical Use) | 6000 | Steel-Impressed Current | 1985-09-29 | Fiberglass Reinforced Plastic | Pressurized
LUCKY FOOD MART INC | 755 N FIRST ST | JESUP | Wayne | 1510051 | 1 | Flapper Valve | 1990-09-01 | FALSE | 1990-09-01 | FALSE | Currently in Use | Premium | 6000 | Steel-Impressed Current | 1985-04-29 | Fiberglass Reinforced Plastic | Pressurized
LUCKY FOOD MART INC | 755 N FIRST ST | JESUP | Wayne | 1510051 | 2 | Flapper Valve | 1990-09-01 | FALSE | 1990-09-01 | FALSE | Currently in Use | Regular | 6000 | Steel-Impressed Current | 1985-04-29 | Fiberglass Reinforced Plastic | Pressurized
LUCKY FOOD MART INC | 755 N FIRST ST | JESUP | Wayne | 1510051 | 3 | Flapper Valve | 1990-09-01 | FALSE | 1990-09-01 | FALSE | Currently in Use | Regular | 6000 | Steel-Impressed Current | 1985-04-29 | Fiberglass Reinforced Plastic | Pressurized
MIKES 66/ODUMS 66 SERVICE | 191 EAST CHERRY ST | JESUP | Wayne | 1510052 | 1 | [5 empty] | Removed from Ground | Gas (Historical Use) | 4000 | Bare Steel | 1964-05-05 | Galvanized Steel
MIKES 66/ODUMS 66 SERVICE | 191 EAST CHERRY ST | JESUP | Wayne | 1510052 | 2 | [5 empty] | Removed from Ground | Gas (Historical Use) | 3000 | Bare Steel | 1964-05-05 | Galvanized Steel
MIKES 66/ODUMS 66 SERVICE | 191 EAST CHERRY ST | JESUP | Wayne | 1510052 | 3 | [5 empty] | Removed from Ground | Gas (Historical Use) | 3000 | Bare Steel | 1964-05-05 | Galvanized Steel
OCEAN PETROLEUM | 484 US HWY 301 SOUTH | JESUP | Wayne | 1510053 | 1 | [5 empty] | Removed from Ground | Diesel | 8000 | Bare Steel | 1964-05-05 | Galvanized Steel
OCEAN PETROLEUM | 484 US HWY 301 SOUTH | JESUP | Wayne | 1510053 | 10 |  | 1994-02-15 | FALSE | 1994-02-15 | FALSE | Currently in Use | Diesel | 12000 | Composite | 1994-02-15 | Fiberglass Reinforced Plastic | Pressurized
OCEAN PETROLEUM | 484 US HWY 301 SOUTH | JESUP | Wayne | 1510053 | 11 |  | 1994-02-15 | FALSE | 1994-02-15 | FALSE | Currently in Use | Diesel | 8000 | Composite | 1994-02-15 | Fiberglass Reinforced Plastic | Pressurized
OCEAN PETROLEUM | 484 US HWY 301 SOUTH | JESUP | Wayne | 1510053 | 12 |  | 1994-02-15 | FALSE | 1994-02-15 | FALSE | Currently in Use | Kerosene | 4000 | Composite | 1994-02-15 | Fiberglass Reinforced Plastic | Pressurized
OCEAN PETROLEUM | 484 US HWY 301 SOUTH | JESUP | Wayne | 1510053 | 2 | [5 empty] | Removed from Ground | Gas (Historical Use) | 8000 | Bare Steel | 1964-05-05 | Galvanized Steel
OCEAN PETROLEUM | 484 US HWY 301 SOUTH | JESUP | Wayne | 1510053 | 3 | [5 empty] | Removed from Ground | Gas (Historical Use) | 6000 | Bare Steel | 1964-05-05 | Galvanized Steel
OCEAN PETROLEUM | 484 US HWY 301 SOUTH | JESUP | Wayne | 1510053 | 4 | [5 empty] | Removed from Ground | Diesel | 6000 | Bare Steel | 1964-05-05 | Galvanized Steel
OCEAN PETROLEUM | 484 US HWY 301 SOUTH | JESUP | Wayne | 1510053 | 5 | [5 empty] | Removed from Ground | Gas (Historical Use) | 4000 | Bare Steel | 1971-05-04 | Galvanized Steel
OCEAN PETROLEUM | 484 US HWY 301 SOUTH | JESUP | Wayne | 1510053 | 6 | [5 empty] | Removed from Ground | Kerosene | 2000 | Bare Steel | 1979-05-02 | Galvanized Steel
OCEAN PETROLEUM | 484 US HWY 301 SOUTH | JESUP | Wayne | 1510053 | 7 |  | 1994-02-15 | FALSE | 1994-02-15 | FALSE | Currently in Use | Gas (Historical Use) | 10000 | Composite | 1994-02-15 | Fiberglass Reinforced Plastic | Pressurized
OCEAN PETROLEUM | 484 US HWY 301 SOUTH | JESUP | Wayne | 1510053 | 8 |  | 1994-02-15 | FALSE | 1994-02-15 | FALSE | Currently in Use | Gas (Historical Use) | 10000 | Composite | 1994-02-15 | Fiberglass Reinforced Plastic | Pressurized
OCEAN PETROLEUM | 484 US HWY 301 SOUTH | JESUP | Wayne | 1510053 | 9 |  | 1998-02-15 | FALSE | 1998-02-15 | FALSE | Currently in Use | Gas (Historical Use) | 10000 | Composite | 1994-02-15 | Fiberglass Reinforced Plastic | Pressurized
HINSON GROCERY | 3151 LANES BRIDGE RD | JESUP | Wayne | 1510055 | 1 | [5 empty] | Removed from Ground | Gas (Historical Use) | 4000 | Cathodically Protected Steel | 1966-05-04 | Cathodically Protected
HINSON GROCERY | 3151 LANES BRIDGE RD | JESUP | Wayne | 1510055 | 2 | [5 empty] | Removed from Ground | Gas (Historical Use) | 3000 | Bare Steel | 1966-05-04 | Unknown
HINSON GROCERY | 3151 LANES BRIDGE RD | JESUP | Wayne | 1510055 | 3 | [5 empty] | Removed from Ground | Gas (Historical Use) | 3000 | Bare Steel | 1966-05-04 | Unknown
LANDONS SUPER SERVICE | 797 E CHERRY ST | JESUP | Wayne | 1510056 | 1 | [5 empty] | Removed from Ground | Gas (Historical Use) | 1000 | Bare Steel | 1976-05-01 | Galvanized Steel
LANDONS SUPER SERVICE | 797 E CHERRY ST | JESUP | Wayne | 1510056 | 2 | [5 empty] | Removed from Ground | Gas (Historical Use) | 1000 | Bare Steel | 1976-05-01 | Galvanized Steel
LANDONS SUPER SERVICE | 797 E CHERRY ST | JESUP | Wayne | 1510056 | 3 | [5 empty] | Removed from Ground | Gas (Historical Use) | 1000 | Bare Steel | 1966-05-04 | Galvanized Steel
LANDONS SUPER SERVICE | 797 E CHERRY ST | JESUP | Wayne | 1510056 | 4 | [5 empty] | Removed from Ground | Gas (Historical Use) | 1000 | Bare Steel | 1966-05-04 | Galvanized Steel
LANDONS SUPER SERVICE | 797 E CHERRY ST | JESUP | Wayne | 1510056 | 5 | [5 empty] | Removed from Ground | Gas (Historical Use) | 1000 | Bare Steel | 1966-05-04 | Galvanized Steel
LANDONS SUPER SERVICE | 797 E CHERRY ST | JESUP | Wayne | 1510056 | 6 | [5 empty] | Removed from Ground | Diesel | 500 | Bare Steel | 1981-04-30 | Unknown
LANDONS SUPER SERVICE | 797 E CHERRY ST | JESUP | Wayne | 1510056 | 7A | Flapper Valve | 1998-11-04 | FALSE | 1998-11-04 | FALSE | Currently in Use | E-0 | 4000 | Composite | 1998-11-04 | Fiberglass Reinforced Plastic | Safe Suction (Euro)
LANDONS SUPER SERVICE | 797 E CHERRY ST | JESUP | Wayne | 1510056 | 7B | Flapper Valve | 1998-11-04 | FALSE | 1998-11-04 | FALSE | Currently in Use | Premium | 4000 | Composite | 1998-11-04 | Fiberglass Reinforced Plastic | Safe Suction (Euro)
SOUTHSIDE AUTOMOTIVE SVC | 641 S 301 | JESUP | Wayne | 1510057 | 1 |  | 1998-09-25 |  | 1998-09-25 |  | Removed from Ground | Gas (Historical Use) | 3000 | Not Marked/Unknown | 1966-05-04 | Fiberglass Reinforced Plastic | Suction (American)
SOUTHSIDE AUTOMOTIVE SVC | 641 S 301 | JESUP | Wayne | 1510057 | 2 |  | 1998-09-25 |  | 1998-09-25 |  | Removed from Ground | Gas (Historical Use) | 3000 | Not Marked/Unknown | 1966-05-04 | Fiberglass Reinforced Plastic | Suction (American)
SOUTHSIDE AUTOMOTIVE SVC | 641 S 301 | JESUP | Wayne | 1510057 | 3 | [5 empty] | Removed from Ground | Gas (Historical Use) | 1000 | Bare Steel | 1976-05-01 | Galvanized Steel | Safe Suction (Euro)
MANNING TIRE & GROCERY | 6534 SOUTH US HIGHWAY 341 | JESUP | Wayne | 1510060 | 1 | [5 empty] | Removed from Ground | Gas (Historical Use) | 2000 | Bare Steel | 1986-04-30 | Unknown
MANNING TIRE & GROCERY | 6534 SOUTH US HIGHWAY 341 | JESUP | Wayne | 1510060 | 2 | [5 empty] | Removed from Ground | Gas (Historical Use) | 1000 | Bare Steel | 1986-04-30 | Unknown
MANNING TIRE & GROCERY | 6534 SOUTH US HIGHWAY 341 | JESUP | Wayne | 1510060 | 3 | [5 empty] | Removed from Ground | Diesel | 560 | Bare Steel | 1986-04-30 | Unknown
MANNING TIRE & GROCERY | 6534 SOUTH US HIGHWAY 341 | JESUP | Wayne | 1510060 | 4 | [5 empty] | Permanently Out of Use - historical purposes | Diesel | 560 | Bare Steel | 1986-04-30 | Unknown
MANNING TIRE & GROCERY | 6534 SOUTH US HIGHWAY 341 | JESUP | Wayne | 1510060 | 5 | Flapper Valve | 1999-03-18 | FALSE | 1999-03-18 | FALSE | Currently in Use | Diesel | 3000 | Composite | 1999-03-17 | Fiberglass Reinforced Plastic | Safe Suction (Euro)
MANNING TIRE & GROCERY | 6534 SOUTH US HIGHWAY 341 | JESUP | Wayne | 1510060 | 6A | Flapper Valve | 1999-03-18 | FALSE | 1999-03-18 | FALSE | Currently in Use | E-0 | 4000 | Composite | 1999-03-17 | Fiberglass Reinforced Plastic | Safe Suction (Euro)
MANNING TIRE & GROCERY | 6534 SOUTH US HIGHWAY 341 | JESUP | Wayne | 1510060 | 6B | Flapper Valve | 1999-03-18 | FALSE | 1999-03-18 | FALSE | Currently in Use | E-10 | 4000 | Composite | 1999-03-17 | Fiberglass Reinforced Plastic | Safe Suction (Euro)
BENNETTS GROCERY | 1640 RAYONIER RD | JESUP | Wayne | 1510061 | 1 | [5 empty] | Removed from Ground | Gas (Historical Use) | 1000 | Bare Steel | 1974-05-03 | Galvanized Steel
BENNETTS GROCERY | 1640 RAYONIER RD | JESUP | Wayne | 1510061 | 2 | [5 empty] | Removed from Ground | Gas (Historical Use) | 2000 | Bare Steel | 1974-05-03 | Galvanized Steel
JESUP OPER HQ | 2055 SUNSET BLVD | JESUP | Wayne | 1510063 | 1 | [5 empty] | Removed from Ground | Gas (Historical Use) | 5000 | Bare Steel | 1971-05-11 | Unknown | Pressurized
BRUNSWICK PULP LAND CO | RT 1/LOCATED AT LITTLE CREEK | JESUP | Wayne | 1510067 | 1 | [5 empty] | Removed from Ground | Gas (Historical Use) | 520 | Bare Steel | 1985-01-01 | Galvanized Steel
BRUNSWICK PULP LAND CO | RT 1/LOCATED AT LITTLE CREEK | JESUP | Wayne | 1510067 | 2 | [5 empty] | Removed from Ground | Diesel | 1000 | Bare Steel | 1976-05-10 | Galvanized Steel
BRUNSWICK PULP LAND CO | 8262 S US HWY 301 BROADHURST | JESUP | Wayne | 1510068 | 1 | [5 empty] | Removed from Ground | Gas (Historical Use) | 520 | Bare Steel | 1976-05-10 | Galvanized Steel
BRUNSWICK PULP LAND CO | 8262 S US HWY 301 BROADHURST | JESUP | Wayne | 1510068 | 2 | [5 empty] | Removed from Ground | Diesel | 520 | Bare Steel | 1976-05-10 | Galvanized Steel
STRICKLAND CONCRETE PRODUCTS | RT 2 BOX 492 | JESUP | Wayne | 1510069 | 1 | [5 empty] | Removed from Ground | Diesel | 520 | Bare Steel | 1977-05-10 | Galvanized Steel
SAICO INC COUNTRY QUICK STORE #1 | 1199 E CHERRY ST | JESUP | Wayne | 1510070 | 1 | [5 empty] | Removed from Ground | Gas (Historical Use) | 5000 | Bare Steel | 1953-05-16 | Galvanized Steel | Suction (American)
SAICO INC COUNTRY QUICK STORE #1 | 1199 E CHERRY ST | JESUP | Wayne | 1510070 | 2 | [5 empty] | Removed from Ground | Gas (Historical Use) | 5000 | Bare Steel | 1953-05-16 | Galvanized Steel | Suction (American)
SAICO INC COUNTRY QUICK STORE #1 | 1199 E CHERRY ST | JESUP | Wayne | 1510070 | 3 |  | 1999-01-12 | FALSE | 1999-01-12 | FALSE | Removed from Ground | Gas (Historical Use) | 2000 | Steel-Impressed Current | 1953-05-16 | Steel (Impressed Current) | Pressurized
SAICO INC COUNTRY QUICK STORE #1 | 1199 E CHERRY ST | JESUP | Wayne | 1510070 | 4 | [5 empty] | Removed from Ground | Gas (Historical Use) | 8000 | Bare Steel | 1953-05-16 | Galvanized Steel
SAICO INC COUNTRY QUICK STORE #1 | 1199 E CHERRY ST | JESUP | Wayne | 1510070 | 5 |  | 1999-01-12 | FALSE | 1999-01-12 | FALSE | Removed from Ground | Gas (Historical Use) | 5000 | Steel-Impressed Current | 1953-05-16 | Steel (Impressed Current) | Pressurized
SAICO INC COUNTRY QUICK STORE #1 | 1199 E CHERRY ST | JESUP | Wayne | 1510070 | 7 |  | 1999-01-12 | FALSE | 1999-01-12 | FALSE | Removed from Ground | Gas (Historical Use) | 5000 | Steel-Impressed Current | 1998-12-02 | Steel (Impressed Current) | Pressurized
SAICO INC COUNTRY QUICK STORE #1 | 1199 E CHERRY ST | JESUP | Wayne | 1510070 | 8 |  | 1999-01-12 | FALSE | 1999-01-12 | FALSE | Removed from Ground | Diesel | 5000 | Steel-Impressed Current | 1983-01-01 | Steel (Impressed Current) | Suction (American)
ERVINS EXXON | HWY 82 | SCREVEN | Wayne | 1510071 | 1 | [5 empty] | Removed from Ground | Gas (Historical Use) | 3000 | Bare Steel | 1959-05-15 | Galvanized Steel
ERVINS EXXON | HWY 82 | SCREVEN | Wayne | 1510071 | 2 | [5 empty] | Removed from Ground | Gas (Historical Use) | 3000 | Bare Steel | 1959-05-15 | Galvanized Steel
ERVINS EXXON | HWY 82 | SCREVEN | Wayne | 1510071 | 3 | [5 empty] | Removed from Ground | Gas (Historical Use) | 3000 | Bare Steel | 1959-05-15 | Galvanized Steel
KELLYS SVC/MIDTOWN EXXON | 185 SOUTH 1ST ST | JESUP | Wayne | 1510073 | 1 | [5 empty] | Removed from Ground | Gas (Historical Use) | 4000 | Bare Steel | 1955-05-16 | Galvanized Steel
KELLYS SVC/MIDTOWN EXXON | 185 SOUTH 1ST ST | JESUP | Wayne | 1510073 | 2 | [5 empty] | Removed from Ground | Gas (Historical Use) | 4000 | Bare Steel | 1955-05-16 | Galvanized Steel
KELLYS SVC/MIDTOWN EXXON | 185 SOUTH 1ST ST | JESUP | Wayne | 1510073 | 3 | [5 empty] | Removed from Ground | Gas (Historical Use) | 4000 | Bare Steel | 1955-05-16 | Galvanized Steel
KELLYS SVC/MIDTOWN EXXON | 185 SOUTH 1ST ST | JESUP | Wayne | 1510073 | 4 |  |  | TRUE |  | TRUE | Removed from Ground | Used Oil | 500 | Marked Unknown | 1995-09-05 | Unknown
KELLYS SVC/MIDTOWN EXXON | 185 SOUTH 1ST ST | JESUP | Wayne | 1510073 | 5 | [5 empty] | Removed from Ground | Diesel | 500 | Marked Unknown | 1995-09-05 | Unknown
HAROLDS TEXACO | 304 US 301 S | JESUP | Wayne | 1510074 | 1 | [5 empty] | Temporarily out of use | Gas (Historical Use) | 3000 | Bare Steel | 1958-05-15 | Galvanized Steel
HAROLDS TEXACO | 304 US 301 S | JESUP | Wayne | 1510074 | 2 | [5 empty] | Temporarily out of use | Gas (Historical Use) | 3000 | Bare Steel | 1958-05-15 | Galvanized Steel
HAROLDS TEXACO | 304 US 301 S | JESUP | Wayne | 1510074 | 3 | [5 empty] | Temporarily out of use | Gas (Historical Use) | 3000 | Bare Steel | 1958-05-15 | Galvanized Steel
HAROLDS TEXACO | 304 US 301 S | JESUP | Wayne | 1510074 | 4 | [5 empty] | Temporarily out of use | Gas (Historical Use) | 3000 | Bare Steel | 1958-05-15 | Galvanized Steel
HAROLDS TEXACO | 304 US 301 S | JESUP | Wayne | 1510074 | 5 | [5 empty] | Temporarily out of use | Gas (Historical Use) | 3000 | Bare Steel | 1958-05-15 | Galvanized Steel
COUNTRY CORNER STORE | 693 N FIRST ST | JESUP | Wayne | 1510075 | 1 | [5 empty] | Removed from Ground | Gas (Historical Use) | 8000 | Bare Steel | 1965-05-13 | Galvanized Steel
COUNTRY CORNER STORE | 693 N FIRST ST | JESUP | Wayne | 1510075 | 2 | [5 empty] | Removed from Ground | Gas (Historical Use) | 6000 | Bare Steel | 1965-05-13 | Galvanized Steel
COUNTRY CORNER STORE | 693 N FIRST ST | JESUP | Wayne | 1510075 | 3 | [5 empty] | Removed from Ground | Gas (Historical Use) | 4000 | Bare Steel | 1965-05-13 | Galvanized Steel
COUNTRY CORNER STORE | 693 N FIRST ST | JESUP | Wayne | 1510075 | 4 | [5 empty] | Removed from Ground | Gas (Historical Use) | 4000 | Bare Steel | 1965-05-13 | Galvanized Steel
COUNTRY CORNER STORE | 693 N FIRST ST | JESUP | Wayne | 1510075 | 5 | [5 empty] | Removed from Ground | Gas (Historical Use) | 1000 | Bare Steel | 1965-05-13 | Galvanized Steel
COUNTRY CORNER STORE | 693 N FIRST ST | JESUP | Wayne | 1510075 | 6 | [5 empty] | Removed from Ground | Gas (Historical Use) | 4000 | Bare Steel | 1965-05-13 | Galvanized Steel
COUNTRY CORNER STORE | 693 N FIRST ST | JESUP | Wayne | 1510075 | 7 | [5 empty] | Removed from Ground | Gas (Historical Use) | 1000 | Bare Steel | 1965-05-13 | Galvanized Steel
COUNTRY CORNER STORE | 693 N FIRST ST | JESUP | Wayne | 1510075 | 8 | Flapper Valve | 1992-12-07 | FALSE | 1992-12-07 | FALSE | Currently in Use | Regular | 8000 | Composite | 1992-12-07 | Fiberglass Reinforced Plastic | Pressurized
COUNTRY CORNER STORE | 693 N FIRST ST | JESUP | Wayne | 1510075 | 9 | Flapper Valve | 1992-12-07 | FALSE | 1992-12-07 | FALSE | Currently in Use | Premium | 6000 | Composite | 1992-12-07 | Fiberglass Reinforced Plastic | Pressurized
DENISON SERVICE CENTER | 111 J L TYRE ST | SCREVEN | Wayne | 1510077 | 1 | [5 empty] | Removed from Ground | Gas (Historical Use) | 4000 | Cathodically Protected Steel | 1985-06-30 | Galvanized Steel | Suction (American)
DENISON SERVICE CENTER | 111 J L TYRE ST | SCREVEN | Wayne | 1510077 | 2 | [5 empty] | Removed from Ground | Gas (Historical Use) | 4000 | Cathodically Protected Steel | 1985-06-30 | Galvanized Steel | Suction (American)
DENISON SERVICE CENTER | 111 J L TYRE ST | SCREVEN | Wayne | 1510077 | 3 | [5 empty] | Removed from Ground | Empty | 4000 | Cathodically Protected Steel | 1985-06-30 | Galvanized Steel | Suction (American)
CSXT INC/SEABOARD SYSTEM RR | 176 NORTHWEST BROAD ST | JESUP | Wayne | 1510078 | 1 | [5 empty] | Removed from Ground | Gas (Historical Use) | 1000 | Bare Steel | 1970-05-12 | Galvanized Steel
DERST BAKING CO WAREHOUSE | 570 SOUTH WEST BROAD ST | JESUP | Wayne | 1510079 | 1 | [5 empty] | Removed from Ground | Empty | 1000 | Bare Steel | 1959-05-15 | Unknown | Suction (American)
WALKER AUTO SALES INC | US HWY 301 SOUTH | JESUP | Wayne | 1510081 | 1 | [5 empty] | Permanently Out of Use - historical purposes | Diesel | 4000 | Bare Steel | 1976-05-10 | Galvanized Steel
WALKER AUTO SALES INC | US HWY 301 SOUTH | JESUP | Wayne | 1510081 | 2 | [5 empty] | Permanently Out of Use - historical purposes | Diesel | 4000 | Bare Steel | 1976-05-10 | Galvanized Steel
WALKER AUTO SALES INC | US HWY 301 SOUTH | JESUP | Wayne | 1510081 | 3 | [5 empty] | Permanently Out of Use - historical purposes | Diesel | 4000 | Bare Steel | 1976-05-10 | Galvanized Steel
WALKER AUTO SALES INC | US HWY 301 SOUTH | JESUP | Wayne | 1510081 | 4 | [5 empty] | Permanently Out of Use - historical purposes | Diesel | 4000 | Bare Steel | 1976-05-10 | Galvanized Steel
WALKER AUTO SALES INC | US HWY 301 SOUTH | JESUP | Wayne | 1510081 | 5 | [5 empty] | Permanently Out of Use - historical purposes | Diesel | 4000 | Bare Steel | 1976-05-10 | Galvanized Steel
WALKER AUTO SALES INC | US HWY 301 SOUTH | JESUP | Wayne | 1510081 | 6 | [5 empty] | Permanently Out of Use - historical purposes | Diesel | 5000 | Bare Steel | 1976-05-10 | Galvanized Steel
WALKER AUTO SALES INC | US HWY 301 SOUTH | JESUP | Wayne | 1510081 | 7 | [5 empty] | Permanently Out of Use - historical purposes | Diesel | 5000 | Bare Steel | 1976-05-10 | Galvanized Steel
HWY 38 SERVICE STATION | US HWY 301 NORTH | JESUP | Wayne | 1510082 | 1 | [5 empty] | Permanently Out Of Use | Empty | 4000 | Bare Steel | 1976-05-10 | Galvanized Steel
HWY 38 SERVICE STATION | US HWY 301 NORTH | JESUP | Wayne | 1510082 | 2 | [5 empty] | Permanently Out Of Use | Empty | 4000 | Bare Steel | 1976-05-10 | Galvanized Steel
HWY 38 SERVICE STATION | US HWY 301 NORTH | JESUP | Wayne | 1510082 | 3 | [5 empty] | Permanently Out Of Use | Empty | 4000 | Bare Steel | 1976-05-10 | Galvanized Steel
HWY 38 SERVICE STATION | US HWY 301 NORTH | JESUP | Wayne | 1510082 | 4 | [5 empty] | Permanently Out Of Use | Empty | 4000 | Bare Steel | 1976-05-10 | Galvanized Steel
PINE ST STATION | 277 WEST PINE ST | JESUP | Wayne | 1510083 | 1 | [5 empty] | Removed from Ground | Empty | 4000 | Bare Steel | 1976-05-10 | Galvanized Steel
PINE ST STATION | 277 WEST PINE ST | JESUP | Wayne | 1510083 | 2 | [5 empty] | Removed from Ground | Empty | 5000 | Bare Steel | 1976-05-10 | Galvanized Steel
PINE ST STATION | 277 WEST PINE ST | JESUP | Wayne | 1510083 | 3 | [5 empty] | Removed from Ground | Empty | 5000 | Bare Steel | 1976-05-10 | Galvanized Steel
PINE ST STATION | 277 WEST PINE ST | JESUP | Wayne | 1510083 | 4 | [5 empty] | Removed from Ground | Empty | 4000 | Bare Steel | 1976-05-10 | Galvanized Steel
PINE ST STATION | 277 WEST PINE ST | JESUP | Wayne | 1510083 | 5 | [5 empty] | Removed from Ground | Empty | 2000 | Bare Steel | 1976-05-10 | Galvanized Steel
PINE ST STATION | 277 WEST PINE ST | JESUP | Wayne | 1510083 | 6 | [5 empty] | Removed from Ground | Empty | 5000 | Bare Steel | 1976-05-10 | Galvanized Steel
PINE ST STATION | 277 WEST PINE ST | JESUP | Wayne | 1510083 | 7 | [5 empty] | Removed from Ground | Empty | 4000 | Bare Steel | 1976-05-10 | Galvanized Steel
ODUM STATION | MAIN ST | ODUM | Wayne | 1510084 | 1 | [5 empty] | Permanently Out of Use - historical purposes | Empty | 2000 | Bare Steel | 1976-05-10 | Galvanized Steel
ODUM STATION | MAIN ST | ODUM | Wayne | 1510084 | 2 | [5 empty] | Permanently Out of Use - historical purposes | Empty | 2000 | Bare Steel | 1976-05-10 | Galvanized Steel
SCREVEN STATION | MAIN ST | SCREVEN | Wayne | 1510085 | 1 | [5 empty] | Permanently Out of Use - historical purposes | Empty | 4000 | Bare Steel | 1976-05-10 | Galvanized Steel
SCREVEN STATION | MAIN ST | SCREVEN | Wayne | 1510085 | 2 | [5 empty] | Permanently Out of Use - historical purposes | Empty | 4000 | Bare Steel | 1976-05-10 | Galvanized Steel
SCREVEN STATION | MAIN ST | SCREVEN | Wayne | 1510085 | 3 | [5 empty] | Permanently Out of Use - historical purposes | Empty | 4000 | Bare Steel | 1976-05-10 | Galvanized Steel
FLASH FOODS #180 | 310 N FIRST ST | JESUP | Wayne | 1510089 | 1 | [5 empty] | Removed from Ground | Gas (Historical Use) | 6000 | Cathodically Protected Steel | 1985-05-08 | Galvanized Steel
FLASH FOODS #180 | 310 N FIRST ST | JESUP | Wayne | 1510089 | 2 | [5 empty] | Removed from Ground | Gas (Historical Use) | 6000 | Cathodically Protected Steel | 1985-05-08 | Galvanized Steel
FLASH FOODS #180 | 310 N FIRST ST | JESUP | Wayne | 1510089 | 3 | [5 empty] | Removed from Ground | Gas (Historical Use) | 8000 | Cathodically Protected Steel | 1985-05-08 | Galvanized Steel
FLASH FOODS #180 | 310 N FIRST ST | JESUP | Wayne | 1510089 | 4 | Flapper Valve | 1999-04-21 | FALSE | 1999-04-21 | FALSE | Currently in Use | Gas (Historical Use) | 12000 | Composite Double Walled | 1999-04-21 | Flex | Pressurized
FLASH FOODS #180 | 310 N FIRST ST | JESUP | Wayne | 1510089 | 5 | Flapper Valve | 1999-04-21 | FALSE | 1999-04-21 | FALSE | Currently in Use | Gas (Historical Use) | 12000 | Composite Double Walled | 1999-04-21 | Flex | Pressurized
BST/JESPGASC R4217 | 498 SECOND ST | JESUP | Wayne | 1510090 | 1 | [5 empty] | Removed from Ground | Gas (Historical Use) | 12000 | Bare Steel | 1981-01-02 | Galvanized Steel | Pressurized
ALLTEL | HWY 82 WEST/301 J L TYRE | SCREVEN | Wayne | 1510093 | 1 | [5 empty] | Removed from Ground | Diesel | 250 | Bare Steel | 1985-01-01 | Bare Steel | Suction (American)
GTE | US HWY 341 SOUTH | ODUM | Wayne | 1510094 | 1 | [5 empty] | Removed from Ground | Diesel | 300 | Bare Steel | 1985-01-01 | Bare Steel
OUT OF BUSINESS | 561 OLD WAYNESVILLE RD | JESUP | Wayne | 7151001 | 1 | [5 empty] | Removed from Ground | Gas (Historical Use) | 3000 | Not Marked/Unknown | 1993-02-10 | Not Marked
OUT OF BUSINESS | 561 OLD WAYNESVILLE RD | JESUP | Wayne | 7151001 | 2 | [5 empty] | Removed from Ground | Gas (Historical Use) | 3000 | Not Marked/Unknown | 1993-02-10 | Not Marked
OUT OF BUSINESS | 561 OLD WAYNESVILLE RD | JESUP | Wayne | 7151001 | 3 | [5 empty] | Removed from Ground | Gas (Historical Use) | 3000 | Not Marked/Unknown | 1993-02-10 | Not Marked
OUT OF BUSINESS | 561 OLD WAYNESVILLE RD | JESUP | Wayne | 7151001 | 4 | [5 empty] | Removed from Ground | Gas (Historical Use) | 3000 | Not Marked/Unknown | 1993-02-10 | Not Marked
JESUP INLAND SVC STA | 579 NORTH FIRST ST | JESUP | Wayne | 4430055 | 1 | [5 empty] | Removed from Ground | Gas (Historical Use) | 8000 | Bare Steel | 1978-04-09 | Galvanized Steel | Suction (American)
JESUP INLAND SVC STA | 579 NORTH FIRST ST | JESUP | Wayne | 4430055 | 2 | [5 empty] | Removed from Ground | Gas (Historical Use) | 8000 | Bare Steel | 1978-04-09 | Galvanized Steel | Suction (American)
JESUP INLAND SVC STA | 579 NORTH FIRST ST | JESUP | Wayne | 4430055 | 3 | [5 empty] | Removed from Ground | Gas (Historical Use) | 8000 | Bare Steel | 1978-04-09 | Galvanized Steel | Suction (American)
JESUP INLAND SVC STA | 579 NORTH FIRST ST | JESUP | Wayne | 4430055 | 4 |  |  | TRUE |  | TRUE | Removed from Ground | Used Oil | 2000 | Not Marked/Unknown | 1992-01-01 | Not Marked
HURRICAN CHEVRON JESUP | 105 HINSON MOSLEY RD | JESUP | Wayne | 10002580 | 1 | Ball Float | 2016-06-01 | FALSE | 2016-06-01 | FALSE | Currently in Use | Regular | 12000 | Composite Double Walled | 2016-06-01 | Double-Walled Fiberglass | Pressurized
HURRICAN CHEVRON JESUP | 105 HINSON MOSLEY RD | JESUP | Wayne | 10002580 | 2A | Ball Float | 2016-06-01 | FALSE | 2016-06-01 | FALSE | Currently in Use | Premium | 3500 | Composite Double Walled | 2016-06-01 | Double-Walled Fiberglass | Pressurized
HURRICAN CHEVRON JESUP | 105 HINSON MOSLEY RD | JESUP | Wayne | 10002580 | 2B | Ball Float | 2016-06-01 | FALSE | 2016-06-01 | FALSE | Currently in Use | Diesel | 4500 | Composite Double Walled | 2016-06-01 | Double-Walled Fiberglass | Pressurized
PARKERS #63 | 4501 SAVANNAH Highway | JESUP | Wayne | 10002680 | 1 | Flapper Valve |  | FALSE |  | FALSE | Currently in Use | Gas (Historical Use) | 20000 | Composite Double Walled | 2017-02-28 | Fiberglass Reinforced Plastic | Pressurized
PARKERS #63 | 4501 SAVANNAH Highway | JESUP | Wayne | 10002680 | 2A | Flapper Valve | 2017-03-01 | FALSE | 2017-03-01 | FALSE | Currently in Use | Gas (Historical Use) | 5000 | Composite Double Walled | 2017-02-28 | Fiberglass Reinforced Plastic | Pressurized
PARKERS #63 | 4501 SAVANNAH Highway | JESUP | Wayne | 10002680 | 2B | Flapper Valve | 2017-03-01 | FALSE | 2017-03-01 | FALSE | Currently in Use | Gas (Historical Use) | 5000 | Composite Double Walled | 2017-03-01 | Fiberglass Reinforced Plastic | Pressurized
PARKERS #63 | 4501 SAVANNAH Highway | JESUP | Wayne | 10002680 | 2C | Flapper Valve | 2017-03-01 | FALSE | 2017-03-01 | FALSE | Currently in Use | Diesel | 5000 | Composite Double Walled | 2017-02-28 | Fiberglass Reinforced Plastic | Pressurized
PARKERS #63 | 4501 SAVANNAH Highway | JESUP | Wayne | 10002680 | 3 |  | 2017-03-01 | FALSE | 2017-03-01 | FALSE | Currently in Use | Diesel | 20000 | Composite Double Walled | 2017-02-28 | Fiberglass Reinforced Plastic | Pressurized
JESUP MOBILE HOME ACCESSORIES | 4161 SAVANNAH Highway | JESUP | Wayne | 10002792 | 1 |  |  | FALSE |  | FALSE | Removed from Ground | Gas (Historical Use)
JESUP MOBILE HOME ACCESSORIES | 4161 SAVANNAH Highway | JESUP | Wayne | 10002792 | 2 |  |  | FALSE |  | FALSE | Removed from Ground | Gas (Historical Use) | 3000
JESUP MOBILE HOME ACCESSORIES | 4161 SAVANNAH Highway | JESUP | Wayne | 10002792 | 3 |  |  | FALSE |  | FALSE | Removed from Ground |  | 3000
JESUP MOBILE HOME ACCESSORIES | 4161 SAVANNAH Highway | JESUP | Wayne | 10002792 | 4 |  |  | FALSE |  | FALSE | Removed from Ground | Diesel | 8000
JESUP MOBILE HOME ACCESSORIES | 4161 SAVANNAH Highway | JESUP | Wayne | 10002792 | 5 |  |  | FALSE |  | FALSE | Removed from Ground | Used Oil | 500
WAYNE COUNTY EMERGENCY 911 CENTER | 264 E WALNUT ST | JESUP | Wayne | 10001413 | 1 | Flapper Valve | 2007-08-31 | FALSE | 2007-08-31 | FALSE | Currently in Use | Diesel Off Road | 6000 | Composite Double Walled | 2007-08-31 | Copper/Secondry Containment | Safe Suction (Euro)
NWC OF S FIRST ST & W CHERRY ST | NWC OF S FIRST ST & W CHERRY ST | JESUP | Wayne | 10001396 | 1 |  |  | FALSE |  | FALSE | Removed from Ground |  | 0 | Unknown
FRIENDLY EXPRESS #87 | 102 BROADHURST RD | SCREVEN | Wayne | 10001826 | 1 | Flapper Valve | 2010-01-15 | FALSE | 2010-01-15 | FALSE | Currently in Use |  | 12000 | Composite Double Walled | 2010-01-15 | Double-Walled Flex | Pressurized
FRIENDLY EXPRESS #87 | 102 BROADHURST RD | SCREVEN | Wayne | 10001826 | 2A | Flapper Valve | 2010-01-15 | FALSE | 2010-01-15 | FALSE | Currently in Use |  | 6000 | Composite Double Walled | 2010-01-15 | Double-Walled Flex | Pressurized
FRIENDLY EXPRESS #87 | 102 BROADHURST RD | SCREVEN | Wayne | 10001826 | 2B | Flapper Valve | 2010-01-15 | FALSE | 2010-01-15 | FALSE | Currently in Use | Diesel | 6000 | Composite Double Walled | 2010-01-15 | Double-Walled Flex | Pressurized
CLYDES MARKET #57 | 3100 LANES BRIDGE RD | JESUP | Wayne | 10000627 | 1A | Ball Float | 2001-09-01 | FALSE | 2001-09-01 | FALSE | Currently in Use | Regular | 8500 | Composite | 2001-09-01 | Fiberglass Reinforced Plastic | Pressurized
CLYDES MARKET #57 | 3100 LANES BRIDGE RD | JESUP | Wayne | 10000627 | 1B | Ball Float | 2001-09-01 | FALSE | 2001-09-01 | FALSE | Currently in Use | Premium | 3500 | Composite | 2001-09-01 | Fiberglass Reinforced Plastic | Pressurized
THORNTONS GROCERY | 9549 GA HWY 203 | SCREVEN | Wayne | 10000070 | 1A | Ball Float | 2002-04-02 | FALSE | 2002-04-02 | FALSE | Currently in Use | Regular | 9000 | Composite | 2002-04-02 | Fiberglass Reinforced Plastic | Pressurized
THORNTONS GROCERY | 9549 GA HWY 203 | SCREVEN | Wayne | 10000070 | 1B | Ball Float | 2002-04-01 | FALSE | 2002-04-01 | FALSE | Currently in Use | Premium | 3000 | Composite | 2002-04-01 | Fiberglass Reinforced Plastic | Pressurized
THORNTONS GROCERY | 9549 GA HWY 203 | SCREVEN | Wayne | 10000070 | 2 | Ball Float | 2010-03-22 | FALSE | 2010-03-22 | FALSE | Currently in Use | Diesel | 6000 | Composite Double Walled | 2010-03-22 | Double-Walled Flex | Pressurized
LIL CHAMP #312 | 1240 E PLUM ST | JESUP | Wayne | 9000530 | 1 | [5 empty] | Removed from Ground | Gas (Historical Use) | 8000 | Bare Steel | 1974-02-27 | Galvanized Steel | Suction (American)
LIL CHAMP #312 | 1240 E PLUM ST | JESUP | Wayne | 9000530 | 2 | [5 empty] | Removed from Ground | Gas (Historical Use) | 6000 | Bare Steel | 1974-02-27 | Galvanized Steel | Suction (American)
ODUM GROCERY INC | 113 N MAIN ST | ODUM | Wayne | 9000462 | 1 | [5 empty] | Removed from Ground | Gas (Historical Use) | 8000 | Bare Steel | 1981-02-25 | Galvanized Steel | Suction (American)
ODUM GROCERY INC | 113 N MAIN ST | ODUM | Wayne | 9000462 | 2 | [5 empty] | Removed from Ground | Gas (Historical Use) | 8000 | Bare Steel | 1981-02-25 | Galvanized Steel | Suction (American)
ODUM GROCERY INC | 113 N MAIN ST | ODUM | Wayne | 9000462 | 3 | [5 empty] | Removed from Ground | Diesel | 8000 | Bare Steel | 1981-02-25 | Galvanized Steel
ODUM GROCERY INC | 113 N MAIN ST | ODUM | Wayne | 9000462 | 4 | [5 empty] | Removed from Ground | Gas (Historical Use) | 8000 | Bare Steel | 1989-12-01 | Fiberglass Reinforced Plastic | Suction (American)
ODUM GROCERY INC | 113 N MAIN ST | ODUM | Wayne | 9000462 | 5 |  | 1995-06-01 | FALSE | 1995-06-01 | TRUE | Temporarily out of use | Gas (Historical Use) | 8000 | Composite | 1995-07-10 | Fiberglass Reinforced Plastic | Pressurized
ODUM GROCERY INC | 113 N MAIN ST | ODUM | Wayne | 9000462 | 6 |  | 1995-06-01 |  | 1995-06-01 | TRUE | Temporarily out of use | Gas (Historical Use) | 8000 | Composite | 1995-07-10 | Fiberglass Reinforced Plastic | Pressurized
ODUM GROCERY INC | 113 N MAIN ST | ODUM | Wayne | 9000462 | 7 |  | 1995-06-01 |  | 1995-06-01 | TRUE | Temporarily out of use | Diesel | 8000 | Composite | 1995-07-10 | Fiberglass Reinforced Plastic | Pressurized
GA PACIFIC (MT PLEASANT) |  | MOUNT PLEASANT | Wayne | 9000389 | 1 | [5 empty] | Removed from Ground | Other | 1 | Not Marked/Unknown |  | Not Marked
R A STEPHENS JR INC/BULK PLANTEN | PO BOX 770 HWY 301 N | JESUP | Wayne | 9151011 | 1 | [5 empty] | Permanently Out of Use - historical purposes | Other | 0 | Marked Unknown |  | Unknown | Suction (American)
DOT 10523 | STATE RT 56/GA HWY 169 | JESUP | Wayne | 9151012 | 10523-1 | [5 empty] | Removed from Ground | Other | 950 | Bare Steel | 1992-11-05 | Galvanized Steel
Replay Fuel LLC dba Lotto Express | 1421 S First St. | JESUP | Wayne | 9151013 | 1 | Flapper Valve | 1995-11-30 | FALSE | 1988-03-01 | FALSE | Currently in Use | Premium | 6041 | Steel-Impressed Current | 1995-11-17 | Steel (Impressed Current) | Pressurized
Replay Fuel LLC dba Lotto Express | 1421 S First St. | JESUP | Wayne | 9151013 | 2 | Flapper Valve | 1995-11-30 | FALSE | 1988-03-01 | FALSE | Currently in Use | Regular | 6041 | Steel-Impressed Current | 1995-11-17 | Steel (Impressed Current) | Pressurized
Replay Fuel LLC dba Lotto Express | 1421 S First St. | JESUP | Wayne | 9151013 | 3 | Flapper Valve | 1995-11-30 | FALSE | 1988-03-01 | FALSE | Currently in Use | Regular | 6041 | Steel-Impressed Current | 1995-11-17 | Steel (Impressed Current) | Pressurized
Replay Fuel LLC dba Lotto Express | 1421 S First St. | JESUP | Wayne | 9151013 | 4 | Flapper Valve | 1995-11-30 | FALSE | 1988-03-01 | FALSE | Currently in Use | Diesel | 10152 | Steel-Impressed Current | 1995-11-17 | Steel (Impressed Current) | Pressurized
Lotto Express | 210 US-301 | JESUP | Wayne | 9151014 | 1 | Flapper Valve | 1990-03-01 | FALSE | 1990-03-01 | FALSE | Currently in Use | Regular | 8000 | Steel-Impressed Current | 1995-11-17 | Steel (Impressed Current) | Pressurized
Lotto Express | 210 US-301 | JESUP | Wayne | 9151014 | 2 | Flapper Valve | 1990-03-01 | FALSE | 1990-03-01 | FALSE | Currently in Use | Plus | 5000 | Steel-Impressed Current | 1995-11-17 | Steel (Impressed Current) | Pressurized
Lotto Express | 210 US-301 | JESUP | Wayne | 9151014 | 3 | Flapper Valve | 1990-03-01 | FALSE | 1990-03-01 | FALSE | Currently in Use | Premium | 5000 | Steel-Impressed Current | 1995-11-17 | Steel (Impressed Current) | Pressurized
F&M BURCH FARMS | 3163 NINE RUN RD | SCREVEN | Wayne | 9151015 | 1 | [5 empty] | Removed from Ground | Gas (Historical Use) | 6000 | Bare Steel | 1985-10-01 | Galvanized Steel | Suction (American)
F&M BURCH FARMS | 3163 NINE RUN RD | SCREVEN | Wayne | 9151015 | 2 | [5 empty] | Removed from Ground | Diesel | 6000 | Bare Steel | 1985-10-01 | Galvanized Steel | Suction (American)
GA DOT 10501-ASPHALT | 204 HWY 341 NORTH | JESUP | Wayne | 9151016 | 3 | [5 empty] | Removed from Ground | Gas (Historical Use) | 4000 | Bare Steel | 1977-01-01 | Galvanized Steel | Safe Suction (Euro)
GA DOT 10501-ASPHALT | 204 HWY 341 NORTH | JESUP | Wayne | 9151016 | 4 | [5 empty] | Removed from Ground | Gas (Historical Use) | 2000 | Bare Steel | 1977-01-01 | Galvanized Steel | Safe Suction (Euro)
GA DOT 10501-ASPHALT | 204 HWY 341 NORTH | JESUP | Wayne | 9151016 | 501G1 | [5 empty] | Removed from Ground | Gas (Historical Use) | 2000 | Cathodically Protected Steel | 1990-04-01 | Galvanized Steel | Safe Suction (Euro)
GA DOT 10501-ASPHALT | 204 HWY 341 NORTH | JESUP | Wayne | 9151016 | 501G1A | [5 empty] | Removed from Ground | Gas (Historical Use) | 2000 | Cathodically Protected Steel | 1990-04-01 | Galvanized Steel | Safe Suction (Euro)
WAYNE COUNTY AIRPORT | 535 AIRPORT RD | JESUP | Wayne | 9151017 | 1 | [5 empty] | Removed from Ground | Other | 10000 | Bare Steel | 1997-10-14 | Galvanized Steel | Suction (American)
WAYNE COUNTY AIRPORT | 535 AIRPORT RD | JESUP | Wayne | 9151017 | 2 | [5 empty] | Removed from Ground | Other | 800 | Bare Steel | 1997-10-14 | Galvanized Steel | Suction (American)
WAYNE COUNTY AIRPORT | 535 AIRPORT RD | JESUP | Wayne | 9151017 | 3 |  | 1997-10-20 |  | 1997-10-20 |  | Removed from Ground | Gas (Historical Use) | 12000 | Composite | 2004-05-19 | Fiberglass Reinforced Plastic | Suction (American)
WAYNE CO COMM OFFICE | 260 EAST WALNUT ST | JESUP | Wayne | 9151018 | 1 | [5 empty] | Removed from Ground | Gas (Historical Use) | 1000 | Bare Steel | 1994-10-04 | Galvanized Steel | Safe Suction (Euro)
ALTAMAHA TECH INST | 1777 WEST CHERRY ST | JESUP | Wayne | 9151019 | 1 |  |  | TRUE |  | TRUE | Removed from Ground | Used Oil | 500 | Double Walled | 1989-01-01 | Fiberglass Reinforced Plastic | Gravity Fed
WAYNE CO ROAD DEPT | 165 RAINTREE DR | JESUP | Wayne | 9151020 | 1 | [5 empty] | Removed from Ground | Gas (Historical Use) | 1000 | Bare Steel | 1995-01-20 | Galvanized Steel | Safe Suction (Euro)
WAYNE CO ROAD DEPT | 165 RAINTREE DR | JESUP | Wayne | 9151020 | 2 | [5 empty] | Removed from Ground | Diesel | 1000 | Bare Steel | 1995-01-20 | Galvanized Steel | Safe Suction (Euro)
WAYNE CO ROAD DEPT | 165 RAINTREE DR | JESUP | Wayne | 9151020 | 3 | [5 empty] | Removed from Ground | Gas (Historical Use) | 500 | Bare Steel | 1995-08-24 | Galvanized Steel | Suction (American)
STEPHENS CARDLOCK | 666 W PLUM ST | JESUP | Wayne | 9151022 | 1 |  | 1986-01-01 | FALSE | 1986-01-01 | FALSE | Temporarily out of use | Regular | 4000 | Fiberglass | 1986-01-01 | Fiberglass Reinforced Plastic | Pressurized
STEPHENS CARDLOCK | 666 W PLUM ST | JESUP | Wayne | 9151022 | 2 |  | 1986-01-01 | FALSE | 1986-01-01 | FALSE | Temporarily out of use | Regular | 4000 | Fiberglass | 1986-01-01 | Fiberglass Reinforced Plastic | Pressurized
STEPHENS CARDLOCK | 666 W PLUM ST | JESUP | Wayne | 9151022 | 3 |  | 1986-01-01 | FALSE | 1986-01-01 | FALSE | Temporarily out of use | Diesel | 4000 | Fiberglass | 1986-01-01 | Fiberglass Reinforced Plastic | Pressurized
FIRST STREET CHEVRON | 305 N FIRST ST | JESUP | Wayne | 9151023 | 1 |  | 1998-12-18 |  | 1998-12-18 |  | Removed from Ground | Gas (Historical Use) | 5000 | Marked Unknown | 1998-11-10 | Cathodically Protected | Pressurized
FIRST STREET CHEVRON | 305 N FIRST ST | JESUP | Wayne | 9151023 | 2 |  | 1998-12-18 |  | 1998-12-18 |  | Removed from Ground | Gas (Historical Use) | 5000 | Marked Unknown | 1998-11-10 | Cathodically Protected | Pressurized
FIRST STREET CHEVRON | 305 N FIRST ST | JESUP | Wayne | 9151023 | 3 |  | 1998-12-18 |  | 1998-12-18 |  | Removed from Ground | Gas (Historical Use) | 5000 | Marked Unknown | 1998-11-10 | Cathodically Protected | Pressurized
FIRST STREET CHEVRON | 305 N FIRST ST | JESUP | Wayne | 9151023 | 4 |  | 1998-12-18 |  | 1998-12-18 |  | Removed from Ground | Diesel | 2000 | Marked Unknown | 1998-11-10 | Cathodically Protected | Suction (American)
LUCKYS CONV | 1296 W CHERRY ST | JESUP | Wayne | 9151025 | 1 | Flapper Valve | 1998-11-20 | FALSE | 1998-11-20 | FALSE | Currently in Use | Regular | 8000 | Steel-Impressed Current | 1989-01-01 | Fiberglass Reinforced Plastic | Pressurized
LUCKYS CONV | 1296 W CHERRY ST | JESUP | Wayne | 9151025 | 2 | Flapper Valve | 1998-11-20 | FALSE | 1998-11-20 | FALSE | Currently in Use | Plus | 6000 | Steel-Impressed Current | 1989-01-01 | Fiberglass Reinforced Plastic | Pressurized
LUCKYS CONV | 1296 W CHERRY ST | JESUP | Wayne | 9151025 | 3 | Flapper Valve | 1998-11-20 | FALSE | 1998-11-20 | FALSE | Currently in Use | Premium | 6000 | Steel-Impressed Current | 1989-01-01 | Fiberglass Reinforced Plastic | Pressurized
LUCKYS CONV | 1296 W CHERRY ST | JESUP | Wayne | 9151025 | 4 |  | 1998-11-20 | FALSE | 1998-11-20 | FALSE | Temporarily out of use | Diesel | 4000 | Steel-Impressed Current | 1989-01-01 | Fiberglass Reinforced Plastic | Pressurized
LUCKYS CONV | 1296 W CHERRY ST | JESUP | Wayne | 9151025 | 5 |  | 2005-12-21 | FALSE | 2005-12-21 | FALSE | Currently in Use | Diesel | 15000 | Composite | 2005-12-21 | Fiberglass Reinforced Plastic | Pressurized
301 TOBACCO OUTLET | 4225 SAVANNAH HWY | JESUP | Wayne | 9151026 | 1 | [5 empty] | Removed from Ground | Gas (Historical Use) | 2000 | Marked Unknown | 1975-01-01 | Unknown | Suction (American)
301 TOBACCO OUTLET | 4225 SAVANNAH HWY | JESUP | Wayne | 9151026 | 2 | [5 empty] | Removed from Ground | Gas (Historical Use) | 2000 | Marked Unknown | 1975-01-01 | Unknown | Suction (American)
301 TOBACCO OUTLET | 4225 SAVANNAH HWY | JESUP | Wayne | 9151026 | 3 | [5 empty] | Removed from Ground | Gas (Historical Use) | 2000 | Marked Unknown | 1975-01-01 | Unknown | Suction (American)
301 TOBACCO OUTLET | 4225 SAVANNAH HWY | JESUP | Wayne | 9151026 | 4 | [5 empty] | Removed from Ground | Diesel | 2000 | Marked Unknown | 1975-01-01 | Unknown | Suction (American)
301 TOBACCO OUTLET | 4225 SAVANNAH HWY | JESUP | Wayne | 9151026 | 5 | [5 empty] | Removed from Ground | Diesel | 2000 | Marked Unknown | 1975-01-01 | Unknown | Suction (American)
301 TOBACCO OUTLET | 4225 SAVANNAH HWY | JESUP | Wayne | 9151026 | 6 | [5 empty] | Removed from Ground | Gas (Historical Use) | 2000 | Not Marked/Unknown | 1975-01-01 | Not Marked
301 TOBACCO OUTLET | 4225 SAVANNAH HWY | JESUP | Wayne | 9151026 | 7 | [5 empty] | Removed from Ground | Gas (Historical Use) | 2000 | Not Marked/Unknown | 1975-01-01 | Not Marked
301 TOBACCO OUTLET | 4225 SAVANNAH HWY | JESUP | Wayne | 9151026 | 8 | Flapper Valve | 2016-01-04 | FALSE | 2016-01-04 | FALSE | Currently in Use | Regular | 15000 | Composite Double Walled | 2015-11-01 | Double-Walled Fiberglass | Pressurized
301 TOBACCO OUTLET | 4225 SAVANNAH HWY | JESUP | Wayne | 9151026 | 9A | Flapper Valve | 2016-01-04 | FALSE | 2016-01-04 | FALSE | Currently in Use | E-0 | 5000 | Composite Double Walled | 2015-11-01 | Double-Walled Fiberglass | Pressurized
301 TOBACCO OUTLET | 4225 SAVANNAH HWY | JESUP | Wayne | 9151026 | 9B | Flapper Valve | 2016-01-04 | FALSE | 2016-01-04 | FALSE | Currently in Use | Premium | 5000 | Composite Double Walled | 2015-11-01 | Double-Walled Fiberglass | Pressurized
301 TOBACCO OUTLET | 4225 SAVANNAH HWY | JESUP | Wayne | 9151026 | 9C | Flapper Valve | 2016-01-04 | FALSE | 2016-01-04 | FALSE | Currently in Use | Diesel | 5000 | Composite Double Walled | 2015-11-01 | Double-Walled Fiberglass | Pressurized
MADRAY SPRINGS COUNTRY STORE | 9859 LANES BRIDGE RD | JESUP | Wayne | 9151027 | 1 | [5 empty] | Removed from Ground | Gas (Historical Use) | 3000 | Not Marked/Unknown | 1988-01-01 | Not Marked
MADRAY SPRINGS COUNTRY STORE | 9859 LANES BRIDGE RD | JESUP | Wayne | 9151027 | 2 | [5 empty] | Removed from Ground | Gas (Historical Use) | 3000 | Not Marked/Unknown | 1988-01-01 | Not Marked
PEARCES FURNITURE | 116 S CHURCH ST | ODUM | Wayne | 9151028 | 1 | [5 empty] | Removed from Ground | Gas (Historical Use) | 560 | Marked Unknown | 1998-01-01 | Unknown | Suction (American)
CYNTHIA HOPKINS | 230 JAYCEE LANDING | JESUP | Wayne | 9151032 | 1 |  | 1995-05-24 |  | 1995-05-24 |  | Currently in Use | Gas (Historical Use) | 550 | Unknown | 1995-05-24 | Galvanized Steel | Suction (American)
NORFOLK SOUTHERN | 325 NORTH WEST BROAD STREET | JESUP | Wayne | 9151033 | 1 | [5 empty] | Removed from Ground | Gas (Historical Use) | 200 | Not Marked/Unknown | 1996-04-15 | Not Marked
WAYNE COUNTY MAINTENANCE SHOP | 109 RAINTREE DRIVE | JESUP | Wayne | 9151034 | 1 | Flapper Valve | 1996-04-20 | FALSE | 1996-04-20 | FALSE | Currently in Use | Regular | 10000 | Composite | 1996-04-15 | Fiberglass Reinforced Plastic | Safe Suction (Euro)
WAYNE COUNTY MAINTENANCE SHOP | 109 RAINTREE DRIVE | JESUP | Wayne | 9151034 | 2 |  | 1996-04-20 |  | 1996-04-20 |  | Currently in Use | Diesel | 10000 | Composite | 1996-04-15 | Fiberglass Reinforced Plastic | Safe Suction (Euro)
STOP N SHOP #2 | 3107 LANES BRIDGE RD | JESUP | Wayne | 9151035 | 1 | [5 empty] | Removed from Ground | Gas (Historical Use) | 1000 | Bare Steel |  | Bare Steel
STOP N SHOP #2 | 3107 LANES BRIDGE RD | JESUP | Wayne | 9151035 | 2 | [5 empty] | Removed from Ground | Gas (Historical Use) | 4000 | Bare Steel |  | Bare Steel
STOP N SHOP #2 | 3107 LANES BRIDGE RD | JESUP | Wayne | 9151035 | 3 | [5 empty] | Removed from Ground | Gas (Historical Use) | 3000 | Bare Steel |  | Bare Steel
STOP N SHOP #2 | 3107 LANES BRIDGE RD | JESUP | Wayne | 9151035 | 4 | [5 empty] | Removed from Ground | Gas (Historical Use) | 3000 | Bare Steel |  | Bare Steel
STOP N SHOP #2 | 3107 LANES BRIDGE RD | JESUP | Wayne | 9151035 | 5 | [5 empty] | Removed from Ground | Gas (Historical Use) | 3000 | Bare Steel |  | Bare Steel
STOP N SHOP #2 | 3107 LANES BRIDGE RD | JESUP | Wayne | 9151035 | 6 | Flapper Valve | 1998-12-01 | FALSE | 1998-12-01 | FALSE | Currently in Use | Regular | 6000 | Epoxy | 1998-12-01 | Fiberglass Reinforced Plastic | Pressurized
STOP N SHOP #2 | 3107 LANES BRIDGE RD | JESUP | Wayne | 9151035 | 7 | Flapper Valve | 1998-12-01 | FALSE | 1998-12-01 | FALSE | Currently in Use | Premium | 3000 | Epoxy | 1998-12-01 | Fiberglass Reinforced Plastic | Pressurized
STOP N SHOP #2 | 3107 LANES BRIDGE RD | JESUP | Wayne | 9151035 | 8 | Flapper Valve | 2006-11-01 | FALSE | 2009-03-01 | FALSE | Currently in Use | Diesel | 6000 | Epoxy | 2002-09-10 | Fiberglass Reinforced Plastic | Pressurized
FRED'S SERVICE STATION | US HWY 301 SOUTH | JESUP | Wayne | 9151036 | 1 | [5 empty] | Permanently Out of Use - historical purposes | Gas (Historical Use) | 0 | Bare Steel | 1967-01-01 | Bare Steel | Gravity Fed
FRED'S SERVICE STATION | US HWY 301 SOUTH | JESUP | Wayne | 9151036 | 2 | [5 empty] | Permanently Out of Use - historical purposes | Gas (Historical Use) | 0 | Bare Steel | 1967-01-01 | Bare Steel | Gravity Fed
FRED'S SERVICE STATION | US HWY 301 SOUTH | JESUP | Wayne | 9151036 | 3 | [5 empty] | Permanently Out of Use - historical purposes | Gas (Historical Use) | 0 | Bare Steel | 1967-01-01 | Bare Steel | Gravity Fed
WAYNE CO MAINTENANCE & TRANSPORT | 655 DURRENCE ROAD | JESUP | Wayne | 9151037 | 1 | Flapper Valve | 1996-11-06 | FALSE | 1996-11-06 | FALSE | Currently in Use | Regular | 3000 | Composite | 1996-10-28 | Double-Walled Flex | Pressurized
WAYNE CO MAINTENANCE & TRANSPORT | 655 DURRENCE ROAD | JESUP | Wayne | 9151037 | 2 | Flapper Valve | 1996-11-06 | FALSE | 1996-11-06 | FALSE | Currently in Use | Diesel | 10000 | Composite | 1996-10-28 | Double-Walled Flex | Pressurized
Shell Truck Stop | 3435 Savannah Hwy | JESUP | Wayne | 9151040 | 1A | Flapper Valve | 1997-06-04 | FALSE | 1997-06-04 | FALSE | Currently in Use | Plus | 6000 | Composite | 1997-05-28 |  | Pressurized
Shell Truck Stop | 3435 Savannah Hwy | JESUP | Wayne | 9151040 | 1B | Flapper Valve | 1997-06-04 | FALSE | 1997-06-04 | FALSE | Currently in Use | Premium | 6000 | Composite | 1997-05-28 |  | Pressurized
Shell Truck Stop | 3435 Savannah Hwy | JESUP | Wayne | 9151040 | 2 | Flapper Valve | 1997-06-04 | FALSE | 1997-06-04 | FALSE | Currently in Use | Diesel | 6000 | Composite | 1997-05-28 |  | Pressurized
Shell Truck Stop | 3435 Savannah Hwy | JESUP | Wayne | 9151040 | 3 | Flapper Valve | 1997-06-04 | FALSE | 1997-06-04 | FALSE | Currently in Use | Diesel | 12000 | Composite | 1997-05-28 |  | Pressurized
Shell Truck Stop | 3435 Savannah Hwy | JESUP | Wayne | 9151040 | 4 | Flapper Valve | 1997-06-04 | FALSE | 1997-06-04 | FALSE | Currently in Use | Regular | 12000 | Composite | 1997-05-28 |  | Pressurized
LUKES DISCOUNT CIGARETTES | 1215 S FIRST ST | JESUP | Wayne | 9151041 | 1A | Ball Float | 1998-01-01 | FALSE | 1998-01-01 | FALSE | Currently in Use | Regular | 12000 | Composite | 1998-04-01 | Fiberglass Reinforced Plastic | Pressurized
LUKES DISCOUNT CIGARETTES | 1215 S FIRST ST | JESUP | Wayne | 9151041 | 2 | Ball Float | 1998-01-01 | FALSE | 1998-01-01 | FALSE | Currently in Use | Premium | 8000 | Composite | 1998-04-01 | Fiberglass Reinforced Plastic | Pressurized
TIMBER TRUCKING | 6287 HWY 301 SOUTH | JESUP | Wayne | 9151042 | 1 | [5 empty] | Removed from Ground | Gas (Historical Use) | 0 | Not Marked/Unknown |  | Not Marked
HOKES TRUCK STOP 9151043 | 6266 HWY 301 | JESUP | Wayne | 9151043 | 1 | [5 empty] | Removed from Ground | Gas (Historical Use) | 5000 | Bare Steel | 1973-12-31 | Unknown | Safe Suction (Euro)
HOKES TRUCK STOP 9151043 | 6266 HWY 301 | JESUP | Wayne | 9151043 | 2 | [5 empty] | Removed from Ground | Gas (Historical Use) | 5000 | Bare Steel | 1973-12-31 | Unknown | Safe Suction (Euro)
HOKES TRUCK STOP 9151043 | 6266 HWY 301 | JESUP | Wayne | 9151043 | 3 | [5 empty] | Removed from Ground | Gas (Historical Use) | 5000 | Bare Steel | 1973-12-31 | Unknown | Safe Suction (Euro)
HOKES TRUCK STOP 9151043 | 6266 HWY 301 | JESUP | Wayne | 9151043 | 4 | [5 empty] | Removed from Ground | Gas (Historical Use) | 5000 | Bare Steel | 1973-12-31 | Unknown | Safe Suction (Euro)
HOKES TRUCK STOP 9151043 | 6266 HWY 301 | JESUP | Wayne | 9151043 | 5 | [5 empty] | Removed from Ground | Gas (Historical Use) | 5000 | Bare Steel | 1973-12-31 | Unknown | Safe Suction (Euro)
HOKES TRUCK STOP 9151043 | 6266 HWY 301 | JESUP | Wayne | 9151043 | 6 | [5 empty] | Removed from Ground | Diesel | 5000 | Bare Steel | 1973-12-31 | Unknown | Safe Suction (Euro)
HOKES TRUCK STOP 9151043 | 6266 HWY 301 | JESUP | Wayne | 9151043 | 7 | [5 empty] | Removed from Ground | Diesel | 5000 | Bare Steel | 1973-12-31 | Unknown | Safe Suction (Euro)
CITY OF JESUP POLICE DEPT | 266 E WALNUT STREET | JESUP | Wayne | 9151044 | 1 | [5 empty] | Removed from Ground | Gas (Historical Use) | 1000 | Bare Steel | 1998-06-01 | Galvanized Steel | Safe Suction (Euro)
PEACHES | 81 SPRING GROVE RD | JESUP | Wayne | 9151046 | 1 | Ball Float | 1998-09-01 | FALSE | 1998-09-01 | FALSE | Currently in Use | Regular | 6000 | Galvanic (STIP-3) | 1990-01-01 | Fiberglass Reinforced Plastic | Pressurized
PEACHES | 81 SPRING GROVE RD | JESUP | Wayne | 9151046 | 2 | Ball Float | 1998-09-01 | FALSE | 1998-09-01 | FALSE | Currently in Use | Regular | 6000 | Galvanic (STIP-3) | 1990-01-01 | Fiberglass Reinforced Plastic | Pressurized
PEACHES | 81 SPRING GROVE RD | JESUP | Wayne | 9151046 | 3 | Ball Float | 1998-09-01 | FALSE | 1998-09-01 | FALSE | Currently in Use | Premium | 6000 | Galvanic (STIP-3) | 1990-01-01 | Fiberglass Reinforced Plastic | Pressurized
MITCHELL AUTO REPAIR | 3091 SAVANNAH HWY | JESUP | Wayne | 9151048 | 1 |  |  | TRUE |  | TRUE | Removed from Ground | Used Oil | 500 | Not Marked/Unknown | 1998-12-01 | Not Marked
MITCHELL AUTO REPAIR | 3091 SAVANNAH HWY | JESUP | Wayne | 9151048 | 2 | [5 empty] | Removed from Ground | Gas (Historical Use) | 2000 | Not Marked/Unknown | 1998-12-01 | Not Marked
MITCHELL AUTO REPAIR | 3091 SAVANNAH HWY | JESUP | Wayne | 9151048 | 3 | [5 empty] | Removed from Ground | Gas (Historical Use) | 4000 | Not Marked/Unknown | 1998-12-01 | Not Marked
MITCHELL AUTO REPAIR | 3091 SAVANNAH HWY | JESUP | Wayne | 9151048 | 4 | [5 empty] | Removed from Ground | Gas (Historical Use) | 4000 | Not Marked/Unknown | 1998-12-01 | Not Marked
MITCHELL AUTO REPAIR | 3091 SAVANNAH HWY | JESUP | Wayne | 9151048 | 5 | [5 empty] | Removed from Ground | Gas (Historical Use) | 4000 | Not Marked/Unknown | 1998-12-01 | Not Marked
STRATE WELDING SUPPLY CO | 355 E PINE STREET | JESUP | Wayne | 9151049 | 1 | [5 empty] | Removed from Ground | Gas (Historical Use) | 1000 | Not Marked/Unknown | 1998-12-28 | Not Marked
STRATE WELDING SUPPLY CO | 355 E PINE STREET | JESUP | Wayne | 9151049 | 2 | [5 empty] | Removed from Ground | Gas (Historical Use) | 1000 | Not Marked/Unknown | 1998-12-28 | Not Marked
STRATE WELDING SUPPLY CO | 355 E PINE STREET | JESUP | Wayne | 9151049 | 3 | [5 empty] | Removed from Ground | Gas (Historical Use) | 1000 | Not Marked/Unknown | 1998-12-28 | Not Marked
HOKES TRUCK STOP 9151050 | 6266 HIGHWAY 301 SOUTH | JESUP | Wayne | 9151050 | 10 | [5 empty] | Removed from Ground | Diesel | 3000 | Not Marked/Unknown | 1998-12-26 | Not Marked
HOKES TRUCK STOP 9151050 | 6266 HIGHWAY 301 SOUTH | JESUP | Wayne | 9151050 | 8 | [5 empty] | Removed from Ground | Diesel | 3000 | Not Marked/Unknown | 1998-12-26 | Not Marked
HOKES TRUCK STOP 9151050 | 6266 HIGHWAY 301 SOUTH | JESUP | Wayne | 9151050 | 9 | [5 empty] | Removed from Ground | Diesel | 3000 | Not Marked/Unknown | 1998-12-26 | Not Marked
J & S QUICK STOP | HWY 341 CARTERS ST | ODUM | Wayne | 9151052 | 1 | [5 empty] | Permanently Out of Use - historical purposes | Gas (Historical Use) | 0 | Marked Unknown |  | Galvanized Steel
J & S QUICK STOP | HWY 341 CARTERS ST | ODUM | Wayne | 9151052 | 2 | [5 empty] | Permanently Out of Use - historical purposes | Gas (Historical Use) | 0 | Marked Unknown |  | Galvanized Steel
J & S QUICK STOP | HWY 341 CARTERS ST | ODUM | Wayne | 9151052 | 3 | [5 empty] | Permanently Out of Use - historical purposes | Gas (Historical Use) | 0 | Bare Steel |  | Galvanized Steel
EMPIRE GENERAL STORE | 3866 WAYCROSS HIGHWAY | JESUP | Wayne | 9151053 | 1 | Ball Float | 1999-01-21 | FALSE | 1999-01-21 | FALSE | Currently in Use | E-0 | 4000 | Composite | 1998-12-21 |  | Pressurized
EMPIRE GENERAL STORE | 3866 WAYCROSS HIGHWAY | JESUP | Wayne | 9151053 | 2 | Ball Float | 1999-01-21 | FALSE | 1999-01-21 | FALSE | Currently in Use | Regular | 8000 | Composite | 1998-12-21 |  | Pressurized
STOP N SHOP CITGO | 1336 RAYONIER RD | JESUP | Wayne | 9151054 | 1 |  | 1997-07-02 |  | 1997-07-02 |  | Currently in Use | Gas (Historical Use) | 16000 | Composite | 1997-07-02 | Flex | Pressurized
STOP N SHOP CITGO | 1336 RAYONIER RD | JESUP | Wayne | 9151054 | 1A | Flapper Valve | 1997-07-02 | FALSE | 1997-07-02 | FALSE | Currently in Use | Regular | 16000 | Composite | 1997-07-02 | Flex | Pressurized
STOP N SHOP CITGO | 1336 RAYONIER RD | JESUP | Wayne | 9151054 | 1B | Flapper Valve | 1997-07-02 | FALSE | 1997-07-02 | FALSE | Currently in Use | Premium | 16000 | Composite | 1997-07-02 | Flex | Pressurized
MURPHY USA #5619 | 1120 N FIRST ST | JESUP | Wayne | 9151055 | 1 | Flapper Valve | 1998-10-16 | FALSE | 1998-10-16 | FALSE | Currently in Use | Regular | 12000 | Tank Jacket | 1998-09-25 | Double-Walled Flex | Pressurized
MURPHY USA #5619 | 1120 N FIRST ST | JESUP | Wayne | 9151055 | 2 | Flapper Valve | 1998-10-16 | FALSE | 1998-10-16 | FALSE | Currently in Use | Premium | 12000 | Tank Jacket | 1998-09-25 | Double-Walled Flex | Pressurized
JESUP CARWASH | 154 N FIRST STREET | JESUP | Wayne | 9151056 | 1 | [5 empty] | Removed from Ground | Diesel | 1000 | Bare Steel | 2000-01-18 | Bare Steel | Suction (American)
JESUP CARWASH | 154 N FIRST STREET | JESUP | Wayne | 9151056 | 2 | [5 empty] | Removed from Ground | Gas (Historical Use) | 3000 | Bare Steel | 2000-01-18 | Bare Steel | Suction (American)
JESUP CARWASH | 154 N FIRST STREET | JESUP | Wayne | 9151056 | 3 | [5 empty] | Removed from Ground | Gas (Historical Use) | 3000 | Bare Steel | 2000-01-18 | Bare Steel | Suction (American)
JESUP CARWASH | 154 N FIRST STREET | JESUP | Wayne | 9151056 | 4 | [5 empty] | Removed from Ground | Gas (Historical Use) | 1000 | Bare Steel | 2000-01-18 | Bare Steel | Suction (American)
COUNTRY STORE | US 341 (DOT PARCEL 95) | JESUP | Wayne | 9151057 | 1 | [5 empty] | Removed from Ground | Gas (Historical Use) | 500 | Bare Steel | 1998-11-25 | Bare Steel
COUNTRY STORE | US 341 (DOT PARCEL 95) | JESUP | Wayne | 9151057 | 2 | [5 empty] | Removed from Ground | Gas (Historical Use) | 500 | Bare Steel | 1998-11-25 | Bare Steel
COUNTRY STORE | US 341 (DOT PARCEL 95) | JESUP | Wayne | 9151057 | 3 | [5 empty] | Removed from Ground | Gas (Historical Use) | 270 | Bare Steel | 1998-11-25 | Bare Steel
E A SOUZA | U S 341 | GARDI | Wayne | 9151058 | 1 | [5 empty] | Removed from Ground | Gas (Historical Use) | 500 | Bare Steel | 1998-11-25 | Not Marked
E A SOUZA | U S 341 | GARDI | Wayne | 9151058 | 2 | [5 empty] | Removed from Ground | Gas (Historical Use) | 500 | Bare Steel | 1998-11-25 | Not Marked
ABANDON STATION | US HWY 341 AT MYRTLE ST | JESUP | Wayne | 9151059 | 1 | [5 empty] | Removed from Ground | Gas (Historical Use) | 500 | Bare Steel | 1998-11-25 | Bare Steel
ODUM GENERAL STORE | 101 MAIN ST | ODUM | Wayne | 9151060 | 1A |  | 2000-11-01 |  | 2000-11-01 | TRUE | Currently in Use | Gas (Historical Use) | 8500 | Composite | 2000-11-01 | Fiberglass Reinforced Plastic | Pressurized
ODUM GENERAL STORE | 101 MAIN ST | ODUM | Wayne | 9151060 | 1B | Ball Float | 2000-11-01 | FALSE | 2000-11-01 | TRUE | Currently in Use | Premium | 3500 | Composite | 2000-11-01 | Fiberglass Reinforced Plastic | Pressurized
FRIENDLY EXPRESS #79 | 1190 E CHERRY ST | JESUP | Wayne | 9151061 | 1 | Flapper Valve | 2000-10-24 | FALSE | 2000-10-24 | FALSE | Currently in Use | Regular | 12000 | Composite | 2000-10-24 |  | Pressurized
FRIENDLY EXPRESS #79 | 1190 E CHERRY ST | JESUP | Wayne | 9151061 | 2 | Flapper Valve | 2000-10-24 | FALSE | 2000-10-24 | FALSE | Currently in Use | Premium | 8000 | Composite | 2000-10-24 |  | Pressurized
WAYNE CO MAINT JESUP | GA HWY 169 | JESUP | Wayne | 9151001 | 1 | Flapper Valve | 1997-04-22 | FALSE | 1997-04-22 | FALSE | Currently in Use | Regular | 10000 | Fiberglass | 1997-04-22 | Double-Walled Fiberglass | Pressurized
WAYNE CO MAINT JESUP | GA HWY 169 | JESUP | Wayne | 9151001 | 10561-1 | [5 empty] | Removed from Ground | Gas (Historical Use) | 2000 | Bare Steel | 1970-05-03 | Galvanized Steel | Safe Suction (Euro)
WAYNE CO MAINT JESUP | GA HWY 169 | JESUP | Wayne | 9151001 | 2 | Flapper Valve | 1997-04-22 | FALSE | 1997-04-22 | FALSE | Currently in Use | Diesel | 10000 | Fiberglass | 1997-04-22 | Double-Walled Fiberglass | Pressurized
CSX TRANSPORTATION | 73 NW BROAD ST | JESUP | Wayne | 9151002 | 1 | [5 empty] | Removed from Ground | Gas (Historical Use) | 1000 | Bare Steel | 1990-04-23 | Bare Steel
FEDERAL BUREAU OF PRISONS | 2600 US HWY 301 S | JESUP | Wayne | 9151003 | 1 |  | 1989-01-01 |  | 1989-01-01 |  | Removed from Ground | Gas (Historical Use) | 2000 | Unknown | 1989-01-01 | Fiberglass Reinforced Plastic | Suction (American)
FEDERAL BUREAU OF PRISONS | 2600 US HWY 301 S | JESUP | Wayne | 9151003 | 2 |  | 1989-01-01 |  | 1989-01-01 |  | Removed from Ground | Diesel | 2000 | Unknown | 1989-01-01 | Fiberglass Reinforced Plastic | Suction (American)
FEDERAL BUREAU OF PRISONS | 2600 US HWY 301 S | JESUP | Wayne | 9151003 | 3 |  | 1989-01-01 |  | 1989-01-01 |  | Removed from Ground | Diesel | 25000 | Unknown | 1989-01-01 | Fiberglass Reinforced Plastic | Gravity Fed
FEDERAL BUREAU OF PRISONS | 2600 US HWY 301 S | JESUP | Wayne | 9151003 | 4 | [5 empty] | Removed from Ground | Diesel | 6000 | Marked Unknown | 1989-01-01 | Unknown
BST/JESUP CO/R6900 | 105 N ELM ST | JESUP | Wayne | 9151004 | 1 | [5 empty] | Removed from Ground | Other | 1000 | Composite | 1988-01-01 | Copper | Suction (American)
BST/JESUP CO/R6900 | 105 N ELM ST | JESUP | Wayne | 9151004 | 2 | Flapper Valve | 1997-01-03 | FALSE | 1997-01-03 | FALSE | Currently in Use | Diesel Off Road | 2500 | Fiberglass Double Walled | 1997-01-03 | Double-Walled Fiberglass | Suction (American)
CROSSROADS COUNTRY STORE | 11821 LANES BRIDGE RD | ODUM | Wayne | 9151005 | 1 | Flapper Valve | 1992-04-08 | FALSE | 1992-04-08 | FALSE | Currently in Use | Regular | 6079 | Steel-Impressed Current | 1992-03-10 | Steel (Impressed Current) | Safe Suction (Euro)
CROSSROADS COUNTRY STORE | 11821 LANES BRIDGE RD | ODUM | Wayne | 9151005 | 2 | Flapper Valve | 1992-04-08 | FALSE | 1992-04-08 | FALSE | Currently in Use | Diesel | 6079 | Steel-Impressed Current | 1992-03-10 | Steel (Impressed Current) | Safe Suction (Euro)
WAYNE OIL/KEY PUMPS | 481 SOUTH US HWY 301 | JESUP | Wayne | 9151006 | 1 | Flapper Valve | 1990-01-01 |  | 1990-01-01 |  | Removed from Ground | Gas (Historical Use) | 8000 | Galvanic (STIP-3) | 1990-01-01 | Galvanized Steel | Pressurized
WAYNE OIL/KEY PUMPS | 481 SOUTH US HWY 301 | JESUP | Wayne | 9151006 | 2 | Flapper Valve | 1990-01-01 |  | 1990-01-01 |  | Removed from Ground | Gas (Historical Use) | 8000 | Galvanic (STIP-3) | 1990-01-01 | Galvanized Steel | Pressurized
WAYNE OIL/KEY PUMPS | 481 SOUTH US HWY 301 | JESUP | Wayne | 9151006 | 3 | Flapper Valve | 1990-01-01 |  | 1990-01-01 |  | Removed from Ground | Gas (Historical Use) | 4000 | Galvanic (STIP-3) | 1990-01-01 | Galvanized Steel | Pressurized
MCI | BROADHURST RD & SEABOARD COAST-LINE RR | JESUP | Wayne | 9151007 | 1 | [5 empty] | Removed from Ground | Diesel | 500 | Marked Unknown | 1986-01-01 | Not Marked
MCI | BROADHURST RD & SEABOARD COAST-LINE RR | JESUP | Wayne | 9151007 | 2 | Flapper Valve | 2006-05-14 | FALSE | 2006-05-14 | FALSE | Currently in Use | Diesel | 600 | Composite Double Walled | 1994-01-08 | Double-Walled Flex | Safe Suction (Euro)
JESUP LINE CREW HQ | SUNSET BLVD | JESUP | Wayne | 9151009 | 1 | [5 empty] | Removed from Ground | Gas (Historical Use) | 6000 | Bare Steel | 1990-07-18 | Galvanized Steel
FMR WAYNE STATE PRISON | 1007 Shed Rd | Odum | Wayne | UST-SLOC-9151038 | 1 | [5 empty] | Removed from Ground | Gas (Historical Use) | 3000 | Bare Steel | 1969-01-05 | Galvanized Steel | Suction (American)
FMR WAYNE STATE PRISON | 1007 Shed Rd | Odum | Wayne | UST-SLOC-9151038 | 2 |  |  | FALSE |  | FALSE | Removed from Ground | Regular | 2500 |  | 1997-03-10 | Fiberglass Reinforced Plastic | Suction (American)
FMR WAYNE STATE PRISON | 1007 Shed Rd | Odum | Wayne | UST-SLOC-9151038 | 3 |  |  | FALSE |  | FALSE | Removed from Ground | Diesel | 600 |  | 1997-03-10 | Fiberglass Reinforced Plastic | Suction (American)
FMR WAYNE STATE PRISON | 1007 Shed Rd | Odum | Wayne | UST-SLOC-1510095 | 1 | [5 empty] | Closed in Ground | Diesel | 3000 | Bare Steel | 1969-01-05 | Unknown
AT&T KIMBROUGH RADIO RELAY STATI | CO RD 128 | RICHLAND | Webster | 9152001 | 1 | [5 empty] | Removed from Ground | Diesel | 560 | Bare Steel |  | Copper
JW'S WRECKER SERVICE | 12280 HWY 280 | RICHLAND | Webster | 9152002 | 1A | Flapper Valve | 1995-09-15 | FALSE | 1995-09-15 | FALSE | Temporarily out of use | Diesel | 2000 | Galvanic (STIP-3) | 1995-09-15 | Fiberglass Reinforced Plastic | Suction (American)
JW'S WRECKER SERVICE | 12280 HWY 280 | RICHLAND | Webster | 9152002 | 1B | Flapper Valve | 1995-09-15 | FALSE | 1995-09-15 | FALSE | Temporarily out of use | Diesel | 1000 | Galvanic (STIP-3) | 1995-09-15 | Fiberglass Reinforced Plastic | Suction (American)
TOLLESON LUMBER CO INC PRESTON S | HWY 280 EAST | PRESTON | Webster | 9152004 | 1 | [5 empty] | Removed from Ground | Empty | 14000 | Bare Steel | 1997-10-15 | Bare Steel
TOLLESON LUMBER CO INC PRESTON S | HWY 280 EAST | PRESTON | Webster | 9152004 | 2 | [5 empty] | Removed from Ground | Empty | 8000 | Bare Steel | 1997-10-15 | Bare Steel
TOLLESON LUMBER CO INC PRESTON S | HWY 280 EAST | PRESTON | Webster | 9152004 | 3 | [5 empty] | Removed from Ground | Empty | 2000 | Bare Steel | 1997-10-15 | Bare Steel
TOLLESON LUMBER CO INC PRESTON S | HWY 280 EAST | PRESTON | Webster | 9152004 | 4 | [5 empty] | Removed from Ground | Empty | 500 | Bare Steel | 1997-10-15 | Bare Steel
WEBSTER COUNTY OLD SHERIFF'S OFF | UNKNOWN | PRESTON | Webster | 9152005 | 1 | [5 empty] | Permanently Out Of Use | Empty | 1000 | Marked Unknown | 1998-08-20 | Not Marked
WILSON OIL CO | 7195 WASHINGTON ST | PRESTON | Webster | 1520001 | 1 | [5 empty] | Removed from Ground | Gas (Historical Use) | 2000 | Bare Steel | 1983-03-18 | Fiberglass Reinforced Plastic | Suction (American)
WILSON OIL CO | 7195 WASHINGTON ST | PRESTON | Webster | 1520001 | 2 | [5 empty] | Removed from Ground | Diesel | 1000 | Not Marked/Unknown | 1983-03-18 | Not Marked
WILSON OIL CO | 7195 WASHINGTON ST | PRESTON | Webster | 1520001 | 3 | [5 empty] | Removed from Ground | Gas (Historical Use) | 2000 | Bare Steel | 1983-03-18 | Galvanized Steel
WILSON OIL CO | 7195 WASHINGTON ST | PRESTON | Webster | 1520001 | 4 | [5 empty] | Removed from Ground | Gas (Historical Use) | 4000 | Bare Steel | 1966-03-22 | Not Marked
WILSON OIL CO | 7195 WASHINGTON ST | PRESTON | Webster | 1520001 | 5 | [5 empty] | Removed from Ground | Gas (Historical Use) | 8000 | Bare Steel | 1966-03-22 | Not Marked
WILSON OIL CO | 7195 WASHINGTON ST | PRESTON | Webster | 1520001 | 6 | [5 empty] | Removed from Ground | Gas (Historical Use) | 2000 | Bare Steel | 1983-03-18 | Galvanized Steel
WILSON OIL CO | 7195 WASHINGTON ST | PRESTON | Webster | 1520001 | 7A | Overfill Alarm | 1995-03-01 | FALSE | 1995-03-01 | FALSE | Currently in Use | E-10 | 4000 | Composite | 1995-03-01 | Fiberglass Reinforced Plastic | Safe Suction (Euro)
WILSON OIL CO | 7195 WASHINGTON ST | PRESTON | Webster | 1520001 | 7B | Overfill Alarm | 1995-03-01 | FALSE | 1995-03-01 | FALSE | Currently in Use | Plus | 2000 | Composite | 1995-03-01 | Fiberglass Reinforced Plastic | Safe Suction (Euro)
WILSON OIL CO | 7195 WASHINGTON ST | PRESTON | Webster | 1520001 | 7C | Overfill Alarm | 1995-03-01 | FALSE | 1995-03-01 | FALSE | Currently in Use | Premium | 4000 | Composite | 1995-03-01 | Fiberglass Reinforced Plastic | Safe Suction (Euro)
WILSON OIL CO | 7195 WASHINGTON ST | PRESTON | Webster | 1520001 | 8 | Overfill Alarm | 1995-03-01 | FALSE | 1995-03-01 | FALSE | Currently in Use | Diesel Off Road | 3000 | Composite | 1995-03-01 | Fiberglass Reinforced Plastic | Safe Suction (Euro)
WILSON OIL CO | 7195 WASHINGTON ST | PRESTON | Webster | 1520001 | 9 | Overfill Alarm | 1995-03-01 | FALSE | 1995-03-01 | FALSE | Currently in Use | Diesel | 1000 | Composite | 1995-03-01 | Fiberglass Reinforced Plastic | Safe Suction (Euro)
WILSON OIL CO | WILSON POND RD | PRESTON | Webster | 1520002 | 1 | [5 empty] | Removed from Ground | Diesel | 10000 | Bare Steel | 1973-03-20 | Galvanized Steel
WILSON OIL CO | WILSON POND RD | PRESTON | Webster | 1520002 | 10 | Overfill Alarm | 1992-02-01 | FALSE | 1992-02-01 | FALSE | Temporarily out of use | Premium | 8000 | Galvanic (STIP-3) | 1992-02-01 | Aboveground | Suction (American)
WILSON OIL CO | WILSON POND RD | PRESTON | Webster | 1520002 | 11 | Overfill Alarm | 1992-02-01 | FALSE | 1992-02-01 | FALSE | Temporarily out of use | Diesel | 10000 | Composite | 1992-02-01 | Aboveground | Pressurized
WILSON OIL CO | WILSON POND RD | PRESTON | Webster | 1520002 | 2 | [5 empty] | Removed from Ground | Diesel | 10000 | Bare Steel | 1973-03-20 | Galvanized Steel
WILSON OIL CO | WILSON POND RD | PRESTON | Webster | 1520002 | 3 | [5 empty] | Removed from Ground | Kerosene | 10000 | Bare Steel | 1973-03-20 | Galvanized Steel
WILSON OIL CO | WILSON POND RD | PRESTON | Webster | 1520002 | 4 | [5 empty] | Removed from Ground | Kerosene | 10000 | Bare Steel | 1973-03-20 | Galvanized Steel
WILSON OIL CO | WILSON POND RD | PRESTON | Webster | 1520002 | 5 | [5 empty] | Removed from Ground | Kerosene | 10000 | Bare Steel | 1973-03-20 | Galvanized Steel
WILSON OIL CO | WILSON POND RD | PRESTON | Webster | 1520002 | 6 | [5 empty] | Removed from Ground | Gas (Historical Use) | 4000 | Bare Steel | 1973-03-20 | Galvanized Steel
WILSON OIL CO | WILSON POND RD | PRESTON | Webster | 1520002 | 7 | Overfill Alarm | 1992-02-10 | FALSE | 1992-02-10 | FALSE | Temporarily out of use | Diesel | 8000 | Galvanic (STIP-3) | 1992-02-01 | Aboveground | Pressurized
WILSON OIL CO | WILSON POND RD | PRESTON | Webster | 1520002 | 8 | Overfill Alarm | 1992-02-10 | FALSE | 1992-02-10 | FALSE | Temporarily out of use | Diesel | 8000 | Galvanic (STIP-3) | 1992-02-01 | Aboveground | Pressurized
WILSON OIL CO | WILSON POND RD | PRESTON | Webster | 1520002 | 9 | Overfill Alarm | 1992-02-10 | FALSE | 1992-02-10 | FALSE | Temporarily out of use | E-10 | 8000 | Galvanic (STIP-3) | 1992-02-01 | Aboveground | Suction (American)
PRESTON FOODMART | US 280 / 6281 HAMILTON ST | PRESTON | Webster | 1520003 | 1 | [5 empty] | Removed from Ground | Gas (Historical Use) | 1000 | Bare Steel | 1977-03-07 | Galvanized Steel
PRESTON FOODMART | US 280 / 6281 HAMILTON ST | PRESTON | Webster | 1520003 | 2 | [5 empty] | Removed from Ground | Gas (Historical Use) | 1000 | Bare Steel | 1977-03-07 | Galvanized Steel
PRESTON FOODMART | US 280 / 6281 HAMILTON ST | PRESTON | Webster | 1520003 | 3 | [5 empty] | Removed from Ground | Gas (Historical Use) | 1000 | Bare Steel | 1977-03-07 | Galvanized Steel
PRESTON FOODMART | US 280 / 6281 HAMILTON ST | PRESTON | Webster | 1520003 | 4 | [5 empty] | Removed from Ground | Diesel | 1000 | Bare Steel | 1977-03-07 | Galvanized Steel
PRESTON FOODMART | US 280 / 6281 HAMILTON ST | PRESTON | Webster | 1520003 | 5 |  |  | TRUE |  | TRUE | Removed from Ground | Used Oil | 1000 | Bare Steel | 1977-03-07 | Galvanized Steel
PRESTON FOODMART | US 280 / 6281 HAMILTON ST | PRESTON | Webster | 1520003 | 6 | Ball Float | 1995-04-01 | FALSE | 1995-04-01 | FALSE | Currently in Use | E-10 | 10000 | Composite | 1995-04-01 | Double-Walled Flex | Pressurized
PRESTON FOODMART | US 280 / 6281 HAMILTON ST | PRESTON | Webster | 1520003 | 7 |  | 1995-04-01 | FALSE | 1995-04-01 | FALSE | Currently in Use | Premium | 6000 | Composite | 1995-04-01 | Double-Walled Flex | Pressurized
PRESTON FOODMART | US 280 / 6281 HAMILTON ST | PRESTON | Webster | 1520003 | 8 | Ball Float | 1995-04-01 | FALSE | 1995-04-01 | FALSE | Currently in Use | Diesel | 6000 | Composite | 1995-04-01 | Double-Walled Flex | Pressurized
MERRITT PECAN CO | 4051 HWY 520 | WESTON | Webster | 1520004 | 1 | [5 empty] | Permanently Out Of Use | Gas (Historical Use) | 2000 | Bare Steel | 1980-12-01 | Bare Steel | Safe Suction (Euro)
MERRITT PECAN CO | 4051 HWY 520 | WESTON | Webster | 1520004 | 2 | Flapper Valve | 1992-07-01 | FALSE | 1992-07-01 | FALSE | Currently in Use | Plus | 8000 | Galvanic (STIP-3) | 1992-07-01 | Fiberglass Reinforced Plastic | Pressurized
MERRITT PECAN CO | 4051 HWY 520 | WESTON | Webster | 1520004 | 3 | Flapper Valve | 1992-07-01 | FALSE | 1992-07-01 | FALSE | Currently in Use | E-10 | 8000 | Galvanic (STIP-3) | 1992-07-01 | Fiberglass Reinforced Plastic | Pressurized
MERRITT PECAN CO | 4051 HWY 520 | WESTON | Webster | 1520004 | 4 | Flapper Valve | 1992-07-01 | FALSE | 1992-07-01 | FALSE | Currently in Use | Premium | 8000 | Galvanic (STIP-3) | 1992-07-01 | Fiberglass Reinforced Plastic | Pressurized
BLANKENSHIP STORE | HWY 41 SOUTH | PRESTON | Webster | 1520005 | 1 |  |  | TRUE |  | TRUE | Closed in Ground | Used Oil | 2500 | Bare Steel | 1941-03-30 | Not Marked
BLANKENSHIP STORE | HWY 41 SOUTH | PRESTON | Webster | 1520005 | 2 | [5 empty] | Closed in Ground | Empty | 1500 | Bare Steel | 1941-03-30 | Galvanized Steel
BLANKENSHIP STORE | HWY 41 SOUTH | PRESTON | Webster | 1520005 | 3 | [5 empty] | Permanently Out Of Use | Empty | 100 | Bare Steel | 1941-03-30 | Galvanized Steel
ALSTON FARMS | RFD #2 BOX 167 | PRESTON | Webster | 1520006 | 1 | [5 empty] | Closed in Ground | Diesel | 0 | Bare Steel |  | Galvanized Steel
DOT #10329 | GA HWY 41 NORTH/PRESTON CITY LIM | PRESTON | Webster | 1520007 | 10393-1 | [5 empty] | Removed from Ground | Gas (Historical Use) | 1064 | Bare Steel | 1972-05-02 | Galvanized Steel | Safe Suction (Euro)
DOT #10329 | GA HWY 41 NORTH/PRESTON CITY LIM | PRESTON | Webster | 1520007 | 10393-2 | [5 empty] | Removed from Ground | Other | 1 | Marked Unknown |  | Unknown
J L BLACK & SONS | RTE 2 | PRESTON | Webster | 1520008 | 1 | [5 empty] | Removed from Ground | Gas (Historical Use) | 10000 | Bare Steel | 1975-04-04 | Galvanized Steel | Suction (American)
J L BLACK & SONS | RTE 2 | PRESTON | Webster | 1520008 | 2 | [5 empty] | Removed from Ground | Diesel | 10000 | Bare Steel | 1975-04-04 | Galvanized Steel | Suction (American)
AT&T KIMBROUGH RADIO RELAY STATI |  | RICHLAND | Webster | 1520009 | 1 | [5 empty] | Removed from Ground | Diesel | 500 | Bare Steel | 1983-05-07 | Copper
CONTAINER CORP OF AMERICA | PO BOX 100 HWY 280 EAST | RICHLAND | Webster | 1520010 | 1 | [5 empty] | Removed from Ground | Gas (Historical Use) | 1000 | Bare Steel | 1971-05-09 | Galvanized Steel
CONTAINER CORP OF AMERICA | PO BOX 100 HWY 280 EAST | RICHLAND | Webster | 1520010 | 2 | [5 empty] | Removed from Ground | Gas (Historical Use) | 1000 | Bare Steel | 1971-05-09 | Galvanized Steel
CONTAINER CORP OF AMERICA | PO BOX 100 HWY 280 EAST | RICHLAND | Webster | 1520010 | 3 | [5 empty] | Removed from Ground | Diesel | 3000 | Bare Steel | 1976-05-07 | Galvanized Steel
M-H SERVICE CENTER | US HWY 280 & HWY 41 | PRESTON | Webster | 1520011 | 1 | [5 empty] | Removed from Ground | Gas (Historical Use) | 1000 | Bare Steel | 1974-05-09 | Galvanized Steel
M-H SERVICE CENTER | US HWY 280 & HWY 41 | PRESTON | Webster | 1520011 | 2 | [5 empty] | Removed from Ground | Gas (Historical Use) | 2000 | Bare Steel | 1974-05-09 | Galvanized Steel
M-H SERVICE CENTER | US HWY 280 & HWY 41 | PRESTON | Webster | 1520011 | 3 | [5 empty] | Removed from Ground | Gas (Historical Use) | 2000 | Bare Steel | 1974-05-09 | Galvanized Steel
ADAMS FOOD CENTER | 6381 HAMILTON ST | PRESTON | Webster | 1520012 | 1 | Flapper Valve | 1999-05-18 | FALSE | 1999-05-18 | FALSE | Currently in Use | Premium | 6000 | Steel-Impressed Current | 1982-05-09 | Fiberglass Reinforced Plastic | Safe Suction (Euro)
ADAMS FOOD CENTER | 6381 HAMILTON ST | PRESTON | Webster | 1520012 | 2 | Flapper Valve | 1999-05-18 | FALSE | 1999-05-18 | FALSE | Currently in Use | E-10 | 6000 | Steel-Impressed Current | 1982-05-09 | Fiberglass Reinforced Plastic | Safe Suction (Euro)
ADAMS FOOD CENTER | 6381 HAMILTON ST | PRESTON | Webster | 1520012 | 3 | Flapper Valve | 1999-05-18 | FALSE | 1999-05-18 | FALSE | Currently in Use | Diesel | 4000 | Steel-Impressed Current | 1982-05-09 | Fiberglass Reinforced Plastic | Safe Suction (Euro)
WEBSTER FARMERS INC | PO BOX 73/HWY 55 SOUTH | WESTON | Webster | 1520013 | 1 | [5 empty] | Removed from Ground | Gas (Historical Use) | 1000 | Bare Steel | 1981-01-02 | Galvanized Steel
WEBSTER FARMERS INC | PO BOX 73/HWY 55 SOUTH | WESTON | Webster | 1520013 | 2 | [5 empty] | Removed from Ground | Diesel | 1000 | Bare Steel | 1981-01-02 | Galvanized Steel
GEORGIA DEPARTMENT OF TRANSPORTA | GA HWY 41 N | PRESTON | Webster | 1520014 | 329D1 | [5 empty] | Removed from Ground | Diesel | 2000 | Cathodically Protected Steel | 1986-01-01 | Galvanized Steel | Safe Suction (Euro)
GEORGIA DEPARTMENT OF TRANSPORTA | GA HWY 41 N | PRESTON | Webster | 1520014 | 329G1 | [5 empty] | Removed from Ground | Gas (Historical Use) | 2000 | Cathodically Protected Steel | 1986-01-01 | Galvanized Steel | Safe Suction (Euro)
CONTAINER CORP OF AMERICA | HWY 27 | RICHLAND | Webster | 1520016 | 1 | [5 empty] | Removed from Ground | Gas (Historical Use) | 1000 | Bare Steel | 1969-05-12 | Galvanized Steel
CONTAINER CORP OF AMERICA | HWY 27 | RICHLAND | Webster | 1520016 | 2 | [5 empty] | Removed from Ground | Diesel | 1000 | Bare Steel | 1969-05-12 | Galvanized Steel
GLORIA B MURRAY | PHILLIPS ST & US HWY 80 | RICHLAND | Webster | 1520017 | 1 | [5 empty] | Removed from Ground | Gas (Historical Use) | 2000 | Bare Steel | 1961-05-14 | Galvanized Steel
GLORIA B MURRAY | PHILLIPS ST & US HWY 80 | RICHLAND | Webster | 1520017 | 2 | [5 empty] | Removed from Ground | Gas (Historical Use) | 2000 | Bare Steel | 1961-05-14 | Galvanized Steel
GLORIA B MURRAY | PHILLIPS ST & US HWY 80 | RICHLAND | Webster | 1520017 | 3 | [5 empty] | Removed from Ground | Gas (Historical Use) | 2000 | Bare Steel | 1961-05-14 | Galvanized Steel
LITTLE OCMULGEE ST PK | PO BOX 97, US HWY 391/441 | MCRAE | Wheeler | 1530001 | 1 | [5 empty] | Closed in Ground | Gas (Historical Use) | 560 | Bare Steel | 1976-01-01 | Galvanized Steel | Suction (American)
LITTLE OCMULGEE ST PK | PO BOX 97, US HWY 391/441 | MCRAE | Wheeler | 1530001 | 4 | Flapper Valve | 2001-09-01 | FALSE | 2001-09-01 | FALSE | Currently in Use | E-10 | 2500 | Fiberglass Double Walled | 2001-09-01 | Fiberglass Reinforced Plastic | Safe Suction (Euro)
RANDALL O QUINN & CO INC | 206 EAST MAIN ST | ALAMO | Wheeler | 1530003 | 1 | [5 empty] | Removed from Ground | Gas (Historical Use) | 0 | Bare Steel | 1986-02-21 | Galvanized Steel | Suction (American)
RANDALL O QUINN & CO INC | 206 EAST MAIN ST | ALAMO | Wheeler | 1530003 | 2 | [5 empty] | Removed from Ground | Gas (Historical Use) | 0 | Bare Steel | 1986-02-21 | Galvanized Steel | Suction (American)
RANDALL O QUINN & CO INC | 206 EAST MAIN ST | ALAMO | Wheeler | 1530003 | 3 | [5 empty] | Removed from Ground | Gas (Historical Use) | 9000 | Bare Steel | 1966-02-26 | Galvanized Steel | Suction (American)
RANDALL O QUINN & CO INC | 206 EAST MAIN ST | ALAMO | Wheeler | 1530003 | 4A |  | 1998-11-23 |  | 1998-11-23 |  | Removed from Ground | Gas (Historical Use) | 2000 | Steel-Impressed Current | 1998-11-23 | Cathodically Protected | Suction (American)
RANDALL O QUINN & CO INC | 206 EAST MAIN ST | ALAMO | Wheeler | 1530003 | 4B |  | 1998-11-23 |  | 1998-11-23 |  | Removed from Ground | Gas (Historical Use) | 2000 | Steel-Impressed Current | 1998-11-23 | Cathodically Protected | Suction (American)
RANDALL O QUINN & CO INC | 206 EAST MAIN ST | ALAMO | Wheeler | 1530003 | 5 |  | 1998-11-23 |  | 1998-11-23 |  | Removed from Ground | Gas (Historical Use) | 3000 | Steel-Impressed Current | 1998-11-23 | Cathodically Protected | Suction (American)
WHEELER CO COMM | STUBBS & MCRAE ST | ALAMO | Wheeler | 1530004 | 1 | [5 empty] | Removed from Ground | Diesel | 500 | Bare Steel | 1981-03-07 | Bare Steel
WHEELER CO COMM | STUBBS & MCRAE ST | ALAMO | Wheeler | 1530004 | 2 | [5 empty] | Removed from Ground | Gas (Historical Use) | 300 | Bare Steel | 1981-03-07 | Bare Steel
WHEELER CO COMM | STUBBS & MCRAE ST | ALAMO | Wheeler | 1530004 | 3 | [5 empty] | Removed from Ground | Gas (Historical Use) | 300 | Bare Steel | 1982-03-07 | Bare Steel
WHEELER CO COMM | STUBBS & MCRAE ST | ALAMO | Wheeler | 1530004 | 4 | [5 empty] | Removed from Ground | Gas (Historical Use) | 250 | Bare Steel | 1984-03-06 | Bare Steel
GA FC | US HWY 280/2.5 MI EAST OF ALAMO | ALAMO | Wheeler | 1530009 | 1 | [5 empty] | Removed from Ground | Gas (Historical Use) | 560 | Bare Steel | 1961-04-28 | Galvanized Steel | Safe Suction (Euro)
GA FC | US HWY 280/2.5 MI EAST OF ALAMO | ALAMO | Wheeler | 1530009 | 2 | [5 empty] | Removed from Ground | Diesel | 560 | Bare Steel | 1968-04-26 | Galvanized Steel | Safe Suction (Euro)
GA FC | US HWY 280/2.5 MI EAST OF ALAMO | ALAMO | Wheeler | 1530009 | 219926 |  | 1993-09-10 |  | 1993-09-10 |  | Removed from Ground | Gas (Historical Use) | 1000 | Galvanic (STIP-3) | 1993-09-10 | Cathodically Protected | Safe Suction (Euro)
GA FC | US HWY 280/2.5 MI EAST OF ALAMO | ALAMO | Wheeler | 1530009 | 219949 |  | 1993-09-10 |  | 1993-09-10 |  | Removed from Ground | Diesel | 1000 | Galvanic (STIP-3) | 1993-09-10 | Cathodically Protected | Safe Suction (Euro)
GA FC | US HWY 280/2.5 MI EAST OF ALAMO | ALAMO | Wheeler | 1530009 | DO4 |  | 2004-03-10 | FALSE | 2004-03-10 | FALSE | Currently in Use | Diesel | 2500 | Fiberglass Double Walled | 2004-03-10 | Double-Walled Fiberglass | Safe Suction (Euro)
GA FC HORSESHOE | US 19/SHED ORCHARD 7 MI NORTH | GLENWOOD | Wheeler | 1530010 | 1 | [5 empty] | Removed from Ground | Gas (Historical Use) | 560 | Bare Steel | 1960-04-28 | Galvanized Steel
HORSESHOE | 206 EAST PARSONAGE | MCRAE | Wheeler | 1530011 | 1 | [5 empty] | Removed from Ground | Empty | 560 | Bare Steel | 1957-05-01 | Unknown
HORSESHOE | 206 EAST PARSONAGE | MCRAE | Wheeler | 1530011 | 2 | [5 empty] | Removed from Ground | Empty | 560 | Bare Steel | 1972-04-13 | Unknown
FLASH FOODS #108 | 101 W SECOND AVE | GLENWOOD | Wheeler | 1530013 | 1 | Flapper Valve | 1995-02-15 |  | 1995-02-15 |  | Currently in Use | Gas (Historical Use) | 4000 | Steel-Impressed Current | 1984-04-30 | Fiberglass Reinforced Plastic | Pressurized
FLASH FOODS #108 | 101 W SECOND AVE | GLENWOOD | Wheeler | 1530013 | 2 | Flapper Valve | 1995-02-15 |  | 1995-02-15 |  | Currently in Use | Gas (Historical Use) | 4000 | Steel-Impressed Current | 1984-04-30 | Fiberglass Reinforced Plastic | Pressurized
FLASH FOODS #108 | 101 W SECOND AVE | GLENWOOD | Wheeler | 1530013 | 3 | Flapper Valve | 1995-02-15 |  | 1995-02-15 |  | Currently in Use | Gas (Historical Use) | 4000 | Steel-Impressed Current | 1984-04-30 | Fiberglass Reinforced Plastic | Pressurized
FLASH FOODS #108 | 101 W SECOND AVE | GLENWOOD | Wheeler | 1530013 | 4 | Flapper Valve | 1995-02-15 |  | 1995-02-15 |  | Currently in Use | Gas (Historical Use) | 4000 | Steel-Impressed Current | 1984-04-30 | Fiberglass Reinforced Plastic | Pressurized
FLASH FOODS #108 | 101 W SECOND AVE | GLENWOOD | Wheeler | 1530013 | 5 | Flapper Valve | 1995-02-15 |  | 1995-02-15 |  | Currently in Use | Diesel | 4000 | Steel-Impressed Current | 1984-04-30 | Fiberglass Reinforced Plastic | Pressurized
FLASH FOODS #108 | 101 W SECOND AVE | GLENWOOD | Wheeler | 1530013 | 6 | Flapper Valve | 1995-02-15 |  | 1995-02-15 |  | Currently in Use | Diesel | 4000 | Steel-Impressed Current | 1984-04-30 | Fiberglass Reinforced Plastic | Pressurized
FLASH FOODS #5 | US HWY 280 E/ 114 E 2ND ST | GLENWOOD | Wheeler | 1530014 | 1 |  | 1997-09-03 |  | 1997-09-03 |  | Removed from Ground | Empty | 2000 | Cathodically Protected Steel | 1979-05-02 | Cathodically Protected | Safe Suction (Euro)
FLASH FOODS #5 | US HWY 280 E/ 114 E 2ND ST | GLENWOOD | Wheeler | 1530014 | 2 |  | 1997-09-03 |  | 1997-09-03 |  | Removed from Ground | Gas (Historical Use) | 2000 | Steel-Impressed Current | 1979-05-02 | Cathodically Protected | Safe Suction (Euro)
FLASH FOODS #5 | US HWY 280 E/ 114 E 2ND ST | GLENWOOD | Wheeler | 1530014 | 3 |  | 1997-09-03 |  | 1997-09-03 |  | Removed from Ground | Gas (Historical Use) | 2000 | Steel-Impressed Current | 1979-05-02 | Cathodically Protected | Safe Suction (Euro)
FLASH FOODS #21 | US HWY 280 & GA HWY 126 | ALAMO | Wheeler | 1530015 | 1 | Flapper Valve | 1995-02-09 |  | 1995-02-09 |  | Currently in Use | Gas (Historical Use) | 6000 | Bare Steel | 1984-04-30 | Double-Walled Flex | Pressurized
FLASH FOODS #21 | US HWY 280 & GA HWY 126 | ALAMO | Wheeler | 1530015 | 2 | Flapper Valve | 1995-02-09 |  | 1995-02-09 |  | Currently in Use | Gas (Historical Use) | 6000 | Bare Steel | 1984-04-30 | Double-Walled Flex | Pressurized
FLASH FOODS #21 | US HWY 280 & GA HWY 126 | ALAMO | Wheeler | 1530015 | 3 | Flapper Valve | 1995-02-09 |  | 1995-02-09 |  | Currently in Use | Gas (Historical Use) | 6000 | Bare Steel | 1984-04-30 | Double-Walled Flex | Pressurized
GLENWOOD TELEPHONE CO | 3 RD ST & 4TH ST | GLENWOOD | Wheeler | 1530024 | 1 | [5 empty] | Removed from Ground | Gas (Historical Use) | 550 | Bare Steel | 1974-05-11 | Galvanized Steel | Safe Suction (Euro)
CITY OF ALAMO/CITY HALL | 105 COMMERCE ST | ALAMO | Wheeler | 1530026 | 1 | [5 empty] | Removed from Ground | Gas (Historical Use) | 560 | Bare Steel | 1987-10-16 | Galvanized Steel | Safe Suction (Euro)
SAMUEL D CLARK | US HWY 441 NORTH | MCRAE | Wheeler | 1530031 | 1 | [5 empty] | Removed from Ground | Gas (Historical Use) | 550 | Bare Steel | 1971-05-12 | Galvanized Steel | Suction (American)
SAMUEL D CLARK | US HWY 441 NORTH | MCRAE | Wheeler | 1530031 | 2 | [5 empty] | Removed from Ground | Gas (Historical Use) | 550 | Bare Steel | 1971-05-12 | Galvanized Steel | Suction (American)
COX GROCERY | US 280 WEST | ALAMO | Wheeler | 1530039 | 1 | [5 empty] | Removed from Ground | Gas (Historical Use) | 1000 | Bare Steel | 1956-05-12 | Galvanized Steel
COX GROCERY | US 280 WEST | ALAMO | Wheeler | 1530039 | 2 | [5 empty] | Removed from Ground | Gas (Historical Use) | 560 | Bare Steel | 1956-05-12 | Galvanized Steel
COX GROCERY | US 280 WEST | ALAMO | Wheeler | 1530039 | 3 | [5 empty] | Removed from Ground | Gas (Historical Use) | 560 | Bare Steel | 1956-05-12 | Galvanized Steel
LUMBER CITY EGG MARKETERS INC | HWY 19 N | LUMBER CITY | Wheeler | 1530041 | 1 | [5 empty] | Removed from Ground | Gas (Historical Use) | 3000 | Bare Steel | 1998-05-22 | Galvanized Steel
MR C'S #10 | COMMERCE ST | ALAMO | Wheeler | 1530042 | 1 | [5 empty] | Removed from Ground | Gas (Historical Use) | 6000 | Bare Steel | 1984-05-08 | Galvanized Steel
MR C'S #10 | COMMERCE ST | ALAMO | Wheeler | 1530042 | 2 | [5 empty] | Removed from Ground | Gas (Historical Use) | 6000 | Bare Steel | 1984-05-08 | Galvanized Steel
MR C'S #10 | COMMERCE ST | ALAMO | Wheeler | 1530042 | 3 | [5 empty] | Removed from Ground | Gas (Historical Use) | 6000 | Bare Steel | 1984-05-08 | Galvanized Steel
CCA WHEELER WOODYARD | ROUTE 2 | GLENWOOD | Wheeler | 1530044 | 1 | [5 empty] | Removed from Ground | Empty | 550 | Bare Steel | 1966-05-10 | Bare Steel
ALLTEL CENTRAL OFFICE/CTC OF THE | 210 COMMERCE ST | ALAMO | Wheeler | 1530047 | 1 | [5 empty] | Removed from Ground | Diesel | 250 | Bare Steel | 1984-01-01 | Bare Steel | Suction (American)
H & S SERVICE CENTER | 48 HWY 280 EAST | GLENWOOD | Wheeler | 9153002 | 1 | [5 empty] | Removed from Ground | Gas (Historical Use) | 1000 | Bare Steel | 1978-01-01 | Galvanized Steel | Safe Suction (Euro)
H & S SERVICE CENTER | 48 HWY 280 EAST | GLENWOOD | Wheeler | 9153002 | 1A |  | 1997-11-01 |  | 1997-11-01 |  | Temporarily out of use | Gas (Historical Use) | 8000 | Composite | 1997-11-01 | Double Walled | Pressurized
H & S SERVICE CENTER | 48 HWY 280 EAST | GLENWOOD | Wheeler | 9153002 | 1B |  | 1997-11-01 |  | 1997-11-01 |  | Temporarily out of use | Gas (Historical Use) | 4000 | Composite | 1997-11-01 | Double Walled | Pressurized
H & S SERVICE CENTER | 48 HWY 280 EAST | GLENWOOD | Wheeler | 9153002 | 2 | [5 empty] | Removed from Ground | Gas (Historical Use) | 1000 | Bare Steel | 1978-01-01 | Galvanized Steel | Safe Suction (Euro)
H & S SERVICE CENTER | 48 HWY 280 EAST | GLENWOOD | Wheeler | 9153002 | 3 | [5 empty] | Removed from Ground | Gas (Historical Use) | 1000 | Bare Steel | 1978-01-01 | Galvanized Steel | Safe Suction (Euro)
H & S SERVICE CENTER | 48 HWY 280 EAST | GLENWOOD | Wheeler | 9153002 | 4 | [5 empty] | Removed from Ground | Diesel | 3000 | Bare Steel | 1980-01-01 | Galvanized Steel | Safe Suction (Euro)
H & S SERVICE CENTER | 48 HWY 280 EAST | GLENWOOD | Wheeler | 9153002 | 5 |  | 1997-11-01 |  | 1997-11-01 |  | Temporarily out of use | Diesel | 10000 | Composite | 1997-11-01 | Double Walled | Pressurized
BRILAND/ALAMO BULK PLANT | US HWY 280 | ALAMO | Wheeler | 9153003 | 1 | [5 empty] | Removed from Ground | Diesel | 2000 | Bare Steel | 1978-01-01 | Galvanized Steel
H J BROOKS | RT 2 | GLENWOOD | Wheeler | 9153004 | 1AST | [5 empty] | Removed from Ground | Gas (Historical Use) | 1000 | Bare Steel | 1971-01-01 | Galvanized Steel
H J BROOKS | RT 2 | GLENWOOD | Wheeler | 9153004 | 2 | [5 empty] | Removed from Ground | Diesel | 1000 | Bare Steel | 1971-01-01 | Galvanized Steel
LITTLE OCMULGEE EMC | 163 W RAILROAD AVE | ALAMO | Wheeler | 9153005 | 1 | [5 empty] | Removed from Ground | Gas (Historical Use) | 10000 | Composite | 1991-01-01 | Fiberglass Reinforced Plastic
LITTLE OCMULGEE EMC | 163 W RAILROAD AVE | ALAMO | Wheeler | 9153005 | 2 | [5 empty] | Removed from Ground | Diesel | 10000 | Composite | 1991-01-01 | Fiberglass Reinforced Plastic
LITTLE OCMULGEE EMC | 163 W RAILROAD AVE | ALAMO | Wheeler | 9153005 | 3 | Ball Float | 1991-01-01 | FALSE | 1991-01-01 | FALSE | Removed from Ground | Regular | 10000 | Composite | 1991-01-01 | Fiberglass Reinforced Plastic | Pressurized
LITTLE OCMULGEE EMC | 163 W RAILROAD AVE | ALAMO | Wheeler | 9153005 | 4 | Ball Float | 1991-01-01 | FALSE | 1991-01-01 | FALSE | Removed from Ground | Diesel | 10000 | Composite | 1991-01-01 | Fiberglass Reinforced Plastic | Pressurized
GA FC/MCRAE DIST OFF/DO 11 | US HWY 441/2.5 MI NORTH OF MCRAE | HELENA | Wheeler | 9153006 | 1 | [5 empty] | Removed from Ground | Other | 500 | Bare Steel | 1953-04-30 | Galvanized Steel | Pressurized
GA FC/MCRAE DIST OFF/DO 11 | US HWY 441/2.5 MI NORTH OF MCRAE | HELENA | Wheeler | 9153006 | 2 | [5 empty] | Removed from Ground | Other | 250 | Bare Steel | 1963-04-28 | Galvanized Steel | Pressurized
GA FC/MCRAE DIST OFF/DO 11 | US HWY 441/2.5 MI NORTH OF MCRAE | HELENA | Wheeler | 9153006 | 214927 |  | 1993-08-26 |  | 1993-08-26 |  | Removed from Ground | Gas (Historical Use) | 1000 | Galvanic (STIP-3) | 1993-08-26 | Cathodically Protected | Safe Suction (Euro)
GA FC/MCRAE DIST OFF/DO 11 | US HWY 441/2.5 MI NORTH OF MCRAE | HELENA | Wheeler | 9153006 | 214942 |  | 1993-08-26 |  | 1993-08-26 |  | Removed from Ground | Other | 2000 | Galvanic (STIP-3) | 1993-08-26 | Cathodically Protected | Safe Suction (Euro)
GA FC/MCRAE DIST OFF/DO 11 | US HWY 441/2.5 MI NORTH OF MCRAE | HELENA | Wheeler | 9153006 | 3 | [5 empty] | Removed from Ground | Gas (Historical Use) | 2000 | Bare Steel | 1974-04-25 | Galvanized Steel | Safe Suction (Euro)
GA FC/MCRAE DIST OFF/DO 11 | US HWY 441/2.5 MI NORTH OF MCRAE | HELENA | Wheeler | 9153006 | 4 | [5 empty] | Removed from Ground | Gas (Historical Use) | 2000 | Bare Steel | 1964-04-27 | Galvanized Steel | Safe Suction (Euro)
GA FC/MCRAE DIST OFF/DO 11 | US HWY 441/2.5 MI NORTH OF MCRAE | HELENA | Wheeler | 9153006 | 5 | [5 empty] | Removed from Ground | Gas (Historical Use) | 560 | Bare Steel | 1960-04-28 | Galvanized Steel | Safe Suction (Euro)
GA FC/MCRAE DIST OFF/DO 11 | US HWY 441/2.5 MI NORTH OF MCRAE | HELENA | Wheeler | 9153006 | 6 | [5 empty] | Removed from Ground | Gas (Historical Use) | 2000 | Bare Steel | 1974-04-25 | Galvanized Steel | Safe Suction (Euro)
GA FC/MCRAE DIST OFF/DO 11 | US HWY 441/2.5 MI NORTH OF MCRAE | HELENA | Wheeler | 9153006 | 7 | [5 empty] | Removed from Ground | Gas (Historical Use) | 560 | Bare Steel | 1960-04-28 | Galvanized Steel | Safe Suction (Euro)
AT&T/MCRAE RADIO RELAY STATION | US HWY 341 EAST | MCRAE | Wheeler | 9153007 | 1 | [5 empty] | Removed from Ground | Diesel | 3000 | Bare Steel | 1964-01-01 | Copper | Suction (American)
ADENS MINIT MARKET #36 | 159 W MAIN ST HWY 280 | ALAMO | Wheeler | 9153009 | 1 | Flapper Valve | 1995-12-15 | FALSE | 1995-12-15 | FALSE | Removed from Ground | Diesel | 3000 | Galvanic (STIP-3) | 1987-09-01 | Double-Walled Fiberglass | Safe Suction (Euro)
ADENS MINIT MARKET #36 | 159 W MAIN ST HWY 280 | ALAMO | Wheeler | 9153009 | 2 | [5 empty] | Removed from Ground | Gas (Historical Use) | 2000 | Bare Steel | 1996-01-19 | Galvanized Steel | Safe Suction (Euro)
ADENS MINIT MARKET #36 | 159 W MAIN ST HWY 280 | ALAMO | Wheeler | 9153009 | 3 | [5 empty] | Removed from Ground | Gas (Historical Use) | 1000 | Bare Steel | 1996-01-19 | Galvanized Steel | Safe Suction (Euro)
ADENS MINIT MARKET #36 | 159 W MAIN ST HWY 280 | ALAMO | Wheeler | 9153009 | 4 | [5 empty] | Removed from Ground | Diesel | 2000 | Bare Steel | 1996-01-19 | Galvanized Steel | Safe Suction (Euro)
ADENS MINIT MARKET #36 | 159 W MAIN ST HWY 280 | ALAMO | Wheeler | 9153009 | 5A | Ball Float | 1995-12-15 | FALSE | 1995-12-15 | FALSE | Removed from Ground | Gas (Historical Use) | 6000 | Composite | 1995-12-12 | Double-Walled Fiberglass | Pressurized
ADENS MINIT MARKET #36 | 159 W MAIN ST HWY 280 | ALAMO | Wheeler | 9153009 | 5B | Ball Float | 1995-12-15 | FALSE | 1995-12-15 | FALSE | Removed from Ground | Gas (Historical Use) | 4000 | Composite | 1995-12-12 | Double-Walled Fiberglass | Pressurized
GA DOT 10519 WHEELER CO ROUTINE | 0 .5 MI W OF US 441 ON US 280 | GLENWOOD | Wheeler | 9153010 | 519D1 | [5 empty] | Removed from Ground | Diesel | 540 | Bare Steel | 2000-06-14 | Galvanized Steel | Safe Suction (Euro)
GA DOT 10519 WHEELER CO ROUTINE | 0 .5 MI W OF US 441 ON US 280 | GLENWOOD | Wheeler | 9153010 | 519G1 | [5 empty] | Removed from Ground | Gas (Historical Use) | 1000 | Bare Steel | 2000-06-14 | Galvanized Steel | Safe Suction (Euro)
JIM BOBS 19 & 46 CONVENIENCE STO | 1485 N GA 19 | GLENWOOD | Wheeler | 9153011 | 1 |  | 1996-02-28 |  | 1996-02-28 |  | Currently in Use | Gas (Historical Use) | 6000 | Steel-Impressed Current | 1986-04-01 | Cathodically Protected | Suction (American)
JIM BOBS 19 & 46 CONVENIENCE STO | 1485 N GA 19 | GLENWOOD | Wheeler | 9153011 | 2 |  | 1996-02-28 |  | 1996-02-28 |  | Currently in Use | Gas (Historical Use) | 6000 | Steel-Impressed Current | 1986-04-01 | Cathodically Protected | Suction (American)
WHEELER COUNTY BUS SHOP | 93 E RAILROAD AVE | ALAMO | Wheeler | 9153013 | 1 | [5 empty] | Removed from Ground | Diesel | 10000 | Marked Unknown | 1998-11-16 | Galvanized Steel | Safe Suction (Euro)
WHEELER COUNTY BUS SHOP | 93 E RAILROAD AVE | ALAMO | Wheeler | 9153013 | 2A | Flapper Valve | 1998-09-28 | FALSE | 1998-09-28 | FALSE | Currently in Use | Diesel | 10000 | Composite | 1998-09-24 | Fiberglass Reinforced Plastic | Safe Suction (Euro)
WHEELER COUNTY BUS SHOP | 93 E RAILROAD AVE | ALAMO | Wheeler | 9153013 | 2B | Flapper Valve | 1998-09-28 | FALSE | 1998-09-28 | FALSE | Currently in Use | E-10 | 2000 | Composite | 1998-09-24 | Fiberglass Reinforced Plastic | Safe Suction (Euro)
NESMITH GROCERY | RT 2 BOX 210 | GLENWOOD | Wheeler | 9153014 | 1 | [5 empty] | Removed from Ground | Gas (Historical Use) | 1000 | Bare Steel | 2000-12-04 | Bare Steel | Suction (American)
NESMITH GROCERY | RT 2 BOX 210 | GLENWOOD | Wheeler | 9153014 | 2 | [5 empty] | Removed from Ground | Gas (Historical Use) | 1000 | Bare Steel | 2000-12-04 | Bare Steel | Suction (American)
NESMITH GROCERY | RT 2 BOX 210 | GLENWOOD | Wheeler | 9153014 | 3 | [5 empty] | Removed from Ground | Gas (Historical Use) | 0 | Bare Steel | 2000-12-04 | Bare Steel | Suction (American)
LOWER OCONEE COMMUNITY HOSPITAL | 111 THIRD STREET | GLENWOOD | Wheeler | 9153015 | 1 | Flapper Valve | 1998-09-16 |  | 1998-09-16 |  | Currently in Use | Diesel | 550 | Composite | 1998-09-18 | Copper | Safe Suction (Euro)
ADENS MINIT MARKET #35 | 159 W MAIN ST HWY 280 | ALAMO | Wheeler | 9153016 | 1 | Ball Float | 1999-10-01 | FALSE | 1999-10-01 | FALSE | Currently in Use | Regular | 10000 | Composite | 1999-10-01 | Flex | Pressurized
ADENS MINIT MARKET #35 | 159 W MAIN ST HWY 280 | ALAMO | Wheeler | 9153016 | 2 | Ball Float | 1999-10-01 | FALSE | 1999-10-01 | FALSE | Currently in Use | Premium | 4000 | Composite | 1999-10-01 | Flex | Pressurized
OCHAWALKEE COUNTRY STORE | 358 GA HWY 19 | GLENWOOD | Wheeler | 9138064 | 1A | Ball Float | 2000-12-01 |  | 2000-12-01 |  | Currently in Use | Gas (Historical Use) | 8500 | Composite | 2000-12-01 | Fiberglass Reinforced Plastic | Pressurized
OCHAWALKEE COUNTRY STORE | 358 GA HWY 19 | GLENWOOD | Wheeler | 9138064 | 1B | Ball Float | 2000-12-01 | FALSE | 2000-12-01 | FALSE | Currently in Use | E-10 | 3500 | Composite | 2000-12-01 | Fiberglass Reinforced Plastic | Pressurized
OCHAWALKEE COUNTRY STORE | 358 GA HWY 19 | GLENWOOD | Wheeler | 9138064 | 2 | Ball Float | 2007-03-05 | FALSE | 2007-03-05 | FALSE | Currently in Use | Diesel | 12000 | Composite Double Walled | 2007-03-11 | Double-Walled Flex | Pressurized
DHR OUTDOOR THERAPEUTIC PROGRAM | CAMP APPALACHIAN WILDERNESS | CLEVELAND | White | 9154001 | 1 | [5 empty] | Removed from Ground | Gas (Historical Use) | 1066 | Not Marked/Unknown | 1998-12-16 | Not Marked
INNSBRUCK GOLF & COUNTRY CLUB | BAHN INNSBRUCK | HELEN | White | 9154002 | 1 | [5 empty] | Removed from Ground | Diesel | 500 | Bare Steel | 1987-01-01 | Unknown
INNSBRUCK GOLF & COUNTRY CLUB | BAHN INNSBRUCK | HELEN | White | 9154002 | 2 | [5 empty] | Removed from Ground | Gas (Historical Use) | 1000 | Marked Unknown | 1999-03-17 | Unknown
INNSBRUCK GOLF & COUNTRY CLUB | BAHN INNSBRUCK | HELEN | White | 9154002 | 3 | [5 empty] | Removed from Ground | Gas (Historical Use) | 1000 | Marked Unknown | 1999-03-17 | Unknown
PHILLIPS SING STATION | 212 S MAIN ST | CLEVELAND | White | 9154003 | 1 |  | 1998-12-15 |  | 1998-12-15 |  | Removed from Ground | Gas (Historical Use) | 6000 | Steel-Impressed Current | 1977-01-01 | Cathodically Protected | Suction (American)
PHILLIPS SING STATION | 212 S MAIN ST | CLEVELAND | White | 9154003 | 2 |  | 1998-12-15 |  | 1998-12-15 |  | Removed from Ground | Gas (Historical Use) | 6000 | Steel-Impressed Current | 1977-01-01 | Cathodically Protected | Pressurized
PHILLIPS SING STATION | 212 S MAIN ST | CLEVELAND | White | 9154003 | 3 |  | 1998-12-15 |  | 1998-12-15 |  | Removed from Ground | Gas (Historical Use) | 6000 | Steel-Impressed Current | 1977-01-01 | Cathodically Protected | Pressurized
THE EXPRESS MART #5 | 1955 UNIT D HWY 129S | CLEVELAND | White | 9154004 | 1 | Flapper Valve | 1995-09-01 | FALSE | 1995-09-01 | FALSE | Currently in Use | Diesel | 8000 | Steel-Impressed Current | 1984-01-01 | Fiberglass Reinforced Plastic | Pressurized
THE EXPRESS MART #5 | 1955 UNIT D HWY 129S | CLEVELAND | White | 9154004 | 2 |  | 1995-09-01 |  | 1995-09-01 |  | Removed from Ground | Gas (Historical Use) | 8000 | Steel-Impressed Current | 1984-01-01 | Fiberglass Reinforced Plastic | Pressurized
THE EXPRESS MART #5 | 1955 UNIT D HWY 129S | CLEVELAND | White | 9154004 | 3 | Flapper Valve | 1995-09-01 | FALSE | 1995-09-01 | FALSE | Currently in Use | Regular | 8000 | Steel-Impressed Current | 1984-01-01 | Fiberglass Reinforced Plastic | Pressurized
THE EXPRESS MART #5 | 1955 UNIT D HWY 129S | CLEVELAND | White | 9154004 | 4 |  | 1995-09-01 |  | 1995-09-01 |  | Removed from Ground | Gas (Historical Use) | 5000 | Epoxy | 1984-01-01 | Fiberglass Reinforced Plastic | Pressurized
THE EXPRESS MART #5 | 1955 UNIT D HWY 129S | CLEVELAND | White | 9154004 | 5A | Flapper Valve | 2009-05-28 | FALSE | 2009-05-28 | FALSE | Currently in Use | Premium | 5000 | Composite Double Walled | 2009-05-27 | Flex | Pressurized
THE EXPRESS MART #5 | 1955 UNIT D HWY 129S | CLEVELAND | White | 9154004 | 5B | Flapper Valve | 2009-05-28 | FALSE | 2009-05-28 | FALSE | Currently in Use | E-0 | 3000 | Composite Double Walled | 2009-05-28 | Double-Walled Fiberglass | Pressurized
KOUNTRY KUPBOARD | 626 W KYTLE ST | CLEVELAND | White | 9154005 | 1 | Flapper Valve | 1998-01-01 | FALSE | 1998-01-01 | FALSE | Currently in Use | Regular | 2000 | Steel-Impressed Current | 1978-01-01 | Fiberglass Reinforced Plastic | Pressurized
KOUNTRY KUPBOARD | 626 W KYTLE ST | CLEVELAND | White | 9154005 | 2 |  | 1998-01-01 | FALSE | 1998-01-01 | FALSE | Closed in Ground | Premium | 3000 | Steel-Impressed Current | 1978-01-01 | Fiberglass Reinforced Plastic | Pressurized
KOUNTRY KUPBOARD | 626 W KYTLE ST | CLEVELAND | White | 9154005 | 3 | Flapper Valve | 1998-01-01 | FALSE | 1998-01-01 | FALSE | Currently in Use | Regular | 6000 | Steel-Impressed Current | 1978-01-01 | Fiberglass Reinforced Plastic | Pressurized
KOUNTRY KUPBOARD | 626 W KYTLE ST | CLEVELAND | White | 9154005 | 4 |  | 1998-01-01 |  | 1998-01-01 |  | Currently in Use | Diesel | 2000 | Steel-Impressed Current | 1988-01-01 | Fiberglass Reinforced Plastic | Safe Suction (Euro)
HERMAN ADAMS GROCERY | 2006 GA HWY 115 W | CLEVELAND | White | 9154006 | 1 |  | 1998-11-01 |  | 1998-11-01 |  | Temporarily out of use | Gas (Historical Use) | 560 | Steel-Impressed Current | 1966-01-01 | Cathodically Protected | Suction (American)
HERMAN ADAMS GROCERY | 2006 GA HWY 115 W | CLEVELAND | White | 9154006 | 2 |  | 1998-11-01 |  | 1998-11-01 |  | Temporarily out of use | Gas (Historical Use) | 560 | Steel-Impressed Current | 1966-01-01 | Cathodically Protected | Suction (American)
HERMAN ADAMS GROCERY | 2006 GA HWY 115 W | CLEVELAND | White | 9154006 | 3 |  | 1998-11-01 |  | 1998-11-01 |  | Temporarily out of use | Gas (Historical Use) | 560 | Steel-Impressed Current | 1966-01-01 | Cathodically Protected | Suction (American)
SATTERFIELDS GROCERY | 7208 HWY 129 NORTH | CLEVELAND | White | 9154007 | 1 | [5 empty] | Closed in Ground | Gas (Historical Use) | 5000 | Bare Steel | 1961-01-01 | Galvanized Steel
SATTERFIELDS GROCERY | 7208 HWY 129 NORTH | CLEVELAND | White | 9154007 | 2 | [5 empty] | Closed in Ground | Gas (Historical Use) | 3000 | Bare Steel | 1961-01-01 | Galvanized Steel
SATTERFIELDS GROCERY | 7208 HWY 129 NORTH | CLEVELAND | White | 9154007 | 3 | [5 empty] | Closed in Ground | Gas (Historical Use) | 1000 | Bare Steel | 1977-01-01 | Galvanized Steel
RICKY JI LLC | 5028 HELEN HWY 75 | SAUTEE | White | 9154008 | 1 | Flapper Valve | 1998-02-18 | FALSE | 1998-02-18 | FALSE | Currently in Use | Premium | 4000 | Steel-Impressed Current | 1978-01-01 | Steel (Impressed Current) | Pressurized
RICKY JI LLC | 5028 HELEN HWY 75 | SAUTEE | White | 9154008 | 2 | Flapper Valve | 1998-02-18 | FALSE | 1998-02-18 | FALSE | Currently in Use | Diesel | 6000 | Steel-Impressed Current | 1978-01-01 | Steel (Impressed Current) | Suction (American)
RICKY JI LLC | 5028 HELEN HWY 75 | SAUTEE | White | 9154008 | 3 |  | 1998-02-18 |  | 1998-02-18 |  | Currently in Use | Gas (Historical Use) | 8000 | Steel-Impressed Current | 1978-01-01 | Steel (Impressed Current) | Pressurized
ALPINE VILLAGE EXXON | NORTH MAIN ST/HWY 75 | HELEN | White | 9154009 | 1 | [5 empty] | Removed from Ground | Gas (Historical Use) | 4000 | Bare Steel | 1978-01-01 | Bare Steel | Pressurized
ALPINE VILLAGE EXXON | NORTH MAIN ST/HWY 75 | HELEN | White | 9154009 | 2 | [5 empty] | Removed from Ground | Other | 4000 | Bare Steel | 1978-01-01 | Bare Steel | Pressurized
ALPINE VILLAGE EXXON | NORTH MAIN ST/HWY 75 | HELEN | White | 9154009 | 3 | [5 empty] | Removed from Ground | Diesel | 1000 | Bare Steel | 1978-01-01 | Bare Steel | Pressurized
ALPINE VILLAGE EXXON | NORTH MAIN ST/HWY 75 | HELEN | White | 9154009 | 4 | [5 empty] | Removed from Ground | Gas (Historical Use) | 4000 | Bare Steel | 1978-01-01 | Bare Steel | Suction (American)
CIRCLE K #2723319 | 301 N MAIN ST | CLEVELAND | White | 9154010 | 1 | Flapper Valve | 1992-01-01 | FALSE | 1992-01-01 | FALSE | Currently in Use | Regular | 12000 | Composite | 1992-01-01 | Fiberglass Reinforced Plastic | Pressurized
CIRCLE K #2723319 | 301 N MAIN ST | CLEVELAND | White | 9154010 | 2 | Flapper Valve | 1992-01-01 | FALSE | 1992-01-01 | FALSE | Currently in Use | Premium | 12000 | Composite | 1992-01-01 | Fiberglass Reinforced Plastic | Pressurized
CIRCLE K #2723319 | 301 N MAIN ST | CLEVELAND | White | 9154010 | 3 | Flapper Valve | 1992-01-01 | FALSE | 1992-01-01 | FALSE | Currently in Use | Diesel | 6000 | Composite | 1992-01-01 | Fiberglass Reinforced Plastic | Pressurized
CIRCLE K #2723319 | 301 N MAIN ST | CLEVELAND | White | 9154010 | 4 | Flapper Valve | 1992-01-01 | FALSE | 1992-01-01 | FALSE | Currently in Use | Kerosene | 2000 | Composite | 1992-01-01 | Fiberglass Reinforced Plastic | Safe Suction (Euro)
RAY SIMS | UNICOI ST | HELEN | White | 9154011 | 1 | [5 empty] | Removed from Ground | Gas (Historical Use) | 1000 | Bare Steel | 1974-01-01 | Bare Steel | Suction (American)
HAYWARD KEENAN | RT 1 | CLEVELAND | White | 9154012 | 1 | [5 empty] | Removed from Ground | Gas (Historical Use) | 1000 | Bare Steel | 1976-01-01 | Bare Steel
MACS CHEVRON INC #2 | 766 GA HWY 75 N | CLEVELAND | White | 9154013 | 1 |  | 1998-07-01 | FALSE | 1998-07-01 | FALSE | Currently in Use | Regular | 6000 | Steel-Impressed Current | 1987-01-01 | Steel (Impressed Current) | Pressurized
MACS CHEVRON INC #2 | 766 GA HWY 75 N | CLEVELAND | White | 9154013 | 2 | Flapper Valve | 1998-07-01 | FALSE | 1998-07-01 | FALSE | Currently in Use | Premium | 6000 | Steel-Impressed Current | 1987-01-01 | Steel (Impressed Current) | Pressurized
MACS CHEVRON INC #2 | 766 GA HWY 75 N | CLEVELAND | White | 9154013 | 3 |  | 1998-07-01 | FALSE | 1998-07-01 | FALSE | Currently in Use | Diesel | 6000 | Steel-Impressed Current | 1987-01-01 | Steel (Impressed Current) | Pressurized
POLSFUSS MACHINE SHOP | DUNCAN BRIDGE RD | CLEVELAND | White | 9154014 | 1 | [5 empty] | Removed from Ground | Other | 550 | Not Marked/Unknown | 1992-05-12 | Not Marked
POLSFUSS MACHINE SHOP | DUNCAN BRIDGE RD | CLEVELAND | White | 9154014 | 2 | [5 empty] | Removed from Ground | Other | 550 | Not Marked/Unknown | 1992-05-12 | Not Marked
POLSFUSS MACHINE SHOP | DUNCAN BRIDGE RD | CLEVELAND | White | 9154014 | 3 | [5 empty] | Removed from Ground | Other | 1000 | Not Marked/Unknown | 1992-05-14 | Not Marked
CO-OPERATIVE PURCHASING AGENCY | 1041 S MAIN ST | CLEVELAND | White | 9154015 | 1 | Flapper Valve | 2006-06-24 | FALSE | 2006-06-24 | FALSE | Currently in Use | Diesel | 10000 | Composite | 2006-06-24 | Fiberglass Reinforced Plastic | Safe Suction (Euro)
CO-OPERATIVE PURCHASING AGENCY | 1041 S MAIN ST | CLEVELAND | White | 9154015 | A |  | 1997-06-04 |  | 1997-06-04 |  | Removed from Ground | Diesel | 4000 | Cathodically Protected Steel | 1994-03-15 | Cathodically Protected | Safe Suction (Euro)
CO-OPERATIVE PURCHASING AGENCY | 1041 S MAIN ST | CLEVELAND | White | 9154015 | B |  | 1997-06-04 |  | 1997-06-04 |  | Removed from Ground | Diesel | 5000 | Cathodically Protected Steel | 1994-03-15 | Cathodically Protected | Safe Suction (Euro)
CO-OPERATIVE PURCHASING AGENCY | 1041 S MAIN ST | CLEVELAND | White | 9154015 | C |  | 1997-06-04 |  | 1997-06-04 |  | Removed from Ground | Diesel | 5000 | Cathodically Protected Steel | 1988-07-08 | Cathodically Protected | Safe Suction (Euro)
ALPINE BP | SOUTH MAIN ST | HELEN | White | 9154016 | 1 | Flapper Valve | 1994-07-01 |  | 1994-07-01 |  | Currently in Use | Gas (Historical Use) | 8000 | Epoxy | 1994-03-15 | Fiberglass Reinforced Plastic | Pressurized
ALPINE BP | SOUTH MAIN ST | HELEN | White | 9154016 | 2 | Flapper Valve | 1994-07-01 |  | 1994-07-01 |  | Currently in Use | Gas (Historical Use) | 8000 | Epoxy | 1994-03-15 | Fiberglass Reinforced Plastic | Pressurized
ALPINE BP | SOUTH MAIN ST | HELEN | White | 9154016 | 3 | Flapper Valve | 1994-07-01 |  | 1994-07-01 |  | Currently in Use | Diesel | 8000 | Epoxy | 1994-03-15 | Fiberglass Reinforced Plastic | Pressurized
ALPINE BP | SOUTH MAIN ST | HELEN | White | 9154016 | 4 | Flapper Valve | 1994-07-01 |  | 1994-07-01 |  | Currently in Use | Kerosene | 2000 | Epoxy | 1994-03-15 | Fiberglass Reinforced Plastic | Pressurized
MOSSY CREEK GROCERY | 4871 HWY 254 | CLEVELAND | White | 9154017 | 1 | [5 empty] | Removed from Ground | Diesel | 1020 | Bare Steel | 1994-10-06 | Bare Steel | Suction (American)
MOSSY CREEK GROCERY | 4871 HWY 254 | CLEVELAND | White | 9154017 | 2 | [5 empty] | Removed from Ground | Kerosene | 552 | Bare Steel | 1994-10-06 | Bare Steel | Suction (American)
MOSSY CREEK GROCERY | 4871 HWY 254 | CLEVELAND | White | 9154017 | 4 | Flapper Valve | 1994-09-01 | FALSE | 1994-09-01 | FALSE | Currently in Use | Regular | 6000 | Steel-Impressed Current | 1984-09-01 | Steel (Impressed Current) | Pressurized
MOSSY CREEK GROCERY | 4871 HWY 254 | CLEVELAND | White | 9154017 | 5 | Flapper Valve | 1994-09-01 | FALSE | 1994-09-01 | FALSE | Currently in Use | Premium | 4000 | Steel-Impressed Current | 1984-09-01 | Steel (Impressed Current) | Pressurized
CHATTAHOOCHEE GROCERY | 7240 HWY 115 EAST | CLEVELAND | White | 9154018 | 1 | Ball Float | 1994-09-01 | FALSE | 1994-09-01 | FALSE | Currently in Use | Gas (Historical Use) | 7950 | Fiberglass | 1994-09-15 | Fiberglass Reinforced Plastic | Pressurized
CHATTAHOOCHEE GROCERY | 7240 HWY 115 EAST | CLEVELAND | White | 9154018 | 2 | Ball Float | 1994-09-01 | FALSE | 1994-09-01 | FALSE | Currently in Use | Gas (Historical Use) | 6084 | Fiberglass | 1994-09-15 | Fiberglass Reinforced Plastic | Pressurized
CHATTAHOOCHEE GROCERY | 7240 HWY 115 EAST | CLEVELAND | White | 9154018 | 3 | Ball Float | 1994-09-01 | FALSE | 1994-09-01 | FALSE | Currently in Use | Gas (Historical Use) | 6084 | Fiberglass | 1994-09-15 | Fiberglass Reinforced Plastic | Pressurized
CHATTAHOOCHEE GROCERY | 7240 HWY 115 EAST | CLEVELAND | White | 9154018 | 4 | Ball Float | 1994-09-01 | FALSE | 1994-09-01 | FALSE | Currently in Use | Diesel | 4205 | Fiberglass | 1994-09-15 | Fiberglass Reinforced Plastic | Pressurized
ORBIT INDUSTRIES HELEN PLANT | 115 ESCOWEE DR | HELEN | White | 9154019 | 1 | [5 empty] | Removed from Ground | Gas (Historical Use) | 1000 | Bare Steel | 1994-12-06 | Bare Steel | Safe Suction (Euro)
WHITE COUNTY ROAD DEPARTMENT | 1152 HULSEY RD | CLEVELAND | White | 9154021 | 1 |  | 1997-06-25 |  | 1997-06-25 |  | Removed from Ground | Gas (Historical Use) | 10000 | Steel-Impressed Current | 1983-01-01 | Fiberglass Reinforced Plastic | Suction (American)
WHITE COUNTY ROAD DEPARTMENT | 1152 HULSEY RD | CLEVELAND | White | 9154021 | 2 |  | 1997-06-25 |  | 1997-06-25 |  | Removed from Ground | Diesel | 10000 | Steel-Impressed Current | 1983-01-01 | Fiberglass Reinforced Plastic | Suction (American)
LEAF GROCERY | BOX 6081 HWY 115 | CLEVELAND | White | 9154022 | 1 | [5 empty] | Removed from Ground | Gas (Historical Use) | 4000 | Bare Steel | 1979-04-13 | Galvanized Steel | Safe Suction (Euro)
LEAF GROCERY | BOX 6081 HWY 115 | CLEVELAND | White | 9154022 | 2 | [5 empty] | Removed from Ground | Gas (Historical Use) | 4000 | Bare Steel | 1979-04-13 | Galvanized Steel | Safe Suction (Euro)
LEAF GROCERY | BOX 6081 HWY 115 | CLEVELAND | White | 9154022 | 3 | [5 empty] | Removed from Ground | Gas (Historical Use) | 4000 | Bare Steel | 1979-04-13 | Galvanized Steel | Safe Suction (Euro)
LEAF GROCERY | BOX 6081 HWY 115 | CLEVELAND | White | 9154022 | 4 | [5 empty] | Removed from Ground | Gas (Historical Use) | 2000 | Bare Steel | 1979-04-13 | Galvanized Steel | Safe Suction (Euro)
LEAF GROCERY | BOX 6081 HWY 115 | CLEVELAND | White | 9154022 | DIESEL | Ball Float | 1994-04-01 | FALSE | 1994-04-01 | FALSE | Currently in Use | Diesel | 4000 | Fiberglass | 1994-04-01 | Fiberglass Reinforced Plastic | Pressurized
LEAF GROCERY | BOX 6081 HWY 115 | CLEVELAND | White | 9154022 | KERO |  | 1994-04-01 | FALSE | 1994-04-01 | FALSE | Currently in Use | Diesel | 1000 | Composite | 1994-04-01 | Fiberglass Reinforced Plastic | Safe Suction (Euro)
LEAF GROCERY | BOX 6081 HWY 115 | CLEVELAND | White | 9154022 | RUL | Flapper Valve | 1994-04-01 | FALSE | 1994-04-01 | FALSE | Currently in Use | Regular | 12000 | Fiberglass | 1994-04-01 | Fiberglass Reinforced Plastic | Pressurized
LEAF GROCERY | BOX 6081 HWY 115 | CLEVELAND | White | 9154022 | SUPER | Ball Float | 1994-04-01 | FALSE | 1994-04-01 | FALSE | Currently in Use | Diesel | 8000 | Fiberglass | 1994-04-01 | Fiberglass Reinforced Plastic | Pressurized
MOUNTAIN LAKES RESORT | HWY 75 ALTERNATE | CLEVELAND | White | 9154023 | 1 | [5 empty] | Removed from Ground | Gas (Historical Use) | 1020 | Bare Steel | 1999-12-01 | Galvanized Steel | Suction (American)
LINDA'S CONVENIENCE STORE | 5001 HWY 129 NORTH | CLEVELAND | White | 9154024 | 1 | Flapper Valve | 1998-09-01 | FALSE | 1998-09-01 | FALSE | Currently in Use | Regular | 10000 | Steel-Impressed Current | 1983-05-15 | Steel (Impressed Current) | Suction (American)
LINDA'S CONVENIENCE STORE | 5001 HWY 129 NORTH | CLEVELAND | White | 9154024 | 2 | Flapper Valve | 1998-09-01 | FALSE | 1998-09-01 | FALSE | Currently in Use | Premium | 8000 | Steel-Impressed Current | 1983-05-15 | Steel (Impressed Current) | Suction (American)
LINDA'S CONVENIENCE STORE | 5001 HWY 129 NORTH | CLEVELAND | White | 9154024 | 3 | Flapper Valve | 1998-09-01 | FALSE | 1998-09-01 | FALSE | Currently in Use | Plus | 8000 | Steel-Impressed Current | 1983-05-15 | Steel (Impressed Current) | Suction (American)
LINDA'S CONVENIENCE STORE | 5001 HWY 129 NORTH | CLEVELAND | White | 9154024 | 4 | Flapper Valve | 1998-09-01 | FALSE | 1998-09-01 | FALSE | Currently in Use | Diesel | 4000 | Steel-Impressed Current | 1983-05-15 | Steel (Impressed Current) | Suction (American)
LINDA'S CONVENIENCE STORE | 5001 HWY 129 NORTH | CLEVELAND | White | 9154024 | 5 | Flapper Valve | 1998-09-01 | FALSE | 1998-09-01 | FALSE | Temporarily out of use | Kerosene | 500 | Steel-Impressed Current | 1983-05-15 | Steel (Impressed Current) | Suction (American)
CAMP BARNEY MEDINTZ | 4165 HWY 129 NORTH | CLEVELAND | White | 9154025 | 1 | [5 empty] | Removed from Ground | Gas (Historical Use) | 560 | Bare Steel | 1999-01-01 | Galvanized Steel | Safe Suction (Euro)
CAMP BARNEY MEDINTZ | 4165 HWY 129 NORTH | CLEVELAND | White | 9154025 | 2 | [5 empty] | Removed from Ground | Diesel | 250 | Bare Steel | 1999-01-01 | Galvanized Steel | Safe Suction (Euro)
CAMP BARNEY MEDINTZ | 4165 HWY 129 NORTH | CLEVELAND | White | 9154025 | 3 | [5 empty] | Removed from Ground | Diesel | 250 | Bare Steel | 1999-01-01 | Galvanized Steel | Safe Suction (Euro)
MOSSY CREEK GROCERY | 4871 HWY 254 | CLEVELAND | White | 9154026 | 3A | Flapper Valve |  | FALSE |  | FALSE | Currently in Use | Diesel | 8000 | Steel-Impressed Current | 1994-09-01 | Fiberglass Reinforced Plastic | Pressurized
MOSSY CREEK GROCERY | 4871 HWY 254 | CLEVELAND | White | 9154026 | 3B | Flapper Valve | 1994-06-01 | FALSE | 1994-09-01 | FALSE | Currently in Use | Kerosene | 2000 | Steel-Impressed Current | 1994-09-20 | Fiberglass Reinforced Plastic | Safe Suction (Euro)
SMITHGALL WOODS-DUKES CREEK CONS | 61 TSALAKI TRAIL | HELEN | White | 9154029 | 1 | [5 empty] | Removed from Ground | Gas (Historical Use) | 1000 | Not Marked/Unknown | 1996-09-17 | Not Marked
ANDREA ALGREEN | 8251 S MAIN STREET | HELEN | White | 9154030 | 1 | [5 empty] | Removed from Ground | Gas (Historical Use) | 0 | Not Marked/Unknown | 1970-01-01 | Not Marked
KWIK SAK | 9677 HWY 75 N | HELEN | White | 9154031 | 1 | Flapper Valve | 1998-10-06 | FALSE | 1998-10-06 | FALSE | Currently in Use | Regular | 8000 | Steel-Impressed Current | 1981-01-01 | Fiberglass Reinforced Plastic | Pressurized
KWIK SAK | 9677 HWY 75 N | HELEN | White | 9154031 | 2 | Flapper Valve | 1998-10-06 | FALSE | 1998-10-06 | FALSE | Currently in Use | Regular | 6000 | Steel-Impressed Current | 1981-01-01 | Fiberglass Reinforced Plastic | Safe Suction (Euro)
KWIK SAK | 9677 HWY 75 N | HELEN | White | 9154031 | 3 | Flapper Valve | 1998-10-06 | FALSE | 1998-10-06 | FALSE | Currently in Use | Premium | 6000 | Steel-Impressed Current | 1981-01-01 | Fiberglass Reinforced Plastic | Pressurized
KWIK SAK | 9677 HWY 75 N | HELEN | White | 9154031 | 4 | Flapper Valve | 1998-10-06 | FALSE | 1998-10-06 | FALSE | Temporarily out of use | Diesel | 2000 | Galvanic (STIP-3) | 1981-01-01 | Fiberglass Reinforced Plastic | Safe Suction (Euro)
KWIK SAK | 9677 HWY 75 N | HELEN | White | 9154031 | 5 | Flapper Valve | 1998-10-06 | FALSE | 1998-10-06 | FALSE | Temporarily out of use | Kerosene | 1000 | Galvanic (STIP-3) | 1981-01-01 | Fiberglass Reinforced Plastic | Safe Suction (Euro)
MACS CHEVRON INC #1 | 826 HWY 129 N/MAIN STREET NORTH | CLEVELAND | White | 9154032 | 1 | Flapper Valve | 1998-07-01 | FALSE | 1998-07-01 | FALSE | Currently in Use | Regular | 6000 | Steel-Impressed Current | 1982-01-01 | Double-Walled Flex | Pressurized
MACS CHEVRON INC #1 | 826 HWY 129 N/MAIN STREET NORTH | CLEVELAND | White | 9154032 | 2 | Flapper Valve | 1998-07-01 | FALSE | 1998-07-01 | FALSE | Currently in Use | Regular | 3000 | Steel-Impressed Current | 1982-01-01 | Double-Walled Flex | Pressurized
MACS CHEVRON INC #1 | 826 HWY 129 N/MAIN STREET NORTH | CLEVELAND | White | 9154032 | 3 | Flapper Valve | 1998-07-01 | FALSE | 1998-07-01 | FALSE | Currently in Use | Premium | 3000 | Steel-Impressed Current | 1982-01-01 | Double-Walled Flex | Pressurized
MACS CHEVRON INC #1 | 826 HWY 129 N/MAIN STREET NORTH | CLEVELAND | White | 9154032 | 4 |  | 1998-07-01 | FALSE | 1998-07-01 | FALSE | Currently in Use | Diesel | 1000 | Steel-Impressed Current | 1952-01-01 |  | Suction (American)
MACS CHEVRON INC #1 | 826 HWY 129 N/MAIN STREET NORTH | CLEVELAND | White | 9154032 | 5 |  |  | FALSE |  | FALSE |  | Diesel Off Road |  |  |  |  | Safe Suction (Euro)
MACS CHEVRON #4 INC | 724 GA HWY 115 EAST | CLEVELAND | White | 9154033 | 1 | Flapper Valve | 1994-07-01 | FALSE | 1994-07-01 | FALSE | Currently in Use | Regular | 6000 | Galvanic (STIP-3) | 1994-07-01 | Fiberglass Reinforced Plastic | Pressurized
MACS CHEVRON #4 INC | 724 GA HWY 115 EAST | CLEVELAND | White | 9154033 | 2 | Flapper Valve | 1994-07-01 | FALSE | 1994-07-01 | FALSE | Currently in Use | Regular | 6000 | Galvanic (STIP-3) | 1994-07-01 | Fiberglass Reinforced Plastic | Pressurized
MACS CHEVRON #4 INC | 724 GA HWY 115 EAST | CLEVELAND | White | 9154033 | 3 | Flapper Valve | 1994-07-01 | FALSE | 1994-07-01 | FALSE | Currently in Use | Premium | 8000 | Galvanic (STIP-3) | 1994-07-01 | Fiberglass Reinforced Plastic | Pressurized
MACS CHEVRON #4 INC | 724 GA HWY 115 EAST | CLEVELAND | White | 9154033 | 4 | Flapper Valve | 1994-07-01 | FALSE | 1994-07-01 | FALSE | Currently in Use | Diesel | 6000 | Galvanic (STIP-3) | 1994-07-01 | Fiberglass Reinforced Plastic | Pressurized
E Z GAS | 2650 HWY 129 S | CLEVELAND | White | 9154034 | 1 |  | 1998-12-01 |  | 1998-12-01 |  | Removed from Ground | Gas (Historical Use) | 6000 | Steel-Impressed Current | 1983-01-01 | Cathodically Protected | Suction (American)
E Z GAS | 2650 HWY 129 S | CLEVELAND | White | 9154034 | 2 |  | 1998-12-01 |  | 1998-12-01 |  | Removed from Ground | Gas (Historical Use) | 6000 | Steel-Impressed Current | 1983-01-01 | Cathodically Protected | Suction (American)
E Z GAS | 2650 HWY 129 S | CLEVELAND | White | 9154034 | 3 |  | 1998-12-01 |  | 1998-12-01 |  | Removed from Ground | Gas (Historical Use) | 10000 | Steel-Impressed Current | 1983-01-01 | Cathodically Protected | Suction (American)
STAMEY COMPANY | 65 E KYTLE | CLEVELAND | White | 9154035 | 1 | [5 empty] | Removed from Ground | Gas (Historical Use) | 2500 | Bare Steel | 1950-01-01 | Bare Steel | Safe Suction (Euro)
STAMEY COMPANY | 65 E KYTLE | CLEVELAND | White | 9154035 | 2 | [5 empty] | Removed from Ground | Gas (Historical Use) | 2500 | Bare Steel | 1950-01-01 | Bare Steel | Safe Suction (Euro)
STAMEY COMPANY | 65 E KYTLE | CLEVELAND | White | 9154035 | 3 |  |  | TRUE |  | TRUE | Removed from Ground | Used Oil | 550 | Bare Steel | 1950-01-01 | Bare Steel | Safe Suction (Euro)
129 CHEVRON FOOD MART | 2743 US HWY 129 | CLEVELAND | White | 9154036 | 1 | Ball Float | 1999-11-30 | FALSE | 1999-11-30 | FALSE | Currently in Use | Gas (Historical Use) | 10000 | Fiberglass | 1999-10-01 | Fiberglass Reinforced Plastic | Pressurized
129 CHEVRON FOOD MART | 2743 US HWY 129 | CLEVELAND | White | 9154036 | 2 | Ball Float | 1999-11-30 | FALSE | 1999-11-30 | FALSE | Currently in Use | Gas (Historical Use) | 15000 | Fiberglass | 1999-10-01 | Fiberglass Reinforced Plastic | Pressurized
129 CHEVRON FOOD MART | 2743 US HWY 129 | CLEVELAND | White | 9154036 | 3 | Ball Float | 1999-11-30 | FALSE | 1999-11-30 | FALSE | Currently in Use | Diesel | 8000 | Fiberglass | 1999-10-01 | Fiberglass Reinforced Plastic | Pressurized
129 CHEVRON FOOD MART | 2743 US HWY 129 | CLEVELAND | White | 9154036 | 4 | Ball Float | 1999-11-30 | FALSE | 1999-11-30 | FALSE | Currently in Use | Diesel | 4500 | Fiberglass | 1999-10-01 | Fiberglass Reinforced Plastic | Pressurized
SMITHGALL WOODS STATE PARK | 61 TSALAKI TR | HELEN | White | 9154037 | 1 | Flapper Valve | 2001-10-03 |  | 2001-10-15 |  | Temporarily out of use | Gas (Historical Use) | 2500 | Fiberglass Double Walled | 2001-09-29 | Double-Walled Fiberglass | Suction (American)
SMITHGALL WOODS STATE PARK | 61 TSALAKI TR | HELEN | White | 9154037 | 2 | Flapper Valve | 2001-10-03 |  | 2001-10-15 |  | Temporarily out of use | Diesel | 1000 | Fiberglass Double Walled | 2001-09-29 | Fiberglass Reinforced Plastic | Suction (American)
UNICOI STATE PARK | 1788 HWY 356 | HELEN | White | 9154038 | 1 | Flapper Valve | 2001-09-27 |  | 2001-10-15 |  | Temporarily out of use | Gas (Historical Use) | 2500 | Fiberglass Double Walled | 2001-09-27 | Fiberglass Reinforced Plastic | Suction (American)
UNICOI STATE PARK | 1788 HWY 356 | HELEN | White | 9154038 | 2 | Flapper Valve | 2001-09-27 |  | 2001-10-15 |  | Temporarily out of use | Diesel | 1000 | Fiberglass Double Walled | 2001-09-27 | Fiberglass Reinforced Plastic | Suction (American)
RO TIM INC | 58 ROTIM DR | CLEVELAND | White | 1540001 | 1 |  | 1994-11-01 |  | 1994-11-01 |  | Removed from Ground | Gas (Historical Use) | 6000 | Steel-Impressed Current | 1984-05-08 | Fiberglass Reinforced Plastic | Pressurized
RO TIM INC | 58 ROTIM DR | CLEVELAND | White | 1540001 | 2 |  | 1994-11-01 |  | 1994-11-01 |  | Removed from Ground | Gas (Historical Use) | 6000 | Steel-Impressed Current | 1984-05-08 | Fiberglass Reinforced Plastic | Pressurized
RO TIM INC | 58 ROTIM DR | CLEVELAND | White | 1540001 | 3 |  | 1994-11-01 |  | 1994-11-01 |  | Removed from Ground | Gas (Historical Use) | 2000 | Steel-Impressed Current | 1961-05-14 | Fiberglass Reinforced Plastic | Pressurized
RO TIM INC | 58 ROTIM DR | CLEVELAND | White | 1540001 | 4 |  | 1994-11-01 |  | 1994-11-01 |  | Removed from Ground | Diesel | 3000 | Steel-Impressed Current | 1961-05-14 | Fiberglass Reinforced Plastic | Pressurized
RO TIM INC | 58 ROTIM DR | CLEVELAND | White | 1540001 | 5 | [5 empty] | Permanently Out of Use - historical purposes | Diesel | 1000 | Not Marked/Unknown | 1961-05-14 | Not Marked
ARCO #3 | GA HWY 75/17 (78) | ROBERTSTOWN | White | 1540002 | 1 | [5 empty] | Removed from Ground | Gas (Historical Use) | 6000 | Bare Steel | 1983-05-09 | Galvanized Steel
ARCO #3 | GA HWY 75/17 (78) | ROBERTSTOWN | White | 1540002 | 2 | [5 empty] | Removed from Ground | Gas (Historical Use) | 2000 | Bare Steel | 1976-05-10 | Galvanized Steel
ARCO #3 | GA HWY 75/17 (78) | ROBERTSTOWN | White | 1540002 | 3 | [5 empty] | Removed from Ground | Gas (Historical Use) | 2000 | Bare Steel | 1976-05-10 | Galvanized Steel
ARCO #3 | GA HWY 75/17 (78) | ROBERTSTOWN | White | 1540002 | 4 | [5 empty] | Removed from Ground | Gas (Historical Use) | 3000 | Bare Steel | 1983-05-09 | Galvanized Steel
ARCO #3 | GA HWY 75/17 (78) | ROBERTSTOWN | White | 1540002 | 5 | [5 empty] | Removed from Ground | Diesel | 1000 | Bare Steel | 1961-05-14 | Galvanized Steel
ARCO #3 | GA HWY 75/17 (78) | ROBERTSTOWN | White | 1540002 | 6 | [5 empty] | Removed from Ground | Empty | 1000 | Bare Steel | 1961-05-14 | Galvanized Steel
ARCO #3 | GA HWY 75/17 (78) | ROBERTSTOWN | White | 1540002 | 7 | [5 empty] | Removed from Ground | Empty | 1000 | Bare Steel | 1961-05-14 | Galvanized Steel
CIRCLE K 2723340 | 78 S MAIN | CLEVELAND | White | 1540003 | 1 | Flapper Valve | 1997-11-15 |  | 1997-11-15 |  | Removed from Ground | Gas (Historical Use) | 10000 | Composite | 1985-06-16 | Fiberglass Reinforced Plastic | Pressurized
CIRCLE K 2723340 | 78 S MAIN | CLEVELAND | White | 1540003 | 2 | Flapper Valve | 1997-11-15 |  | 1997-11-15 |  | Removed from Ground | Gas (Historical Use) | 10000 | Composite | 1985-06-16 | Fiberglass Reinforced Plastic | Pressurized
CIRCLE K 2723340 | 78 S MAIN | CLEVELAND | White | 1540003 | 3 | Flapper Valve | 1997-11-15 |  | 1997-11-15 |  | Removed from Ground | Gas (Historical Use) | 10000 | Composite | 1985-06-16 | Fiberglass Reinforced Plastic | Pressurized
CIRCLE K 2723340 | 78 S MAIN | CLEVELAND | White | 1540003 | 4 | Flapper Valve | 1997-11-15 |  | 1997-11-15 |  | Removed from Ground | Kerosene | 2000 | Composite | 1986-06-16 | Fiberglass Reinforced Plastic | Safe Suction (Euro)
CIRCLE K 2723340 | 78 S MAIN | CLEVELAND | White | 1540003 | 5 |  | 1997-11-15 |  | 1997-11-15 |  | Removed from Ground | Diesel | 4000 | Composite | 1986-06-16 | Fiberglass Reinforced Plastic | Pressurized
CIRCLE K 2723340 | 78 S MAIN | CLEVELAND | White | 1540003 | 6 | [5 empty] | Removed from Ground | Empty | 6000 | Bare Steel | 1972-06-16 | Galvanized Steel
CIRCLE K 2723340 | 78 S MAIN | CLEVELAND | White | 1540003 | 7 | [5 empty] | Removed from Ground | Empty | 8000 | Bare Steel | 1972-06-16 | Galvanized Steel
CIRCLE K 2723340 | 78 S MAIN | CLEVELAND | White | 1540003 | 8 | [5 empty] | Removed from Ground | Empty | 8000 | Bare Steel | 1972-06-16 | Galvanized Steel
CIRCLE K 2723340 | 78 S MAIN | CLEVELAND | White | 1540003 | 9 | [5 empty] | Removed from Ground | Empty | 550 | Bare Steel | 1972-06-16 | Galvanized Steel
PICK-IT-MART | HWY 129 SOUTH | CLEVELAND | White | 1540004 | 1 | [5 empty] | Removed from Ground | Gas (Historical Use) | 8000 | Bare Steel | 1976-05-01 | Galvanized Steel
PICK-IT-MART | HWY 129 SOUTH | CLEVELAND | White | 1540004 | 2 | [5 empty] | Removed from Ground | Gas (Historical Use) | 4000 | Bare Steel | 1976-05-01 | Galvanized Steel
PICK-IT-MART | HWY 129 SOUTH | CLEVELAND | White | 1540004 | 3 | [5 empty] | Removed from Ground | Gas (Historical Use) | 8000 | Bare Steel | 1976-05-01 | Galvanized Steel
BETTYS COUNTRY STORE | BOX 54 HWY 75 | HELEN | White | 1540005 | 1 | [5 empty] | Removed from Ground | Empty | 3000 | Bare Steel | 1976-05-01 | Galvanized Steel
BETTYS COUNTRY STORE | BOX 54 HWY 75 | HELEN | White | 1540005 | 2 | [5 empty] | Removed from Ground | Empty | 3000 | Bare Steel | 1976-05-01 | Galvanized Steel
GA DOT 10122/WHITE CO MTC HQ | GA HWY 11 @ MP 4.5 | CLEVELAND | White | 1540006 | 122D1 | [5 empty] | Removed from Ground | Diesel | 1000 | Bare Steel | 1967-05-04 | Galvanized Steel | Suction (American)
GA DOT 10122/WHITE CO MTC HQ | GA HWY 11 @ MP 4.5 | CLEVELAND | White | 1540006 | 122G1 | [5 empty] | Removed from Ground | Gas (Historical Use) | 2000 | Bare Steel | 1967-05-04 | Galvanized Steel | Suction (American)
BENNYS CASH & CARRY | RT 2 | CLEVELAND | White | 1540007 | 1 | [5 empty] | Removed from Ground | Diesel | 2000 | Bare Steel | 1984-04-23 | Galvanized Steel
BENNYS CASH & CARRY | RT 2 | CLEVELAND | White | 1540007 | 2 | [5 empty] | Removed from Ground | Gas (Historical Use) | 8000 | Bare Steel | 1984-04-23 | Galvanized Steel
BENNYS CASH & CARRY | RT 2 | CLEVELAND | White | 1540007 | 3 | [5 empty] | Removed from Ground | Gas (Historical Use) | 8000 | Bare Steel | 1984-04-23 | Galvanized Steel
BUBBAS BBQ | RT 1 | HELEN | White | 1540009 | 1 | [5 empty] | Removed from Ground | Gas (Historical Use) | 1060 | Bare Steel | 1961-04-17 | Galvanized Steel
BUBBAS BBQ | RT 1 | HELEN | White | 1540009 | 2 | [5 empty] | Removed from Ground | Gas (Historical Use) | 1060 | Bare Steel | 1961-04-17 | Galvanized Steel
ANNA RUBY FALLS | ADJACENT TO UNICOI PARK | HELEN | White | 1540010 | 1 | [5 empty] | Removed from Ground | Diesel | 110 | Marked Unknown | 1982-02-14 | Galvanized Steel
UNICOI STATE PARK | GA HWY 356 | HELEN | White | 1540011 | 1 | [5 empty] | Removed from Ground | Gas (Historical Use) | 1011 | Bare Steel | 1975-01-25 | Galvanized Steel | Suction (American)
UNICOI STATE PARK | GA HWY 356 | HELEN | White | 1540011 | 2 | [5 empty] | Removed from Ground | Gas (Historical Use) | 2005 | Bare Steel | 1975-01-25 | Galvanized Steel | Suction (American)
UNICOI STATE PARK | GA HWY 356 | HELEN | White | 1540011 | 3 | [5 empty] | Removed from Ground | Gas (Historical Use) | 4010 | Bare Steel | 1975-01-25 | Galvanized Steel | Suction (American)
OAK SPRINGS | PO BOX 546 | CLEVELAND | White | 1540012 | 1 | [5 empty] | Removed from Ground | Diesel | 2500 | Not Marked/Unknown |  | Not Marked
WHITE COUNTY SCHOOL BUS SHOP | 100 WARRIOR PATH | CLEVELAND | White | 1540015 | 1 | Flapper Valve | 1997-06-23 | FALSE | 1997-06-23 | FALSE | Currently in Use | Diesel | 10000 | Steel-Impressed Current | 1975-01-12 | Steel (Impressed Current) | Safe Suction (Euro)
WHITE COUNTY SCHOOL BUS SHOP | 100 WARRIOR PATH | CLEVELAND | White | 1540015 | 2 |  |  | TRUE |  | TRUE | Removed from Ground | Used Oil | 10000 | Concrete | 1975-01-12 | Unknown | Gravity Fed
WHITE COUNTY VOCATIONAL BLDG | 191 OLD BLAIRSVILLE HWY | CLEVELAND | White | 1540017 | 2 |  |  | TRUE |  | TRUE | Closed in Ground | Used Oil | 185 | Concrete | 1973-01-12 | Bare Steel | Gravity Fed
EB HUNT GROCERY | HWY 254 | CLEVELAND | White | 1540019 | 1 | [5 empty] | Removed from Ground | Gas (Historical Use) | 500 | Bare Steel | 1986-05-07 | Galvanized Steel
EB HUNT GROCERY | HWY 254 | CLEVELAND | White | 1540019 | 2 | [5 empty] | Removed from Ground | Gas (Historical Use) | 1000 | Bare Steel | 1986-05-07 | Galvanized Steel
EB HUNT GROCERY | HWY 254 | CLEVELAND | White | 1540019 | 3 | [5 empty] | Removed from Ground | Gas (Historical Use) | 1000 | Bare Steel | 1986-05-07 | Galvanized Steel
W G BROWN | HWY 17 | HELEN | White | 1540020 | 1 | [5 empty] | Closed in Ground | Gas (Historical Use) | 1000 | Bare Steel | 1985-08-20 | Galvanized Steel
W G BROWN | HWY 17 | HELEN | White | 1540020 | 2 | [5 empty] | Removed from Ground | Gas (Historical Use) | 3000 | Bare Steel | 1985-08-20 | Galvanized Steel
W G BROWN | HWY 17 | HELEN | White | 1540020 | 3 | [5 empty] | Removed from Ground | Gas (Historical Use) | 3000 | Bare Steel | 1985-08-20 | Galvanized Steel
WOODLAWN GROCERY | HWY 254 | CLEVELAND | White | 1540021 | 1 | [5 empty] | Removed from Ground | Gas (Historical Use) | 1100 | Bare Steel | 1976-05-10 | Unknown
WOODLAWN GROCERY | HWY 254 | CLEVELAND | White | 1540021 | 2 | [5 empty] | Removed from Ground | Gas (Historical Use) | 1100 | Bare Steel | 1976-05-10 | Unknown
WOODLAWN GROCERY | HWY 254 | CLEVELAND | White | 1540021 | 3 | [5 empty] | Removed from Ground | Gas (Historical Use) | 1100 | Bare Steel | 1976-05-10 | Unknown
DEKALB CONSTRUCTION | HWY 115 | CLEVELAND | White | 1540022 | 1 | [5 empty] | Closed in Ground | Gas (Historical Use) | 2200 | Bare Steel | 1976-05-10 | Unknown
DEKALB CONSTRUCTION | HWY 115 | CLEVELAND | White | 1540022 | 2 | [5 empty] | Closed in Ground | Gas (Historical Use) | 2200 | Bare Steel | 1976-05-10 | Unknown
CLEVELAND CHEVRON | GA 75 US HWY 129 N | CLEVELAND | White | 1540023 | 1 | [5 empty] | Removed from Ground | Gas (Historical Use) | 1100 | Bare Steel | 1949-05-17 | Unknown
CLEVELAND CHEVRON | GA 75 US HWY 129 N | CLEVELAND | White | 1540023 | 2 | [5 empty] | Removed from Ground | Gas (Historical Use) | 1100 | Bare Steel | 1949-05-17 | Unknown
CLEVELAND CHEVRON | GA 75 US HWY 129 N | CLEVELAND | White | 1540023 | 3 | [5 empty] | Removed from Ground | Gas (Historical Use) | 1100 | Bare Steel | 1957-05-15 | Unknown
CLEVELAND CHEVRON | GA 75 US HWY 129 N | CLEVELAND | White | 1540023 | 4 | [5 empty] | Removed from Ground | Gas (Historical Use) | 1100 | Bare Steel | 1968-05-12 | Unknown
CLEVELAND CHEVRON | GA 75 US HWY 129 N | CLEVELAND | White | 1540023 | 5 | [5 empty] | Removed from Ground | Diesel | 1100 | Bare Steel | 1968-05-12 | Unknown
CLEVELAND CHEVRON | GA 75 US HWY 129 N | CLEVELAND | White | 1540023 | 6 | [5 empty] | Removed from Ground | Diesel | 550 | Bare Steel | 1968-05-12 | Unknown
CLEVELAND CHEVRON | GA 75 US HWY 129 N | CLEVELAND | White | 1540023 | 7 | [5 empty] | Removed from Ground | Gas (Historical Use) | 2200 | Bare Steel | 1965-05-13 | Unknown
CLEVELAND TEXACO | HWY 129 & SOUTH MAIN ST | CLEVELAND | White | 1540024 | 1 | [5 empty] | Removed from Ground | Gas (Historical Use) | 1000 | Bare Steel | 1966-05-12 | Galvanized Steel
CLEVELAND TEXACO | HWY 129 & SOUTH MAIN ST | CLEVELAND | White | 1540024 | 2 | [5 empty] | Removed from Ground | Gas (Historical Use) | 1000 | Bare Steel | 1966-05-12 | Galvanized Steel
CLEVELAND TEXACO | HWY 129 & SOUTH MAIN ST | CLEVELAND | White | 1540024 | 3 | [5 empty] | Removed from Ground | Gas (Historical Use) | 3000 | Bare Steel | 1971-05-11 | Galvanized Steel
CIRCLE K #1222 | 7934 S MAIN ST | HELEN | White | 1540025 | 1 | Flapper Valve | 1994-06-14 | FALSE | 1994-06-14 | FALSE | Currently in Use | Regular | 8000 | Steel-Impressed Current | 1983-05-08 | Steel (Impressed Current) | Pressurized
CIRCLE K #1222 | 7934 S MAIN ST | HELEN | White | 1540025 | 2 | Flapper Valve | 1994-06-14 | FALSE | 1994-06-14 | FALSE | Temporarily out of use | Empty | 8000 | Steel-Impressed Current | 1983-05-08 | Steel (Impressed Current) | Pressurized
CIRCLE K #1222 | 7934 S MAIN ST | HELEN | White | 1540025 | 3 | Flapper Valve | 1994-06-14 | FALSE | 1994-06-14 | FALSE | Currently in Use | Premium | 8000 | Steel-Impressed Current | 1983-05-08 | Steel (Impressed Current) | Pressurized
SHOAL CREEK CONVENIENCE | 5642 HWY 115 WEST | CLEVELAND | White | 1540026 | 1 | [5 empty] | Removed from Ground | Gas (Historical Use) | 3000 | Bare Steel | 1976-01-04 | Bare Steel | Suction (American)
SHOAL CREEK CONVENIENCE | 5642 HWY 115 WEST | CLEVELAND | White | 1540026 | 2 | [5 empty] | Removed from Ground | Gas (Historical Use) | 3000 | Bare Steel | 1976-01-04 | Bare Steel | Suction (American)
SHOAL CREEK CONVENIENCE | 5642 HWY 115 WEST | CLEVELAND | White | 1540026 | 3 | [5 empty] | Removed from Ground | Gas (Historical Use) | 4000 | Bare Steel | 1976-01-04 | Bare Steel | Suction (American)
ODELLS GROCERY | GA HWY 115 WEST & GA HWY 283 | CLEVELAND | White | 1540027 | 1 | [5 empty] | Removed from Ground | Gas (Historical Use) | 2000 | Bare Steel | 1971-01-05 | Galvanized Steel
ODELLS GROCERY | GA HWY 115 WEST & GA HWY 283 | CLEVELAND | White | 1540027 | 2 | [5 empty] | Removed from Ground | Gas (Historical Use) | 1000 | Bare Steel | 1971-01-05 | Galvanized Steel
ODELLS GROCERY | GA HWY 115 WEST & GA HWY 283 | CLEVELAND | White | 1540027 | 3 | [5 empty] | Removed from Ground | Gas (Historical Use) | 1000 | Bare Steel | 1971-01-05 | Galvanized Steel
ODELLS GROCERY | GA HWY 115 WEST & GA HWY 283 | CLEVELAND | White | 1540027 | 4 | [5 empty] | Removed from Ground | Diesel | 1000 | Bare Steel | 1971-01-05 | Galvanized Steel
NACOOCHEE COUNTRY STORE | RT 1 | SAUTEE | White | 1540028 | 1 | [5 empty] | Removed from Ground | Gas (Historical Use) | 2000 | Bare Steel | 1980-01-03 | Galvanized Steel
NACOOCHEE COUNTRY STORE | RT 1 | SAUTEE | White | 1540028 | 2 | [5 empty] | Removed from Ground | Gas (Historical Use) | 1000 | Bare Steel | 1976-01-04 | Galvanized Steel
NACOOCHEE COUNTRY STORE | RT 1 | SAUTEE | White | 1540028 | 3 | [5 empty] | Removed from Ground | Gas (Historical Use) | 1000 | Bare Steel | 1976-01-04 | Galvanized Steel
THE EXPRESS MART #2 | 258 NORTH MAIN ST | CLEVELAND | White | 1540029 | 1 | Flapper Valve | 1995-09-01 | FALSE | 1995-09-01 | FALSE | Currently in Use | Regular | 8000 | Steel-Impressed Current | 1975-01-04 | Galvanized Steel | Pressurized
THE EXPRESS MART #2 | 258 NORTH MAIN ST | CLEVELAND | White | 1540029 | 2 | Flapper Valve | 1995-09-01 | FALSE | 1995-09-01 | FALSE | Currently in Use | Premium | 8000 | Steel-Impressed Current | 1975-01-04 | Galvanized Steel | Pressurized
THE EXPRESS MART #2 | 258 NORTH MAIN ST | CLEVELAND | White | 1540029 | 3 | [5 empty] | Removed from Ground | Gas (Historical Use) | 1000 | Bare Steel | 1975-01-04 | Galvanized Steel
THE EXPRESS MART #2 | 258 NORTH MAIN ST | CLEVELAND | White | 1540029 | 4 | [5 empty] | Removed from Ground | Gas (Historical Use) | 1000 | Bare Steel | 1975-01-04 | Galvanized Steel
THE EXPRESS MART #2 | 258 NORTH MAIN ST | CLEVELAND | White | 1540029 | 5 | Flapper Valve | 1995-09-01 | FALSE | 1995-09-01 | FALSE | Currently in Use | Regular | 8000 | Steel-Impressed Current | 1988-06-01 | Fiberglass Reinforced Plastic | Pressurized
THE EXPRESS MART #2 | 258 NORTH MAIN ST | CLEVELAND | White | 1540029 | 6 |  | 1995-09-01 | FALSE | 1995-09-01 | FALSE | Currently in Use | Diesel | 8000 | Steel-Impressed Current | 1988-06-01 | Fiberglass Reinforced Plastic | Pressurized
P&B PETROLEUM CO | 33 BELL ST | CLEVELAND | White | 1540030 | 1 | [5 empty] | Removed from Ground | Gas (Historical Use) | 15000 | Bare Steel | 1982-01-02 | Bare Steel
P&B PETROLEUM CO | 33 BELL ST | CLEVELAND | White | 1540030 | 2 | [5 empty] | Removed from Ground | Gas (Historical Use) | 15000 | Bare Steel | 1982-01-02 | Bare Steel
OLD GAS STATION | DOWNTOWN-MAIN ST | HELEN | White | 1540033 | 1 | [5 empty] | Closed in Ground | Gas (Historical Use) | 1 | Bare Steel | 1961-03-02 | Bare Steel
OLD GAS STATION | DOWNTOWN-MAIN ST | HELEN | White | 1540033 | 2 | [5 empty] | Removed from Ground | Gas (Historical Use) | 1 | Bare Steel | 1985-08-20 | Bare Steel
OLD GAS STATION | DOWNTOWN-MAIN ST | HELEN | White | 1540033 | 3 | [5 empty] | Removed from Ground | Gas (Historical Use) | 1 | Bare Steel | 1985-08-20 | Bare Steel
HELEN CITY HALL | CHATTAHOOCHEE ST | HELEN | White | 7154001 | 1 | [5 empty] | Permanently Out of Use - historical purposes | Gas (Historical Use) | 300 | Marked Unknown |  | Unknown
INGLES GAS EXPRESS #489 | 55 HELEN HWY | CLEVELAND | White | 10000749 | 1A | Ball Float | 2004-10-20 | FALSE | 2004-10-20 | FALSE | Currently in Use | Regular | 25000 | Fiberglass Double Walled | 2004-10-13 | Double-Walled Flex | Pressurized
INGLES GAS EXPRESS #489 | 55 HELEN HWY | CLEVELAND | White | 10000749 | 1B | Ball Float | 2004-10-20 | FALSE | 2004-10-20 | FALSE | Currently in Use | Premium | 7000 | Fiberglass Double Walled | 2004-10-13 | Double-Walled Flex | Pressurized
INGLES GAS EXPRESS #489 | 55 HELEN HWY | CLEVELAND | White | 10000749 | 2A | Ball Float | 2004-10-20 | FALSE | 2004-10-20 | FALSE | Currently in Use | Diesel | 7000 | Fiberglass Double Walled | 2004-10-13 | Double-Walled Flex | Pressurized
INGLES GAS EXPRESS #489 | 55 HELEN HWY | CLEVELAND | White | 10000749 | 2B | Ball Float | 2004-10-20 | FALSE | 2004-10-20 | FALSE | Currently in Use | Kerosene | 5000 | Fiberglass Double Walled | 2004-10-13 | Double-Walled Flex | Pressurized
FORMER FONDA MILLING COMPANY | 1915 HIGHWAY 254 | CLEVELAND | White | 10001148 | 1 |  |  | FALSE |  | FALSE | Removed from Ground | Diesel | 550 | Bare Steel | 2006-06-06 | Bare Steel
FORMER FONDA MILLING COMPANY | 1915 HIGHWAY 254 | CLEVELAND | White | 10001148 | 2 |  |  | FALSE |  | FALSE | Removed from Ground | Gas (Historical Use) | 750 | Bare Steel | 2006-06-06 | Bare Steel
FORMER FONDA MILLING COMPANY | 1915 HIGHWAY 254 | CLEVELAND | White | 10001148 | 3 |  |  | FALSE |  | FALSE | Removed from Ground | Gas (Historical Use) | 750 | Bare Steel | 2006-06-06 | Bare Steel
MURPHY STORE #7642 | 302 DONALD E THURMOND PKY | CLEVELAND | White | 10002622 | 1 | Flapper Valve | 2016-05-12 | FALSE | 2016-05-12 | FALSE | Currently in Use | Regular | 25000 | Fiberglass Double Walled | 2016-05-12 | Double-Walled Fiberglass | Pressurized
MURPHY STORE #7642 | 302 DONALD E THURMOND PKY | CLEVELAND | White | 10002622 | 2A | Flapper Valve | 2016-05-12 | FALSE | 2016-05-12 | FALSE | Currently in Use | Premium | 8000 | Fiberglass Double Walled | 2016-05-12 | Fiberglass Reinforced Plastic | Pressurized
MURPHY STORE #7642 | 302 DONALD E THURMOND PKY | CLEVELAND | White | 10002622 | 2B | Flapper Valve | 2016-05-12 | FALSE | 2016-05-12 | FALSE | Currently in Use | Diesel | 10000 | Fiberglass Double Walled | 2016-05-12 | Double-Walled Fiberglass | Pressurized
MURPHY STORE #7642 | 302 DONALD E THURMOND PKY | CLEVELAND | White | 10002622 | 2C | Flapper Valve | 2016-05-12 | FALSE | 2016-05-12 | FALSE | Currently in Use | Regular | 8000 | Fiberglass Double Walled | 2016-05-12 | Double-Walled Fiberglass | Pressurized
CLIPPER 75 | 109 S MAIN ST | CLEVELAND | White | 10002631 | 1 | Flapper Valve |  | FALSE |  | FALSE | Currently in Use | Regular | 20000 | Composite Double Walled | 2016-11-01 | Double-Walled Fiberglass | Pressurized
CLIPPER 75 | 109 S MAIN ST | CLEVELAND | White | 10002631 | 2 | Flapper Valve |  | FALSE |  | FALSE | Currently in Use | Premium | 8000 | Composite Double Walled | 2016-11-01 | Fiberglass Reinforced Plastic | Pressurized
CLIPPER 75 | 109 S MAIN ST | CLEVELAND | White | 10002631 | 3 | Flapper Valve | 2016-11-01 | FALSE | 2016-11-01 | FALSE | Currently in Use | E-10 | 7000 | Composite Double Walled | 2016-11-01 | Double-Walled Fiberglass | Pressurized
CLIPPER 75 | 109 S MAIN ST | CLEVELAND | White | 10002631 | 4 | Flapper Valve |  | FALSE |  | FALSE | Currently in Use | Diesel | 5000 | Composite Double Walled | 2016-11-01 | Double-Walled Fiberglass | Pressurized
CLIPPER 75 | 109 S MAIN ST | CLEVELAND | White | 10002631 | 5 | Flapper Valve |  | FALSE |  | FALSE | Currently in Use | Diesel | 15000 | Composite Double Walled | 2016-11-01 | Double-Walled Fiberglass | Pressurized
CLIPPER 75 | 109 S MAIN ST | CLEVELAND | White | 10002631 | 6 | Flapper Valve |  | FALSE |  | FALSE | Currently in Use | Diesel Off Road | 5000 | Composite Double Walled | 2016-11-01 | Double-Walled Fiberglass | Pressurized
KROGER GA #458 | 1307 WEST WALNUT Avenue | DALTON | Whitfield | 10002725 | 1 | Overfill Alarm | 2016-05-26 | FALSE | 2016-05-26 | FALSE | Currently in Use | Regular | 20000 | Fiberglass Double Walled | 2016-04-21 | Double-Walled Flex | Pressurized
KROGER GA #458 | 1307 WEST WALNUT Avenue | DALTON | Whitfield | 10002725 | 2A | Overfill Alarm | 2016-05-26 | FALSE | 2016-05-26 | FALSE | Currently in Use | Diesel | 10000 | Fiberglass Double Walled | 2016-04-21 | Double-Walled Flex | Pressurized
KROGER GA #458 | 1307 WEST WALNUT Avenue | DALTON | Whitfield | 10002725 | 2B | Overfill Alarm | 2016-05-26 | FALSE | 2016-05-26 | FALSE | Currently in Use | Premium | 12000 | Fiberglass Double Walled | 2016-04-21 | Double-Walled Flex | Pressurized
KROGER GA 265 | 1205 N GLENWOOD AVE | DALTON | Whitfield | 10002446 | 1 | Ball Float | 2015-04-11 | FALSE | 2015-04-11 | FALSE | Currently in Use | Gas (Historical Use) | 20000 | Fiberglass Double Walled | 2015-03-11 | Double-Walled Flex | Pressurized
KROGER GA 265 | 1205 N GLENWOOD AVE | DALTON | Whitfield | 10002446 | 2A | Ball Float | 2015-04-11 | FALSE | 2015-04-11 | FALSE | Currently in Use | Gas (Historical Use) | 8000 | Fiberglass Double Walled | 2015-03-11 | Double-Walled Flex | Pressurized
KROGER GA 265 | 1205 N GLENWOOD AVE | DALTON | Whitfield | 10002446 | 2B | Ball Float | 2015-04-11 | FALSE | 2015-04-11 | FALSE | Currently in Use | Diesel | 8000 | Fiberglass Double Walled | 2015-03-11 | Double-Walled Flex | Pressurized
HEERA EXPRESS | 2219 ABUTMENT RD | DALTON | Whitfield | 10002486 | 1 | Flapper Valve | 2015-07-01 | FALSE | 2015-07-01 | FALSE | Currently in Use | Regular | 15000 | Composite Double Walled | 2015-07-01 | Double-Walled Fiberglass
HEERA EXPRESS | 2219 ABUTMENT RD | DALTON | Whitfield | 10002486 | 2 | Flapper Valve | 2015-07-01 | FALSE | 2015-07-01 | FALSE | Currently in Use | Premium | 6000 | Composite Double Walled | 2015-07-01 | Double-Walled Fiberglass
HEERA EXPRESS | 2219 ABUTMENT RD | DALTON | Whitfield | 10002486 | 3 | Flapper Valve | 2015-07-01 | FALSE | 2015-07-01 | FALSE | Currently in Use | Diesel | 5000 | Composite Double Walled | 2015-07-01 | Double-Walled Fiberglass
HEERA EXPRESS | 2219 ABUTMENT RD | DALTON | Whitfield | 10002486 | 4 | Flapper Valve | 2015-07-01 | FALSE | 2015-07-01 | FALSE | Currently in Use | E-0 | 4000 | Composite Double Walled | 2015-07-01 | Double-Walled Fiberglass
WALMART NEIGHBORHOOD MARKET #4528 | 300 W WALNUT AVE | DALTON | Whitfield | 10002474 | 1 |  | 2015-06-02 | FALSE | 2015-06-02 | FALSE | Currently in Use | Gas (Historical Use) | 15000 | Fiberglass Double Walled | 2015-04-23 | Double-Walled Flex | Pressurized
WALMART NEIGHBORHOOD MARKET #4528 | 300 W WALNUT AVE | DALTON | Whitfield | 10002474 | 2A |  | 2015-06-02 | FALSE | 2015-06-02 | FALSE | Currently in Use | Gas (Historical Use) | 8000 | Fiberglass Double Walled | 2015-04-23 | Double-Walled Flex | Pressurized
WALMART NEIGHBORHOOD MARKET #4528 | 300 W WALNUT AVE | DALTON | Whitfield | 10002474 | 2B |  | 2015-06-02 | FALSE | 2015-06-02 | FALSE | Currently in Use | Diesel | 7000 | Fiberglass Double Walled | 2015-04-23 | Double-Walled Flex | Pressurized
BRO XPRESS INC | 1400 N THORNTON AVE | DALTON | Whitfield | 10002497 | 1 |  | 2015-05-28 | FALSE | 2015-05-28 | FALSE | Currently in Use | Gas (Historical Use) | 15000 | Composite Double Walled | 2015-05-15 | Double-Walled Flex | Pressurized
BRO XPRESS INC | 1400 N THORNTON AVE | DALTON | Whitfield | 10002497 | 2A |  | 2015-05-28 | FALSE | 2015-05-28 | FALSE | Currently in Use | Gas (Historical Use) | 4000 | Composite Double Walled | 2015-05-08 | Double-Walled Flex | Pressurized
BRO XPRESS INC | 1400 N THORNTON AVE | DALTON | Whitfield | 10002497 | 2B |  | 2015-05-28 | FALSE | 2015-05-28 | FALSE | Currently in Use | Diesel | 4000 | Composite Double Walled | 2015-05-28 | Double-Walled Flex | Pressurized
RUSTWOOD STREET PROJECT | 701 RUSTWOOD ST | DALTON | Whitfield | 10002535 | 1 |  |  | FALSE |  | FALSE | Removed from Ground | Gas (Historical Use) | 0 |  | 2016-03-08
Road Runners | 1016 N Glenwood Ave | Dalton | Whitfield | 10002949 | 1 | Flapper Valve | 2019-03-01 | FALSE | 2019-03-01 | FALSE | Currently in Use | Regular | 12000 | Composite Double Walled | 2018-10-31 | Double-Walled Flex | Pressurized
Road Runners | 1016 N Glenwood Ave | Dalton | Whitfield | 10002949 | 2A | Flapper Valve | 2019-03-01 | FALSE | 2019-03-01 | FALSE | Currently in Use | Premium | 4000 | Composite Double Walled | 2019-04-03 | Double-Walled Flex | Pressurized
Road Runners | 1016 N Glenwood Ave | Dalton | Whitfield | 10002949 | 2B | Flapper Valve | 2019-03-01 | FALSE | 2019-03-01 | FALSE | Currently in Use | E-0 | 4000 | Composite Double Walled | 2019-04-03 | Double-Walled Flex | Pressurized
Road Runners | 1016 N Glenwood Ave | Dalton | Whitfield | 10002949 | 2C | Flapper Valve | 2019-03-01 | FALSE | 2019-03-01 | FALSE | Currently in Use | Diesel | 4000 | Composite Double Walled | 2019-04-03 | Double-Walled Flex | Pressurized
Abutment Rd Shell | 1704 Abutment Rd | Dalton | Whitfield | 10002981 | 1 | Flapper Valve | 2017-11-09 | FALSE | 2017-11-09 | FALSE | Currently in Use | Regular | 12000 | Composite Double Walled | 2017-10-17 | Double-Walled Fiberglass | Pressurized
Abutment Rd Shell | 1704 Abutment Rd | Dalton | Whitfield | 10002981 | 2A | Flapper Valve | 2017-11-09 | FALSE | 2017-11-09 | FALSE | Currently in Use | Premium | 6000 | Composite Double Walled | 2017-10-17 | Double-Walled Fiberglass | Pressurized
Abutment Rd Shell | 1704 Abutment Rd | Dalton | Whitfield | 10002981 | 2B | Flapper Valve | 2017-11-09 | FALSE | 2017-11-09 | FALSE | Currently in Use | Diesel On Road | 6000 | Composite Double Walled | 2017-10-17 | Double-Walled Fiberglass | Pressurized
QUALITY CONVENIENCE STORE | 519 REED RD NW | DALTON | Whitfield | 10001384 | 1 | Ball Float | 2003-03-04 | FALSE | 2003-03-04 | FALSE | Currently in Use | Regular | 15000 | Composite | 2003-03-04 | Double-Walled Flex | Pressurized
QUALITY CONVENIENCE STORE | 519 REED RD NW | DALTON | Whitfield | 10001384 | 2A | Ball Float | 2003-03-04 | FALSE | 2003-03-04 | FALSE | Currently in Use | Premium | 10000 | Composite | 2003-03-04 | Double-Walled Flex | Pressurized
QUALITY CONVENIENCE STORE | 519 REED RD NW | DALTON | Whitfield | 10001384 | 2B | Ball Float | 2003-03-04 | FALSE | 2003-03-04 | FALSE | Currently in Use | Diesel | 6000 | Composite | 2003-03-04 | Double-Walled Flex | Pressurized
QUALITY CONVENIENCE STORE | 519 REED RD NW | DALTON | Whitfield | 10001384 | 2C | Ball Float | 2003-03-04 | FALSE | 2003-03-04 | FALSE | Temporarily out of use | Kerosene | 4000 | Composite | 2003-03-04 | Double-Walled Flex | Pressurized
SUPER CHEAP MARKET | 3896 CLEVELAND HWY | VARNELL | Whitfield | 10001268 | 1 | Ball Float | 2006-12-01 | FALSE | 2006-12-01 | FALSE | Currently in Use | Regular | 12000 | Composite | 2006-12-01 | Double-Walled Flex | Pressurized
SUPER CHEAP MARKET | 3896 CLEVELAND HWY | VARNELL | Whitfield | 10001268 | 2 | Ball Float | 2006-12-01 | FALSE | 2006-12-01 | FALSE | Currently in Use | Premium | 8000 | Composite | 2006-12-01 | Double-Walled Flex | Pressurized
SUPER CHEAP MARKET | 3896 CLEVELAND HWY | VARNELL | Whitfield | 10001268 | 3 | Ball Float | 2006-12-01 | FALSE | 2006-12-01 | FALSE | Currently in Use | Diesel | 8000 | Composite | 2006-12-01 | Double-Walled Flex | Pressurized
HAMILTON MEDICAL CENTER | 1401 CHATTANOOGA ROAD | DALTON | Whitfield | 10001403 | 1 |  |  | FALSE |  | FALSE | Removed from Ground | Kerosene | 500 | Bare Steel | 2007-07-03
RBCC CHILDRENS VENUE | 124 W GORDON ST | DALTON | Whitfield | 10001595 | 1 |  |  | FALSE |  | FALSE | Removed from Ground | Gas (Historical Use) | 1000 | Bare Steel | 2008-07-23 | Unknown
RBCC CHILDRENS VENUE | 124 W GORDON ST | DALTON | Whitfield | 10001595 | 2 |  |  | FALSE |  | FALSE | Removed from Ground | Gas (Historical Use) | 1000 | Bare Steel | 2008-07-23 | Unknown
RBCC CHILDRENS VENUE | 124 W GORDON ST | DALTON | Whitfield | 10001595 | 3 |  |  | FALSE |  | FALSE | Removed from Ground | Gas (Historical Use) | 1000 | Bare Steel | 2008-07-23 | Unknown
RBCC CHILDRENS VENUE | 124 W GORDON ST | DALTON | Whitfield | 10001595 | 4 |  |  | FALSE |  | FALSE | Removed from Ground | Used Oil | 250 | Bare Steel | 2008-07-24 | Unknown
MURPHY USA #7019 | 885 SHUGART ROAD | DALTON | Whitfield | 10001831 | 1 | Overfill Alarm | 2003-10-24 | FALSE | 2003-10-24 | FALSE | Currently in Use | Gas (Historical Use) | 20000 | Fiberglass Double Walled | 2003-10-09 | Double-Walled Flex | Pressurized
MURPHY USA #7019 | 885 SHUGART ROAD | DALTON | Whitfield | 10001831 | 2A | Overfill Alarm | 2003-10-24 | FALSE | 2003-10-24 | FALSE | Currently in Use | Diesel | 12000 | Fiberglass Double Walled | 2003-10-09 | Double-Walled Flex | Pressurized
MURPHY USA #7019 | 885 SHUGART ROAD | DALTON | Whitfield | 10001831 | 2B | Overfill Alarm | 2003-10-24 | FALSE | 2003-10-24 | FALSE | Currently in Use | Gas (Historical Use) | 8000 | Fiberglass Double Walled | 2003-10-09 | Double-Walled Flex | Pressurized
ROGERS FINISHING | 900 ELK STREET | DALTON | Whitfield | 10002079 | 1 |  |  | FALSE |  | FALSE | Removed from Ground | Other | 0 | Unknown | 2011-04-04
WACHOVIA BANK | 201 SOUTH HAMILTON STREET | DALTON | Whitfield | 10000768 | 1 |  |  | FALSE |  | FALSE | Removed from Ground | Not Marked/Tank Removed | 0 | Unknown
THOMAS & GEORGE WRIGHT | 1302 E WALNUT AVE | DALTON | Whitfield | 10000684 | 1 |  |  | FALSE |  | FALSE | Removed from Ground | Gas (Historical Use) | 1000 | Bare Steel | 2004-06-02
CREEKSIDE GROCERY | 4100 TIBBS BRIDGE RD | DALTON | Whitfield | 10001064 | 1 | Flapper Valve | 2003-08-29 | FALSE | 2003-08-29 | FALSE | Currently in Use | Gas (Historical Use) | 10000 | Composite | 2003-08-25 | Fiberglass Reinforced Plastic | Pressurized
CREEKSIDE GROCERY | 4100 TIBBS BRIDGE RD | DALTON | Whitfield | 10001064 | 2 | Flapper Valve | 2003-08-29 | FALSE | 2003-08-29 | FALSE | Currently in Use | Gas (Historical Use) | 6000 | Composite | 2003-08-25 | Fiberglass Reinforced Plastic | Pressurized
CREEKSIDE GROCERY | 4100 TIBBS BRIDGE RD | DALTON | Whitfield | 10001064 | 3 | Flapper Valve | 2003-08-29 | FALSE | 2003-08-29 | FALSE | Currently in Use | Diesel | 4000 | Composite | 2003-08-25 | Fiberglass Reinforced Plastic | Pressurized
CREEKSIDE GROCERY | 4100 TIBBS BRIDGE RD | DALTON | Whitfield | 10001064 | 4 | Flapper Valve | 2003-08-29 | FALSE | 2003-08-29 | FALSE | Temporarily out of use | Kerosene | 2000 | Composite | 2003-08-25 | Fiberglass Reinforced Plastic | Pressurized
VACANT LOT | 225 NORTH GLENWOOD AVENUE | DALTON | Whitfield | 10000850 | 1 |  |  | FALSE |  | FALSE | Removed from Ground | Diesel | 500 | Bare Steel | 2004-11-18
VACANT LOT | 225 NORTH GLENWOOD AVENUE | DALTON | Whitfield | 10000850 | 2 |  |  | FALSE |  | FALSE | Removed from Ground | Gas (Historical Use) | 1000 | Bare Steel | 2004-11-18
ROGERS DYE FINISHING LLC | 1001 RIVERBEND RD | DALTON | Whitfield | 10000107 | 1 |  |  | FALSE |  | FALSE | Removed from Ground | Gas (Historical Use) | 0 | Unknown | 1973-01-01
MASON'S SERVICES CO LLC | 2722 OLD TILTON RD | DALTON | Whitfield | 10000083 | 1A | Ball Float | 2002-03-06 | FALSE | 2002-03-06 | FALSE | Currently in Use | Diesel | 2000 | Fiberglass | 2002-03-06 | Bare Steel | Safe Suction (Euro)
MASON'S SERVICES CO LLC | 2722 OLD TILTON RD | DALTON | Whitfield | 10000083 | 1B | Ball Float | 2002-03-06 | FALSE | 2002-03-06 | FALSE | Currently in Use | Regular | 2000 | Fiberglass | 2002-03-06 | Bare Steel | Safe Suction (Euro)
MASON'S SERVICES CO LLC | 2722 OLD TILTON RD | DALTON | Whitfield | 10000083 | 1C | Ball Float | 2002-03-06 | FALSE | 2002-03-06 | FALSE | Currently in Use | Diesel Off Road | 2000 | Fiberglass | 2002-03-06 | Bare Steel | Safe Suction (Euro)
KROGER GA-458 | 13607 WEST WALNUT AVE | DALTON | Whitfield | 10000267 | 1A | Ball Float | 2002-10-15 | FALSE | 2002-10-15 | FALSE | Removed from Ground | Gas (Historical Use) | 20000 | Fiberglass Double Walled | 2002-10-01 | Double Walled/Sec. Containment | Pressurized
KROGER GA-458 | 13607 WEST WALNUT AVE | DALTON | Whitfield | 10000267 | 1B | Ball Float | 2002-10-15 | FALSE | 2002-10-15 | FALSE | Removed from Ground | Gas (Historical Use) | 8000 | Fiberglass Double Walled | 2002-10-01 | Double-Walled Fiberglass | Pressurized
FAVORITE MARKET NO. 59 (OLD) | 2600 CHATTANOOGA RD | ROCKY FACE | Whitfield | 10000428 | 1 |  |  | FALSE |  | FALSE | Removed from Ground | Gas (Historical Use) | 10000 | Bare Steel | 1980-05-09 | Galvanized Steel
FAVORITE MARKET NO. 59 (OLD) | 2600 CHATTANOOGA RD | ROCKY FACE | Whitfield | 10000428 | 2 |  |  | FALSE |  | FALSE | Removed from Ground | Gas (Historical Use) | 10000 | Bare Steel | 1980-05-09 | Galvanized Steel
HARRY'S #5 | 100 KIDS DR | DALTON | Whitfield | 10000481 | 1 | Ball Float | 2003-08-01 | FALSE | 2003-08-01 | FALSE | Currently in Use | Regular | 20000 | Composite | 2003-07-25 | Double Walled | Pressurized
HARRY'S #5 | 100 KIDS DR | DALTON | Whitfield | 10000481 | 2 | Ball Float | 2003-08-01 | FALSE | 2003-08-01 | FALSE | Currently in Use | Premium | 12000 | Composite | 2003-08-01 | Double Walled | Pressurized
HARRY'S #5 | 100 KIDS DR | DALTON | Whitfield | 10000481 | 3A | Ball Float | 2003-08-01 | FALSE | 2003-08-01 | FALSE | Currently in Use | Diesel | 8000 | Composite | 2003-07-25 | Double Walled | Pressurized
HARRY'S #5 | 100 KIDS DR | DALTON | Whitfield | 10000481 | 3B | Ball Float | 2003-08-01 | FALSE | 2003-08-01 | FALSE | Currently in Use | Diesel | 4000 | Composite | 2003-07-25 | Double Walled | Pressurized
ACCESS FOOD MART | 1128 S Thornton Ave | Dalton | Whitfield | 570259 | 5A | Flapper Valve | 2019-02-26 | FALSE | 2019-01-23 | FALSE | Currently in Use | Regular | 12000 | Epoxy Double-Walled | 2018-12-13 | Double-Walled Fiberglass | Pressurized
ACCESS FOOD MART | 1128 S Thornton Ave | Dalton | Whitfield | 570259 | 5B | Flapper Valve | 2019-02-26 | FALSE | 2019-01-23 | FALSE | Currently in Use | Premium | 4000 | Epoxy Double-Walled | 2018-12-13 | Double-Walled Fiberglass | Pressurized
ACCESS FOOD MART | 1128 S Thornton Ave | Dalton | Whitfield | 570259 | 5C | Flapper Valve | 2019-02-26 | FALSE | 2019-01-23 | FALSE | Currently in Use | Diesel | 4000 | Epoxy Double-Walled | 2018-12-13 | Double-Walled Fiberglass | Pressurized
ACCESS FOOD MART | 1128 S Thornton Ave | Dalton | Whitfield | 570259 | KERO | Flapper Valve | 1998-03-24 |  | 1998-03-24 |  | Removed from Ground | Kerosene | 2000 | Steel-Impressed Current | 1984-05-08 | Fiberglass Reinforced Plastic | Safe Suction (Euro)
ACCESS FOOD MART | 1128 S Thornton Ave | Dalton | Whitfield | 570259 | SUL | Ball Float | 1998-03-24 |  | 1998-03-24 |  | Removed from Ground | Gas (Historical Use) | 5000 | Steel-Impressed Current | 1984-05-08 | Fiberglass Reinforced Plastic | Pressurized
ACCESS FOOD MART | 1128 S Thornton Ave | Dalton | Whitfield | 570259 | UNL | Ball Float | 1998-03-24 |  | 1998-03-24 |  | Removed from Ground | Gas (Historical Use) | 10008 | Steel-Impressed Current | 1984-05-08 | Fiberglass Reinforced Plastic | Pressurized
ACCESS FOOD MART | 1128 S Thornton Ave | Dalton | Whitfield | 570259 | UNLPLUS | Ball Float | 1998-03-24 |  | 1998-03-24 |  | Removed from Ground | Gas (Historical Use) | 10008 | Steel-Impressed Current | 1984-05-08 | Fiberglass Reinforced Plastic | Pressurized
KANKUS | 400 NORTH GLENWOOD AVE | DALTON | Whitfield | 570260 | 1A | Ball Float | 2011-09-20 | FALSE | 2011-09-20 | FALSE | Currently in Use | Premium | 8000 | Epoxy Double-Walled | 2011-09-20 | Double-Walled Fiberglass | Pressurized
KANKUS | 400 NORTH GLENWOOD AVE | DALTON | Whitfield | 570260 | 1B | Ball Float | 2011-09-20 | FALSE | 2011-09-20 | FALSE | Currently in Use | Regular | 12000 | Epoxy Double-Walled | 2011-09-20 | Double-Walled Fiberglass | Pressurized
KANKUS | 400 NORTH GLENWOOD AVE | DALTON | Whitfield | 570260 | 2A | Ball Float | 2011-09-20 | FALSE | 2011-09-20 | FALSE | Currently in Use | Diesel | 4000 | Epoxy Double-Walled | 2011-09-20 | Double-Walled Fiberglass | Pressurized
KANKUS | 400 NORTH GLENWOOD AVE | DALTON | Whitfield | 570260 | 2B | Ball Float | 2011-09-20 | FALSE | 2011-09-20 | FALSE | Currently in Use | E-0 | 4000 | Epoxy Double-Walled | 2011-09-20 | Double-Walled Fiberglass | Pressurized
KANKUS | 400 NORTH GLENWOOD AVE | DALTON | Whitfield | 570260 | DSL | [5 empty] | Removed from Ground | Diesel | 3008 | Bare Steel | 1984-05-08 | Galvanized Steel | Suction (American)
KANKUS | 400 NORTH GLENWOOD AVE | DALTON | Whitfield | 570260 | KEROSENE | [5 empty] | Removed from Ground | Kerosene | 2005 | Bare Steel | 1996-02-15 | Galvanized Steel | Safe Suction (Euro)
KANKUS | 400 NORTH GLENWOOD AVE | DALTON | Whitfield | 570260 | SUL | [5 empty] | Removed from Ground | Gas (Historical Use) | 10008 | Bare Steel | 1984-05-08 | Galvanized Steel | Pressurized
KANKUS | 400 NORTH GLENWOOD AVE | DALTON | Whitfield | 570260 | SUL#2 | Ball Float | 1996-02-27 |  | 1996-02-27 |  | Removed from Ground | Gas (Historical Use) | 10000 | Composite | 1996-02-27 | Double-Walled Flex | Pressurized
KANKUS | 400 NORTH GLENWOOD AVE | DALTON | Whitfield | 570260 | UNL | [5 empty] | Removed from Ground | Gas (Historical Use) | 10008 | Bare Steel | 1984-05-08 | Galvanized Steel | Pressurized
KANKUS | 400 NORTH GLENWOOD AVE | DALTON | Whitfield | 570260 | UNL #2 | Ball Float | 1996-02-27 | FALSE | 1996-02-27 | FALSE | Removed from Ground | Gas (Historical Use) | 10000 | Composite | 1996-02-27 | Double-Walled Flex | Pressurized
KANKUS | 400 NORTH GLENWOOD AVE | DALTON | Whitfield | 570260 | UNLPLUS | [5 empty] | Removed from Ground | Gas (Historical Use) | 10008 | Bare Steel | 1984-05-08 | Double-Walled Flex | Pressurized
KANKUS | 400 NORTH GLENWOOD AVE | DALTON | Whitfield | 570260 | UNLPLUS#2 | Ball Float | 1996-02-27 |  | 1996-02-27 |  | Removed from Ground | Gas (Historical Use) | 10000 | Composite | 1996-02-27 | Double Walled | Pressurized
FAST #173 | 1727 CLEVELAND HWY | DALTON | Whitfield | 1550001 | 1 | Ball Float | 1998-12-01 |  | 1998-12-01 |  | Removed from Ground | Gas (Historical Use) | 10000 | Steel-Impressed Current | 1974-05-11 | Steel/FG Secondary containment | Pressurized
FAST #173 | 1727 CLEVELAND HWY | DALTON | Whitfield | 1550001 | 2 | Ball Float | 1998-12-01 |  | 1998-12-01 |  | Removed from Ground | Gas (Historical Use) | 10000 | Steel-Impressed Current | 1974-05-11 | Steel/FG Secondary containment | Pressurized
FAST #173 | 1727 CLEVELAND HWY | DALTON | Whitfield | 1550001 | 3 | Ball Float | 1998-12-01 |  | 1998-12-01 |  | Removed from Ground | Gas (Historical Use) | 10000 | Steel-Impressed Current | 1974-05-11 | Steel/FG Secondary containment | Pressurized
MAPCO EXPRESS INC #3513 | 324 GLENWOOD AVE | DALTON | Whitfield | 1550002 | 1 | Flapper Valve | 1994-11-14 | FALSE | 1994-11-14 | FALSE | Currently in Use | Regular | 12000 | Steel-Impressed Current | 1984-05-08 | Fiberglass Reinforced Plastic | Pressurized
MAPCO EXPRESS INC #3513 | 324 GLENWOOD AVE | DALTON | Whitfield | 1550002 | 2 | Flapper Valve | 1994-11-14 | FALSE | 1994-11-14 | FALSE | Currently in Use | Plus | 12000 | Steel-Impressed Current | 1984-05-08 | Fiberglass Reinforced Plastic | Pressurized
MAPCO EXPRESS INC #3513 | 324 GLENWOOD AVE | DALTON | Whitfield | 1550002 | 3 | Flapper Valve | 1994-11-14 | FALSE | 1994-11-14 | FALSE | Currently in Use | Premium | 8000 | Steel-Impressed Current | 1984-05-08 | Fiberglass Reinforced Plastic | Pressurized
MAPCO EXPRESS INC #3513 | 324 GLENWOOD AVE | DALTON | Whitfield | 1550002 | 4 | Flapper Valve | 1994-11-14 | FALSE | 1994-11-14 | FALSE | Currently in Use | Diesel | 6000 | Steel-Impressed Current | 1984-05-08 | Fiberglass Reinforced Plastic | Pressurized
MAPCO EXPRESS INC #3513 | 324 GLENWOOD AVE | DALTON | Whitfield | 1550002 | 5 | Flapper Valve | 1994-11-14 | FALSE | 1994-11-14 | FALSE | Currently in Use | Kerosene | 4000 | Steel-Impressed Current | 1984-05-08 | Fiberglass Reinforced Plastic | Pressurized
EZ STOP | 1524 MURRAY AVE | DALTON | Whitfield | 1550003 | 1 |  | 1998-12-18 |  | 1998-12-18 |  | Currently in Use | Diesel | 8000 | Steel-Impressed Current | 1968-05-05 | Double-Walled Flex | Pressurized
EZ STOP | 1524 MURRAY AVE | DALTON | Whitfield | 1550003 | 2 |  | 1998-12-18 |  | 1998-12-18 |  | Removed from Ground | Gas (Historical Use) | 6000 | Steel-Impressed Current | 1968-05-05 | Cathodically Protected | Pressurized
EZ STOP | 1524 MURRAY AVE | DALTON | Whitfield | 1550003 | 3 |  | 1998-12-18 |  | 1998-12-18 |  | Removed from Ground | Gas (Historical Use) | 6000 | Steel-Impressed Current | 1968-05-05 | Cathodically Protected | Pressurized
EZ STOP | 1524 MURRAY AVE | DALTON | Whitfield | 1550003 | 4 |  |  | TRUE |  | TRUE | Removed from Ground | Used Oil | 500 | Steel-Impressed Current | 1963-05-07 | Cathodically Protected
EZ STOP | 1524 MURRAY AVE | DALTON | Whitfield | 1550003 | 5A |  | 2006-05-15 | FALSE | 2006-05-15 | FALSE | Currently in Use | Gas (Historical Use) | 10000 | Composite | 2006-05-15 | Double-Walled Flex | Pressurized
EZ STOP | 1524 MURRAY AVE | DALTON | Whitfield | 1550003 | 5B |  | 2006-05-15 | FALSE | 2006-05-15 | FALSE | Currently in Use | Gas (Historical Use) | 5000 | Composite | 2006-05-15 | Double-Walled Flex | Pressurized
HESS #10240 | THORNTON AVE & CHATTANOOGA RD | DALTON | Whitfield | 1550005 | 1 | [5 empty] | Removed from Ground | Empty | 10000 | Bare Steel | 1969-05-09 | Galvanized Steel
HESS #10240 | THORNTON AVE & CHATTANOOGA RD | DALTON | Whitfield | 1550005 | 2 | [5 empty] | Removed from Ground | Empty | 10000 | Bare Steel | 1969-05-09 | Galvanized Steel
HESS #10240 | THORNTON AVE & CHATTANOOGA RD | DALTON | Whitfield | 1550005 | 3 | [5 empty] | Removed from Ground | Empty | 10000 | Bare Steel | 1969-05-09 | Galvanized Steel
HESS #10240 | THORNTON AVE & CHATTANOOGA RD | DALTON | Whitfield | 1550005 | 4 | [5 empty] | Removed from Ground | Empty | 10000 | Bare Steel | 1969-05-09 | Galvanized Steel
MAPCO EXPRESS 3620 | 2112 CLEVELAND HWY | DALTON | Whitfield | 1550007 | 1 | [5 empty] | Removed from Ground | Gas (Historical Use) | 10000 | Bare Steel | 1974-05-02 | Galvanized Steel
MAPCO EXPRESS 3620 | 2112 CLEVELAND HWY | DALTON | Whitfield | 1550007 | 2 | [5 empty] | Removed from Ground | Gas (Historical Use) | 10000 | Bare Steel | 1974-05-02 | Galvanized Steel
MAPCO EXPRESS 3620 | 2112 CLEVELAND HWY | DALTON | Whitfield | 1550007 | 3 | [5 empty] | Removed from Ground | Gas (Historical Use) | 10000 | Bare Steel | 1974-05-02 | Galvanized Steel
MAPCO EXPRESS 3620 | 2112 CLEVELAND HWY | DALTON | Whitfield | 1550007 | 4 | [5 empty] | Removed from Ground | Kerosene | 4000 | Bare Steel | 1974-05-02 | Galvanized Steel
MAPCO EXPRESS 3620 | 2112 CLEVELAND HWY | DALTON | Whitfield | 1550007 | 5 | [5 empty] | Removed from Ground | Diesel | 3000 | Bare Steel | 1974-05-02 | Galvanized Steel
MAPCO EXPRESS 3620 | 2112 CLEVELAND HWY | DALTON | Whitfield | 1550007 | 6 | Ball Float | 1997-03-17 | FALSE | 1997-03-17 | FALSE | Currently in Use | Regular | 15000 | Fiberglass Double Walled | 1997-03-17 | Flex | Pressurized
MAPCO EXPRESS 3620 | 2112 CLEVELAND HWY | DALTON | Whitfield | 1550007 | 7 | Ball Float | 1997-03-17 | FALSE | 1997-03-17 | FALSE | Currently in Use | Premium | 12000 | Fiberglass Double Walled | 1997-03-17 | Flex | Pressurized
MAPCO EXPRESS 3620 | 2112 CLEVELAND HWY | DALTON | Whitfield | 1550007 | 8 | Ball Float | 1997-03-17 | FALSE | 1997-03-17 | FALSE | Currently in Use | Diesel | 10000 | Fiberglass Double Walled | 1997-03-17 | Flex | Pressurized
MAPCO EXPRESS 3620 | 2112 CLEVELAND HWY | DALTON | Whitfield | 1550007 | 9 | Ball Float | 1997-03-17 | FALSE | 1997-03-17 | FALSE | Currently in Use | Kerosene | 6000 | Fiberglass Double Walled | 1997-03-17 | Flex | Pressurized
JIM WALLACE SHELL #303 | 2201 CHATSWORTH HWY | DALTON | Whitfield | 1550008 | 1 | [5 empty] | Removed from Ground | Gas (Historical Use) | 10000 | Bare Steel | 1967-05-04 | Galvanized Steel | Pressurized
JIM WALLACE SHELL #303 | 2201 CHATSWORTH HWY | DALTON | Whitfield | 1550008 | 2 | [5 empty] | Removed from Ground | Gas (Historical Use) | 10000 | Bare Steel | 1967-05-04 | Galvanized Steel | Pressurized
JIM WALLACE SHELL #303 | 2201 CHATSWORTH HWY | DALTON | Whitfield | 1550008 | 3 | [5 empty] | Removed from Ground | Gas (Historical Use) | 10000 | Bare Steel | 1967-05-04 | Galvanized Steel | Pressurized
JIM WALLACE SHELL #303 | 2201 CHATSWORTH HWY | DALTON | Whitfield | 1550008 | 4 | [5 empty] | Removed from Ground | Kerosene | 6000 | Bare Steel | 1967-05-04 | Galvanized Steel | Pressurized
JIM WALLACE SHELL #303 | 2201 CHATSWORTH HWY | DALTON | Whitfield | 1550008 | 5 | [5 empty] | Removed from Ground | Diesel | 3000 | Bare Steel | 1967-05-04 | Galvanized Steel | Pressurized
TEXTILE RUBBER & CHEMICAL CO. | 1300 TIARCO DR S.W. | DALTON | Whitfield | 1550009 | 1 | [5 empty] | Removed from Ground | Diesel | 8000 | Bare Steel | 1970-03-31 | Galvanized Steel
TEXTILE RUBBER & CHEMICAL CO. | 1300 TIARCO DR S.W. | DALTON | Whitfield | 1550009 | 2 | Flapper Valve | 1997-08-20 |  | 1997-08-20 | TRUE | Removed from Ground | Diesel | 2000 | Galvanic (STIP-3) | 1989-07-12 | Galvanized Steel | Suction (American)
TEXTILE RUBBER & CHEMICAL CO. | 1300 TIARCO DR S.W. | DALTON | Whitfield | 1550009 | 3 | Flapper Valve | 1997-08-20 |  | 1997-08-20 | TRUE | Removed from Ground | Diesel | 10000 | Composite | 1997-08-20 | Fiberglass Reinforced Plastic | Suction (American)
TEXTILE RUBBER & CHEMICAL CO. | 1300 TIARCO DR S.W. | DALTON | Whitfield | 1550009 | 4 |  | 1997-08-20 |  | 1997-08-20 |  | Removed from Ground | Gas (Historical Use) | 2000 | Cathodically Protected Steel | 1997-07-12 | Fiberglass Reinforced Plastic | Suction (American)
E&B CARPETS NATL DIST CENTER | LAVERT DR | DALTON | Whitfield | 1550010 | 1 | [5 empty] | Removed from Ground | Empty | 1000 | Bare Steel | 1966-04-07 | Bare Steel
ED KIRBY | 1501 W WALNUT AVE | DALTON | Whitfield | 1550011 | 1 |  |  | TRUE |  | TRUE | Removed from Ground | Used Oil | 500 | Bare Steel | 1971-04-11 | Bare Steel | Gravity Fed
GENERAL LATEX & CHEMICAL CORP. | 1206 LAMAR ST. | DALTON | Whitfield | 1550015 | 1 | [5 empty] | Closed in Ground | Empty | 12000 | Bare Steel | 1952-05-08 | Not Marked
GENERAL LATEX & CHEMICAL CORP. | 1206 LAMAR ST. | DALTON | Whitfield | 1550015 | 10 | [5 empty] | Closed in Ground | Empty | 3653 | Bare Steel | 1974-05-03 | Not Marked
GENERAL LATEX & CHEMICAL CORP. | 1206 LAMAR ST. | DALTON | Whitfield | 1550015 | 2 | [5 empty] | Closed in Ground | Empty | 12000 | Bare Steel | 1952-05-08 | Not Marked
GENERAL LATEX & CHEMICAL CORP. | 1206 LAMAR ST. | DALTON | Whitfield | 1550015 | 3 | [5 empty] | Closed in Ground | Empty | 12000 | Bare Steel | 1952-05-08 | Not Marked
GENERAL LATEX & CHEMICAL CORP. | 1206 LAMAR ST. | DALTON | Whitfield | 1550015 | 4 | [5 empty] | Closed in Ground | Empty | 12000 | Bare Steel | 1952-05-08 | Not Marked
GENERAL LATEX & CHEMICAL CORP. | 1206 LAMAR ST. | DALTON | Whitfield | 1550015 | 5 | [5 empty] | Closed in Ground | Empty | 11100 | Bare Steel | 1954-05-08 | Not Marked
GENERAL LATEX & CHEMICAL CORP. | 1206 LAMAR ST. | DALTON | Whitfield | 1550015 | 6 | [5 empty] | Closed in Ground | Empty | 11100 | Bare Steel | 1954-05-08 | Not Marked
GENERAL LATEX & CHEMICAL CORP. | 1206 LAMAR ST. | DALTON | Whitfield | 1550015 | 7 | [5 empty] | Closed in Ground | Empty | 104000 | Bare Steel | 1952-05-08 | Not Marked
GENERAL LATEX & CHEMICAL CORP. | 1206 LAMAR ST. | DALTON | Whitfield | 1550015 | 8 | [5 empty] | Closed in Ground | Empty | 18000 | Bare Steel | 1974-05-03 | Not Marked
GENERAL LATEX & CHEMICAL CORP. | 1206 LAMAR ST. | DALTON | Whitfield | 1550015 | 9 | [5 empty] | Closed in Ground | Empty | 18000 | Bare Steel | 1974-05-03 | Not Marked
GENERAL LATEX & CHEMICAL CORP. | 1206 LAMAR ST. | DALTON | Whitfield | 1550015 | DUP236 | [5 empty] | Closed in Ground | Empty | 3653 | Bare Steel | 1974-05-03 | Not Marked
WASTE MGMT OF NORTH GA | 1040 RIVERBEND DR | DALTON | Whitfield | 1550016 | 1 | [5 empty] | Removed from Ground | Diesel | 10000 | Bare Steel | 1966-05-05 | Galvanized Steel | Suction (American)
WASTE MGMT OF NORTH GA | 1040 RIVERBEND DR | DALTON | Whitfield | 1550016 | 2 | [5 empty] | Removed from Ground | Empty | 500 | Bare Steel | 1966-05-05 | Galvanized Steel | Suction (American)
MAPCO EXPRESS 3648 | 702 NORTH VARNELL RD | DALTON | Whitfield | 1550017 | 1 | Ball Float | 1997-02-16 | FALSE | 1997-02-16 | FALSE | Currently in Use | Regular | 10277 | Composite | 1997-02-02 | Double-Walled Flex | Pressurized
MAPCO EXPRESS 3648 | 702 NORTH VARNELL RD | DALTON | Whitfield | 1550017 | 2 | Ball Float | 1997-02-16 | FALSE | 1997-02-16 | FALSE | Currently in Use | Premium | 10293 | Composite | 1997-02-02 | Double-Walled Flex | Pressurized
MAPCO EXPRESS 3648 | 702 NORTH VARNELL RD | DALTON | Whitfield | 1550017 | 3 | Ball Float | 1997-02-16 | FALSE | 1997-02-16 | FALSE | Currently in Use | Diesel | 10277 | Composite | 1997-02-02 | Double-Walled Flex | Pressurized
MAPCO EXPRESS 3648 | 702 NORTH VARNELL RD | DALTON | Whitfield | 1550017 | DSL | [5 empty] | Removed from Ground | Diesel | 11681 | Composite | 1981-01-27 | Fiberglass Reinforced Plastic | Pressurized
MAPCO EXPRESS 3648 | 702 NORTH VARNELL RD | DALTON | Whitfield | 1550017 | R | [5 empty] | Removed from Ground | Gas (Historical Use) | 10152 | Bare Steel | 1989-01-01 | Fiberglass Reinforced Plastic
MAPCO EXPRESS 3648 | 702 NORTH VARNELL RD | DALTON | Whitfield | 1550017 | R-1 | [5 empty] | Removed from Ground | Gas (Historical Use) | 10152 | Bare Steel | 1971-05-04 | Galvanized Steel
MAPCO EXPRESS 3648 | 702 NORTH VARNELL RD | DALTON | Whitfield | 1550017 | R-2 | [5 empty] | Removed from Ground | Gas (Historical Use) | 10152 | Bare Steel | 1971-05-04 | Galvanized Steel
MAPCO EXPRESS 3648 | 702 NORTH VARNELL RD | DALTON | Whitfield | 1550017 | S/U | [5 empty] | Removed from Ground | Gas (Historical Use) | 10152 | Composite | 1989-01-01 | Fiberglass Reinforced Plastic | Pressurized
MAPCO EXPRESS 3648 | 702 NORTH VARNELL RD | DALTON | Whitfield | 1550017 | S/U-1 | [5 empty] | Removed from Ground | Gas (Historical Use) | 6047 | Bare Steel | 1971-05-04 | Galvanized Steel
MAPCO EXPRESS 3648 | 702 NORTH VARNELL RD | DALTON | Whitfield | 1550017 | UL | [5 empty] | Removed from Ground | Gas (Historical Use) | 6047 | Bare Steel | 1971-05-04 | Galvanized Steel
MAPCO EXPRESS 3648 | 702 NORTH VARNELL RD | DALTON | Whitfield | 1550017 | UNL | [5 empty] | Removed from Ground | Gas (Historical Use) | 10152 | Composite | 1989-01-01 | Fiberglass Reinforced Plastic | Pressurized
MEAD WOODLANDS | 3714 DIXIE HWY SW | DALTON | Whitfield | 1550018 | 1 | [5 empty] | Removed from Ground | Gas (Historical Use) | 1000 | Bare Steel | 1980-04-23 | Galvanized Steel
MEAD WOODLANDS | 3714 DIXIE HWY SW | DALTON | Whitfield | 1550018 | 2 | [5 empty] | Removed from Ground | Diesel | 1000 | Bare Steel | 1980-04-23 | Galvanized Steel
WALSH CHEMICAL CORP | 1400 DEE ST | DALTON | Whitfield | 1550019 | 1 | [5 empty] | Permanently Out Of Use | Empty | 4000 | Bare Steel | 1966-04-28 | Unknown
WALSH CHEMICAL CORP | 1400 DEE ST | DALTON | Whitfield | 1550019 | 2 | [5 empty] | Permanently Out Of Use | Empty | 6000 | Bare Steel | 1974-04-26 | Unknown
DUVALL CHEMICALS INC | 2890 FIVE SPRINGS RD | DALTON | Whitfield | 1550020 | 1 |  | 1998-12-01 |  | 1998-12-01 |  | Removed from Ground | Diesel | 10000 | Steel-Impressed Current | 1979-04-06 | Cathodically Protected | Pressurized
COC 1ST BN 108TH ARMOR | 709 WEST CRAWFORD ST | DALTON | Whitfield | 1550021 | 1 | [5 empty] | Removed from Ground | Gas (Historical Use) | 1200 | Bare Steel | 1965-05-06 | Unknown
GA POWER DALTON OPERATING HDQR | 1289 ABUTMENT RD | DALTON | Whitfield | 1550022 | 2 | [5 empty] | Closed in Ground | Diesel | 6000 | Bare Steel | 1971-05-11 | Unknown | Pressurized
GA POWER DALTON OPERATING HDQR | 1289 ABUTMENT RD | DALTON | Whitfield | 1550022 | 3 |  |  | TRUE |  | TRUE | Removed from Ground | Used Oil | 500 | Not Marked/Unknown | 1992-10-05 | Not Marked
GA POWER DALTON OPERATING HDQR | 1289 ABUTMENT RD | DALTON | Whitfield | 1550022 | A | [5 empty] | Closed in Ground | Gas (Historical Use) | 10000 | Fiberglass | 1985-05-08 | Galvanized Steel | Pressurized
TUFTED SAMPLE/BROWN PRINTING | 420 3RD AVE | DALTON | Whitfield | 1550023 | 1 | [5 empty] | Removed from Ground | Gas (Historical Use) | 1000 | Bare Steel | 1966-05-06 | Galvanized Steel
BROWN PRINTING CO/MARKETING SVC | 205 WEST INDUSTRIAL BLVD | DALTON | Whitfield | 1550024 | 1 | [5 empty] | Removed from Ground | Gas (Historical Use) | 2000 | Bare Steel | 1976-05-03 | Galvanized Steel
BROWN PRINTING CO/MARKETING SVC | 205 WEST INDUSTRIAL BLVD | DALTON | Whitfield | 1550024 | 2 | [5 empty] | Removed from Ground | Gas (Historical Use) | 2000 | Bare Steel | 1976-05-03 | Galvanized Steel
MASTERPIECE FINISHING INC | 104 CALLAHAN RD | DALTON | Whitfield | 1550025 | 1 | [5 empty] | Removed from Ground | Gas (Historical Use) | 2000 | Bare Steel | 1996-06-17 | Galvanized Steel
MASTERPIECE FINISHING INC | 104 CALLAHAN RD | DALTON | Whitfield | 1550025 | 2 | [5 empty] | Removed from Ground | Diesel | 1000 | Bare Steel | 1996-06-13 | Galvanized Steel
PENSKE TRUCK LEASING CO LP | 3351 SOUTH DUG GAP RD | DALTON | Whitfield | 1550026 | 1 | [5 empty] | Removed from Ground | Empty | 10000 | Cathodically Protected Steel | 1984-05-01 | Unknown
PENSKE TRUCK LEASING CO LP | 3351 SOUTH DUG GAP RD | DALTON | Whitfield | 1550026 | 2 | [5 empty] | Removed from Ground | Diesel | 10000 | Cathodically Protected Steel | 1984-05-01 | Unknown
PENSKE TRUCK LEASING CO LP | 3351 SOUTH DUG GAP RD | DALTON | Whitfield | 1550026 | 3 |  | 1998-07-01 | TRUE | 1989-07-01 | TRUE | Removed from Ground | Used Oil | 1000 | Composite | 2010-12-03 | Fiberglass Reinforced Plastic
PENSKE TRUCK LEASING CO LP | 3351 SOUTH DUG GAP RD | DALTON | Whitfield | 1550026 | 4 | Flapper Valve | 1989-07-01 | TRUE | 1989-07-01 | TRUE | Removed from Ground | Diesel | 20000 | Composite | 2010-08-30 | Fiberglass Reinforced Plastic | Pressurized
PENSKE TRUCK LEASING CO LP | 3351 SOUTH DUG GAP RD | DALTON | Whitfield | 1550026 | 5 | Flapper Valve | 1989-07-01 | TRUE | 1989-07-01 | TRUE | Removed from Ground |  | 1000 | Composite | 2010-12-03 | Fiberglass Reinforced Plastic | Suction (American)
FUEL CITY #1 | HWY 273 & CONN 3 | DALTON | Whitfield | 1550028 | 1 | [5 empty] | Permanently Out Of Use | Gas (Historical Use) | 20000 | Bare Steel | 1970-05-11 | Galvanized Steel | Pressurized
FUEL CITY #1 | HWY 273 & CONN 3 | DALTON | Whitfield | 1550028 | 2 | [5 empty] | Permanently Out Of Use | Gas (Historical Use) | 10000 | Bare Steel | 1970-05-11 | Galvanized Steel | Pressurized
FUEL CITY #1 | HWY 273 & CONN 3 | DALTON | Whitfield | 1550028 | 3 | [5 empty] | Permanently Out Of Use | Gas (Historical Use) | 10000 | Bare Steel | 1970-05-11 | Galvanized Steel | Pressurized
FUEL CITY #1 | HWY 273 & CONN 3 | DALTON | Whitfield | 1550028 | 4 | [5 empty] | Permanently Out Of Use | Diesel | 20000 | Bare Steel | 1970-05-11 | Galvanized Steel | Pressurized
FAVORITE MARKET #1-A | 507 EAST MORRIS ST | DALTON | Whitfield | 1550029 | 1 | [5 empty] | Removed from Ground | Gas (Historical Use) | 8000 | Bare Steel | 1972-05-11 | Galvanized Steel | Suction (American)
FAVORITE MARKET #1-A | 507 EAST MORRIS ST | DALTON | Whitfield | 1550029 | 2 | [5 empty] | Removed from Ground | Gas (Historical Use) | 8000 | Bare Steel | 1972-05-11 | Galvanized Steel | Suction (American)
FAVORITE MARKET #1-A | 507 EAST MORRIS ST | DALTON | Whitfield | 1550029 | 3 | [5 empty] | Removed from Ground | Gas (Historical Use) | 8000 | Bare Steel | 1972-05-11 | Galvanized Steel | Suction (American)
FAVORITE MARKET #1-A | 507 EAST MORRIS ST | DALTON | Whitfield | 1550029 | 4 | [5 empty] | Removed from Ground | Diesel | 8000 | Bare Steel | 1972-05-11 | Galvanized Steel | Suction (American)
FAVORITE MARKET #2 | 2902 AIRPORT ROAD | DALTON | Whitfield | 1550030 | 1 | [5 empty] | Removed from Ground | Gas (Historical Use) | 6000 | Bare Steel | 1972-05-11 | Galvanized Steel | Safe Suction (Euro)
FAVORITE MARKET #2 | 2902 AIRPORT ROAD | DALTON | Whitfield | 1550030 | 2 | [5 empty] | Removed from Ground | Gas (Historical Use) | 6000 | Bare Steel | 1972-05-11 | Galvanized Steel | Safe Suction (Euro)
FAVORITE MARKET #7 | 3363 CHATTANOOGA RD NW | TUNNEL HILL | Whitfield | 1550032 | R | [5 empty] | Removed from Ground | Gas (Historical Use) | 8000 | Bare Steel | 1979-05-10 | Galvanized Steel
FAVORITE MARKET #7 | 3363 CHATTANOOGA RD NW | TUNNEL HILL | Whitfield | 1550032 | U | [5 empty] | Removed from Ground | Gas (Historical Use) | 8000 | Bare Steel | 1979-05-10 | Galvanized Steel
MAPCO EXPRESS 3612 | 304 N THORNTON AVE | DALTON | Whitfield | 1550033 | 1 | Flapper Valve | 1998-04-24 | FALSE | 1998-04-24 | FALSE | Currently in Use | Regular | 10000 |  | 1980-05-09 | Steel (Impressed Current) | Pressurized
MAPCO EXPRESS 3612 | 304 N THORNTON AVE | DALTON | Whitfield | 1550033 | 2 | Flapper Valve | 1998-04-24 |  | 1998-04-24 |  | Currently in Use | Gas (Historical Use) | 10000 | Cathodically Protected Steel | 1980-05-09 | Steel (Impressed Current) | Pressurized
FAVORITE MARKET #9 | 900 UNDERWOOD AVE | DALTON | Whitfield | 1550034 | 1 | [5 empty] | Removed from Ground | Gas (Historical Use) | 8000 | Bare Steel | 1972-05-11 | Galvanized Steel
FAVORITE MARKET #9 | 900 UNDERWOOD AVE | DALTON | Whitfield | 1550034 | 2 | [5 empty] | Removed from Ground | Gas (Historical Use) | 3000 | Bare Steel | 1983-05-09 | Galvanized Steel
FAVORITE MARKET #10 | 3650 CHATTANOOGA RD | TUNNEL HILL | Whitfield | 1550035 | 1 |  | 1998-11-16 |  | 1998-11-16 |  | Permanently Out of Use - historical purposes | Gas (Historical Use) | 8000 | Cathodically Protected Steel | 1979-05-10 | Cathodically Protected | Suction (American)
FAVORITE MARKET #10 | 3650 CHATTANOOGA RD | TUNNEL HILL | Whitfield | 1550035 | 2 |  | 1998-11-16 |  | 1998-11-16 |  | Permanently Out of Use - historical purposes | Gas (Historical Use) | 6000 | Cathodically Protected Steel | 1979-05-10 | Cathodically Protected | Safe Suction (Euro)
FAVORITE MARKET #10 | 3650 CHATTANOOGA RD | TUNNEL HILL | Whitfield | 1550035 | 3 |  | 1998-11-16 |  | 1998-11-16 |  | Permanently Out of Use - historical purposes | Gas (Historical Use) | 6000 | Cathodically Protected Steel | 1979-05-08 | Cathodically Protected | Safe Suction (Euro)
MAPCO EXPRESS 3621 | 1261 DAWNSVILLE RD | DALTON | Whitfield | 1550036 | 1 | Flapper Valve | 1998-04-14 | FALSE | 1998-04-14 | FALSE | Currently in Use | Regular | 10000 | Steel-Impressed Current | 1977-05-10 | Steel (Impressed Current) | Suction (American)
MAPCO EXPRESS 3621 | 1261 DAWNSVILLE RD | DALTON | Whitfield | 1550036 | 2 | Flapper Valve | 1998-04-14 |  | 1998-04-14 |  | Temporarily out of use | Gas (Historical Use) | 10000 | Steel-Impressed Current | 1977-05-10 | Steel (Impressed Current) | Suction (American)
MAPCO EXPRESS 3621 | 1261 DAWNSVILLE RD | DALTON | Whitfield | 1550036 | 3 | Flapper Valve | 1998-04-14 |  | 1998-04-14 |  | Temporarily out of use | Gas (Historical Use) | 10000 | Steel-Impressed Current | 1977-05-10 | Steel (Impressed Current) | Suction (American)
FAVORITE MARKET #15 | 2829 CHATSWORTH RD | DALTON | Whitfield | 1550037 | 1 | [5 empty] | Removed from Ground | Gas (Historical Use) | 8000 | Bare Steel | 1978-05-10 | Galvanized Steel
FAVORITE MARKET #15 | 2829 CHATSWORTH RD | DALTON | Whitfield | 1550037 | 2 | [5 empty] | Removed from Ground | Gas (Historical Use) | 8000 | Bare Steel | 1978-05-10 | Galvanized Steel
MAPCO EXPRESS 3622 | 811 RIVERBEND RD | DALTON | Whitfield | 1550038 | 1 | [5 empty] | Removed from Ground | Gas (Historical Use) | 10008 | Bare Steel | 1981-05-09 | Galvanized Steel | Pressurized
MAPCO EXPRESS 3622 | 811 RIVERBEND RD | DALTON | Whitfield | 1550038 | 2 | [5 empty] | Removed from Ground | Gas (Historical Use) | 10000 | Bare Steel | 1979-05-10 | Galvanized Steel | Pressurized
MAPCO EXPRESS 3622 | 811 RIVERBEND RD | DALTON | Whitfield | 1550038 | 3 | [5 empty] | Removed from Ground | Gas (Historical Use) | 10000 | Bare Steel | 1979-05-10 | Galvanized Steel | Pressurized
MAPCO EXPRESS 3622 | 811 RIVERBEND RD | DALTON | Whitfield | 1550038 | 4 | Ball Float | 1998-12-11 | FALSE | 1998-12-11 | FALSE | Currently in Use | Premium | 10000 | Composite | 1998-12-11 | Double-Walled Flex | Pressurized
MAPCO EXPRESS 3622 | 811 RIVERBEND RD | DALTON | Whitfield | 1550038 | 5 | Ball Float | 1998-12-11 | FALSE | 1998-12-11 | FALSE | Currently in Use | Regular | 10000 | Composite | 1998-12-11 | Double-Walled Flex | Pressurized
MAPCO EXPRESS 3622 | 811 RIVERBEND RD | DALTON | Whitfield | 1550038 | 6 | Ball Float | 1998-12-11 | FALSE | 1998-12-11 | FALSE | Currently in Use | Gas (Historical Use) | 10000 | Composite | 1998-12-11 | Double-Walled Flex | Pressurized
MAPCO EXPRESS 3623 | 2230 ABUTMENT RD | DALTON | Whitfield | 1550039 | 1 | Flapper Valve | 1993-01-08 | FALSE | 1993-01-08 | FALSE | Currently in Use | Regular | 9994 | Steel-Impressed Current | 1979-05-10 | Steel (Impressed Current) | Pressurized
MAPCO EXPRESS 3623 | 2230 ABUTMENT RD | DALTON | Whitfield | 1550039 | 2 | Flapper Valve | 1993-01-08 | FALSE | 1993-01-08 | FALSE | Currently in Use | Diesel | 10008 | Steel-Impressed Current | 1979-05-10 | Steel (Impressed Current) | Pressurized
MAPCO EXPRESS 3623 | 2230 ABUTMENT RD | DALTON | Whitfield | 1550039 | 3 | Flapper Valve | 1993-01-08 | FALSE | 1993-01-08 | FALSE | Currently in Use | Premium | 10008 | Steel-Impressed Current | 1986-05-08 | Steel (Impressed Current) | Pressurized
FAVORITE MARKET #43 | 2962 CLEVELAND RD | DALTON | Whitfield | 1550040 | 1 | [5 empty] | Removed from Ground | Empty | 10000 | Bare Steel | 1979-05-10 | Galvanized Steel
FAVORITE MARKET #43 | 2962 CLEVELAND RD | DALTON | Whitfield | 1550040 | 2 | [5 empty] | Removed from Ground | Empty | 10000 | Bare Steel | 1979-05-10 | Galvanized Steel
FAVORITE MARKET #43 | 2962 CLEVELAND RD | DALTON | Whitfield | 1550040 | 3 | [5 empty] | Removed from Ground | Empty | 10000 | Bare Steel | 1979-05-10 | Galvanized Steel
FAVORITE MARKET #58 | 1517 WALNUT AVE | DALTON | Whitfield | 1550041 | REG | [5 empty] | Removed from Ground | Gas (Historical Use) | 10152 | Bare Steel | 1989-10-30 | Galvanized Steel
FAVORITE MARKET #58 | 1517 WALNUT AVE | DALTON | Whitfield | 1550041 | SUL | [5 empty] | Removed from Ground | Gas (Historical Use) | 10152 | Bare Steel | 1989-10-30 | Galvanized Steel
FAVORITE MARKET #58 | 1517 WALNUT AVE | DALTON | Whitfield | 1550041 | UNL | [5 empty] | Removed from Ground | Gas (Historical Use) | 10152 | Bare Steel | 1989-10-30 | Galvanized Steel
MAPCO EXPRESS 3641 | 2830 CHATTANOOGA RD | ROCKY FACE | Whitfield | 1550042 | 1 | Ball Float | 1992-03-31 | FALSE | 1992-03-31 | FALSE | Currently in Use | Regular | 10000 | Composite | 1992-03-31 | Fiberglass Reinforced Plastic | Pressurized
MAPCO EXPRESS 3641 | 2830 CHATTANOOGA RD | ROCKY FACE | Whitfield | 1550042 | 2 | Ball Float | 1992-03-31 | FALSE | 1992-03-31 | FALSE | Currently in Use | Plus | 10000 | Composite | 1992-03-31 | Fiberglass Reinforced Plastic | Pressurized
MAPCO EXPRESS 3641 | 2830 CHATTANOOGA RD | ROCKY FACE | Whitfield | 1550042 | 3 | Ball Float | 1992-03-31 | FALSE | 1992-03-31 | FALSE | Currently in Use | Premium | 10000 | Composite | 1992-03-31 | Fiberglass Reinforced Plastic | Pressurized
MAPCO EXPRESS 3641 | 2830 CHATTANOOGA RD | ROCKY FACE | Whitfield | 1550042 | 4 | Ball Float | 1992-03-31 | FALSE | 1992-03-31 | FALSE | Currently in Use | Diesel | 10000 | Composite | 1992-03-31 | Fiberglass Reinforced Plastic | Pressurized
MAPCO EXPRESS 3641 | 2830 CHATTANOOGA RD | ROCKY FACE | Whitfield | 1550042 | 5 | Ball Float | 1992-03-31 |  | 1992-03-31 |  | Currently in Use | Kerosene | 2000 | Composite | 1992-03-31 | Fiberglass Reinforced Plastic | Pressurized
MAPCO EXPRESS 3615 | 2000 CHATTANOOGA RD | DALTON | Whitfield | 1550044 | 1 | Ball Float | 1994-06-21 | FALSE | 1994-06-21 | FALSE | Currently in Use | Regular | 10152 | Galvanic (STIP-3) | 1985-05-08 | Fiberglass Reinforced Plastic | Pressurized
MAPCO EXPRESS 3615 | 2000 CHATTANOOGA RD | DALTON | Whitfield | 1550044 | 2 | Ball Float | 1994-06-21 | FALSE | 1994-06-21 | FALSE | Currently in Use | Plus | 10152 | Galvanic (STIP-3) | 1985-05-08 | Fiberglass Reinforced Plastic | Pressurized
MAPCO EXPRESS 3615 | 2000 CHATTANOOGA RD | DALTON | Whitfield | 1550044 | 3 | Ball Float | 1994-06-21 | FALSE | 1994-06-21 | FALSE | Currently in Use | Premium | 10152 | Galvanic (STIP-3) | 1985-05-08 | Fiberglass Reinforced Plastic | Pressurized
KANKUS EXP 105 | 601 LAFAYETTE RD SW | ROCKY FACE | Whitfield | 1550045 | 1 | Flapper Valve | 1998-10-23 |  | 1998-10-23 |  | Currently in Use | Gas (Historical Use) | 10008 | Steel-Impressed Current | 1983-05-09 | Steel (Impressed Current) | Pressurized
KANKUS EXP 105 | 601 LAFAYETTE RD SW | ROCKY FACE | Whitfield | 1550045 | 2 | Flapper Valve | 1998-10-23 | FALSE | 1998-10-23 | FALSE | Currently in Use | Plus | 10008 | Steel-Impressed Current | 1983-05-09 | Steel (Impressed Current) | Pressurized
KANKUS EXP 105 | 601 LAFAYETTE RD SW | ROCKY FACE | Whitfield | 1550045 | 3 | Flapper Valve | 1998-10-23 |  | 1998-10-23 |  | Currently in Use | Gas (Historical Use) | 10008 | Steel-Impressed Current | 1983-05-09 | Steel (Impressed Current) | Pressurized
KANKUS EXP 105 | 601 LAFAYETTE RD SW | ROCKY FACE | Whitfield | 1550045 | 4 | Flapper Valve | 1990-05-30 | FALSE | 1990-05-30 | FALSE | Currently in Use | Diesel | 5000 | Steel-Impressed Current | 1983-05-09 | Steel (Impressed Current) | Pressurized
KANKUS EXP 105 | 601 LAFAYETTE RD SW | ROCKY FACE | Whitfield | 1550045 | 5 | Flapper Valve | 1990-05-30 | FALSE | 1990-05-30 | FALSE | Currently in Use | Diesel | 3000 | Steel-Impressed Current | 1983-05-09 | Steel (Impressed Current) | Pressurized
KANKUS EXP 105 | 601 LAFAYETTE RD SW | ROCKY FACE | Whitfield | 1550045 | DSL | [5 empty] | Removed from Ground | Empty | 3010 | Bare Steel | 1983-05-09 | Galvanized Steel
KANKUS EXP 105 | 601 LAFAYETTE RD SW | ROCKY FACE | Whitfield | 1550045 | K | [5 empty] | Removed from Ground | Empty | 3010 | Bare Steel | 1983-05-09 | Galvanized Steel
41 MARKET INC | 4501 S DIXIE RD SE | RESACA | Whitfield | 1550047 | 1S | [5 empty] | Closed in Ground | Gas (Historical Use) | 6000 | Bare Steel | 1978-04-12 | Galvanized Steel | Pressurized
41 MARKET INC | 4501 S DIXIE RD SE | RESACA | Whitfield | 1550047 | 2P |  | 1998-12-01 |  | 1998-12-01 |  | Removed from Ground | Gas (Historical Use) | 6000 | Cathodically Protected Steel | 1986-05-15 | Cathodically Protected | Pressurized
41 MARKET INC | 4501 S DIXIE RD SE | RESACA | Whitfield | 1550047 | 3R |  | 1998-12-01 |  | 1998-12-01 |  | Removed from Ground | Gas (Historical Use) | 6000 | Cathodically Protected Steel | 1986-05-15 | Cathodically Protected | Pressurized
41 MARKET INC | 4501 S DIXIE RD SE | RESACA | Whitfield | 1550047 | 4D |  | 1998-12-01 |  | 1998-12-01 |  | Removed from Ground | Diesel | 1000 | Steel-Impressed Current | 1978-04-12 | Cathodically Protected | Safe Suction (Euro)
41 MARKET INC | 4501 S DIXIE RD SE | RESACA | Whitfield | 1550047 | 5K |  | 1998-12-01 |  | 1998-12-01 |  | Removed from Ground | Kerosene | 2000 | Steel-Impressed Current | 1983-10-20 | Cathodically Protected | Safe Suction (Euro)
41 MARKET INC | 4501 S DIXIE RD SE | RESACA | Whitfield | 1550047 | 6S |  | 1993-02-26 |  | 1993-02-26 |  | Removed from Ground | Gas (Historical Use) | 6000 | Fiberglass | 1993-02-26 | Cathodically Protected | Pressurized
TEMPLE CENTRAL LLC | 5414 CLEVELAND HWY | COHUTTA | Whitfield | 1550048 | 1 | [5 empty] | Removed from Ground | Gas (Historical Use) | 550 | Bare Steel | 1961-05-14 | Galvanized Steel
TEMPLE CENTRAL LLC | 5414 CLEVELAND HWY | COHUTTA | Whitfield | 1550048 | 2 | [5 empty] | Removed from Ground | Gas (Historical Use) | 1000 | Bare Steel | 1976-05-10 | Galvanized Steel | Safe Suction (Euro)
TEMPLE CENTRAL LLC | 5414 CLEVELAND HWY | COHUTTA | Whitfield | 1550048 | 3 | [5 empty] | Removed from Ground | Gas (Historical Use) | 2000 | Bare Steel | 1976-05-10 | Galvanized Steel | Safe Suction (Euro)
TEMPLE CENTRAL LLC | 5414 CLEVELAND HWY | COHUTTA | Whitfield | 1550048 | 4 | Ball Float | 1995-03-01 | FALSE | 1995-03-01 | FALSE | Currently in Use | E-10 | 10000 | Composite | 1995-03-01 | Double-Walled Flex | Pressurized
TEMPLE CENTRAL LLC | 5414 CLEVELAND HWY | COHUTTA | Whitfield | 1550048 | 5 | Ball Float | 1995-03-01 | FALSE | 1995-03-01 | FALSE | Currently in Use | E-0 | 10000 | Composite | 1995-03-01 | Double-Walled Flex | Pressurized
TEMPLE CENTRAL LLC | 5414 CLEVELAND HWY | COHUTTA | Whitfield | 1550048 | 6A | Ball Float | 1995-03-01 | FALSE | 1995-03-01 | FALSE | Currently in Use | Diesel | 12000 | Composite | 1995-03-01 | Double-Walled Flex | Pressurized
TEMPLE CENTRAL LLC | 5414 CLEVELAND HWY | COHUTTA | Whitfield | 1550048 | 6B | Ball Float | 1995-03-01 | FALSE | 1995-03-01 | FALSE | Currently in Use | Diesel | 0 | Composite | 1995-03-01 | Double-Walled Flex | Pressurized
HILL BILLY GROCERY | 1209 DAWNVILLE RD | DALTON | Whitfield | 1550049 | 1 | [5 empty] | Removed from Ground | Gas (Historical Use) | 1000 | Bare Steel | 1966-05-13 | Galvanized Steel
HILL BILLY GROCERY | 1209 DAWNVILLE RD | DALTON | Whitfield | 1550049 | 2 | [5 empty] | Removed from Ground | Gas (Historical Use) | 1000 | Bare Steel | 1966-05-13 | Galvanized Steel
CLOSED | GA HWY 201 | ROCKY FACE | Whitfield | 1550050 | 1 | [5 empty] | Removed from Ground | Gas (Historical Use) | 1000 | Bare Steel | 1963-05-14 | Galvanized Steel
CLOSED | GA HWY 201 | ROCKY FACE | Whitfield | 1550050 | 2 | [5 empty] | Removed from Ground | Gas (Historical Use) | 1000 | Bare Steel | 1963-05-14 | Galvanized Steel
ELLIS OIL CO INC | 1524 1/2 MURRAY AVE | DALTON | Whitfield | 1550051 | 1 | [5 empty] | Removed from Ground | Other | 4000 | Bare Steel | 1962-05-14 | Galvanized Steel
ELLIS OIL CO INC | 1524 1/2 MURRAY AVE | DALTON | Whitfield | 1550051 | 2 | [5 empty] | Removed from Ground | Other | 2000 | Bare Steel | 1966-05-13 | Galvanized Steel
DIXIE CORNER FOOD MART | 1729 S Dixie Highway | DALTON | Whitfield | 1550053 | 1 | [5 empty] | Removed from Ground | Gas (Historical Use) | 3000 | Bare Steel | 1975-05-08 | Galvanized Steel
DIXIE CORNER FOOD MART | 1729 S Dixie Highway | DALTON | Whitfield | 1550053 | 10 | Ball Float | 1988-05-01 | FALSE | 1997-07-01 | FALSE | Currently in Use | Gas (Historical Use) | 6000 | Fiberglass | 1988-05-01 | Flex | Pressurized
DIXIE CORNER FOOD MART | 1729 S Dixie Highway | DALTON | Whitfield | 1550053 | 2 | [5 empty] | Removed from Ground | Gas (Historical Use) | 3000 | Bare Steel | 1967-05-10 | Galvanized Steel
DIXIE CORNER FOOD MART | 1729 S Dixie Highway | DALTON | Whitfield | 1550053 | 3 |  |  | TRUE |  | TRUE | Removed from Ground | Used Oil | 500 | Bare Steel | 1967-05-10 | Galvanized Steel
DIXIE CORNER FOOD MART | 1729 S Dixie Highway | DALTON | Whitfield | 1550053 | 4 | [5 empty] | Removed from Ground | Diesel | 1 | Not Marked/Unknown | 1988-05-01 | Not Marked
DIXIE CORNER FOOD MART | 1729 S Dixie Highway | DALTON | Whitfield | 1550053 | 5 | [5 empty] | Removed from Ground | Hazardous Substance | 1 | Not Marked/Unknown | 1988-05-01 | Not Marked
DIXIE CORNER FOOD MART | 1729 S Dixie Highway | DALTON | Whitfield | 1550053 | 6 | Ball Float | 1988-05-01 |  | 1997-07-01 |  | Currently in Use | Gas (Historical Use) | 10000 | Fiberglass | 1988-05-01 | Flex | Pressurized
DIXIE CORNER FOOD MART | 1729 S Dixie Highway | DALTON | Whitfield | 1550053 | 7 | Ball Float | 1988-05-01 |  | 1997-07-01 |  | Currently in Use | Gas (Historical Use) | 10000 | Fiberglass | 1988-05-01 | Flex | Pressurized
DIXIE CORNER FOOD MART | 1729 S Dixie Highway | DALTON | Whitfield | 1550053 | 8 | Ball Float | 1988-05-01 |  | 1997-07-01 |  | Currently in Use | Gas (Historical Use) | 10000 | Fiberglass | 1988-05-01 | Flex | Pressurized
DIXIE CORNER FOOD MART | 1729 S Dixie Highway | DALTON | Whitfield | 1550053 | 9 | Ball Float | 1988-05-01 |  | 1997-07-01 |  | Currently in Use | Diesel | 6000 | Fiberglass | 1988-05-01 | Flex | Pressurized
TATES 66 SERVICE STATION | 203 S SELVIDGE ST | DALTON | Whitfield | 1550054 | 1 | Flapper Valve | 1998-12-01 | FALSE | 1998-12-01 | FALSE | Currently in Use | Diesel | 2000 | Composite | 1986-05-08 | Fiberglass Reinforced Plastic | Safe Suction (Euro)
TATES 66 SERVICE STATION | 203 S SELVIDGE ST | DALTON | Whitfield | 1550054 | 3 | [5 empty] | Removed from Ground | Gas (Historical Use) | 3000 | Bare Steel | 1986-05-08 | Galvanized Steel | Suction (American)
TATES 66 SERVICE STATION | 203 S SELVIDGE ST | DALTON | Whitfield | 1550054 | 4 |  |  | TRUE |  | TRUE | Removed from Ground | Used Oil | 500 | Bare Steel | 1986-05-08 | Galvanized Steel
TATES 66 SERVICE STATION | 203 S SELVIDGE ST | DALTON | Whitfield | 1550054 | 5 | [5 empty] | Removed from Ground | Gas (Historical Use) | 3000 | Bare Steel | 1986-05-08 | Galvanized Steel | Suction (American)
TATES 66 SERVICE STATION | 203 S SELVIDGE ST | DALTON | Whitfield | 1550054 | 6A | Flapper Valve | 1998-12-26 | FALSE | 1998-12-26 | FALSE | Currently in Use | Gas (Historical Use) | 6000 | Composite | 1998-12-23 | Double-Walled Fiberglass | Pressurized
TATES 66 SERVICE STATION | 203 S SELVIDGE ST | DALTON | Whitfield | 1550054 | 6B | Flapper Valve | 1998-12-26 | FALSE | 1998-12-26 | FALSE | Currently in Use | Gas (Historical Use) | 4000 | Composite | 1998-12-23 | Double-Walled Fiberglass | Pressurized
AT&T | DUG GAP RD | DALTON | Whitfield | 1550055 | 1 | [5 empty] | Removed from Ground | Diesel | 2000 | Cathodically Protected Steel | 1966-05-07 | Copper | Suction (American)
AT&T | DUG GAP RD | DALTON | Whitfield | 1550055 | 2 | [5 empty] | Removed from Ground | Diesel | 560 | Marked Unknown | 1966-05-07 | Unknown
SALE AUTO MALL | 1706 E WALNUT AVE. | DALTON | Whitfield | 1550057 | 1 |  |  | TRUE |  | TRUE | Removed from Ground | Used Oil | 500 | Unknown | 1985-05-06 | Not Marked | Gravity Fed
SALE AUTO MALL | 1706 E WALNUT AVE. | DALTON | Whitfield | 1550057 | 2 | [5 empty] | Removed from Ground | Gas (Historical Use) | 2000 | Bare Steel | 1990-06-07 | Galvanized Steel | Safe Suction (Euro)
LEND LEASE TRUCKS INC | 1810 SOUTH HAMILTON ST | DALTON | Whitfield | 1550058 | 2 | [5 empty] | Removed from Ground | Diesel | 10000 | Bare Steel | 1971-01-01 | Bare Steel | Safe Suction (Euro)
LEND LEASE TRUCKS INC | 1810 SOUTH HAMILTON ST | DALTON | Whitfield | 1550058 | 3 | [5 empty] | Removed from Ground | Diesel | 10000 | Bare Steel | 1971-01-01 | Bare Steel | Safe Suction (Euro)
METROMONT PRESTRESS COMPANY | 400 CHEROKEE ESTATE RD | DALTON | Whitfield | 1550088 | 1 | [5 empty] | Removed from Ground | Diesel | 10000 | Bare Steel | 1973-05-01 | Bare Steel | Suction (American)
METROMONT PRESTRESS COMPANY | 400 CHEROKEE ESTATE RD | DALTON | Whitfield | 1550088 | 2 | [5 empty] | Removed from Ground | Diesel | 10000 | Bare Steel | 1973-05-01 | Bare Steel | Suction (American)
METROMONT PRESTRESS COMPANY | 400 CHEROKEE ESTATE RD | DALTON | Whitfield | 1550088 | 3 | [5 empty] | Removed from Ground | Gas (Historical Use) | 1000 | Bare Steel |  | Bare Steel | Suction (American)
LYNDAL CHEMICAL | CORNET DR | DALTON | Whitfield | 1550089 | 1 | [5 empty] | Closed in Ground | Gas (Historical Use) | 2000 | Bare Steel | 1978-05-10 | Galvanized Steel
TEXTILE COATING | US HWY 41\HWY 412 | DALTON | Whitfield | 1550090 | 1 | [5 empty] | Closed in Ground | Diesel | 1000 | Bare Steel | 1977-05-10 | Bare Steel
TEXTILE COATING | US HWY 41\HWY 412 | DALTON | Whitfield | 1550090 | 2 | [5 empty] | Closed in Ground | Gas (Historical Use) | 1000 | Bare Steel | 1977-05-10 | Bare Steel
ALLADEN MILLS | BRICKYARD RD | DALTON | Whitfield | 1550091 | 1 | [5 empty] | Removed from Ground | Diesel | 1000 | Bare Steel | 1976-05-10 | Galvanized Steel
ALLADEN MILLS | BRICKYARD RD | DALTON | Whitfield | 1550091 | 2 | [5 empty] | Removed from Ground | Gas (Historical Use) | 560 | Bare Steel | 1976-05-10 | Galvanized Steel
STAR PAPER TUBE | 121 W CALLAHAN/117 E CALLAHAN RD | DALTON | Whitfield | 1550092 | 1 | [5 empty] | Removed from Ground | Diesel | 3000 | Marked Unknown | 1975-05-11 | Galvanized Steel
GOWIN SPECIALTIES | 122 E EMORY | DALTON | Whitfield | 1550093 | 1 | [5 empty] | Closed in Ground | Gas (Historical Use) | 1000 | Bare Steel | 1976-05-10 | Galvanized Steel
POLK BROS CONCRETE | US HWY 41 NORTH | TUNNEL HILL | Whitfield | 1550095 | 1 | [5 empty] | Removed from Ground | Gas (Historical Use) | 560 | Bare Steel | 1976-05-10 | Galvanized Steel
POLK BROS CONCRETE | US HWY 41 NORTH | TUNNEL HILL | Whitfield | 1550095 | 2 | [5 empty] | Removed from Ground | Diesel | 560 | Bare Steel | 1976-05-10 | Galvanized Steel
DALTON SHEET METAL | HWY 53 | DALTON | Whitfield | 1550096 | 1 | [5 empty] | Closed in Ground | Gas (Historical Use) | 1000 | Bare Steel | 1986-05-08 | Galvanized Steel
DIXIE CAR WASH | 1108 S THORNTON AVE | DALTON | Whitfield | 1550097 | 1 | [5 empty] | Removed from Ground | Gas (Historical Use) | 3000 | Bare Steel | 1978-05-10 | Galvanized Steel | Safe Suction (Euro)
DIXIE CAR WASH | 1108 S THORNTON AVE | DALTON | Whitfield | 1550097 | 2 | [5 empty] | Removed from Ground | Gas (Historical Use) | 0 | Bare Steel | 1998-01-29 | Bare Steel | Safe Suction (Euro)
DIXIE CAR WASH | 1108 S THORNTON AVE | DALTON | Whitfield | 1550097 | 3 | [5 empty] | Removed from Ground | Gas (Historical Use) | 0 | Bare Steel | 1998-01-29 | Bare Steel | Safe Suction (Euro)
STANDARD ADHESIVE & CHEM CO | 1010 VISTA DR | DALTON | Whitfield | 1550217 | 1 | [5 empty] | Removed from Ground | Gas (Historical Use) | 1000 | Bare Steel | 1978-04-16 | Bare Steel | Suction (American)
STANDARD ADHESIVE & CHEM CO | 1010 VISTA DR | DALTON | Whitfield | 1550217 | 2 | [5 empty] | Removed from Ground | Diesel | 4000 | Bare Steel | 1982-04-15 | Bare Steel | Suction (American)
C&S BLOCK INC | 1701 DIXIE RD | DALTON | Whitfield | 1550219 | 1 | [5 empty] | Removed from Ground | Gas (Historical Use) | 1 | Bare Steel | 1968-04-18 | Galvanized Steel
C&S BLOCK INC | 1701 DIXIE RD | DALTON | Whitfield | 1550219 | 2 | [5 empty] | Removed from Ground | Diesel | 1 | Bare Steel | 1974-04-17 | Galvanized Steel
NORTH GA E.M.C. | 1850 CLEVELAND HWY. | DALTON | Whitfield | 1550220 | 1 | Flapper Valve | 1998-03-19 |  | 1998-03-19 |  | Currently in Use | Gas (Historical Use) | 8000 | Steel-Impressed Current | 1973-04-24 | Steel (Impressed Current) | Safe Suction (Euro)
NORTH GA E.M.C. | 1850 CLEVELAND HWY. | DALTON | Whitfield | 1550220 | 2 | Flapper Valve | 1998-03-01 |  | 1998-03-01 |  | Currently in Use | Diesel | 12000 | Steel-Impressed Current | 1979-04-23 | Steel (Impressed Current) | Safe Suction (Euro)
CAGLES POULTRY INC | US HWY 41 SOUTH | DALTON | Whitfield | 1550223 | 1 | [5 empty] | Removed from Ground | Empty | 20000 | Bare Steel | 1976-04-20 | Galvanized Steel | Safe Suction (Euro)
METRO LAMINATORS | 203 BROOKHOLLOW INDUSTRAIL BLVD | DALTON | Whitfield | 1550226 | 1 | [5 empty] | Removed from Ground | Gas (Historical Use) | 1000 | Marked Unknown | 1986-04-18 | Galvanized Steel
METRO LAMINATORS | 203 BROOKHOLLOW INDUSTRAIL BLVD | DALTON | Whitfield | 1550226 | 2 | [5 empty] | Removed from Ground | Diesel | 12000 | Marked Unknown | 1986-04-18 | Galvanized Steel
TRICO II SE PETROLEUM CORP #518 | 1201 GLENWOOD AVE | DALTON | Whitfield | 1550228 | 1 |  | 1991-06-01 |  | 1991-06-01 |  | Removed from Ground | Gas (Historical Use) | 10000 | Fiberglass | 1969-04-15 | Galvanized Steel | Pressurized
TRICO II SE PETROLEUM CORP #518 | 1201 GLENWOOD AVE | DALTON | Whitfield | 1550228 | 2 |  | 1991-06-01 |  | 1991-06-01 |  | Removed from Ground | Gas (Historical Use) | 10000 | Fiberglass | 1969-04-15 | Galvanized Steel | Pressurized
TRICO II SE PETROLEUM CORP #518 | 1201 GLENWOOD AVE | DALTON | Whitfield | 1550228 | 3 |  | 1991-06-01 |  | 1991-06-01 |  | Removed from Ground | Gas (Historical Use) | 10000 | Fiberglass | 1969-04-15 | Galvanized Steel | Pressurized
TRICO II SE PETROLEUM CORP #518 | 1201 GLENWOOD AVE | DALTON | Whitfield | 1550228 | 4 | [5 empty] | Removed from Ground | Kerosene | 10000 | Fiberglass | 1969-04-15 | Galvanized Steel | Pressurized
CHEVRON USA INC | I 75 & APUR 3 | DALTON | Whitfield | 1550231 | 1 | [5 empty] | Removed from Ground | Gas (Historical Use) | 10000 | Fiberglass | 1982-04-24 | Fiberglass Reinforced Plastic
CHEVRON USA INC | I 75 & APUR 3 | DALTON | Whitfield | 1550231 | 2 | [5 empty] | Removed from Ground | Gas (Historical Use) | 10000 | Fiberglass | 1982-04-24 | Fiberglass Reinforced Plastic
CHEVRON USA INC | I 75 & APUR 3 | DALTON | Whitfield | 1550231 | 3 | [5 empty] | Removed from Ground | Gas (Historical Use) | 10000 | Fiberglass | 1982-04-24 | Fiberglass Reinforced Plastic
CHEVRON USA INC | I 75 & APUR 3 | DALTON | Whitfield | 1550231 | 4 |  |  | TRUE |  | TRUE | Removed from Ground | Used Oil | 1000 | Fiberglass | 1982-04-24 | Fiberglass Reinforced Plastic
CHEVRON USA INC | 2001 CHATTANOOGA RD. | DALTON | Whitfield | 1550232 | 1 | [5 empty] | Removed from Ground | Gas (Historical Use) | 10000 | Cathodically Protected Steel | 1996-11-22 | Galvanized Steel
CHEVRON USA INC | 2001 CHATTANOOGA RD. | DALTON | Whitfield | 1550232 | 2 | [5 empty] | Removed from Ground | Gas (Historical Use) | 10000 | Cathodically Protected Steel | 1996-11-22 | Galvanized Steel
CHEVRON USA INC | 2001 CHATTANOOGA RD. | DALTON | Whitfield | 1550232 | 3 | [5 empty] | Removed from Ground | Gas (Historical Use) | 5000 | Cathodically Protected Steel | 1996-11-22 | Galvanized Steel
CHEVRON USA INC | 2001 CHATTANOOGA RD. | DALTON | Whitfield | 1550232 | 4 |  |  | TRUE |  | TRUE | Removed from Ground | Used Oil | 550 | Cathodically Protected Steel | 1996-11-22 | Galvanized Steel
MCALLISTERS FOOD MART INC | 1521 W WALNUT AVE | DALTON | Whitfield | 1550233 | 1 | [5 empty] | Removed from Ground | Gas (Historical Use) | 10000 | Bare Steel | 1969-04-27 | Galvanized Steel
MCALLISTERS FOOD MART INC | 1521 W WALNUT AVE | DALTON | Whitfield | 1550233 | 2 | [5 empty] | Removed from Ground | Gas (Historical Use) | 10000 | Bare Steel | 1969-04-27 | Galvanized Steel
MCALLISTERS FOOD MART INC | 1521 W WALNUT AVE | DALTON | Whitfield | 1550233 | 3 | [5 empty] | Removed from Ground | Gas (Historical Use) | 5000 | Bare Steel | 1969-04-27 | Galvanized Steel
MCALLISTERS FOOD MART INC | 1521 W WALNUT AVE | DALTON | Whitfield | 1550233 | 4 |  |  | TRUE |  | TRUE | Removed from Ground | Used Oil | 550 | Bare Steel | 1969-04-27 | Galvanized Steel
MCALLISTERS FOOD MART INC | 1521 W WALNUT AVE | DALTON | Whitfield | 1550233 | 5 |  | 1997-05-01 |  | 1997-05-01 |  | Removed from Ground | Gas (Historical Use) | 10000 | Fiberglass | 1986-11-03 | Fiberglass Reinforced Plastic | Pressurized
MCALLISTERS FOOD MART INC | 1521 W WALNUT AVE | DALTON | Whitfield | 1550233 | 6 |  | 1997-05-01 |  | 1997-05-01 |  | Removed from Ground | Gas (Historical Use) | 10000 | Fiberglass | 1986-11-03 | Fiberglass Reinforced Plastic | Pressurized
MCALLISTERS FOOD MART INC | 1521 W WALNUT AVE | DALTON | Whitfield | 1550233 | 7 |  | 1997-05-01 |  | 1997-05-01 |  | Removed from Ground | Gas (Historical Use) | 10000 | Fiberglass | 1986-11-03 | Fiberglass Reinforced Plastic | Pressurized
MITCHELLS CHEVRON INC | 705 S THORNTON AVE | DALTON | Whitfield | 1550234 | 1 | [5 empty] | Removed from Ground | Gas (Historical Use) | 3000 | Bare Steel | 1960-04-29 | Galvanized Steel
MITCHELLS CHEVRON INC | 705 S THORNTON AVE | DALTON | Whitfield | 1550234 | 2 | Flapper Valve | 1998-11-13 | FALSE | 1998-11-13 | FALSE | Currently in Use | Regular | 10000 | Fiberglass | 1979-04-25 | Fiberglass Reinforced Plastic | Pressurized
MITCHELLS CHEVRON INC | 705 S THORNTON AVE | DALTON | Whitfield | 1550234 | 3 | Flapper Valve | 1998-11-13 | FALSE | 1998-11-13 | FALSE | Currently in Use | Plus | 10000 | Fiberglass | 1979-04-25 | Fiberglass Reinforced Plastic | Pressurized
MITCHELLS CHEVRON INC | 705 S THORNTON AVE | DALTON | Whitfield | 1550234 | 4 |  |  | TRUE |  | TRUE | Removed from Ground | Used Oil | 550 | Bare Steel | 1979-04-25 | Galvanized Steel
MITCHELLS CHEVRON INC | 705 S THORNTON AVE | DALTON | Whitfield | 1550234 | 5 | [5 empty] | Removed from Ground | Gas (Historical Use) | 3000 | Bare Steel | 1967-04-28 | Galvanized Steel
MITCHELLS CHEVRON INC | 705 S THORNTON AVE | DALTON | Whitfield | 1550234 | 6 | [5 empty] | Removed from Ground | Gas (Historical Use) | 2000 | Bare Steel | 1967-04-28 | Galvanized Steel
MITCHELLS CHEVRON INC | 705 S THORNTON AVE | DALTON | Whitfield | 1550234 | 7 | [5 empty] | Removed from Ground | Gas (Historical Use) | 2000 | Bare Steel | 1967-04-28 | Galvanized Steel
MITCHELLS CHEVRON INC | 705 S THORNTON AVE | DALTON | Whitfield | 1550234 | 8 | Flapper Valve | 1998-11-13 | FALSE | 1998-11-13 | FALSE | Currently in Use | Premium | 8000 | Fiberglass | 1985-11-01 | Fiberglass Reinforced Plastic | Pressurized
SUPERIOR TRANSPORT INC | 139 RICHARDSON DR | DALTON | Whitfield | 1550235 | 1 | Flapper Valve | 1993-12-20 |  | 1993-12-20 |  | Removed from Ground | Gas (Historical Use) | 10000 | Steel-Impressed Current | 1984-04-23 | Steel (Impressed Current) | Pressurized
SUPERIOR TRANSPORT INC | 139 RICHARDSON DR | DALTON | Whitfield | 1550235 | 2 | Flapper Valve | 1993-12-20 |  | 1993-12-20 |  | Removed from Ground | Gas (Historical Use) | 12000 | Steel-Impressed Current | 1984-04-24 | Steel (Impressed Current) | Pressurized
SUPERIOR TRANSPORT INC | 139 RICHARDSON DR | DALTON | Whitfield | 1550235 | 3 | Flapper Valve | 1993-12-20 |  | 1993-12-20 |  | Removed from Ground | Diesel | 20000 | Steel-Impressed Current | 1984-04-23 | Steel (Impressed Current) | Pressurized
SUPERIOR TRANSPORT INC | 139 RICHARDSON DR | DALTON | Whitfield | 1550235 | 4 | Flapper Valve | 1993-12-20 |  | 1993-12-20 |  | Removed from Ground | Diesel | 10000 | Steel-Impressed Current | 1984-04-23 | Steel (Impressed Current) | Pressurized
SUPERIOR TRANSPORT INC | 139 RICHARDSON DR | DALTON | Whitfield | 1550235 | 5 | Flapper Valve | 1993-12-20 |  | 1993-12-20 |  | Removed from Ground | Kerosene | 10000 | Steel-Impressed Current | 1984-04-23 | Steel (Impressed Current) | Pressurized
SUPERIOR TRANSPORT INC | 139 RICHARDSON DR | DALTON | Whitfield | 1550235 | 6 | [5 empty] | Removed from Ground | Gas (Historical Use) | 2000 | Bare Steel | 1976-04-25 | Galvanized Steel
SUPERIOR TRANSPORT INC | 139 RICHARDSON DR | DALTON | Whitfield | 1550235 | 7 |  |  | FALSE |  | FALSE | Removed from Ground |  | 1500 | Unknown | 2010-03-15 | Unknown
GA FC/WHITFIELD CO UNIT | 2517 CLEVELAND RD | DALTON | Whitfield | 1550236 | 1 | [5 empty] | Removed from Ground | Gas (Historical Use) | 2000 | Bare Steel | 1981-06-01 | Galvanized Steel | Safe Suction (Euro)
GA FC/WHITFIELD CO UNIT | 2517 CLEVELAND RD | DALTON | Whitfield | 1550236 | 2 | [5 empty] | Removed from Ground | Diesel | 560 | Bare Steel | 1981-06-01 | Galvanized Steel | Safe Suction (Euro)
GA FC/WHITFIELD CO UNIT | 2517 CLEVELAND RD | DALTON | Whitfield | 1550236 | 205932 |  | 1992-12-06 |  | 1992-12-06 |  | Removed from Ground | Gas (Historical Use) | 1000 | Galvanic (STIP-3) | 1992-12-06 | Cathodically Protected | Safe Suction (Euro)
GA FC/WHITFIELD CO UNIT | 2517 CLEVELAND RD | DALTON | Whitfield | 1550236 | 205934 |  | 1992-12-06 |  | 1992-12-06 |  | Removed from Ground | Diesel | 1000 | Galvanic (STIP-3) | 1992-12-06 | Cathodically Protected | Safe Suction (Euro)
COCA-COLA ENTERPRISES | 1000 THORNTON AVE | DALTON | Whitfield | 1550239 | 1 | [5 empty] | Removed from Ground | Gas (Historical Use) | 1000 | Bare Steel | 1980-04-11 | Galvanized Steel
COCA-COLA ENTERPRISES | 1000 THORNTON AVE | DALTON | Whitfield | 1550239 | 2 | [5 empty] | Removed from Ground | Gas (Historical Use) | 5000 | Bare Steel | 1980-04-10 | Galvanized Steel
COCA-COLA ENTERPRISES | 1000 THORNTON AVE | DALTON | Whitfield | 1550239 | 3 | [5 empty] | Removed from Ground | Diesel | 5000 | Bare Steel | 1980-04-10 | Galvanized Steel
SMITH & GREEN CONSTRUCTION CO IN | 902 N HAMILTON ST | DALTON | Whitfield | 1550240 | 1 | [5 empty] | Removed from Ground | Diesel | 1000 | Not Marked/Unknown | 1970-04-04 | Not Marked
SMITH & GREEN CONSTRUCTION CO IN | 902 N HAMILTON ST | DALTON | Whitfield | 1550240 | 2 | [5 empty] | Removed from Ground | Diesel | 1000 | Not Marked/Unknown | 1970-04-04 | Not Marked
SMITH & GREEN CONSTRUCTION CO IN | 902 N HAMILTON ST | DALTON | Whitfield | 1550240 | 3 | [5 empty] | Removed from Ground | Diesel | 3000 | Not Marked/Unknown | 1974-04-03 | Not Marked
SMITH & GREEN CONSTRUCTION CO IN | 902 N HAMILTON ST | DALTON | Whitfield | 1550240 | 4 |  | 1989-04-25 |  | 1989-04-25 |  | Removed from Ground | Gas (Historical Use) | 3000 | Bare Steel | 1984-03-31 | Galvanized Steel | Safe Suction (Euro)
SMITH & GREEN CONSTRUCTION CO IN | 902 N HAMILTON ST | DALTON | Whitfield | 1550240 | 5 | [5 empty] | Removed from Ground | Diesel | 2000 | Not Marked/Unknown | 1966-04-05 | Not Marked
SMITH & GREEN CONSTRUCTION CO IN | 902 N HAMILTON ST | DALTON | Whitfield | 1550240 | 6 |  | 1989-04-25 |  | 1989-04-25 |  | Removed from Ground | Diesel | 3000 | Cathodically Protected Steel | 1989-04-25 | Galvanized Steel | Safe Suction (Euro)
MACK SALES OF ATLANTA INC | 1814 S HAMILTON ST. | DALTON | Whitfield | 1550242 | 1 | [5 empty] | Removed from Ground | Diesel | 2500 | Bare Steel | 1973-05-04 | Galvanized Steel
MACK SALES OF ATLANTA INC | 1814 S HAMILTON ST. | DALTON | Whitfield | 1550242 | 2 |  | 1998-04-15 |  | 1998-04-15 |  | Permanently Out Of Use | Diesel | 10000 | Cathodically Protected Steel | 1984-05-01 | Double Walled | Pressurized
MACK SALES OF ATLANTA INC | 1814 S HAMILTON ST. | DALTON | Whitfield | 1550242 | 3 | [5 empty] | Removed from Ground | Gas (Historical Use) | 1000 | Bare Steel | 1978-05-11 | Galvanized Steel
DALTON WHITFIELD CO MAINT HQ #10 | US HWY 41 SOUTH | DALTON | Whitfield | 1550243 | 61501 | [5 empty] | Removed from Ground | Gas (Historical Use) | 1000 | Bare Steel | 1986-04-29 | Galvanized Steel
WALNUT AVE BP WALNUT SHELL | 1522 W WALNUT AVE | DALTON | Whitfield | 1550244 | 1 | Flapper Valve | 1996-06-01 | FALSE | 1996-06-01 | FALSE | Currently in Use | Gas (Historical Use) | 8000 | Steel-Impressed Current | 1979-04-06 | Fiberglass Reinforced Plastic | Pressurized
WALNUT AVE BP WALNUT SHELL | 1522 W WALNUT AVE | DALTON | Whitfield | 1550244 | 2 | Flapper Valve | 1996-06-01 |  | 1996-06-01 |  | Currently in Use | Gas (Historical Use) | 8000 | Steel-Impressed Current | 1979-04-06 | Fiberglass Reinforced Plastic | Pressurized
WALNUT AVE BP WALNUT SHELL | 1522 W WALNUT AVE | DALTON | Whitfield | 1550244 | 3 | Flapper Valve | 1996-06-01 |  | 1996-06-01 |  | Currently in Use | Gas (Historical Use) | 8000 | Steel-Impressed Current | 1979-04-06 | Fiberglass Reinforced Plastic | Pressurized
WALNUT AVE BP WALNUT SHELL | 1522 W WALNUT AVE | DALTON | Whitfield | 1550244 | 4 |  |  | TRUE |  | TRUE | Removed from Ground | Used Oil | 500 | Bare Steel | 1976-04-06 | Galvanized Steel | Gravity Fed
WALNUT AVE BP WALNUT SHELL | 1522 W WALNUT AVE | DALTON | Whitfield | 1550244 | 5 | Flapper Valve | 1992-08-31 |  | 1992-08-31 |  | Currently in Use | Diesel | 3000 | Steel-Impressed Current | 1992-08-31 | Fiberglass Reinforced Plastic | Suction (American)
FARM & INDUSTRIAL CHEMICAL CO. | 134 PHELPS RD. S.E. | DALTON | Whitfield | 1550245 | 1 | [5 empty] | Removed from Ground | Other | 1000 | Bare Steel | 1971-04-08 | Bare Steel
FARM & INDUSTRIAL CHEMICAL CO. | 134 PHELPS RD. S.E. | DALTON | Whitfield | 1550245 | 2 | [5 empty] | Removed from Ground | Other | 1000 | Bare Steel | 1961-04-10 | Bare Steel
FARM & INDUSTRIAL CHEMICAL CO. | 134 PHELPS RD. S.E. | DALTON | Whitfield | 1550245 | 3 | [5 empty] | Removed from Ground | Other | 1000 | Bare Steel | 1971-04-08 | Bare Steel
FARM & INDUSTRIAL CHEMICAL CO. | 134 PHELPS RD. S.E. | DALTON | Whitfield | 1550245 | 4 |  | 1992-02-05 |  | 1992-02-05 |  | Removed from Ground | Diesel | 5000 | Galvanic (STIP-3) | 1992-02-05 | Galvanized Steel
DAWNVILLE ELEM SCHOOL | 1380 DAWNVILLE RD NE | DALTON | Whitfield | 1550249 | 1 | [5 empty] | Permanently Out of Use - historical purposes | Diesel | 8000 | Bare Steel | 1961-05-06 | Galvanized Steel
WESTSIDE ELEMENTARY SCHOOL | 1815 UTILITY RD | ROCKY FACE | Whitfield | 1550250 | 1 | Flapper Valve | 1992-10-20 | FALSE | 1992-10-20 | FALSE | Currently in Use | Diesel | 10000 | Steel-Impressed Current | 1992-10-01 | Fiberglass Reinforced Plastic | Safe Suction (Euro)
ANTIOCH ELEMENTARY SCHOOL | 1030 HILL RD | DALTON | Whitfield | 1550251 | 1 | [5 empty] | Removed from Ground | Gas (Historical Use) | 8000 | Bare Steel | 1962-05-06 | Bare Steel
ANTIOCH ELEMENTARY SCHOOL | 1030 HILL RD | DALTON | Whitfield | 1550251 | 2 | [5 empty] | Removed from Ground | Diesel | 12000 | Bare Steel | 1981-05-01 | Bare Steel
ANTIOCH ELEMENTARY SCHOOL | 1030 HILL RD | DALTON | Whitfield | 1550251 | 3 | [5 empty] | Removed from Ground | Gas (Historical Use) | 8000 | Bare Steel | 1979-05-02 | Bare Steel
ANTIOCH ELEMENTARY SCHOOL | 1030 HILL RD | DALTON | Whitfield | 1550251 | BG1 | Flapper Valve | 1994-11-01 | FALSE | 1994-11-01 | FALSE | Currently in Use | Diesel | 15000 | Galvanic (STIP-3) | 1994-11-01 | Fiberglass Reinforced Plastic | Safe Suction (Euro)
ANTIOCH ELEMENTARY SCHOOL | 1030 HILL RD | DALTON | Whitfield | 1550251 | BG2 | Flapper Valve | 1994-11-01 | FALSE | 1994-11-01 | FALSE | Currently in Use | Regular | 10000 | Galvanic (STIP-3) | 1994-11-01 | Fiberglass Reinforced Plastic | Safe Suction (Euro)
NORTH WHITFIELD MIDDLE SCHOOL | 3264 CLEVELAND RD | DALTON | Whitfield | 1550252 | 1 | [5 empty] | Removed from Ground | Gas (Historical Use) | 8000 | Bare Steel | 1955-05-08 | Galvanized Steel
NORTH WHITFIELD MIDDLE SCHOOL | 3264 CLEVELAND RD | DALTON | Whitfield | 1550252 | 2 | [5 empty] | Removed from Ground | Diesel | 12000 | Bare Steel | 1996-12-18 | Bare Steel
NORTH WHITFIELD MIDDLE SCHOOL | 3264 CLEVELAND RD | DALTON | Whitfield | 1550252 | 3 | Flapper Valve | 1993-07-01 | FALSE | 1993-07-01 | FALSE | Currently in Use | Diesel | 10000 | Steel-Impressed Current | 1993-07-01 | Fiberglass Reinforced Plastic | Safe Suction (Euro)
NORTH WHITFIELD MIDDLE SCHOOL | 3264 CLEVELAND RD | DALTON | Whitfield | 1550252 | 4 | Flapper Valve | 1993-07-01 | FALSE | 1993-07-01 | FALSE | Currently in Use | Diesel | 8000 | Steel-Impressed Current | 1993-07-01 | Fiberglass Reinforced Plastic | Safe Suction (Euro)
VALLEY POINT ELEM. SCHOOL | 3798 DIXIE RD S.E. | DALTON | Whitfield | 1550253 | 1 | [5 empty] | Removed from Ground | Diesel | 8000 | Bare Steel | 1962-05-06 | Bare Steel
WESTSIDE MIDDLE SCHOOL | 580 LAFAYETTE HWY | ROCKY FACE | Whitfield | 1550254 | 1 | [5 empty] | Removed from Ground | Gas (Historical Use) | 8000 | Bare Steel | 1962-05-06 | Bare Steel
SHAW INDUSTRIES INC PLANT #1 | NS EAST FRANKLIN ST | DALTON | Whitfield | 1550255 | 5 | [5 empty] | Removed from Ground | Gas (Historical Use) | 2000 | Bare Steel | 1974-05-04 | Unknown
SHAW INDUSTRIES INC PLANT #1 | NS EAST FRANKLIN ST | DALTON | Whitfield | 1550255 | 6 | [5 empty] | Removed from Ground | Empty | 1000 | Bare Steel | 1961-05-07 | Unknown
SHAW INDUSTRIES INC/PLANT #3 | EAST FRANKLIN ST | DALTON | Whitfield | 1550256 | 1 | [5 empty] | Removed from Ground | Gas (Historical Use) | 1000 | Bare Steel | 1973-05-04 | Unknown
SHAW INDUSTRIES INC PLT #4 | 2225 S HAMILTON ST | DALTON | Whitfield | 1550257 | 2 | [5 empty] | Permanently Out of Use - historical purposes | Empty | 1000 | Bare Steel | 1973-05-04 | Unknown
GRIFFIN & KIRK AMOCO | 1009 S THORNTON AVE | DALTON | Whitfield | 1550259 | 1 |  | 1998-07-01 |  | 1993-07-20 |  | Removed from Ground | Gas (Historical Use) | 10000 | Steel-Impressed Current | 1982-04-30 | Cathodically Protected | Pressurized
GRIFFIN & KIRK AMOCO | 1009 S THORNTON AVE | DALTON | Whitfield | 1550259 | 2 |  | 1998-07-01 |  | 1993-07-20 |  | Removed from Ground | Gas (Historical Use) | 4000 | Steel-Impressed Current | 1966-05-04 | Cathodically Protected | Pressurized
GRIFFIN & KIRK AMOCO | 1009 S THORNTON AVE | DALTON | Whitfield | 1550259 | 3 |  | 1998-07-01 |  | 1993-07-20 |  | Removed from Ground | Gas (Historical Use) | 4000 | Steel-Impressed Current | 1966-05-04 | Cathodically Protected | Pressurized
GRIFFIN & KIRK AMOCO | 1009 S THORNTON AVE | DALTON | Whitfield | 1550259 | 4 |  | 1998-07-01 |  | 1993-07-20 |  | Removed from Ground | Gas (Historical Use) | 4000 | Steel-Impressed Current | 1966-05-04 | Cathodically Protected | Pressurized
GRIFFIN & KIRK AMOCO | 1009 S THORNTON AVE | DALTON | Whitfield | 1550259 | 5 |  | 1998-07-01 |  | 1993-07-20 |  | Removed from Ground | Diesel | 2000 | Steel-Impressed Current | 1982-04-30 | Cathodically Protected | Pressurized
GRIFFIN & KIRK AMOCO | 1009 S THORNTON AVE | DALTON | Whitfield | 1550259 | 6 |  |  | FALSE |  | FALSE | Removed from Ground | Used Oil | 500 | Unknown | 2003-07-25
C&W GROCERY | 4320 CLEVELAND HWY | COHUTTA | Whitfield | 1550260 | DIESEL | [5 empty] | Removed from Ground | Diesel | 1000 | Bare Steel | 1981-04-30 | Unknown | Suction (American)
C&W GROCERY | 4320 CLEVELAND HWY | COHUTTA | Whitfield | 1550260 | KERO | [5 empty] | Removed from Ground | Kerosene | 1000 | Bare Steel | 1981-04-30 | Unknown | Suction (American)
C&W GROCERY | 4320 CLEVELAND HWY | COHUTTA | Whitfield | 1550260 | PRE | [5 empty] | Removed from Ground | Gas (Historical Use) | 1000 | Bare Steel | 1971-05-03 | Unknown | Suction (American)
C&W GROCERY | 4320 CLEVELAND HWY | COHUTTA | Whitfield | 1550260 | REG | [5 empty] | Removed from Ground | Gas (Historical Use) | 1000 | Bare Steel | 1971-05-03 | Unknown | Suction (American)
C&W GROCERY | 4320 CLEVELAND HWY | COHUTTA | Whitfield | 1550260 | UL | [5 empty] | Removed from Ground | Gas (Historical Use) | 1000 | Bare Steel | 1971-05-03 | Unknown | Suction (American)
SHAW IND/ TRUCK GARAGE PLT 66 | HARRIS ST | DALTON | Whitfield | 1550262 | 1 | [5 empty] | Removed from Ground | Gas (Historical Use) | 1000 | Bare Steel | 1971-05-05 | Unknown
SHAW IND/ TRUCK GARAGE PLT 66 | HARRIS ST | DALTON | Whitfield | 1550262 | 2 | [5 empty] | Removed from Ground | Gas (Historical Use) | 1000 | Bare Steel | 1971-05-05 | Unknown
SHAW IND/ TRUCK GARAGE PLT 66 | HARRIS ST | DALTON | Whitfield | 1550262 | 3 | [5 empty] | Removed from Ground | Diesel | 10000 | Bare Steel | 1971-05-05 | Unknown
BROWN TRANSPORT CORP | US HWY 41 | DALTON | Whitfield | 1550263 | 1 | [5 empty] | Removed from Ground | Diesel | 3000 | Bare Steel | 1990-05-09 | Unknown
BROWN TRANSPORT CORP | US HWY 41 | DALTON | Whitfield | 1550263 | 2 | [5 empty] | Removed from Ground | Diesel | 3000 | Bare Steel | 1990-05-09 | Unknown
BROWN TRANSPORT CORP | US HWY 41 | DALTON | Whitfield | 1550263 | 3 | [5 empty] | Removed from Ground | Diesel | 3000 | Bare Steel | 1990-05-09 | Unknown
BROWN TRANSPORT CORP | US HWY 41 | DALTON | Whitfield | 1550263 | 4 | [5 empty] | Removed from Ground | Gas (Historical Use) | 2000 | Bare Steel | 1990-05-09 | Unknown
BROWN TRANSPORT CORP | US HWY 41 | DALTON | Whitfield | 1550263 | 5 | [5 empty] | Removed from Ground | Empty | 1000 | Bare Steel | 1990-05-09 | Unknown
SEXTONS EXXON | 1301 W WALNUT AVE | DALTON | Whitfield | 1550264 | 1 | Exempted |  | TRUE |  | TRUE | Currently in Use | Used Oil | 1000 | Fiberglass | 1985-05-06 | Fiberglass Reinforced Plastic | Gravity
SEXTONS EXXON | 1301 W WALNUT AVE | DALTON | Whitfield | 1550264 | 2 | Flapper Valve | 1998-12-16 | TRUE | 1998-12-16 | TRUE | Currently in Use | Regular | 10000 | Fiberglass | 1985-05-06 | Fiberglass Reinforced Plastic | Pressurized
SEXTONS EXXON | 1301 W WALNUT AVE | DALTON | Whitfield | 1550264 | 3 | Flapper Valve | 1998-12-16 | TRUE | 1998-12-16 | TRUE | Currently in Use | Diesel | 10000 | Fiberglass | 1985-05-06 | Fiberglass Reinforced Plastic | Pressurized
SEXTONS EXXON | 1301 W WALNUT AVE | DALTON | Whitfield | 1550264 | 4 | Flapper Valve | 1998-12-16 | TRUE | 1998-12-16 | TRUE | Currently in Use | Premium | 10000 | Fiberglass | 1985-05-06 | Fiberglass Reinforced Plastic | Pressurized
YOUNG'S GULF | 1818 CHATTANOOGA RD | DALTON | Whitfield | 1550266 | 1 |  |  | TRUE |  | TRUE | Removed from Ground | Used Oil | 550 | Cathodically Protected Steel | 1969-05-10 | Fiberglass Reinforced Plastic
YOUNG'S GULF | 1818 CHATTANOOGA RD | DALTON | Whitfield | 1550266 | 2 |  | 1987-11-30 |  | 1987-11-30 |  | Removed from Ground | Gas (Historical Use) | 6000 | Cathodically Protected Steel | 1969-05-10 | Fiberglass Reinforced Plastic
YOUNG'S GULF | 1818 CHATTANOOGA RD | DALTON | Whitfield | 1550266 | 3 |  | 1987-11-30 |  | 1987-11-30 |  | Removed from Ground | Gas (Historical Use) | 6000 | Cathodically Protected Steel | 1969-05-10 | Fiberglass Reinforced Plastic
YOUNG'S GULF | 1818 CHATTANOOGA RD | DALTON | Whitfield | 1550266 | 4 |  | 1987-11-30 |  | 1987-11-30 |  | Removed from Ground | Gas (Historical Use) | 6000 | Cathodically Protected Steel | 1969-05-10 | Fiberglass Reinforced Plastic
SHAW INDUSTRIES INC PLT #2 | 5 S HAMILTON ST EXTENTION | DALTON | Whitfield | 1550267 | 1 | [5 empty] | Closed in Ground | Diesel | 30310 | Bare Steel | 1970-04-27 | Bare Steel
SHAW INDUSTRIES INC PLT #2 | 5 S HAMILTON ST EXTENTION | DALTON | Whitfield | 1550267 | 2 | [5 empty] | Removed from Ground | Gas (Historical Use) | 1000 | Bare Steel | 1970-04-27 | Galvanized Steel
SHAW INDUSTRIES INC PLT #2 | 5 S HAMILTON ST EXTENTION | DALTON | Whitfield | 1550267 | 3 | [5 empty] | Removed from Ground | Diesel | 1000 | Bare Steel | 1970-04-27 | Galvanized Steel
SHAW INDUSTRIES INC PLT #2 | 5 S HAMILTON ST EXTENTION | DALTON | Whitfield | 1550267 | 4 |  |  | TRUE |  | TRUE | Removed from Ground | Used Oil | 12142 | Bare Steel | 1979-04-25 | Bare Steel
SHAW INDUSTRIES INC PLT #2 | 5 S HAMILTON ST EXTENTION | DALTON | Whitfield | 1550267 | 5 | [5 empty] | Removed from Ground | Gas (Historical Use) | 1000 | Bare Steel | 1984-04-23 | Galvanized Steel
SHAW INDUSTRIES INC PLT #2 | 5 S HAMILTON ST EXTENTION | DALTON | Whitfield | 1550267 | 6 | [5 empty] | Removed from Ground | Diesel | 1000 | Bare Steel | 1984-04-23 | Galvanized Steel
DALTON TRUCK SALES | HWY 41 SOUTH | DALTON | Whitfield | 1550270 | 1 | [5 empty] | Removed from Ground | Diesel | 2000 | Bare Steel | 1976-01-01 | Galvanized Steel
LONE STAR SERVICE STATION | 400 SOUTH HAMILTON ST | DALTON | Whitfield | 1550271 | 1 | [5 empty] | Removed from Ground | Gas (Historical Use) | 2000 | Bare Steel | 2000-04-26 | Galvanized Steel | Suction (American)
LONE STAR SERVICE STATION | 400 SOUTH HAMILTON ST | DALTON | Whitfield | 1550271 | 2 | [5 empty] | Removed from Ground | Gas (Historical Use) | 2000 | Bare Steel | 2000-04-26 | Galvanized Steel | Suction (American)
LONE STAR SERVICE STATION | 400 SOUTH HAMILTON ST | DALTON | Whitfield | 1550271 | 3 | [5 empty] | Removed from Ground | Gas (Historical Use) | 1000 | Bare Steel | 1996-07-01 | Galvanized Steel | Suction (American)
ST CLAIR #3 | 1507 DAWNVILLE RD | DALTON | Whitfield | 1550272 | 3 | [5 empty] | Removed from Ground | Gas (Historical Use) | 2000 | Bare Steel | 1974-01-01 | Galvanized Steel
ST CLAIR #3 | 1507 DAWNVILLE RD | DALTON | Whitfield | 1550272 | 4 | Flapper Valve | 1998-03-05 | FALSE | 1998-03-05 | FALSE | Currently in Use | Diesel Off Road | 1000 | Galvanic (STIP-3) | 1985-03-04 | Double-Walled Flex | Safe Suction (Euro)
ST CLAIR #3 | 1507 DAWNVILLE RD | DALTON | Whitfield | 1550272 | 5 | Flapper Valve | 1998-03-05 | FALSE | 1998-03-05 | FALSE | Currently in Use | Regular | 12000 | Galvanic (STIP-3) | 1998-02-16 | Double-Walled Flex | Pressurized
ST CLAIR #3 | 1507 DAWNVILLE RD | DALTON | Whitfield | 1550272 | 6 | Flapper Valve | 1998-02-16 | FALSE | 1998-02-16 | FALSE | Currently in Use | E-0 | 6000 | Galvanic (STIP-3) | 1998-02-16 | Double-Walled Flex | Pressurized
ST CLAIR #3 | 1507 DAWNVILLE RD | DALTON | Whitfield | 1550272 | 7 | Flapper Valve | 1998-02-16 |  | 1998-02-16 |  | Currently in Use | Diesel | 8000 | Galvanic (STIP-3) | 1998-02-16 | Double-Walled Flex | Pressurized
CIRCLE K #2723512 | 2200 CLEVELAND RD | DALTON | Whitfield | 1550273 | 1 | [5 empty] | Removed from Ground | Gas (Historical Use) | 10000 | Bare Steel | 1977-01-03 | Galvanized Steel | Pressurized
CIRCLE K #2723512 | 2200 CLEVELAND RD | DALTON | Whitfield | 1550273 | 2 | [5 empty] | Removed from Ground | Gas (Historical Use) | 10000 | Bare Steel | 1977-01-03 | Galvanized Steel | Pressurized
CIRCLE K #2723512 | 2200 CLEVELAND RD | DALTON | Whitfield | 1550273 | 3 | [5 empty] | Removed from Ground | Gas (Historical Use) | 10000 | Bare Steel | 1977-01-03 | Galvanized Steel | Pressurized
CIRCLE K #2723512 | 2200 CLEVELAND RD | DALTON | Whitfield | 1550273 | 4 | [5 empty] | Removed from Ground | Kerosene | 2000 | Cathodically Protected Steel | 1987-01-01 | Fiberglass Reinforced Plastic | Pressurized
CIRCLE K #2723512 | 2200 CLEVELAND RD | DALTON | Whitfield | 1550273 | 5 | Flapper Valve | 1997-08-29 | FALSE | 1997-08-29 | FALSE | Currently in Use | Regular | 15000 | Composite | 1997-08-29 | Double-Walled Flex | Pressurized
CIRCLE K #2723512 | 2200 CLEVELAND RD | DALTON | Whitfield | 1550273 | 6 | Flapper Valve | 1997-08-29 | FALSE | 1997-08-29 | FALSE | Currently in Use | Premium | 12000 | Composite | 1997-08-29 | Double-Walled Flex | Pressurized
CIRCLE K #2723512 | 2200 CLEVELAND RD | DALTON | Whitfield | 1550273 | 7 | Flapper Valve | 1997-08-29 | FALSE | 1997-08-29 | FALSE | Currently in Use | Kerosene | 2000 | Composite | 1997-08-29 | Double-Walled Flex | Pressurized
CIRCLE K #2723523 | 1010 E WALNUT AVE @ RIVERBEND | DALTON | Whitfield | 1550274 | 1 | Flapper Valve | 1997-11-10 | FALSE | 1997-11-10 | FALSE | Currently in Use | Regular | 10000 | Steel-Impressed Current | 1978-01-03 | Steel (Impressed Current) | Pressurized
CIRCLE K #2723523 | 1010 E WALNUT AVE @ RIVERBEND | DALTON | Whitfield | 1550274 | 2 | Flapper Valve | 1997-11-10 | FALSE | 1997-11-10 | FALSE | Currently in Use | Premium | 10000 | Steel-Impressed Current | 1978-01-03 | Steel (Impressed Current) | Pressurized
CIRCLE K #2723523 | 1010 E WALNUT AVE @ RIVERBEND | DALTON | Whitfield | 1550274 | 3 | Flapper Valve | 1997-11-10 | FALSE | 1997-11-10 | FALSE | Currently in Use | Diesel | 10000 | Steel-Impressed Current | 1978-01-03 | Steel (Impressed Current) | Pressurized
CIRCLE K #2723523 | 1010 E WALNUT AVE @ RIVERBEND | DALTON | Whitfield | 1550274 | 4 | Flapper Valve | 1997-11-10 | FALSE | 1997-11-10 | FALSE | Currently in Use | Kerosene | 4000 | Steel-Impressed Current | 1987-01-01 | Steel (Impressed Current) | Pressurized
CIRCLE K #2723523 | 1010 E WALNUT AVE @ RIVERBEND | DALTON | Whitfield | 1550274 | 5 | Flapper Valve | 1997-11-10 | FALSE | 1997-11-10 | FALSE | Currently in Use | E-0 | 2000 | Steel-Impressed Current | 1987-01-01 | Steel (Impressed Current) | Pressurized
OMSHIM INC | 3356 S DIXIE RD | DALTON | Whitfield | 1550277 | 1 | Flapper Valve | 1987-01-01 | FALSE | 1987-01-01 | FALSE | Currently in Use | Regular | 6000 | Steel-Impressed Current | 1987-01-01 | Steel (Impressed Current) | Pressurized
OMSHIM INC | 3356 S DIXIE RD | DALTON | Whitfield | 1550277 | 2 | Flapper Valve | 1987-01-01 | FALSE | 1987-01-01 | FALSE | Currently in Use | Diesel | 2000 | Steel-Impressed Current | 1987-01-01 | Steel (Impressed Current) | Pressurized
OMSHIM INC | 3356 S DIXIE RD | DALTON | Whitfield | 1550277 | 3 | Flapper Valve | 1987-01-01 | FALSE | 1987-01-01 | FALSE | Currently in Use | Premium | 2000 | Steel-Impressed Current | 1987-01-01 | Steel (Impressed Current) | Pressurized
OMSHIM INC | 3356 S DIXIE RD | DALTON | Whitfield | 1550277 | 4 | Flapper Valve | 1987-01-01 | FALSE | 1987-01-01 | FALSE | Temporarily out of use | Diesel | 2000 | Steel-Impressed Current | 1987-01-01 | Steel (Impressed Current) | Safe Suction (Euro)
BILLY HOLCOMB & SON INC | 1326 LEE BRYANT RD NE | DALTON | Whitfield | 1550278 | 1 | [5 empty] | Removed from Ground | Diesel | 4000 | Bare Steel | 1981-05-29 | Galvanized Steel
BILLY HOLCOMB & SON INC | 1326 LEE BRYANT RD NE | DALTON | Whitfield | 1550278 | 2 | [5 empty] | Removed from Ground | Gas (Historical Use) | 500 | Bare Steel | 1985-05-28 | Galvanized Steel
BELK-GALLANT CO INC | 2150 E. WALNUT AVE. | DALTON | Whitfield | 1550279 | 1 | [5 empty] | Closed in Ground | Diesel | 110 | Bare Steel | 1981-05-15 | Copper | Safe Suction (Euro)
COLONIAL BAKING CO | UNKNOWN | DALTON | Whitfield | 1550280 | 1 | [5 empty] | Closed in Ground | Empty | 10000 | Fiberglass | 1974-05-19 | Fiberglass Reinforced Plastic
DALTON PUBLIC WORKS DEPARTMENT | 606 N ELM ST | DALTON | Whitfield | 1550281 | 1 | [5 empty] | Removed from Ground | Diesel | 10000 | Epoxy | 1989-01-01 | Fiberglass Reinforced Plastic | Suction (American)
DALTON PUBLIC WORKS DEPARTMENT | 606 N ELM ST | DALTON | Whitfield | 1550281 | 2 | [5 empty] | Removed from Ground | Gas (Historical Use) | 20000 | Epoxy | 1989-01-01 | Fiberglass Reinforced Plastic | Suction (American)
DALTON PUBLIC WORKS DEPARTMENT | 606 N ELM ST | DALTON | Whitfield | 1550281 | 3 | [5 empty] | Removed from Ground | Gas (Historical Use) | 4000 | Bare Steel | 1970-05-18 | Galvanized Steel
DALTON PUBLIC WORKS DEPARTMENT | 606 N ELM ST | DALTON | Whitfield | 1550281 | 4 | [5 empty] | Removed from Ground | Gas (Historical Use) | 8000 | Bare Steel | 1970-05-18 | Galvanized Steel
DALTON PUBLIC WORKS DEPARTMENT | 606 N ELM ST | DALTON | Whitfield | 1550281 | 5 | [5 empty] | Removed from Ground | Empty | 6000 | Bare Steel | 1970-05-18 | Galvanized Steel
DALTON PUBLIC WORKS DEPARTMENT | 606 N ELM ST | DALTON | Whitfield | 1550281 | 6 | [5 empty] | Removed from Ground | Empty | 6000 | Bare Steel | 1970-05-18 | Galvanized Steel
DALTON PUBLIC WORKS DEPARTMENT | 606 N ELM ST | DALTON | Whitfield | 1550281 | 7 | Ball Float | 1989-09-21 | FALSE | 1989-09-21 | FALSE | Currently in Use | Regular | 20000 | Epoxy | 1989-09-21 | Fiberglass Reinforced Plastic | Pressurized
DALTON PUBLIC WORKS DEPARTMENT | 606 N ELM ST | DALTON | Whitfield | 1550281 | 8 | Ball Float | 1989-09-21 | FALSE | 1989-09-21 | FALSE | Currently in Use | Diesel | 10000 | Epoxy | 1989-09-21 | Fiberglass Reinforced Plastic | Pressurized
DALTON PUBLIC WORKS DEPARTMENT | 606 N ELM ST | DALTON | Whitfield | 1550281 | 9 | Ball Float | 2006-03-15 | FALSE | 2006-03-15 | FALSE | Currently in Use | Diesel | 20000 | Composite | 2006-03-15 | Double-Walled Fiberglass | Pressurized
ALLTELL GEORGIA COMMUNICATIONS CORP SUBSIDIARY | EAST DUG GAP RD | DALTON | Whitfield | 1550282 | 1 |  | 1989-09-01 |  | 1989-09-01 |  | Removed from Ground | Diesel | 550 | Double Walled | 1989-09-01 | Fiberglass Reinforced Plastic | Safe Suction (Euro)
ALLTELL GEORGIA COMMUNICATIONS CORP SUBSIDIARY | EAST DUG GAP RD | DALTON | Whitfield | 1550282 | 3734.1 | [5 empty] | Removed from Ground | Diesel | 500 | Bare Steel | 1973-11-07 | Unknown
ALLTEL | IND BLVD | DALTON | Whitfield | 1550283 | 1 | [5 empty] | Removed from Ground | Diesel | 1500 | Cathodically Protected Steel | 1990-09-01 | Fiberglass Reinforced Plastic | Suction (American)
ALLTEL | IND BLVD | DALTON | Whitfield | 1550283 | 3733-1 | [5 empty] | Removed from Ground | Diesel | 5000 | Bare Steel | 1975-11-07 | Unknown
WINDSTREAM DALTON CENTRAL OFFICE | 615 S THORNTON AVE | DALTON | Whitfield | 1550284 | 1 | Flapper Valve | 2012-12-31 |  | 2012-12-31 |  | Currently in Use | Diesel | 10000 | Fiberglass Double Walled | 1989-09-01 | Fiberglass Reinforced Plastic | Safe Suction (Euro)
WINDSTREAM DALTON CENTRAL OFFICE | 615 S THORNTON AVE | DALTON | Whitfield | 1550284 | 3732-1 | [5 empty] | Removed from Ground | Diesel | 15000 | Bare Steel | 1974-11-07 | Unknown
CONAGRA FEED MILL/TUNNEL HILL FE | 201 MAIN ST | TUNNEL HILL | Whitfield | 1552000 | 1 | [5 empty] | Removed from Ground | Diesel | 15000 | Bare Steel | 1966-02-08 | Galvanized Steel
CONAGRA FEED MILL/TUNNEL HILL FE | 201 MAIN ST | TUNNEL HILL | Whitfield | 1552000 | 2 | [5 empty] | Closed in Ground | Diesel | 8000 | Bare Steel | 1980-02-05 | Galvanized Steel | Suction (American)
MAPCO EXPRESS INC #3507 | 1406 CLEVELAND RD | DALTON | Whitfield | 1552002 | 1 | Ball Float | 1987-11-04 | FALSE | 1987-11-04 | FALSE | Currently in Use | Regular | 10000 | Composite | 1987-11-04 | Double-Walled Fiberglass | Pressurized
MAPCO EXPRESS INC #3507 | 1406 CLEVELAND RD | DALTON | Whitfield | 1552002 | 2 | Ball Float | 1987-11-04 | FALSE | 1987-11-04 | FALSE | Currently in Use | Plus | 10000 | Composite | 1987-11-04 | Double-Walled Fiberglass | Pressurized
MAPCO EXPRESS INC #3507 | 1406 CLEVELAND RD | DALTON | Whitfield | 1552002 | 3 | Ball Float | 1987-11-04 | FALSE | 1987-11-04 | FALSE | Currently in Use | Premium | 10000 | Composite | 1987-11-04 | Double-Walled Fiberglass | Pressurized
MAPCO EXPRESS INC #3507 | 1406 CLEVELAND RD | DALTON | Whitfield | 1552002 | 4 | Ball Float | 1987-11-04 | FALSE | 1987-11-04 | FALSE | Currently in Use | Diesel | 20000 | Composite | 1987-11-04 | Double-Walled Fiberglass | Pressurized
MAPCO EXPRESS INC #3507 | 1406 CLEVELAND RD | DALTON | Whitfield | 1552002 | 5 | Ball Float | 1987-11-04 | FALSE | 1987-11-04 | FALSE | Currently in Use | Biodiesel | 4000 | Composite | 1988-11-03 | Double-Walled Fiberglass | Pressurized
CONAGRA GARAGE | 200 E KIRT ST | DALTON | Whitfield | 1552004 | 1 | [5 empty] | Removed from Ground | Diesel | 12000 | Bare Steel | 1978-11-06 | Unknown | Safe Suction (Euro)
CONAGRA GARAGE | 200 E KIRT ST | DALTON | Whitfield | 1552004 | 2 | [5 empty] | Removed from Ground | Diesel | 15000 | Bare Steel | 1978-11-06 | Unknown | Safe Suction (Euro)
CONAGRA GARAGE | 200 E KIRT ST | DALTON | Whitfield | 1552004 | 3 | [5 empty] | Removed from Ground | Gas (Historical Use) | 5000 | Bare Steel | 1978-11-06 | Unknown | Safe Suction (Euro)
CONAGRA GARAGE | 200 E KIRT ST | DALTON | Whitfield | 1552004 | 4 | [5 empty] | Removed from Ground | Empty | 5000 | Bare Steel | 1978-11-06 | Galvanized Steel
CONAGRA GARAGE | 200 E KIRT ST | DALTON | Whitfield | 1552004 | 5 | [5 empty] | Removed from Ground | Empty | 2000 | Bare Steel | 1976-02-06 | Galvanized Steel
MILL CREEK GROCERY | MILL CREEK RD | DALTON | Whitfield | 1550099 | 1 | [5 empty] | Removed from Ground | Gas (Historical Use) | 1000 | Bare Steel | 1986-05-08 | Galvanized Steel
MILL CREEK GROCERY | MILL CREEK RD | DALTON | Whitfield | 1550099 | 2 | [5 empty] | Removed from Ground | Gas (Historical Use) | 1000 | Bare Steel | 1983-05-09 | Galvanized Steel
SOUTHERN RAILWAY INTERMODAL FACI | IND BLVD | DALTON | Whitfield | 1550100 | 1 | [5 empty] | Removed from Ground | Gas (Historical Use) | 1000 | Bare Steel | 1966-05-13 | Fiberglass Reinforced Plastic
G&M AUTO SALES/ROBO OF DALTON | 923 NORTH GLENWOOD AVE | DALTON | Whitfield | 1550101 | 1 | [5 empty] | Removed from Ground | Gas (Historical Use) | 8000 | Bare Steel | 1971-05-12 | Bare Steel
G&M AUTO SALES/ROBO OF DALTON | 923 NORTH GLENWOOD AVE | DALTON | Whitfield | 1550101 | 2 | [5 empty] | Removed from Ground | Gas (Historical Use) | 8000 | Bare Steel | 1971-05-12 | Bare Steel
G&M AUTO SALES/ROBO OF DALTON | 923 NORTH GLENWOOD AVE | DALTON | Whitfield | 1550101 | 3 | [5 empty] | Removed from Ground | Gas (Historical Use) | 8000 | Bare Steel | 1971-05-12 | Bare Steel
DALTON MUNICIPAL AIRPORT | 4483 AIRPORT RD | DALTON | Whitfield | 1550106 | 1 | [5 empty] | Removed from Ground | Empty | 2000 | Bare Steel | 1997-10-01 | Unknown
DALTON MUNICIPAL AIRPORT | 4483 AIRPORT RD | DALTON | Whitfield | 1550106 | 2 | [5 empty] | Removed from Ground | Empty | 2000 | Bare Steel | 1997-10-01 | Unknown